F3_Industrial_Paper and Printing_Existing_Process_Natural Gas_Commissioning_A_Achievable Economic UCT Potential | F3 | Industrial | Paper and Printing | Existing | Process | Natural Gas | Commissioning | A | Integrated Unit Winter Peak Savings (kW) | Achievable Economic UCT Potential | 0 | 0 | 0 | 0 | 0 | 0 | 0 | 0 | 0 | 0 | 0 | 0 | 0 | 0 | 0 | 0 | 0 | 0 | 0 | 0 | 0 | 0 | 0 | 0 | 0 | 0 | 0 | 0 | 0 | 0 | 0
F4_Industrial_Paper and Printing_Existing_Process_Natural Gas_Commissioning_A_Achievable Economic UCT Potential | F4 | Industrial | Paper and Printing | Existing | Process | Natural Gas | Commissioning | A | Incremental Energy Savings (MWh or mTherms) | Achievable Economic UCT Potential | 0 | 0 | 0 | 0 | 0 | 0 | 0 | 0 | 0 | 0 | 0 | 0 | 0 | 0 | 0 | 0 | 0 | 0 | 0 | 0 | 0 | 0 | 0 | 0 | 0 | 0 | 0 | 0 | 0 | 0 | 0
F5_Industrial_Paper and Printing_Existing_Process_Natural Gas_Commissioning_A_Achievable Economic UCT Potential | F5 | Industrial | Paper and Printing | Existing | Process | Natural Gas | Commissioning | A | Incremental Summer Peak Savings (MW) | Achievable Economic UCT Potential | 0 | 0 | 0 | 0 | 0 | 0 | 0 | 0 | 0 | 0 | 0 | 0 | 0 | 0 | 0 | 0 | 0 | 0 | 0 | 0 | 0 | 0 | 0 | 0 | 0 | 0 | 0 | 0 | 0 | 0 | 0
F6_Industrial_Paper and Printing_Existing_Process_Natural Gas_Commissioning_A_Achievable Economic UCT Potential | F6 | Industrial | Paper and Printing | Existing | Process | Natural Gas | Commissioning | A | Incremental Winter Peak Savings (MW) | Achievable Economic UCT Potential | 0 | 0 | 0 | 0 | 0 | 0 | 0 | 0 | 0 | 0 | 0 | 0 | 0 | 0 | 0 | 0 | 0 | 0 | 0 | 0 | 0 | 0 | 0 | 0 | 0 | 0 | 0 | 0 | 0 | 0 | 0
F7_Industrial_Paper and Printing_Existing_Process_Natural Gas_Commissioning_A_Achievable Economic UCT Potential | F7 | Industrial | Paper and Printing | Existing | Process | Natural Gas | Commissioning | A | Cumulative Energy Savings (MWh or mTherms) | Achievable Economic UCT Potential | 0 | 0 | 0 | 0 | 0 | 0 | 0 | 0 | 0 | 0 | 0 | 0 | 0 | 0 | 0 | 0 | 0 | 0 | 0 | 0 | 0 | 0 | 0 | 0 | 0 | 0 | 0 | 0 | 0 | 0 | 0
F8_Industrial_Paper and Printing_Existing_Process_Natural Gas_Commissioning_A_Achievable Economic UCT Potential | F8 | Industrial | Paper and Printing | Existing | Process | Natural Gas | Commissioning | A | Cumulative Summer Peak Savings (MW) | Achievable Economic UCT Potential | 0 | 0 | 0 | 0 | 0 | 0 | 0 | 0 | 0 | 0 | 0 | 0 | 0 | 0 | 0 | 0 | 0 | 0 | 0 | 0 | 0 | 0 | 0 | 0 | 0 | 0 | 0 | 0 | 0 | 0 | 0
F9_Industrial_Paper and Printing_Existing_Process_Natural Gas_Commissioning_A_Achievable Economic UCT Potential | F9 | Industrial | Paper and Printing | Existing | Process | Natural Gas | Commissioning | A | Cumulative Winter Peak Savings (MW) | Achievable Economic UCT Potential | 0 | 0 | 0 | 0 | 0 | 0 | 0 | 0 | 0 | 0 | 0 | 0 | 0 | 0 | 0 | 0 | 0 | 0 | 0 | 0 | 0 | 0 | 0 | 0 | 0 | 0 | 0 | 0 | 0 | 0 | 0
F10_Industrial_Paper and Printing_Existing_Process_Natural Gas_Commissioning_A_Achievable Economic UCT Potential | F10 | Industrial | Paper and Printing | Existing | Process | Natural Gas | Commissioning | A | Purchases (Incremental) | Achievable Economic UCT Potential | 0 | 0 | 0 | 0 | 0 | 0 | 0 | 0 | 0 | 0 | 0 | 0 | 0 | 0 | 0 | 0 | 0 | 0 | 0 | 0 | 0 | 0 | 0 | 0 | 0 | 0 | 0 | 0 | 0 | 0 | 0
F11_Industrial_Paper and Printing_Existing_Process_Natural Gas_Commissioning_A_Achievable Economic UCT Potential | F11 | Industrial | Paper and Printing | Existing | Process | Natural Gas | Commissioning | A | Purchases (Cumulative) | Achievable Economic UCT Potential | 0 | 0 | 0 | 0 | 0 | 0 | 0 | 0 | 0 | 0 | 0 | 0 | 0 | 0 | 0 | 0 | 0 | 0 | 0 | 0 | 0 | 0 | 0 | 0 | 0 | 0 | 0 | 0 | 0 | 0 | 0
F1_Industrial_Paper and Printing_Existing_Space Heating_Natural Gas_Retrocommissioning_A_Achievable Economic UCT Potential | F1 | Industrial | Paper and Printing | Existing | Space Heating | Natural Gas | Retrocommissioning | A | Integrated Unit Energy Savings (kWh or therms) | Achievable Economic UCT Potential | 0 | 0 | 0 | 0 | 0 | 9.3801 | 9.3277 | 9.2621 | 9.1904 | 9.1126 | 9.0305 | 8.9442 | 8.8554 | 8.7625 | 8.6606 | 8.5616 | 8.4625 | 8.3685 | 8.2789 | 8.1945 | 8.1144 | 8.0332 | 7.9625 | 7.9019 | 7.8452 | 7.7932 | 7.7485 | 7.7069 | 0 | 0 | 0
F2_Industrial_Paper and Printing_Existing_Space Heating_Natural Gas_Retrocommissioning_A_Achievable Economic UCT Potential | F2 | Industrial | Paper and Printing | Existing | Space Heating | Natural Gas | Retrocommissioning | A | Integrated Unit Summer Peak Savings (kW) | Achievable Economic UCT Potential | 0 | 0 | 0 | 0 | 0 | 0 | 0 | 0 | 0 | 0 | 0 | 0 | 0 | 0 | 0 | 0 | 0 | 0 | 0 | 0 | 0 | 0 | 0 | 0 | 0 | 0 | 0 | 0 | 0 | 0 | 0
F3_Industrial_Paper and Printing_Existing_Space Heating_Natural Gas_Retrocommissioning_A_Achievable Economic UCT Potential | F3 | Industrial | Paper and Printing | Existing | Space Heating | Natural Gas | Retrocommissioning | A | Integrated Unit Winter Peak Savings (kW) | Achievable Economic UCT Potential | 0 | 0 | 0 | 0 | 0 | 0 | 0 | 0 | 0 | 0 | 0 | 0 | 0 | 0 | 0 | 0 | 0 | 0 | 0 | 0 | 0 | 0 | 0 | 0 | 0 | 0 | 0 | 0 | 0 | 0 | 0
F4_Industrial_Paper and Printing_Existing_Space Heating_Natural Gas_Retrocommissioning_A_Achievable Economic UCT Potential | F4 | Industrial | Paper and Printing | Existing | Space Heating | Natural Gas | Retrocommissioning | A | Incremental Energy Savings (MWh or mTherms) | Achievable Economic UCT Potential | 0 | 0 | 0 | 0 | 0 | 0.0069247 | 0.0068823 | 0.0067935 | 0.0067446 | 0.006693 | 0.0065485 | 0.0064682 | 0.006391 | 0.0062235 | 0.0061746 | 0.0060459 | 0.0059766 | 0.0058805 | 0.0057656 | 0.0057136 | 0.0056344 | 0.0055563 | 0.0054874 | 0.0054271 | 0.0053711 | 0 | 0 | 0 | 0 | 0 | 0
F5_Industrial_Paper and Printing_Existing_Space Heating_Natural Gas_Retrocommissioning_A_Achievable Economic UCT Potential | F5 | Industrial | Paper and Printing | Existing | Space Heating | Natural Gas | Retrocommissioning | A | Incremental Summer Peak Savings (MW) | Achievable Economic UCT Potential | 0 | 0 | 0 | 0 | 0 | 0 | 0 | 0 | 0 | 0 | 0 | 0 | 0 | 0 | 0 | 0 | 0 | 0 | 0 | 0 | 0 | 0 | 0 | 0 | 0 | 0 | 0 | 0 | 0 | 0 | 0
F6_Industrial_Paper and Printing_Existing_Space Heating_Natural Gas_Retrocommissioning_A_Achievable Economic UCT Potential | F6 | Industrial | Paper and Printing | Existing | Space Heating | Natural Gas | Retrocommissioning | A | Incremental Winter Peak Savings (MW) | Achievable Economic UCT Potential | 0 | 0 | 0 | 0 | 0 | 0 | 0 | 0 | 0 | 0 | 0 | 0 | 0 | 0 | 0 | 0 | 0 | 0 | 0 | 0 | 0 | 0 | 0 | 0 | 0 | 0 | 0 | 0 | 0 | 0 | 0
F7_Industrial_Paper and Printing_Existing_Space Heating_Natural Gas_Retrocommissioning_A_Achievable Economic UCT Potential | F7 | Industrial | Paper and Printing | Existing | Space Heating | Natural Gas | Retrocommissioning | A | Cumulative Energy Savings (MWh or mTherms) | Achievable Economic UCT Potential | 0 | 0 | 0 | 0 | 0 | 0.0069247 | 0.013768 | 0.020465 | 0.027051 | 0.033515 | 0.039762 | 0.04585 | 0.051786 | 0.057466 | 0.062972 | 0.068299 | 0.073485 | 0.078548 | 0.083473 | 0.088336 | 0.093107 | 0.097732 | 0.10236 | 0.10701 | 0.11161 | 0.11087 | 0.11024 | 0.10964 | 0 | 0 | 0
F8_Industrial_Paper and Printing_Existing_Space Heating_Natural Gas_Retrocommissioning_A_Achievable Economic UCT Potential | F8 | Industrial | Paper and Printing | Existing | Space Heating | Natural Gas | Retrocommissioning | A | Cumulative Summer Peak Savings (MW) | Achievable Economic UCT Potential | 0 | 0 | 0 | 0 | 0 | 0 | 0 | 0 | 0 | 0 | 0 | 0 | 0 | 0 | 0 | 0 | 0 | 0 | 0 | 0 | 0 | 0 | 0 | 0 | 0 | 0 | 0 | 0 | 0 | 0 | 0
F9_Industrial_Paper and Printing_Existing_Space Heating_Natural Gas_Retrocommissioning_A_Achievable Economic UCT Potential | F9 | Industrial | Paper and Printing | Existing | Space Heating | Natural Gas | Retrocommissioning | A | Cumulative Winter Peak Savings (MW) | Achievable Economic UCT Potential | 0 | 0 | 0 | 0 | 0 | 0 | 0 | 0 | 0 | 0 | 0 | 0 | 0 | 0 | 0 | 0 | 0 | 0 | 0 | 0 | 0 | 0 | 0 | 0 | 0 | 0 | 0 | 0 | 0 | 0 | 0
F10_Industrial_Paper and Printing_Existing_Space Heating_Natural Gas_Retrocommissioning_A_Achievable Economic UCT Potential | F10 | Industrial | Paper and Printing | Existing | Space Heating | Natural Gas | Retrocommissioning | A | Purchases (Incremental) | Achievable Economic UCT Potential | 0 | 0 | 0 | 0 | 0 | 0.73824 | 0.73783 | 0.73348 | 0.73388 | 0.73448 | 0.72516 | 0.72317 | 0.72171 | 0.71025 | 0.71296 | 0.70616 | 0.70625 | 0.7027 | 0.69643 | 0.69725 | 0.69437 | 0.69167 | 0.68915 | 0.68681 | 0.68464 | 0 | 0 | 0 | 0 | 0 | 0
F11_Industrial_Paper and Printing_Existing_Space Heating_Natural Gas_Retrocommissioning_A_Achievable Economic UCT Potential | F11 | Industrial | Paper and Printing | Existing | Space Heating | Natural Gas | Retrocommissioning | A | Purchases (Cumulative) | Achievable Economic UCT Potential | 0 | 0 | 0 | 0 | 0 | 0.73824 | 1.4761 | 2.2095 | 2.9434 | 3.6779 | 4.4031 | 5.1262 | 5.8479 | 6.5582 | 7.2711 | 7.9773 | 8.6836 | 9.3862 | 10.0827 | 10.7799 | 11.4743 | 12.166 | 12.8551 | 13.5419 | 14.2266 | 14.2266 | 14.2266 | 14.2266 | 14.2266 | 14.2266 | 14.2266
F1_Industrial_Paper and Printing_Existing_Process_Natural Gas_Retrocommissioning_A_Achievable Economic UCT Potential | F1 | Industrial | Paper and Printing | Existing | Process | Natural Gas | Retrocommissioning | A | Integrated Unit Energy Savings (kWh or therms) | Achievable Economic UCT Potential | 0 | 0 | 0 | 0 | 0 | 0 | 0 | 0 | 0 | 0 | 0 | 0 | 0 | 0 | 0 | 0 | 0 | 0 | 0 | 0 | 0 | 0 | 0 | 0 | 0 | 0 | 0 | 0 | 0 | 0 | 0
F2_Industrial_Paper and Printing_Existing_Process_Natural Gas_Retrocommissioning_A_Achievable Economic UCT Potential | F2 | Industrial | Paper and Printing | Existing | Process | Natural Gas | Retrocommissioning | A | Integrated Unit Summer Peak Savings (kW) | Achievable Economic UCT Potential | 0 | 0 | 0 | 0 | 0 | 0 | 0 | 0 | 0 | 0 | 0 | 0 | 0 | 0 | 0 | 0 | 0 | 0 | 0 | 0 | 0 | 0 | 0 | 0 | 0 | 0 | 0 | 0 | 0 | 0 | 0
F3_Industrial_Paper and Printing_Existing_Process_Natural Gas_Retrocommissioning_A_Achievable Economic UCT Potential | F3 | Industrial | Paper and Printing | Existing | Process | Natural Gas | Retrocommissioning | A | Integrated Unit Winter Peak Savings (kW) | Achievable Economic UCT Potential | 0 | 0 | 0 | 0 | 0 | 0 | 0 | 0 | 0 | 0 | 0 | 0 | 0 | 0 | 0 | 0 | 0 | 0 | 0 | 0 | 0 | 0 | 0 | 0 | 0 | 0 | 0 | 0 | 0 | 0 | 0
F4_Industrial_Paper and Printing_Existing_Process_Natural Gas_Retrocommissioning_A_Achievable Economic UCT Potential | F4 | Industrial | Paper and Printing | Existing | Process | Natural Gas | Retrocommissioning | A | Incremental Energy Savings (MWh or mTherms) | Achievable Economic UCT Potential | 0 | 0 | 0 | 0 | 0 | 0 | 0 | 0 | 0 | 0 | 0 | 0 | 0 | 0 | 0 | 0 | 0 | 0 | 0 | 0 | 0 | 0 | 0 | 0 | 0 | 0 | 0 | 0 | 0 | 0 | 0
F5_Industrial_Paper and Printing_Existing_Process_Natural Gas_Retrocommissioning_A_Achievable Economic UCT Potential | F5 | Industrial | Paper and Printing | Existing | Process | Natural Gas | Retrocommissioning | A | Incremental Summer Peak Savings (MW) | Achievable Economic UCT Potential | 0 | 0 | 0 | 0 | 0 | 0 | 0 | 0 | 0 | 0 | 0 | 0 | 0 | 0 | 0 | 0 | 0 | 0 | 0 | 0 | 0 | 0 | 0 | 0 | 0 | 0 | 0 | 0 | 0 | 0 | 0
F6_Industrial_Paper and Printing_Existing_Process_Natural Gas_Retrocommissioning_A_Achievable Economic UCT Potential | F6 | Industrial | Paper and Printing | Existing | Process | Natural Gas | Retrocommissioning | A | Incremental Winter Peak Savings (MW) | Achievable Economic UCT Potential | 0 | 0 | 0 | 0 | 0 | 0 | 0 | 0 | 0 | 0 | 0 | 0 | 0 | 0 | 0 | 0 | 0 | 0 | 0 | 0 | 0 | 0 | 0 | 0 | 0 | 0 | 0 | 0 | 0 | 0 | 0
F7_Industrial_Paper and Printing_Existing_Process_Natural Gas_Retrocommissioning_A_Achievable Economic UCT Potential | F7 | Industrial | Paper and Printing | Existing | Process | Natural Gas | Retrocommissioning | A | Cumulative Energy Savings (MWh or mTherms) | Achievable Economic UCT Potential | 0 | 0 | 0 | 0 | 0 | 0 | 0 | 0 | 0 | 0 | 0 | 0 | 0 | 0 | 0 | 0 | 0 | 0 | 0 | 0 | 0 | 0 | 0 | 0 | 0 | 0 | 0 | 0 | 0 | 0 | 0
F8_Industrial_Paper and Printing_Existing_Process_Natural Gas_Retrocommissioning_A_Achievable Economic UCT Potential | F8 | Industrial | Paper and Printing | Existing | Process | Natural Gas | Retrocommissioning | A | Cumulative Summer Peak Savings (MW) | Achievable Economic UCT Potential | 0 | 0 | 0 | 0 | 0 | 0 | 0 | 0 | 0 | 0 | 0 | 0 | 0 | 0 | 0 | 0 | 0 | 0 | 0 | 0 | 0 | 0 | 0 | 0 | 0 | 0 | 0 | 0 | 0 | 0 | 0
F9_Industrial_Paper and Printing_Existing_Process_Natural Gas_Retrocommissioning_A_Achievable Economic UCT Potential | F9 | Industrial | Paper and Printing | Existing | Process | Natural Gas | Retrocommissioning | A | Cumulative Winter Peak Savings (MW) | Achievable Economic UCT Potential | 0 | 0 | 0 | 0 | 0 | 0 | 0 | 0 | 0 | 0 | 0 | 0 | 0 | 0 | 0 | 0 | 0 | 0 | 0 | 0 | 0 | 0 | 0 | 0 | 0 | 0 | 0 | 0 | 0 | 0 | 0
F10_Industrial_Paper and Printing_Existing_Process_Natural Gas_Retrocommissioning_A_Achievable Economic UCT Potential | F10 | Industrial | Paper and Printing | Existing | Process | Natural Gas | Retrocommissioning | A | Purchases (Incremental) | Achievable Economic UCT Potential | 0 | 0 | 0 | 0 | 0 | 0.73824 | 0.73783 | 0.73348 | 0.73388 | 0.73448 | 0.72516 | 0.72317 | 0.72171 | 0.71025 | 0.71296 | 0.70616 | 0.70625 | 0.7027 | 0.69643 | 0.69725 | 0.69437 | 0.69167 | 0.68915 | 0.68681 | 0.68464 | 0 | 0 | 0 | 0 | 0 | 0
F11_Industrial_Paper and Printing_Existing_Process_Natural Gas_Retrocommissioning_A_Achievable Economic UCT Potential | F11 | Industrial | Paper and Printing | Existing | Process | Natural Gas | Retrocommissioning | A | Purchases (Cumulative) | Achievable Economic UCT Potential | 0 | 0 | 0 | 0 | 0 | 0.73824 | 1.4761 | 2.2095 | 2.9434 | 3.6779 | 4.4031 | 5.1262 | 5.8479 | 6.5582 | 7.2711 | 7.9773 | 8.6836 | 9.3862 | 10.0827 | 10.7799 | 11.4743 | 12.166 | 12.8551 | 13.5419 | 14.2266 | 14.2266 | 14.2266 | 14.2266 | 14.2266 | 14.2266 | 14.2266
F1_Industrial_Paper and Printing_New_Space Heating_Natural Gas_Insulation - Roof/Ceiling_A_Achievable Economic UCT Potential | F1 | Industrial | Paper and Printing | New | Space Heating | Natural Gas | Insulation - Roof/Ceiling | A | Integrated Unit Energy Savings (kWh or therms) | Achievable Economic UCT Potential | 0 | 0 | 0 | 0 | 0 | 0.093599 | 0.091995 | 0.090648 | 0.08946 | 0.088361 | 0.087359 | 0.086148 | 0.084815 | 0.083432 | 0.082032 | 0.080721 | 0.079505 | 0.078451 | 0.07718 | 0.076198 | 0.075469 | 0.074926 | 0.074656 | 0.074528 | 0.074504 | 0.074551 | 0.074616 | 0.074699 | 0 | 0 | 0
F2_Industrial_Paper and Printing_New_Space Heating_Natural Gas_Insulation - Roof/Ceiling_A_Achievable Economic UCT Potential | F2 | Industrial | Paper and Printing | New | Space Heating | Natural Gas | Insulation - Roof/Ceiling | A | Integrated Unit Summer Peak Savings (kW) | Achievable Economic UCT Potential | 0 | 0 | 0 | 0 | 0 | 0 | 0 | 0 | 0 | 0 | 0 | 0 | 0 | 0 | 0 | 0 | 0 | 0 | 0 | 0 | 0 | 0 | 0 | 0 | 0 | 0 | 0 | 0 | 0 | 0 | 0
F3_Industrial_Paper and Printing_New_Space Heating_Natural Gas_Insulation - Roof/Ceiling_A_Achievable Economic UCT Potential | F3 | Industrial | Paper and Printing | New | Space Heating | Natural Gas | Insulation - Roof/Ceiling | A | Integrated Unit Winter Peak Savings (kW) | Achievable Economic UCT Potential | 0 | 0 | 0 | 0 | 0 | 0 | 0 | 0 | 0 | 0 | 0 | 0 | 0 | 0 | 0 | 0 | 0 | 0 | 0 | 0 | 0 | 0 | 0 | 0 | 0 | 0 | 0 | 0 | 0 | 0 | 0
F4_Industrial_Paper and Printing_New_Space Heating_Natural Gas_Insulation - Roof/Ceiling_A_Achievable Economic UCT Potential | F4 | Industrial | Paper and Printing | New | Space Heating | Natural Gas | Insulation - Roof/Ceiling | A | Incremental Energy Savings (MWh or mTherms) | Achievable Economic UCT Potential | 0 | 0 | 0 | 0 | 0 | 0 | 0 | 0 | 0 | 0 | 0 | 0 | 0 | 0 | 0 | 0 | 0 | 0 | 0 | 0 | 0 | 0 | 0 | 0 | 0 | 0 | 0 | 0 | 0 | 0 | 0
F5_Industrial_Paper and Printing_New_Space Heating_Natural Gas_Insulation - Roof/Ceiling_A_Achievable Economic UCT Potential | F5 | Industrial | Paper and Printing | New | Space Heating | Natural Gas | Insulation - Roof/Ceiling | A | Incremental Summer Peak Savings (MW) | Achievable Economic UCT Potential | 0 | 0 | 0 | 0 | 0 | 0 | 0 | 0 | 0 | 0 | 0 | 0 | 0 | 0 | 0 | 0 | 0 | 0 | 0 | 0 | 0 | 0 | 0 | 0 | 0 | 0 | 0 | 0 | 0 | 0 | 0
F6_Industrial_Paper and Printing_New_Space Heating_Natural Gas_Insulation - Roof/Ceiling_A_Achievable Economic UCT Potential | F6 | Industrial | Paper and Printing | New | Space Heating | Natural Gas | Insulation - Roof/Ceiling | A | Incremental Winter Peak Savings (MW) | Achievable Economic UCT Potential | 0 | 0 | 0 | 0 | 0 | 0 | 0 | 0 | 0 | 0 | 0 | 0 | 0 | 0 | 0 | 0 | 0 | 0 | 0 | 0 | 0 | 0 | 0 | 0 | 0 | 0 | 0 | 0 | 0 | 0 | 0
F7_Industrial_Paper and Printing_New_Space Heating_Natural Gas_Insulation - Roof/Ceiling_A_Achievable Economic UCT Potential | F7 | Industrial | Paper and Printing | New | Space Heating | Natural Gas | Insulation - Roof/Ceiling | A | Cumulative Energy Savings (MWh or mTherms) | Achievable Economic UCT Potential | 0 | 0 | 0 | 0 | 0 | 0 | 0 | 0 | 0 | 0 | 0 | 0 | 0 | 0 | 0 | 0 | 0 | 0 | 0 | 0 | 0 | 0 | 0 | 0 | 0 | 0 | 0 | 0 | 0 | 0 | 0
F8_Industrial_Paper and Printing_New_Space Heating_Natural Gas_Insulation - Roof/Ceiling_A_Achievable Economic UCT Potential | F8 | Industrial | Paper and Printing | New | Space Heating | Natural Gas | Insulation - Roof/Ceiling | A | Cumulative Summer Peak Savings (MW) | Achievable Economic UCT Potential | 0 | 0 | 0 | 0 | 0 | 0 | 0 | 0 | 0 | 0 | 0 | 0 | 0 | 0 | 0 | 0 | 0 | 0 | 0 | 0 | 0 | 0 | 0 | 0 | 0 | 0 | 0 | 0 | 0 | 0 | 0
F9_Industrial_Paper and Printing_New_Space Heating_Natural Gas_Insulation - Roof/Ceiling_A_Achievable Economic UCT Potential | F9 | Industrial | Paper and Printing | New | Space Heating | Natural Gas | Insulation - Roof/Ceiling | A | Cumulative Winter Peak Savings (MW) | Achievable Economic UCT Potential | 0 | 0 | 0 | 0 | 0 | 0 | 0 | 0 | 0 | 0 | 0 | 0 | 0 | 0 | 0 | 0 | 0 | 0 | 0 | 0 | 0 | 0 | 0 | 0 | 0 | 0 | 0 | 0 | 0 | 0 | 0
F10_Industrial_Paper and Printing_New_Space Heating_Natural Gas_Insulation - Roof/Ceiling_A_Achievable Economic UCT Potential | F10 | Industrial | Paper and Printing | New | Space Heating | Natural Gas | Insulation - Roof/Ceiling | A | Purchases (Incremental) | Achievable Economic UCT Potential | 0 | 0 | 0 | 0 | 0 | 0 | 0 | 0 | 0 | 0 | 0 | 0 | 0 | 0 | 0 | 0 | 0 | 0 | 0 | 0 | 0 | 0 | 0 | 0 | 0 | 0 | 0 | 0 | 0 | 0 | 0
F11_Industrial_Paper and Printing_New_Space Heating_Natural Gas_Insulation - Roof/Ceiling_A_Achievable Economic UCT Potential | F11 | Industrial | Paper and Printing | New | Space Heating | Natural Gas | Insulation - Roof/Ceiling | A | Purchases (Cumulative) | Achievable Economic UCT Potential | 0 | 0 | 0 | 0 | 0 | 0 | 0 | 0 | 0 | 0 | 0 | 0 | 0 | 0 | 0 | 0 | 0 | 0 | 0 | 0 | 0 | 0 | 0 | 0 | 0 | 0 | 0 | 0 | 0 | 0 | 0
F1_Industrial_Paper and Printing_New_Space Heating_Natural Gas_Insulation - Wall Cavity_A_Achievable Economic UCT Potential | F1 | Industrial | Paper and Printing | New | Space Heating | Natural Gas | Insulation - Wall Cavity | A | Integrated Unit Energy Savings (kWh or therms) | Achievable Economic UCT Potential | 0 | 0 | 0 | 0 | 0 | 0.016856 | 0.016567 | 0.016325 | 0.016111 | 0.015913 | 0.015733 | 0.015514 | 0.015275 | 0.015025 | 0.014773 | 0.014537 | 0.014318 | 0.014128 | 0.013899 | 0.013723 | 0.013591 | 0.013493 | 0.013445 | 0.013422 | 0.013418 | 0.013426 | 0.013438 | 0.013453 | 0 | 0 | 0
F2_Industrial_Paper and Printing_New_Space Heating_Natural Gas_Insulation - Wall Cavity_A_Achievable Economic UCT Potential | F2 | Industrial | Paper and Printing | New | Space Heating | Natural Gas | Insulation - Wall Cavity | A | Integrated Unit Summer Peak Savings (kW) | Achievable Economic UCT Potential | 0 | 0 | 0 | 0 | 0 | 0 | 0 | 0 | 0 | 0 | 0 | 0 | 0 | 0 | 0 | 0 | 0 | 0 | 0 | 0 | 0 | 0 | 0 | 0 | 0 | 0 | 0 | 0 | 0 | 0 | 0
F3_Industrial_Paper and Printing_New_Space Heating_Natural Gas_Insulation - Wall Cavity_A_Achievable Economic UCT Potential | F3 | Industrial | Paper and Printing | New | Space Heating | Natural Gas | Insulation - Wall Cavity | A | Integrated Unit Winter Peak Savings (kW) | Achievable Economic UCT Potential | 0 | 0 | 0 | 0 | 0 | 0 | 0 | 0 | 0 | 0 | 0 | 0 | 0 | 0 | 0 | 0 | 0 | 0 | 0 | 0 | 0 | 0 | 0 | 0 | 0 | 0 | 0 | 0 | 0 | 0 | 0
F4_Industrial_Paper and Printing_New_Space Heating_Natural Gas_Insulation - Wall Cavity_A_Achievable Economic UCT Potential | F4 | Industrial | Paper and Printing | New | Space Heating | Natural Gas | Insulation - Wall Cavity | A | Incremental Energy Savings (MWh or mTherms) | Achievable Economic UCT Potential | 0 | 0 | 0 | 0 | 0 | 0 | 0 | 0 | 0 | 0 | 0 | 0 | 0 | 0 | 0 | 0 | 0 | 0 | 0 | 0 | 0 | 0 | 0 | 0 | 0 | 0 | 0 | 0 | 0 | 0 | 0
F5_Industrial_Paper and Printing_New_Space Heating_Natural Gas_Insulation - Wall Cavity_A_Achievable Economic UCT Potential | F5 | Industrial | Paper and Printing | New | Space Heating | Natural Gas | Insulation - Wall Cavity | A | Incremental Summer Peak Savings (MW) | Achievable Economic UCT Potential | 0 | 0 | 0 | 0 | 0 | 0 | 0 | 0 | 0 | 0 | 0 | 0 | 0 | 0 | 0 | 0 | 0 | 0 | 0 | 0 | 0 | 0 | 0 | 0 | 0 | 0 | 0 | 0 | 0 | 0 | 0
F6_Industrial_Paper and Printing_New_Space Heating_Natural Gas_Insulation - Wall Cavity_A_Achievable Economic UCT Potential | F6 | Industrial | Paper and Printing | New | Space Heating | Natural Gas | Insulation - Wall Cavity | A | Incremental Winter Peak Savings (MW) | Achievable Economic UCT Potential | 0 | 0 | 0 | 0 | 0 | 0 | 0 | 0 | 0 | 0 | 0 | 0 | 0 | 0 | 0 | 0 | 0 | 0 | 0 | 0 | 0 | 0 | 0 | 0 | 0 | 0 | 0 | 0 | 0 | 0 | 0
F7_Industrial_Paper and Printing_New_Space Heating_Natural Gas_Insulation - Wall Cavity_A_Achievable Economic UCT Potential | F7 | Industrial | Paper and Printing | New | Space Heating | Natural Gas | Insulation - Wall Cavity | A | Cumulative Energy Savings (MWh or mTherms) | Achievable Economic UCT Potential | 0 | 0 | 0 | 0 | 0 | 0 | 0 | 0 | 0 | 0 | 0 | 0 | 0 | 0 | 0 | 0 | 0 | 0 | 0 | 0 | 0 | 0 | 0 | 0 | 0 | 0 | 0 | 0 | 0 | 0 | 0
F8_Industrial_Paper and Printing_New_Space Heating_Natural Gas_Insulation - Wall Cavity_A_Achievable Economic UCT Potential | F8 | Industrial | Paper and Printing | New | Space Heating | Natural Gas | Insulation - Wall Cavity | A | Cumulative Summer Peak Savings (MW) | Achievable Economic UCT Potential | 0 | 0 | 0 | 0 | 0 | 0 | 0 | 0 | 0 | 0 | 0 | 0 | 0 | 0 | 0 | 0 | 0 | 0 | 0 | 0 | 0 | 0 | 0 | 0 | 0 | 0 | 0 | 0 | 0 | 0 | 0
F9_Industrial_Paper and Printing_New_Space Heating_Natural Gas_Insulation - Wall Cavity_A_Achievable Economic UCT Potential | F9 | Industrial | Paper and Printing | New | Space Heating | Natural Gas | Insulation - Wall Cavity | A | Cumulative Winter Peak Savings (MW) | Achievable Economic UCT Potential | 0 | 0 | 0 | 0 | 0 | 0 | 0 | 0 | 0 | 0 | 0 | 0 | 0 | 0 | 0 | 0 | 0 | 0 | 0 | 0 | 0 | 0 | 0 | 0 | 0 | 0 | 0 | 0 | 0 | 0 | 0
F10_Industrial_Paper and Printing_New_Space Heating_Natural Gas_Insulation - Wall Cavity_A_Achievable Economic UCT Potential | F10 | Industrial | Paper and Printing | New | Space Heating | Natural Gas | Insulation - Wall Cavity | A | Purchases (Incremental) | Achievable Economic UCT Potential | 0 | 0 | 0 | 0 | 0 | 0 | 0 | 0 | 0 | 0 | 0 | 0 | 0 | 0 | 0 | 0 | 0 | 0 | 0 | 0 | 0 | 0 | 0 | 0 | 0 | 0 | 0 | 0 | 0 | 0 | 0
F11_Industrial_Paper and Printing_New_Space Heating_Natural Gas_Insulation - Wall Cavity_A_Achievable Economic UCT Potential | F11 | Industrial | Paper and Printing | New | Space Heating | Natural Gas | Insulation - Wall Cavity | A | Purchases (Cumulative) | Achievable Economic UCT Potential | 0 | 0 | 0 | 0 | 0 | 0 | 0 | 0 | 0 | 0 | 0 | 0 | 0 | 0 | 0 | 0 | 0 | 0 | 0 | 0 | 0 | 0 | 0 | 0 | 0 | 0 | 0 | 0 | 0 | 0 | 0
F1_Industrial_Paper and Printing_New_Space Heating_Natural Gas_Insulation - Ducting_A_Achievable Economic UCT Potential | F1 | Industrial | Paper and Printing | New | Space Heating | Natural Gas | Insulation - Ducting | A | Integrated Unit Energy Savings (kWh or therms) | Achievable Economic UCT Potential | 0 | 0 | 0 | 0 | 0 | 0 | 0 | 0 | 0 | 0 | 0 | 0 | 0 | 0 | 0 | 0 | 0 | 0 | 0 | 0 | 0 | 0 | 0 | 0 | 0 | 0 | 0 | 0 | 0 | 0 | 0
F2_Industrial_Paper and Printing_New_Space Heating_Natural Gas_Insulation - Ducting_A_Achievable Economic UCT Potential | F2 | Industrial | Paper and Printing | New | Space Heating | Natural Gas | Insulation - Ducting | A | Integrated Unit Summer Peak Savings (kW) | Achievable Economic UCT Potential | 0 | 0 | 0 | 0 | 0 | 0 | 0 | 0 | 0 | 0 | 0 | 0 | 0 | 0 | 0 | 0 | 0 | 0 | 0 | 0 | 0 | 0 | 0 | 0 | 0 | 0 | 0 | 0 | 0 | 0 | 0
F3_Industrial_Paper and Printing_New_Space Heating_Natural Gas_Insulation - Ducting_A_Achievable Economic UCT Potential | F3 | Industrial | Paper and Printing | New | Space Heating | Natural Gas | Insulation - Ducting | A | Integrated Unit Winter Peak Savings (kW) | Achievable Economic UCT Potential | 0 | 0 | 0 | 0 | 0 | 0 | 0 | 0 | 0 | 0 | 0 | 0 | 0 | 0 | 0 | 0 | 0 | 0 | 0 | 0 | 0 | 0 | 0 | 0 | 0 | 0 | 0 | 0 | 0 | 0 | 0
F4_Industrial_Paper and Printing_New_Space Heating_Natural Gas_Insulation - Ducting_A_Achievable Economic UCT Potential | F4 | Industrial | Paper and Printing | New | Space Heating | Natural Gas | Insulation - Ducting | A | Incremental Energy Savings (MWh or mTherms) | Achievable Economic UCT Potential | 0 | 0 | 0 | 0 | 0 | 0 | 0 | 0 | 0 | 0 | 0 | 0 | 0 | 0 | 0 | 0 | 0 | 0 | 0 | 0 | 0 | 0 | 0 | 0 | 0 | 0 | 0 | 0 | 0 | 0 | 0
F5_Industrial_Paper and Printing_New_Space Heating_Natural Gas_Insulation - Ducting_A_Achievable Economic UCT Potential | F5 | Industrial | Paper and Printing | New | Space Heating | Natural Gas | Insulation - Ducting | A | Incremental Summer Peak Savings (MW) | Achievable Economic UCT Potential | 0 | 0 | 0 | 0 | 0 | 0 | 0 | 0 | 0 | 0 | 0 | 0 | 0 | 0 | 0 | 0 | 0 | 0 | 0 | 0 | 0 | 0 | 0 | 0 | 0 | 0 | 0 | 0 | 0 | 0 | 0
F6_Industrial_Paper and Printing_New_Space Heating_Natural Gas_Insulation - Ducting_A_Achievable Economic UCT Potential | F6 | Industrial | Paper and Printing | New | Space Heating | Natural Gas | Insulation - Ducting | A | Incremental Winter Peak Savings (MW) | Achievable Economic UCT Potential | 0 | 0 | 0 | 0 | 0 | 0 | 0 | 0 | 0 | 0 | 0 | 0 | 0 | 0 | 0 | 0 | 0 | 0 | 0 | 0 | 0 | 0 | 0 | 0 | 0 | 0 | 0 | 0 | 0 | 0 | 0
F7_Industrial_Paper and Printing_New_Space Heating_Natural Gas_Insulation - Ducting_A_Achievable Economic UCT Potential | F7 | Industrial | Paper and Printing | New | Space Heating | Natural Gas | Insulation - Ducting | A | Cumulative Energy Savings (MWh or mTherms) | Achievable Economic UCT Potential | 0 | 0 | 0 | 0 | 0 | 0 | 0 | 0 | 0 | 0 | 0 | 0 | 0 | 0 | 0 | 0 | 0 | 0 | 0 | 0 | 0 | 0 | 0 | 0 | 0 | 0 | 0 | 0 | 0 | 0 | 0
F8_Industrial_Paper and Printing_New_Space Heating_Natural Gas_Insulation - Ducting_A_Achievable Economic UCT Potential | F8 | Industrial | Paper and Printing | New | Space Heating | Natural Gas | Insulation - Ducting | A | Cumulative Summer Peak Savings (MW) | Achievable Economic UCT Potential | 0 | 0 | 0 | 0 | 0 | 0 | 0 | 0 | 0 | 0 | 0 | 0 | 0 | 0 | 0 | 0 | 0 | 0 | 0 | 0 | 0 | 0 | 0 | 0 | 0 | 0 | 0 | 0 | 0 | 0 | 0
F9_Industrial_Paper and Printing_New_Space Heating_Natural Gas_Insulation - Ducting_A_Achievable Economic UCT Potential | F9 | Industrial | Paper and Printing | New | Space Heating | Natural Gas | Insulation - Ducting | A | Cumulative Winter Peak Savings (MW) | Achievable Economic UCT Potential | 0 | 0 | 0 | 0 | 0 | 0 | 0 | 0 | 0 | 0 | 0 | 0 | 0 | 0 | 0 | 0 | 0 | 0 | 0 | 0 | 0 | 0 | 0 | 0 | 0 | 0 | 0 | 0 | 0 | 0 | 0
F10_Industrial_Paper and Printing_New_Space Heating_Natural Gas_Insulation - Ducting_A_Achievable Economic UCT Potential | F10 | Industrial | Paper and Printing | New | Space Heating | Natural Gas | Insulation - Ducting | A | Purchases (Incremental) | Achievable Economic UCT Potential | 0 | 0 | 0 | 0 | 0 | 0 | 0 | 0 | 0 | 0 | 0 | 0 | 0 | 0 | 0 | 0 | 0 | 0 | 0 | 0 | 0 | 0 | 0 | 0 | 0 | 0 | 0 | 0 | 0 | 0 | 0
F11_Industrial_Paper and Printing_New_Space Heating_Natural Gas_Insulation - Ducting_A_Achievable Economic UCT Potential | F11 | Industrial | Paper and Printing | New | Space Heating | Natural Gas | Insulation - Ducting | A | Purchases (Cumulative) | Achievable Economic UCT Potential | 0 | 0 | 0 | 0 | 0 | 0 | 0 | 0 | 0 | 0 | 0 | 0 | 0 | 0 | 0 | 0 | 0 | 0 | 0 | 0 | 0 | 0 | 0 | 0 | 0 | 0 | 0 | 0 | 0 | 0 | 0
F1_Industrial_Paper and Printing_New_Space Heating_Natural Gas_HVAC - Duct Repair and Sealing_A_Achievable Economic UCT Potential | F1 | Industrial | Paper and Printing | New | Space Heating | Natural Gas | HVAC - Duct Repair and Sealing | A | Integrated Unit Energy Savings (kWh or therms) | Achievable Economic UCT Potential | 0 | 0 | 0 | 0 | 0 | 0 | 0 | 0 | 0 | 0 | 0 | 0 | 0 | 0 | 0 | 0 | 0 | 0 | 0 | 0 | 0 | 0 | 0 | 0 | 0 | 0 | 0 | 0 | 0 | 0 | 0
F2_Industrial_Paper and Printing_New_Space Heating_Natural Gas_HVAC - Duct Repair and Sealing_A_Achievable Economic UCT Potential | F2 | Industrial | Paper and Printing | New | Space Heating | Natural Gas | HVAC - Duct Repair and Sealing | A | Integrated Unit Summer Peak Savings (kW) | Achievable Economic UCT Potential | 0 | 0 | 0 | 0 | 0 | 0 | 0 | 0 | 0 | 0 | 0 | 0 | 0 | 0 | 0 | 0 | 0 | 0 | 0 | 0 | 0 | 0 | 0 | 0 | 0 | 0 | 0 | 0 | 0 | 0 | 0
F3_Industrial_Paper and Printing_New_Space Heating_Natural Gas_HVAC - Duct Repair and Sealing_A_Achievable Economic UCT Potential | F3 | Industrial | Paper and Printing | New | Space Heating | Natural Gas | HVAC - Duct Repair and Sealing | A | Integrated Unit Winter Peak Savings (kW) | Achievable Economic UCT Potential | 0 | 0 | 0 | 0 | 0 | 0 | 0 | 0 | 0 | 0 | 0 | 0 | 0 | 0 | 0 | 0 | 0 | 0 | 0 | 0 | 0 | 0 | 0 | 0 | 0 | 0 | 0 | 0 | 0 | 0 | 0
F4_Industrial_Paper and Printing_New_Space Heating_Natural Gas_HVAC - Duct Repair and Sealing_A_Achievable Economic UCT Potential | F4 | Industrial | Paper and Printing | New | Space Heating | Natural Gas | HVAC - Duct Repair and Sealing | A | Incremental Energy Savings (MWh or mTherms) | Achievable Economic UCT Potential | 0 | 0 | 0 | 0 | 0 | 0 | 0 | 0 | 0 | 0 | 0 | 0 | 0 | 0 | 0 | 0 | 0 | 0 | 0 | 0 | 0 | 0 | 0 | 0 | 0 | 0 | 0 | 0 | 0 | 0 | 0
F5_Industrial_Paper and Printing_New_Space Heating_Natural Gas_HVAC - Duct Repair and Sealing_A_Achievable Economic UCT Potential | F5 | Industrial | Paper and Printing | New | Space Heating | Natural Gas | HVAC - Duct Repair and Sealing | A | Incremental Summer Peak Savings (MW) | Achievable Economic UCT Potential | 0 | 0 | 0 | 0 | 0 | 0 | 0 | 0 | 0 | 0 | 0 | 0 | 0 | 0 | 0 | 0 | 0 | 0 | 0 | 0 | 0 | 0 | 0 | 0 | 0 | 0 | 0 | 0 | 0 | 0 | 0
F6_Industrial_Paper and Printing_New_Space Heating_Natural Gas_HVAC - Duct Repair and Sealing_A_Achievable Economic UCT Potential | F6 | Industrial | Paper and Printing | New | Space Heating | Natural Gas | HVAC - Duct Repair and Sealing | A | Incremental Winter Peak Savings (MW) | Achievable Economic UCT Potential | 0 | 0 | 0 | 0 | 0 | 0 | 0 | 0 | 0 | 0 | 0 | 0 | 0 | 0 | 0 | 0 | 0 | 0 | 0 | 0 | 0 | 0 | 0 | 0 | 0 | 0 | 0 | 0 | 0 | 0 | 0
F7_Industrial_Paper and Printing_New_Space Heating_Natural Gas_HVAC - Duct Repair and Sealing_A_Achievable Economic UCT Potential | F7 | Industrial | Paper and Printing | New | Space Heating | Natural Gas | HVAC - Duct Repair and Sealing | A | Cumulative Energy Savings (MWh or mTherms) | Achievable Economic UCT Potential | 0 | 0 | 0 | 0 | 0 | 0 | 0 | 0 | 0 | 0 | 0 | 0 | 0 | 0 | 0 | 0 | 0 | 0 | 0 | 0 | 0 | 0 | 0 | 0 | 0 | 0 | 0 | 0 | 0 | 0 | 0
F8_Industrial_Paper and Printing_New_Space Heating_Natural Gas_HVAC - Duct Repair and Sealing_A_Achievable Economic UCT Potential | F8 | Industrial | Paper and Printing | New | Space Heating | Natural Gas | HVAC - Duct Repair and Sealing | A | Cumulative Summer Peak Savings (MW) | Achievable Economic UCT Potential | 0 | 0 | 0 | 0 | 0 | 0 | 0 | 0 | 0 | 0 | 0 | 0 | 0 | 0 | 0 | 0 | 0 | 0 | 0 | 0 | 0 | 0 | 0 | 0 | 0 | 0 | 0 | 0 | 0 | 0 | 0
F9_Industrial_Paper and Printing_New_Space Heating_Natural Gas_HVAC - Duct Repair and Sealing_A_Achievable Economic UCT Potential | F9 | Industrial | Paper and Printing | New | Space Heating | Natural Gas | HVAC - Duct Repair and Sealing | A | Cumulative Winter Peak Savings (MW) | Achievable Economic UCT Potential | 0 | 0 | 0 | 0 | 0 | 0 | 0 | 0 | 0 | 0 | 0 | 0 | 0 | 0 | 0 | 0 | 0 | 0 | 0 | 0 | 0 | 0 | 0 | 0 | 0 | 0 | 0 | 0 | 0 | 0 | 0
F10_Industrial_Paper and Printing_New_Space Heating_Natural Gas_HVAC - Duct Repair and Sealing_A_Achievable Economic UCT Potential | F10 | Industrial | Paper and Printing | New | Space Heating | Natural Gas | HVAC - Duct Repair and Sealing | A | Purchases (Incremental) | Achievable Economic UCT Potential | 0 | 0 | 0 | 0 | 0 | 0 | 0 | 0 | 0 | 0 | 0 | 0 | 0 | 0 | 0 | 0 | 0 | 0 | 0 | 0 | 0 | 0 | 0 | 0 | 0 | 0 | 0 | 0 | 0 | 0 | 0
F11_Industrial_Paper and Printing_New_Space Heating_Natural Gas_HVAC - Duct Repair and Sealing_A_Achievable Economic UCT Potential | F11 | Industrial | Paper and Printing | New | Space Heating | Natural Gas | HVAC - Duct Repair and Sealing | A | Purchases (Cumulative) | Achievable Economic UCT Potential | 0 | 0 | 0 | 0 | 0 | 0 | 0 | 0 | 0 | 0 | 0 | 0 | 0 | 0 | 0 | 0 | 0 | 0 | 0 | 0 | 0 | 0 | 0 | 0 | 0 | 0 | 0 | 0 | 0 | 0 | 0
F1_Industrial_Paper and Printing_New_Space Heating_Natural Gas_Windows - High Efficiency_A_Achievable Economic UCT Potential | F1 | Industrial | Paper and Printing | New | Space Heating | Natural Gas | Windows - High Efficiency | A | Integrated Unit Energy Savings (kWh or therms) | Achievable Economic UCT Potential | 0 | 0 | 0 | 0 | 0 | 0.0053496 | 0.0052579 | 0.0051809 | 0.005113 | 0.0050502 | 0.004993 | 0.0049237 | 0.0048476 | 0.0047685 | 0.0046885 | 0.0046136 | 0.0045441 | 0.0044839 | 0.0044112 | 0.0043551 | 0.0043134 | 0.0042823 | 0.0042669 | 0.0042596 | 0.0042582 | 0.004261 | 0.0042646 | 0.0042694 | 0 | 0 | 0
F2_Industrial_Paper and Printing_New_Space Heating_Natural Gas_Windows - High Efficiency_A_Achievable Economic UCT Potential | F2 | Industrial | Paper and Printing | New | Space Heating | Natural Gas | Windows - High Efficiency | A | Integrated Unit Summer Peak Savings (kW) | Achievable Economic UCT Potential | 0 | 0 | 0 | 0 | 0 | 0 | 0 | 0 | 0 | 0 | 0 | 0 | 0 | 0 | 0 | 0 | 0 | 0 | 0 | 0 | 0 | 0 | 0 | 0 | 0 | 0 | 0 | 0 | 0 | 0 | 0
F3_Industrial_Paper and Printing_New_Space Heating_Natural Gas_Windows - High Efficiency_A_Achievable Economic UCT Potential | F3 | Industrial | Paper and Printing | New | Space Heating | Natural Gas | Windows - High Efficiency | A | Integrated Unit Winter Peak Savings (kW) | Achievable Economic UCT Potential | 0 | 0 | 0 | 0 | 0 | 0 | 0 | 0 | 0 | 0 | 0 | 0 | 0 | 0 | 0 | 0 | 0 | 0 | 0 | 0 | 0 | 0 | 0 | 0 | 0 | 0 | 0 | 0 | 0 | 0 | 0
F4_Industrial_Paper and Printing_New_Space Heating_Natural Gas_Windows - High Efficiency_A_Achievable Economic UCT Potential | F4 | Industrial | Paper and Printing | New | Space Heating | Natural Gas | Windows - High Efficiency | A | Incremental Energy Savings (MWh or mTherms) | Achievable Economic UCT Potential | 0 | 0 | 0 | 0 | 0 | 0 | 0 | 0 | 0 | 0 | 0 | 0 | 0 | 0 | 0 | 0 | 0 | 0 | 0 | 0 | 0 | 0 | 0 | 0 | 0 | 0 | 0 | 0 | 0 | 0 | 0
F5_Industrial_Paper and Printing_New_Space Heating_Natural Gas_Windows - High Efficiency_A_Achievable Economic UCT Potential | F5 | Industrial | Paper and Printing | New | Space Heating | Natural Gas | Windows - High Efficiency | A | Incremental Summer Peak Savings (MW) | Achievable Economic UCT Potential | 0 | 0 | 0 | 0 | 0 | 0 | 0 | 0 | 0 | 0 | 0 | 0 | 0 | 0 | 0 | 0 | 0 | 0 | 0 | 0 | 0 | 0 | 0 | 0 | 0 | 0 | 0 | 0 | 0 | 0 | 0
F6_Industrial_Paper and Printing_New_Space Heating_Natural Gas_Windows - High Efficiency_A_Achievable Economic UCT Potential | F6 | Industrial | Paper and Printing | New | Space Heating | Natural Gas | Windows - High Efficiency | A | Incremental Winter Peak Savings (MW) | Achievable Economic UCT Potential | 0 | 0 | 0 | 0 | 0 | 0 | 0 | 0 | 0 | 0 | 0 | 0 | 0 | 0 | 0 | 0 | 0 | 0 | 0 | 0 | 0 | 0 | 0 | 0 | 0 | 0 | 0 | 0 | 0 | 0 | 0
F7_Industrial_Paper and Printing_New_Space Heating_Natural Gas_Windows - High Efficiency_A_Achievable Economic UCT Potential | F7 | Industrial | Paper and Printing | New | Space Heating | Natural Gas | Windows - High Efficiency | A | Cumulative Energy Savings (MWh or mTherms) | Achievable Economic UCT Potential | 0 | 0 | 0 | 0 | 0 | 0 | 0 | 0 | 0 | 0 | 0 | 0 | 0 | 0 | 0 | 0 | 0 | 0 | 0 | 0 | 0 | 0 | 0 | 0 | 0 | 0 | 0 | 0 | 0 | 0 | 0
F8_Industrial_Paper and Printing_New_Space Heating_Natural Gas_Windows - High Efficiency_A_Achievable Economic UCT Potential | F8 | Industrial | Paper and Printing | New | Space Heating | Natural Gas | Windows - High Efficiency | A | Cumulative Summer Peak Savings (MW) | Achievable Economic UCT Potential | 0 | 0 | 0 | 0 | 0 | 0 | 0 | 0 | 0 | 0 | 0 | 0 | 0 | 0 | 0 | 0 | 0 | 0 | 0 | 0 | 0 | 0 | 0 | 0 | 0 | 0 | 0 | 0 | 0 | 0 | 0
F9_Industrial_Paper and Printing_New_Space Heating_Natural Gas_Windows - High Efficiency_A_Achievable Economic UCT Potential | F9 | Industrial | Paper and Printing | New | Space Heating | Natural Gas | Windows - High Efficiency | A | Cumulative Winter Peak Savings (MW) | Achievable Economic UCT Potential | 0 | 0 | 0 | 0 | 0 | 0 | 0 | 0 | 0 | 0 | 0 | 0 | 0 | 0 | 0 | 0 | 0 | 0 | 0 | 0 | 0 | 0 | 0 | 0 | 0 | 0 | 0 | 0 | 0 | 0 | 0
F10_Industrial_Paper and Printing_New_Space Heating_Natural Gas_Windows - High Efficiency_A_Achievable Economic UCT Potential | F10 | Industrial | Paper and Printing | New | Space Heating | Natural Gas | Windows - High Efficiency | A | Purchases (Incremental) | Achievable Economic UCT Potential | 0 | 0 | 0 | 0 | 0 | 0 | 0 | 0 | 0 | 0 | 0 | 0 | 0 | 0 | 0 | 0 | 0 | 0 | 0 | 0 | 0 | 0 | 0 | 0 | 0 | 0 | 0 | 0 | 0 | 0 | 0
F11_Industrial_Paper and Printing_New_Space Heating_Natural Gas_Windows - High Efficiency_A_Achievable Economic UCT Potential | F11 | Industrial | Paper and Printing | New | Space Heating | Natural Gas | Windows - High Efficiency | A | Purchases (Cumulative) | Achievable Economic UCT Potential | 0 | 0 | 0 | 0 | 0 | 0 | 0 | 0 | 0 | 0 | 0 | 0 | 0 | 0 | 0 | 0 | 0 | 0 | 0 | 0 | 0 | 0 | 0 | 0 | 0 | 0 | 0 | 0 | 0 | 0 | 0
F1_Industrial_Paper and Printing_New_Space Heating_Natural Gas_Gas Boiler - Maintenance_A_Achievable Economic UCT Potential | F1 | Industrial | Paper and Printing | New | Space Heating | Natural Gas | Gas Boiler - Maintenance | A | Integrated Unit Energy Savings (kWh or therms) | Achievable Economic UCT Potential | 0 | 0 | 0 | 0 | 0 | 0 | 0 | 0 | 0 | 0 | 0 | 0 | 0 | 0 | 0 | 0 | 0 | 0 | 0 | 0 | 0 | 0 | 0 | 0 | 0 | 0 | 0 | 0 | 0 | 0 | 0
F2_Industrial_Paper and Printing_New_Space Heating_Natural Gas_Gas Boiler - Maintenance_A_Achievable Economic UCT Potential | F2 | Industrial | Paper and Printing | New | Space Heating | Natural Gas | Gas Boiler - Maintenance | A | Integrated Unit Summer Peak Savings (kW) | Achievable Economic UCT Potential | 0 | 0 | 0 | 0 | 0 | 0 | 0 | 0 | 0 | 0 | 0 | 0 | 0 | 0 | 0 | 0 | 0 | 0 | 0 | 0 | 0 | 0 | 0 | 0 | 0 | 0 | 0 | 0 | 0 | 0 | 0
F3_Industrial_Paper and Printing_New_Space Heating_Natural Gas_Gas Boiler - Maintenance_A_Achievable Economic UCT Potential | F3 | Industrial | Paper and Printing | New | Space Heating | Natural Gas | Gas Boiler - Maintenance | A | Integrated Unit Winter Peak Savings (kW) | Achievable Economic UCT Potential | 0 | 0 | 0 | 0 | 0 | 0 | 0 | 0 | 0 | 0 | 0 | 0 | 0 | 0 | 0 | 0 | 0 | 0 | 0 | 0 | 0 | 0 | 0 | 0 | 0 | 0 | 0 | 0 | 0 | 0 | 0
F4_Industrial_Paper and Printing_New_Space Heating_Natural Gas_Gas Boiler - Maintenance_A_Achievable Economic UCT Potential | F4 | Industrial | Paper and Printing | New | Space Heating | Natural Gas | Gas Boiler - Maintenance | A | Incremental Energy Savings (MWh or mTherms) | Achievable Economic UCT Potential | 0 | 0 | 0 | 0 | 0 | 0 | 0 | 0 | 0 | 0 | 0 | 0 | 0 | 0 | 0 | 0 | 0 | 0 | 0 | 0 | 0 | 0 | 0 | 0 | 0 | 0 | 0 | 0 | 0 | 0 | 0
F5_Industrial_Paper and Printing_New_Space Heating_Natural Gas_Gas Boiler - Maintenance_A_Achievable Economic UCT Potential | F5 | Industrial | Paper and Printing | New | Space Heating | Natural Gas | Gas Boiler - Maintenance | A | Incremental Summer Peak Savings (MW) | Achievable Economic UCT Potential | 0 | 0 | 0 | 0 | 0 | 0 | 0 | 0 | 0 | 0 | 0 | 0 | 0 | 0 | 0 | 0 | 0 | 0 | 0 | 0 | 0 | 0 | 0 | 0 | 0 | 0 | 0 | 0 | 0 | 0 | 0
F6_Industrial_Paper and Printing_New_Space Heating_Natural Gas_Gas Boiler - Maintenance_A_Achievable Economic UCT Potential | F6 | Industrial | Paper and Printing | New | Space Heating | Natural Gas | Gas Boiler - Maintenance | A | Incremental Winter Peak Savings (MW) | Achievable Economic UCT Potential | 0 | 0 | 0 | 0 | 0 | 0 | 0 | 0 | 0 | 0 | 0 | 0 | 0 | 0 | 0 | 0 | 0 | 0 | 0 | 0 | 0 | 0 | 0 | 0 | 0 | 0 | 0 | 0 | 0 | 0 | 0
F7_Industrial_Paper and Printing_New_Space Heating_Natural Gas_Gas Boiler - Maintenance_A_Achievable Economic UCT Potential | F7 | Industrial | Paper and Printing | New | Space Heating | Natural Gas | Gas Boiler - Maintenance | A | Cumulative Energy Savings (MWh or mTherms) | Achievable Economic UCT Potential | 0 | 0 | 0 | 0 | 0 | 0 | 0 | 0 | 0 | 0 | 0 | 0 | 0 | 0 | 0 | 0 | 0 | 0 | 0 | 0 | 0 | 0 | 0 | 0 | 0 | 0 | 0 | 0 | 0 | 0 | 0
F8_Industrial_Paper and Printing_New_Space Heating_Natural Gas_Gas Boiler - Maintenance_A_Achievable Economic UCT Potential | F8 | Industrial | Paper and Printing | New | Space Heating | Natural Gas | Gas Boiler - Maintenance | A | Cumulative Summer Peak Savings (MW) | Achievable Economic UCT Potential | 0 | 0 | 0 | 0 | 0 | 0 | 0 | 0 | 0 | 0 | 0 | 0 | 0 | 0 | 0 | 0 | 0 | 0 | 0 | 0 | 0 | 0 | 0 | 0 | 0 | 0 | 0 | 0 | 0 | 0 | 0
F9_Industrial_Paper and Printing_New_Space Heating_Natural Gas_Gas Boiler - Maintenance_A_Achievable Economic UCT Potential | F9 | Industrial | Paper and Printing | New | Space Heating | Natural Gas | Gas Boiler - Maintenance | A | Cumulative Winter Peak Savings (MW) | Achievable Economic UCT Potential | 0 | 0 | 0 | 0 | 0 | 0 | 0 | 0 | 0 | 0 | 0 | 0 | 0 | 0 | 0 | 0 | 0 | 0 | 0 | 0 | 0 | 0 | 0 | 0 | 0 | 0 | 0 | 0 | 0 | 0 | 0
F10_Industrial_Paper and Printing_New_Space Heating_Natural Gas_Gas Boiler - Maintenance_A_Achievable Economic UCT Potential | F10 | Industrial | Paper and Printing | New | Space Heating | Natural Gas | Gas Boiler - Maintenance | A | Purchases (Incremental) | Achievable Economic UCT Potential | 0 | 0 | 0 | 0 | 0 | 0 | 0 | 0 | 0 | 0 | 0 | 0 | 0 | 0 | 0 | 0 | 0 | 0 | 0 | 0 | 0 | 0 | 0 | 0 | 0 | 0 | 0 | 0 | 0 | 0 | 0
F11_Industrial_Paper and Printing_New_Space Heating_Natural Gas_Gas Boiler - Maintenance_A_Achievable Economic UCT Potential | F11 | Industrial | Paper and Printing | New | Space Heating | Natural Gas | Gas Boiler - Maintenance | A | Purchases (Cumulative) | Achievable Economic UCT Potential | 0 | 0 | 0 | 0 | 0 | 0 | 0 | 0 | 0 | 0 | 0 | 0 | 0 | 0 | 0 | 0 | 0 | 0 | 0 | 0 | 0 | 0 | 0 | 0 | 0 | 0 | 0 | 0 | 0 | 0 | 0
F1_Industrial_Paper and Printing_New_Process_Natural Gas_Gas Boiler - Maintenance_A_Achievable Economic UCT Potential | F1 | Industrial | Paper and Printing | New | Process | Natural Gas | Gas Boiler - Maintenance | A | Integrated Unit Energy Savings (kWh or therms) | Achievable Economic UCT Potential | 0 | 0 | 0 | 0 | 0 | 55.8015 | 55.8015 | 55.8015 | 55.8015 | 55.8015 | 55.8015 | 55.8015 | 55.8015 | 55.8015 | 55.8015 | 55.8015 | 55.8015 | 55.8015 | 55.8015 | 55.8015 | 55.8015 | 55.8015 | 55.8015 | 55.8015 | 55.8015 | 55.8015 | 55.8015 | 55.8015 | 55.8015 | 55.8015 | 55.8015
F2_Industrial_Paper and Printing_New_Process_Natural Gas_Gas Boiler - Maintenance_A_Achievable Economic UCT Potential | F2 | Industrial | Paper and Printing | New | Process | Natural Gas | Gas Boiler - Maintenance | A | Integrated Unit Summer Peak Savings (kW) | Achievable Economic UCT Potential | 0 | 0 | 0 | 0 | 0 | 0 | 0 | 0 | 0 | 0 | 0 | 0 | 0 | 0 | 0 | 0 | 0 | 0 | 0 | 0 | 0 | 0 | 0 | 0 | 0 | 0 | 0 | 0 | 0 | 0 | 0
F3_Industrial_Paper and Printing_New_Process_Natural Gas_Gas Boiler - Maintenance_A_Achievable Economic UCT Potential | F3 | Industrial | Paper and Printing | New | Process | Natural Gas | Gas Boiler - Maintenance | A | Integrated Unit Winter Peak Savings (kW) | Achievable Economic UCT Potential | 0 | 0 | 0 | 0 | 0 | 0 | 0 | 0 | 0 | 0 | 0 | 0 | 0 | 0 | 0 | 0 | 0 | 0 | 0 | 0 | 0 | 0 | 0 | 0 | 0 | 0 | 0 | 0 | 0 | 0 | 0
F4_Industrial_Paper and Printing_New_Process_Natural Gas_Gas Boiler - Maintenance_A_Achievable Economic UCT Potential | F4 | Industrial | Paper and Printing | New | Process | Natural Gas | Gas Boiler - Maintenance | A | Incremental Energy Savings (MWh or mTherms) | Achievable Economic UCT Potential | 0 | 0 | 0 | 0 | 0 | 0.0028187 | 0.0023407 | 0.0018729 | 0.0028187 | 0.0023407 | 0.0018729 | 0.0028187 | 0.0023407 | 0.0018729 | 0.0028187 | 0.0023407 | 0.0018729 | 0.0028187 | 0.0023407 | 0.0018729 | 0.0028187 | 0.0023407 | 0.0018729 | 0.0028187 | 0.0023407 | 0.0018729 | 0.0028187 | 0.0023407 | 0.0018729 | 0.0028187 | 0.0023407
F5_Industrial_Paper and Printing_New_Process_Natural Gas_Gas Boiler - Maintenance_A_Achievable Economic UCT Potential | F5 | Industrial | Paper and Printing | New | Process | Natural Gas | Gas Boiler - Maintenance | A | Incremental Summer Peak Savings (MW) | Achievable Economic UCT Potential | 0 | 0 | 0 | 0 | 0 | 0 | 0 | 0 | 0 | 0 | 0 | 0 | 0 | 0 | 0 | 0 | 0 | 0 | 0 | 0 | 0 | 0 | 0 | 0 | 0 | 0 | 0 | 0 | 0 | 0 | 0
F6_Industrial_Paper and Printing_New_Process_Natural Gas_Gas Boiler - Maintenance_A_Achievable Economic UCT Potential | F6 | Industrial | Paper and Printing | New | Process | Natural Gas | Gas Boiler - Maintenance | A | Incremental Winter Peak Savings (MW) | Achievable Economic UCT Potential | 0 | 0 | 0 | 0 | 0 | 0 | 0 | 0 | 0 | 0 | 0 | 0 | 0 | 0 | 0 | 0 | 0 | 0 | 0 | 0 | 0 | 0 | 0 | 0 | 0 | 0 | 0 | 0 | 0 | 0 | 0
F7_Industrial_Paper and Printing_New_Process_Natural Gas_Gas Boiler - Maintenance_A_Achievable Economic UCT Potential | F7 | Industrial | Paper and Printing | New | Process | Natural Gas | Gas Boiler - Maintenance | A | Cumulative Energy Savings (MWh or mTherms) | Achievable Economic UCT Potential | 0 | 0 | 0 | 0 | 0 | 0.0028187 | 0.0051594 | 0.0070323 | 0.0070323 | 0.0070323 | 0.0070323 | 0.0070323 | 0.0070323 | 0.0070323 | 0.0070323 | 0.0070323 | 0.0070323 | 0.0070323 | 0.0070323 | 0.0070323 | 0.0070323 | 0.0070323 | 0.0070323 | 0.0070323 | 0.0070323 | 0.0070323 | 0.0070323 | 0.0070323 | 0 | 0 | 0
F8_Industrial_Paper and Printing_New_Process_Natural Gas_Gas Boiler - Maintenance_A_Achievable Economic UCT Potential | F8 | Industrial | Paper and Printing | New | Process | Natural Gas | Gas Boiler - Maintenance | A | Cumulative Summer Peak Savings (MW) | Achievable Economic UCT Potential | 0 | 0 | 0 | 0 | 0 | 0 | 0 | 0 | 0 | 0 | 0 | 0 | 0 | 0 | 0 | 0 | 0 | 0 | 0 | 0 | 0 | 0 | 0 | 0 | 0 | 0 | 0 | 0 | 0 | 0 | 0
F9_Industrial_Paper and Printing_New_Process_Natural Gas_Gas Boiler - Maintenance_A_Achievable Economic UCT Potential | F9 | Industrial | Paper and Printing | New | Process | Natural Gas | Gas Boiler - Maintenance | A | Cumulative Winter Peak Savings (MW) | Achievable Economic UCT Potential | 0 | 0 | 0 | 0 | 0 | 0 | 0 | 0 | 0 | 0 | 0 | 0 | 0 | 0 | 0 | 0 | 0 | 0 | 0 | 0 | 0 | 0 | 0 | 0 | 0 | 0 | 0 | 0 | 0 | 0 | 0
F10_Industrial_Paper and Printing_New_Process_Natural Gas_Gas Boiler - Maintenance_A_Achievable Economic UCT Potential | F10 | Industrial | Paper and Printing | New | Process | Natural Gas | Gas Boiler - Maintenance | A | Purchases (Incremental) | Achievable Economic UCT Potential | 0 | 0 | 0 | 0 | 0 | 0.050514 | 0.041947 | 0.033564 | 0.050514 | 0.041947 | 0.033564 | 0.050514 | 0.041947 | 0.033564 | 0.050514 | 0.041947 | 0.033564 | 0.050514 | 0.041947 | 0.033564 | 0.050514 | 0.041947 | 0.033564 | 0.050514 | 0.041947 | 0.033564 | 0.050514 | 0.041947 | 0.033564 | 0.050514 | 0.041947
F11_Industrial_Paper and Printing_New_Process_Natural Gas_Gas Boiler - Maintenance_A_Achievable Economic UCT Potential | F11 | Industrial | Paper and Printing | New | Process | Natural Gas | Gas Boiler - Maintenance | A | Purchases (Cumulative) | Achievable Economic UCT Potential | 0 | 0 | 0 | 0 | 0 | 0.050514 | 0.09246 | 0.12602 | 0.12602 | 0.12602 | 0.12602 | 0.12602 | 0.12602 | 0.12602 | 0.12602 | 0.12602 | 0.12602 | 0.12602 | 0.12602 | 0.12602 | 0.12602 | 0.12602 | 0.12602 | 0.12602 | 0.12602 | 0.12602 | 0.12602 | 0.12602 | 0.12602 | 0.12602 | 0.12602
F1_Industrial_Paper and Printing_New_Space Heating_Natural Gas_Gas Furnace - Maintenance_A_Achievable Economic UCT Potential | F1 | Industrial | Paper and Printing | New | Space Heating | Natural Gas | Gas Furnace - Maintenance | A | Integrated Unit Energy Savings (kWh or therms) | Achievable Economic UCT Potential | 0 | 0 | 0 | 0 | 0 | 0 | 0 | 0 | 0 | 0 | 0 | 0 | 0 | 0 | 0 | 0 | 0 | 0 | 0 | 0 | 0 | 0 | 0 | 0 | 0 | 0 | 0 | 0 | 0 | 0 | 0
F2_Industrial_Paper and Printing_New_Space Heating_Natural Gas_Gas Furnace - Maintenance_A_Achievable Economic UCT Potential | F2 | Industrial | Paper and Printing | New | Space Heating | Natural Gas | Gas Furnace - Maintenance | A | Integrated Unit Summer Peak Savings (kW) | Achievable Economic UCT Potential | 0 | 0 | 0 | 0 | 0 | 0 | 0 | 0 | 0 | 0 | 0 | 0 | 0 | 0 | 0 | 0 | 0 | 0 | 0 | 0 | 0 | 0 | 0 | 0 | 0 | 0 | 0 | 0 | 0 | 0 | 0
F3_Industrial_Paper and Printing_New_Space Heating_Natural Gas_Gas Furnace - Maintenance_A_Achievable Economic UCT Potential | F3 | Industrial | Paper and Printing | New | Space Heating | Natural Gas | Gas Furnace - Maintenance | A | Integrated Unit Winter Peak Savings (kW) | Achievable Economic UCT Potential | 0 | 0 | 0 | 0 | 0 | 0 | 0 | 0 | 0 | 0 | 0 | 0 | 0 | 0 | 0 | 0 | 0 | 0 | 0 | 0 | 0 | 0 | 0 | 0 | 0 | 0 | 0 | 0 | 0 | 0 | 0
F4_Industrial_Paper and Printing_New_Space Heating_Natural Gas_Gas Furnace - Maintenance_A_Achievable Economic UCT Potential | F4 | Industrial | Paper and Printing | New | Space Heating | Natural Gas | Gas Furnace - Maintenance | A | Incremental Energy Savings (MWh or mTherms) | Achievable Economic UCT Potential | 0 | 0 | 0 | 0 | 0 | 0 | 0 | 0 | 0 | 0 | 0 | 0 | 0 | 0 | 0 | 0 | 0 | 0 | 0 | 0 | 0 | 0 | 0 | 0 | 0 | 0 | 0 | 0 | 0 | 0 | 0
F5_Industrial_Paper and Printing_New_Space Heating_Natural Gas_Gas Furnace - Maintenance_A_Achievable Economic UCT Potential | F5 | Industrial | Paper and Printing | New | Space Heating | Natural Gas | Gas Furnace - Maintenance | A | Incremental Summer Peak Savings (MW) | Achievable Economic UCT Potential | 0 | 0 | 0 | 0 | 0 | 0 | 0 | 0 | 0 | 0 | 0 | 0 | 0 | 0 | 0 | 0 | 0 | 0 | 0 | 0 | 0 | 0 | 0 | 0 | 0 | 0 | 0 | 0 | 0 | 0 | 0
F6_Industrial_Paper and Printing_New_Space Heating_Natural Gas_Gas Furnace - Maintenance_A_Achievable Economic UCT Potential | F6 | Industrial | Paper and Printing | New | Space Heating | Natural Gas | Gas Furnace - Maintenance | A | Incremental Winter Peak Savings (MW) | Achievable Economic UCT Potential | 0 | 0 | 0 | 0 | 0 | 0 | 0 | 0 | 0 | 0 | 0 | 0 | 0 | 0 | 0 | 0 | 0 | 0 | 0 | 0 | 0 | 0 | 0 | 0 | 0 | 0 | 0 | 0 | 0 | 0 | 0
F7_Industrial_Paper and Printing_New_Space Heating_Natural Gas_Gas Furnace - Maintenance_A_Achievable Economic UCT Potential | F7 | Industrial | Paper and Printing | New | Space Heating | Natural Gas | Gas Furnace - Maintenance | A | Cumulative Energy Savings (MWh or mTherms) | Achievable Economic UCT Potential | 0 | 0 | 0 | 0 | 0 | 0 | 0 | 0 | 0 | 0 | 0 | 0 | 0 | 0 | 0 | 0 | 0 | 0 | 0 | 0 | 0 | 0 | 0 | 0 | 0 | 0 | 0 | 0 | 0 | 0 | 0
F8_Industrial_Paper and Printing_New_Space Heating_Natural Gas_Gas Furnace - Maintenance_A_Achievable Economic UCT Potential | F8 | Industrial | Paper and Printing | New | Space Heating | Natural Gas | Gas Furnace - Maintenance | A | Cumulative Summer Peak Savings (MW) | Achievable Economic UCT Potential | 0 | 0 | 0 | 0 | 0 | 0 | 0 | 0 | 0 | 0 | 0 | 0 | 0 | 0 | 0 | 0 | 0 | 0 | 0 | 0 | 0 | 0 | 0 | 0 | 0 | 0 | 0 | 0 | 0 | 0 | 0
F9_Industrial_Paper and Printing_New_Space Heating_Natural Gas_Gas Furnace - Maintenance_A_Achievable Economic UCT Potential | F9 | Industrial | Paper and Printing | New | Space Heating | Natural Gas | Gas Furnace - Maintenance | A | Cumulative Winter Peak Savings (MW) | Achievable Economic UCT Potential | 0 | 0 | 0 | 0 | 0 | 0 | 0 | 0 | 0 | 0 | 0 | 0 | 0 | 0 | 0 | 0 | 0 | 0 | 0 | 0 | 0 | 0 | 0 | 0 | 0 | 0 | 0 | 0 | 0 | 0 | 0
F10_Industrial_Paper and Printing_New_Space Heating_Natural Gas_Gas Furnace - Maintenance_A_Achievable Economic UCT Potential | F10 | Industrial | Paper and Printing | New | Space Heating | Natural Gas | Gas Furnace - Maintenance | A | Purchases (Incremental) | Achievable Economic UCT Potential | 0 | 0 | 0 | 0 | 0 | 0 | 0 | 0 | 0 | 0 | 0 | 0 | 0 | 0 | 0 | 0 | 0 | 0 | 0 | 0 | 0 | 0 | 0 | 0 | 0 | 0 | 0 | 0 | 0 | 0 | 0
F11_Industrial_Paper and Printing_New_Space Heating_Natural Gas_Gas Furnace - Maintenance_A_Achievable Economic UCT Potential | F11 | Industrial | Paper and Printing | New | Space Heating | Natural Gas | Gas Furnace - Maintenance | A | Purchases (Cumulative) | Achievable Economic UCT Potential | 0 | 0 | 0 | 0 | 0 | 0 | 0 | 0 | 0 | 0 | 0 | 0 | 0 | 0 | 0 | 0 | 0 | 0 | 0 | 0 | 0 | 0 | 0 | 0 | 0 | 0 | 0 | 0 | 0 | 0 | 0
F1_Industrial_Paper and Printing_New_Space Heating_Natural Gas_Gas Boiler - Hot Water Reset_A_Achievable Economic UCT Potential | F1 | Industrial | Paper and Printing | New | Space Heating | Natural Gas | Gas Boiler - Hot Water Reset | A | Integrated Unit Energy Savings (kWh or therms) | Achievable Economic UCT Potential | 0 | 0 | 0 | 0 | 0 | 0 | 0 | 0 | 0 | 0 | 0 | 0 | 0 | 0 | 0 | 0 | 0 | 0 | 0 | 0 | 0 | 0 | 0 | 0 | 0 | 0 | 0 | 0 | 0 | 0 | 0
F2_Industrial_Paper and Printing_New_Space Heating_Natural Gas_Gas Boiler - Hot Water Reset_A_Achievable Economic UCT Potential | F2 | Industrial | Paper and Printing | New | Space Heating | Natural Gas | Gas Boiler - Hot Water Reset | A | Integrated Unit Summer Peak Savings (kW) | Achievable Economic UCT Potential | 0 | 0 | 0 | 0 | 0 | 0 | 0 | 0 | 0 | 0 | 0 | 0 | 0 | 0 | 0 | 0 | 0 | 0 | 0 | 0 | 0 | 0 | 0 | 0 | 0 | 0 | 0 | 0 | 0 | 0 | 0
F3_Industrial_Paper and Printing_New_Space Heating_Natural Gas_Gas Boiler - Hot Water Reset_A_Achievable Economic UCT Potential | F3 | Industrial | Paper and Printing | New | Space Heating | Natural Gas | Gas Boiler - Hot Water Reset | A | Integrated Unit Winter Peak Savings (kW) | Achievable Economic UCT Potential | 0 | 0 | 0 | 0 | 0 | 0 | 0 | 0 | 0 | 0 | 0 | 0 | 0 | 0 | 0 | 0 | 0 | 0 | 0 | 0 | 0 | 0 | 0 | 0 | 0 | 0 | 0 | 0 | 0 | 0 | 0
F4_Industrial_Paper and Printing_New_Space Heating_Natural Gas_Gas Boiler - Hot Water Reset_A_Achievable Economic UCT Potential | F4 | Industrial | Paper and Printing | New | Space Heating | Natural Gas | Gas Boiler - Hot Water Reset | A | Incremental Energy Savings (MWh or mTherms) | Achievable Economic UCT Potential | 0 | 0 | 0 | 0 | 0 | 0 | 0 | 0 | 0 | 0 | 0 | 0 | 0 | 0 | 0 | 0 | 0 | 0 | 0 | 0 | 0 | 0 | 0 | 0 | 0 | 0 | 0 | 0 | 0 | 0 | 0
F5_Industrial_Paper and Printing_New_Space Heating_Natural Gas_Gas Boiler - Hot Water Reset_A_Achievable Economic UCT Potential | F5 | Industrial | Paper and Printing | New | Space Heating | Natural Gas | Gas Boiler - Hot Water Reset | A | Incremental Summer Peak Savings (MW) | Achievable Economic UCT Potential | 0 | 0 | 0 | 0 | 0 | 0 | 0 | 0 | 0 | 0 | 0 | 0 | 0 | 0 | 0 | 0 | 0 | 0 | 0 | 0 | 0 | 0 | 0 | 0 | 0 | 0 | 0 | 0 | 0 | 0 | 0
F6_Industrial_Paper and Printing_New_Space Heating_Natural Gas_Gas Boiler - Hot Water Reset_A_Achievable Economic UCT Potential | F6 | Industrial | Paper and Printing | New | Space Heating | Natural Gas | Gas Boiler - Hot Water Reset | A | Incremental Winter Peak Savings (MW) | Achievable Economic UCT Potential | 0 | 0 | 0 | 0 | 0 | 0 | 0 | 0 | 0 | 0 | 0 | 0 | 0 | 0 | 0 | 0 | 0 | 0 | 0 | 0 | 0 | 0 | 0 | 0 | 0 | 0 | 0 | 0 | 0 | 0 | 0
F7_Industrial_Paper and Printing_New_Space Heating_Natural Gas_Gas Boiler - Hot Water Reset_A_Achievable Economic UCT Potential | F7 | Industrial | Paper and Printing | New | Space Heating | Natural Gas | Gas Boiler - Hot Water Reset | A | Cumulative Energy Savings (MWh or mTherms) | Achievable Economic UCT Potential | 0 | 0 | 0 | 0 | 0 | 0 | 0 | 0 | 0 | 0 | 0 | 0 | 0 | 0 | 0 | 0 | 0 | 0 | 0 | 0 | 0 | 0 | 0 | 0 | 0 | 0 | 0 | 0 | 0 | 0 | 0
F8_Industrial_Paper and Printing_New_Space Heating_Natural Gas_Gas Boiler - Hot Water Reset_A_Achievable Economic UCT Potential | F8 | Industrial | Paper and Printing | New | Space Heating | Natural Gas | Gas Boiler - Hot Water Reset | A | Cumulative Summer Peak Savings (MW) | Achievable Economic UCT Potential | 0 | 0 | 0 | 0 | 0 | 0 | 0 | 0 | 0 | 0 | 0 | 0 | 0 | 0 | 0 | 0 | 0 | 0 | 0 | 0 | 0 | 0 | 0 | 0 | 0 | 0 | 0 | 0 | 0 | 0 | 0
F9_Industrial_Paper and Printing_New_Space Heating_Natural Gas_Gas Boiler - Hot Water Reset_A_Achievable Economic UCT Potential | F9 | Industrial | Paper and Printing | New | Space Heating | Natural Gas | Gas Boiler - Hot Water Reset | A | Cumulative Winter Peak Savings (MW) | Achievable Economic UCT Potential | 0 | 0 | 0 | 0 | 0 | 0 | 0 | 0 | 0 | 0 | 0 | 0 | 0 | 0 | 0 | 0 | 0 | 0 | 0 | 0 | 0 | 0 | 0 | 0 | 0 | 0 | 0 | 0 | 0 | 0 | 0
F10_Industrial_Paper and Printing_New_Space Heating_Natural Gas_Gas Boiler - Hot Water Reset_A_Achievable Economic UCT Potential | F10 | Industrial | Paper and Printing | New | Space Heating | Natural Gas | Gas Boiler - Hot Water Reset | A | Purchases (Incremental) | Achievable Economic UCT Potential | 0 | 0 | 0 | 0 | 0 | 0 | 0 | 0 | 0 | 0 | 0 | 0 | 0 | 0 | 0 | 0 | 0 | 0 | 0 | 0 | 0 | 0 | 0 | 0 | 0 | 0 | 0 | 0 | 0 | 0 | 0
F11_Industrial_Paper and Printing_New_Space Heating_Natural Gas_Gas Boiler - Hot Water Reset_A_Achievable Economic UCT Potential | F11 | Industrial | Paper and Printing | New | Space Heating | Natural Gas | Gas Boiler - Hot Water Reset | A | Purchases (Cumulative) | Achievable Economic UCT Potential | 0 | 0 | 0 | 0 | 0 | 0 | 0 | 0 | 0 | 0 | 0 | 0 | 0 | 0 | 0 | 0 | 0 | 0 | 0 | 0 | 0 | 0 | 0 | 0 | 0 | 0 | 0 | 0 | 0 | 0 | 0
F1_Industrial_Paper and Printing_New_Process_Natural Gas_Gas Boiler - Hot Water Reset_A_Achievable Economic UCT Potential | F1 | Industrial | Paper and Printing | New | Process | Natural Gas | Gas Boiler - Hot Water Reset | A | Integrated Unit Energy Savings (kWh or therms) | Achievable Economic UCT Potential | 0 | 0 | 0 | 0 | 0 | 101.3952 | 101.3457 | 101.3038 | 101.2699 | 101.2376 | 101.2118 | 101.1955 | 101.1862 | 101.1821 | 101.1814 | 101.1835 | 101.1874 | 101.1926 | 101.1986 | 101.2051 | 101.217 | 101.2278 | 101.2376 | 101.2466 | 101.2549 | 101.2625 | 101.2695 | 101.276 | 101.4573 | 101.4573 | 101.4573
F2_Industrial_Paper and Printing_New_Process_Natural Gas_Gas Boiler - Hot Water Reset_A_Achievable Economic UCT Potential | F2 | Industrial | Paper and Printing | New | Process | Natural Gas | Gas Boiler - Hot Water Reset | A | Integrated Unit Summer Peak Savings (kW) | Achievable Economic UCT Potential | 0 | 0 | 0 | 0 | 0 | 0 | 0 | 0 | 0 | 0 | 0 | 0 | 0 | 0 | 0 | 0 | 0 | 0 | 0 | 0 | 0 | 0 | 0 | 0 | 0 | 0 | 0 | 0 | 0 | 0 | 0
F3_Industrial_Paper and Printing_New_Process_Natural Gas_Gas Boiler - Hot Water Reset_A_Achievable Economic UCT Potential | F3 | Industrial | Paper and Printing | New | Process | Natural Gas | Gas Boiler - Hot Water Reset | A | Integrated Unit Winter Peak Savings (kW) | Achievable Economic UCT Potential | 0 | 0 | 0 | 0 | 0 | 0 | 0 | 0 | 0 | 0 | 0 | 0 | 0 | 0 | 0 | 0 | 0 | 0 | 0 | 0 | 0 | 0 | 0 | 0 | 0 | 0 | 0 | 0 | 0 | 0 | 0
F4_Industrial_Paper and Printing_New_Process_Natural Gas_Gas Boiler - Hot Water Reset_A_Achievable Economic UCT Potential | F4 | Industrial | Paper and Printing | New | Process | Natural Gas | Gas Boiler - Hot Water Reset | A | Incremental Energy Savings (MWh or mTherms) | Achievable Economic UCT Potential | 0 | 0 | 0 | 0 | 0 | 0.0049783 | 0.0072382 | 0.010234 | 0.013467 | 0.017172 | 0.022195 | 0.026645 | 0.029561 | 0.03006 | 0.027703 | 0.022887 | 0.016097 | 0.0098983 | 0.0050303 | 0.0022391 | 0.00085464 | 0.0049701 | 0.0072305 | 0.010228 | 0.013465 | 0.017176 | 0.022208 | 0.026666 | 0.02964 | 0.030142 | 0.027779
F5_Industrial_Paper and Printing_New_Process_Natural Gas_Gas Boiler - Hot Water Reset_A_Achievable Economic UCT Potential | F5 | Industrial | Paper and Printing | New | Process | Natural Gas | Gas Boiler - Hot Water Reset | A | Incremental Summer Peak Savings (MW) | Achievable Economic UCT Potential | 0 | 0 | 0 | 0 | 0 | 0 | 0 | 0 | 0 | 0 | 0 | 0 | 0 | 0 | 0 | 0 | 0 | 0 | 0 | 0 | 0 | 0 | 0 | 0 | 0 | 0 | 0 | 0 | 0 | 0 | 0
F6_Industrial_Paper and Printing_New_Process_Natural Gas_Gas Boiler - Hot Water Reset_A_Achievable Economic UCT Potential | F6 | Industrial | Paper and Printing | New | Process | Natural Gas | Gas Boiler - Hot Water Reset | A | Incremental Winter Peak Savings (MW) | Achievable Economic UCT Potential | 0 | 0 | 0 | 0 | 0 | 0 | 0 | 0 | 0 | 0 | 0 | 0 | 0 | 0 | 0 | 0 | 0 | 0 | 0 | 0 | 0 | 0 | 0 | 0 | 0 | 0 | 0 | 0 | 0 | 0 | 0
F7_Industrial_Paper and Printing_New_Process_Natural Gas_Gas Boiler - Hot Water Reset_A_Achievable Economic UCT Potential | F7 | Industrial | Paper and Printing | New | Process | Natural Gas | Gas Boiler - Hot Water Reset | A | Cumulative Energy Savings (MWh or mTherms) | Achievable Economic UCT Potential | 0 | 0 | 0 | 0 | 0 | 0.0049783 | 0.012214 | 0.022443 | 0.035902 | 0.053063 | 0.075245 | 0.10188 | 0.13143 | 0.16148 | 0.18919 | 0.21208 | 0.22818 | 0.23809 | 0.24314 | 0.24539 | 0.24627 | 0.2463 | 0.24632 | 0.24635 | 0.24637 | 0.24639 | 0.2464 | 0.24642 | 0 | 0 | 0
F8_Industrial_Paper and Printing_New_Process_Natural Gas_Gas Boiler - Hot Water Reset_A_Achievable Economic UCT Potential | F8 | Industrial | Paper and Printing | New | Process | Natural Gas | Gas Boiler - Hot Water Reset | A | Cumulative Summer Peak Savings (MW) | Achievable Economic UCT Potential | 0 | 0 | 0 | 0 | 0 | 0 | 0 | 0 | 0 | 0 | 0 | 0 | 0 | 0 | 0 | 0 | 0 | 0 | 0 | 0 | 0 | 0 | 0 | 0 | 0 | 0 | 0 | 0 | 0 | 0 | 0
F9_Industrial_Paper and Printing_New_Process_Natural Gas_Gas Boiler - Hot Water Reset_A_Achievable Economic UCT Potential | F9 | Industrial | Paper and Printing | New | Process | Natural Gas | Gas Boiler - Hot Water Reset | A | Cumulative Winter Peak Savings (MW) | Achievable Economic UCT Potential | 0 | 0 | 0 | 0 | 0 | 0 | 0 | 0 | 0 | 0 | 0 | 0 | 0 | 0 | 0 | 0 | 0 | 0 | 0 | 0 | 0 | 0 | 0 | 0 | 0 | 0 | 0 | 0 | 0 | 0 | 0
F10_Industrial_Paper and Printing_New_Process_Natural Gas_Gas Boiler - Hot Water Reset_A_Achievable Economic UCT Potential | F10 | Industrial | Paper and Printing | New | Process | Natural Gas | Gas Boiler - Hot Water Reset | A | Purchases (Incremental) | Achievable Economic UCT Potential | 0 | 0 | 0 | 0 | 0 | 0.049098 | 0.071421 | 0.10102 | 0.13298 | 0.16962 | 0.2193 | 0.2633 | 0.29214 | 0.29709 | 0.2738 | 0.22619 | 0.15908 | 0.097816 | 0.049707 | 0.022124 | 0.0084436 | 0.049098 | 0.071421 | 0.10102 | 0.13298 | 0.16962 | 0.2193 | 0.2633 | 0.29214 | 0.29709 | 0.2738
F11_Industrial_Paper and Printing_New_Process_Natural Gas_Gas Boiler - Hot Water Reset_A_Achievable Economic UCT Potential | F11 | Industrial | Paper and Printing | New | Process | Natural Gas | Gas Boiler - Hot Water Reset | A | Purchases (Cumulative) | Achievable Economic UCT Potential | 0 | 0 | 0 | 0 | 0 | 0.049098 | 0.12052 | 0.22154 | 0.35452 | 0.52414 | 0.74344 | 1.0067 | 1.2989 | 1.596 | 1.8698 | 2.096 | 2.255 | 2.3529 | 2.4026 | 2.4247 | 2.4331 | 2.4331 | 2.4331 | 2.4331 | 2.4331 | 2.4331 | 2.4331 | 2.4331 | 2.4331 | 2.4331 | 2.4331
F1_Industrial_Paper and Printing_New_Space Heating_Natural Gas_Steam Trap Maintenance_A_Achievable Economic UCT Potential | F1 | Industrial | Paper and Printing | New | Space Heating | Natural Gas | Steam Trap Maintenance | A | Integrated Unit Energy Savings (kWh or therms) | Achievable Economic UCT Potential | 0 | 0 | 0 | 0 | 0 | 0 | 0 | 0 | 0 | 0 | 0 | 0 | 0 | 0 | 0 | 0 | 0 | 0 | 0 | 0 | 0 | 0 | 0 | 0 | 0 | 0 | 0 | 0 | 0 | 0 | 0
F2_Industrial_Paper and Printing_New_Space Heating_Natural Gas_Steam Trap Maintenance_A_Achievable Economic UCT Potential | F2 | Industrial | Paper and Printing | New | Space Heating | Natural Gas | Steam Trap Maintenance | A | Integrated Unit Summer Peak Savings (kW) | Achievable Economic UCT Potential | 0 | 0 | 0 | 0 | 0 | 0 | 0 | 0 | 0 | 0 | 0 | 0 | 0 | 0 | 0 | 0 | 0 | 0 | 0 | 0 | 0 | 0 | 0 | 0 | 0 | 0 | 0 | 0 | 0 | 0 | 0
F3_Industrial_Paper and Printing_New_Space Heating_Natural Gas_Steam Trap Maintenance_A_Achievable Economic UCT Potential | F3 | Industrial | Paper and Printing | New | Space Heating | Natural Gas | Steam Trap Maintenance | A | Integrated Unit Winter Peak Savings (kW) | Achievable Economic UCT Potential | 0 | 0 | 0 | 0 | 0 | 0 | 0 | 0 | 0 | 0 | 0 | 0 | 0 | 0 | 0 | 0 | 0 | 0 | 0 | 0 | 0 | 0 | 0 | 0 | 0 | 0 | 0 | 0 | 0 | 0 | 0
F4_Industrial_Paper and Printing_New_Space Heating_Natural Gas_Steam Trap Maintenance_A_Achievable Economic UCT Potential | F4 | Industrial | Paper and Printing | New | Space Heating | Natural Gas | Steam Trap Maintenance | A | Incremental Energy Savings (MWh or mTherms) | Achievable Economic UCT Potential | 0 | 0 | 0 | 0 | 0 | 0 | 0 | 0 | 0 | 0 | 0 | 0 | 0 | 0 | 0 | 0 | 0 | 0 | 0 | 0 | 0 | 0 | 0 | 0 | 0 | 0 | 0 | 0 | 0 | 0 | 0
F5_Industrial_Paper and Printing_New_Space Heating_Natural Gas_Steam Trap Maintenance_A_Achievable Economic UCT Potential | F5 | Industrial | Paper and Printing | New | Space Heating | Natural Gas | Steam Trap Maintenance | A | Incremental Summer Peak Savings (MW) | Achievable Economic UCT Potential | 0 | 0 | 0 | 0 | 0 | 0 | 0 | 0 | 0 | 0 | 0 | 0 | 0 | 0 | 0 | 0 | 0 | 0 | 0 | 0 | 0 | 0 | 0 | 0 | 0 | 0 | 0 | 0 | 0 | 0 | 0
F6_Industrial_Paper and Printing_New_Space Heating_Natural Gas_Steam Trap Maintenance_A_Achievable Economic UCT Potential | F6 | Industrial | Paper and Printing | New | Space Heating | Natural Gas | Steam Trap Maintenance | A | Incremental Winter Peak Savings (MW) | Achievable Economic UCT Potential | 0 | 0 | 0 | 0 | 0 | 0 | 0 | 0 | 0 | 0 | 0 | 0 | 0 | 0 | 0 | 0 | 0 | 0 | 0 | 0 | 0 | 0 | 0 | 0 | 0 | 0 | 0 | 0 | 0 | 0 | 0
F7_Industrial_Paper and Printing_New_Space Heating_Natural Gas_Steam Trap Maintenance_A_Achievable Economic UCT Potential | F7 | Industrial | Paper and Printing | New | Space Heating | Natural Gas | Steam Trap Maintenance | A | Cumulative Energy Savings (MWh or mTherms) | Achievable Economic UCT Potential | 0 | 0 | 0 | 0 | 0 | 0 | 0 | 0 | 0 | 0 | 0 | 0 | 0 | 0 | 0 | 0 | 0 | 0 | 0 | 0 | 0 | 0 | 0 | 0 | 0 | 0 | 0 | 0 | 0 | 0 | 0
F8_Industrial_Paper and Printing_New_Space Heating_Natural Gas_Steam Trap Maintenance_A_Achievable Economic UCT Potential | F8 | Industrial | Paper and Printing | New | Space Heating | Natural Gas | Steam Trap Maintenance | A | Cumulative Summer Peak Savings (MW) | Achievable Economic UCT Potential | 0 | 0 | 0 | 0 | 0 | 0 | 0 | 0 | 0 | 0 | 0 | 0 | 0 | 0 | 0 | 0 | 0 | 0 | 0 | 0 | 0 | 0 | 0 | 0 | 0 | 0 | 0 | 0 | 0 | 0 | 0
F9_Industrial_Paper and Printing_New_Space Heating_Natural Gas_Steam Trap Maintenance_A_Achievable Economic UCT Potential | F9 | Industrial | Paper and Printing | New | Space Heating | Natural Gas | Steam Trap Maintenance | A | Cumulative Winter Peak Savings (MW) | Achievable Economic UCT Potential | 0 | 0 | 0 | 0 | 0 | 0 | 0 | 0 | 0 | 0 | 0 | 0 | 0 | 0 | 0 | 0 | 0 | 0 | 0 | 0 | 0 | 0 | 0 | 0 | 0 | 0 | 0 | 0 | 0 | 0 | 0
F10_Industrial_Paper and Printing_New_Space Heating_Natural Gas_Steam Trap Maintenance_A_Achievable Economic UCT Potential | F10 | Industrial | Paper and Printing | New | Space Heating | Natural Gas | Steam Trap Maintenance | A | Purchases (Incremental) | Achievable Economic UCT Potential | 0 | 0 | 0 | 0 | 0 | 0 | 0 | 0 | 0 | 0 | 0 | 0 | 0 | 0 | 0 | 0 | 0 | 0 | 0 | 0 | 0 | 0 | 0 | 0 | 0 | 0 | 0 | 0 | 0 | 0 | 0
F11_Industrial_Paper and Printing_New_Space Heating_Natural Gas_Steam Trap Maintenance_A_Achievable Economic UCT Potential | F11 | Industrial | Paper and Printing | New | Space Heating | Natural Gas | Steam Trap Maintenance | A | Purchases (Cumulative) | Achievable Economic UCT Potential | 0 | 0 | 0 | 0 | 0 | 0 | 0 | 0 | 0 | 0 | 0 | 0 | 0 | 0 | 0 | 0 | 0 | 0 | 0 | 0 | 0 | 0 | 0 | 0 | 0 | 0 | 0 | 0 | 0 | 0 | 0
F1_Industrial_Paper and Printing_New_Process_Natural Gas_Steam Trap Maintenance_A_Achievable Economic UCT Potential | F1 | Industrial | Paper and Printing | New | Process | Natural Gas | Steam Trap Maintenance | A | Integrated Unit Energy Savings (kWh or therms) | Achievable Economic UCT Potential | 0 | 0 | 0 | 0 | 0 | 71.6416 | 71.6066 | 71.577 | 71.553 | 71.5303 | 71.512 | 71.5005 | 71.4939 | 71.491 | 71.4905 | 71.492 | 71.4948 | 71.4984 | 71.5027 | 71.5073 | 71.5157 | 71.5233 | 71.5303 | 71.5366 | 71.5424 | 71.5478 | 71.5528 | 71.5574 | 71.6855 | 71.6855 | 71.6855
F2_Industrial_Paper and Printing_New_Process_Natural Gas_Steam Trap Maintenance_A_Achievable Economic UCT Potential | F2 | Industrial | Paper and Printing | New | Process | Natural Gas | Steam Trap Maintenance | A | Integrated Unit Summer Peak Savings (kW) | Achievable Economic UCT Potential | 0 | 0 | 0 | 0 | 0 | 0 | 0 | 0 | 0 | 0 | 0 | 0 | 0 | 0 | 0 | 0 | 0 | 0 | 0 | 0 | 0 | 0 | 0 | 0 | 0 | 0 | 0 | 0 | 0 | 0 | 0
F3_Industrial_Paper and Printing_New_Process_Natural Gas_Steam Trap Maintenance_A_Achievable Economic UCT Potential | F3 | Industrial | Paper and Printing | New | Process | Natural Gas | Steam Trap Maintenance | A | Integrated Unit Winter Peak Savings (kW) | Achievable Economic UCT Potential | 0 | 0 | 0 | 0 | 0 | 0 | 0 | 0 | 0 | 0 | 0 | 0 | 0 | 0 | 0 | 0 | 0 | 0 | 0 | 0 | 0 | 0 | 0 | 0 | 0 | 0 | 0 | 0 | 0 | 0 | 0
F4_Industrial_Paper and Printing_New_Process_Natural Gas_Steam Trap Maintenance_A_Achievable Economic UCT Potential | F4 | Industrial | Paper and Printing | New | Process | Natural Gas | Steam Trap Maintenance | A | Incremental Energy Savings (MWh or mTherms) | Achievable Economic UCT Potential | 0 | 0 | 0 | 0 | 0 | 0 | 0 | 0 | 0 | 0 | 0 | 0 | 0 | 0 | 0 | 0 | 0 | 0 | 0 | 0 | 0 | 0 | 0 | 0 | 0 | 0 | 0 | 0 | 0 | 0 | 0
F5_Industrial_Paper and Printing_New_Process_Natural Gas_Steam Trap Maintenance_A_Achievable Economic UCT Potential | F5 | Industrial | Paper and Printing | New | Process | Natural Gas | Steam Trap Maintenance | A | Incremental Summer Peak Savings (MW) | Achievable Economic UCT Potential | 0 | 0 | 0 | 0 | 0 | 0 | 0 | 0 | 0 | 0 | 0 | 0 | 0 | 0 | 0 | 0 | 0 | 0 | 0 | 0 | 0 | 0 | 0 | 0 | 0 | 0 | 0 | 0 | 0 | 0 | 0
F6_Industrial_Paper and Printing_New_Process_Natural Gas_Steam Trap Maintenance_A_Achievable Economic UCT Potential | F6 | Industrial | Paper and Printing | New | Process | Natural Gas | Steam Trap Maintenance | A | Incremental Winter Peak Savings (MW) | Achievable Economic UCT Potential | 0 | 0 | 0 | 0 | 0 | 0 | 0 | 0 | 0 | 0 | 0 | 0 | 0 | 0 | 0 | 0 | 0 | 0 | 0 | 0 | 0 | 0 | 0 | 0 | 0 | 0 | 0 | 0 | 0 | 0 | 0
F7_Industrial_Paper and Printing_New_Process_Natural Gas_Steam Trap Maintenance_A_Achievable Economic UCT Potential | F7 | Industrial | Paper and Printing | New | Process | Natural Gas | Steam Trap Maintenance | A | Cumulative Energy Savings (MWh or mTherms) | Achievable Economic UCT Potential | 0 | 0 | 0 | 0 | 0 | 0 | 0 | 0 | 0 | 0 | 0 | 0 | 0 | 0 | 0 | 0 | 0 | 0 | 0 | 0 | 0 | 0 | 0 | 0 | 0 | 0 | 0 | 0 | 0 | 0 | 0
F8_Industrial_Paper and Printing_New_Process_Natural Gas_Steam Trap Maintenance_A_Achievable Economic UCT Potential | F8 | Industrial | Paper and Printing | New | Process | Natural Gas | Steam Trap Maintenance | A | Cumulative Summer Peak Savings (MW) | Achievable Economic UCT Potential | 0 | 0 | 0 | 0 | 0 | 0 | 0 | 0 | 0 | 0 | 0 | 0 | 0 | 0 | 0 | 0 | 0 | 0 | 0 | 0 | 0 | 0 | 0 | 0 | 0 | 0 | 0 | 0 | 0 | 0 | 0
F9_Industrial_Paper and Printing_New_Process_Natural Gas_Steam Trap Maintenance_A_Achievable Economic UCT Potential | F9 | Industrial | Paper and Printing | New | Process | Natural Gas | Steam Trap Maintenance | A | Cumulative Winter Peak Savings (MW) | Achievable Economic UCT Potential | 0 | 0 | 0 | 0 | 0 | 0 | 0 | 0 | 0 | 0 | 0 | 0 | 0 | 0 | 0 | 0 | 0 | 0 | 0 | 0 | 0 | 0 | 0 | 0 | 0 | 0 | 0 | 0 | 0 | 0 | 0
F10_Industrial_Paper and Printing_New_Process_Natural Gas_Steam Trap Maintenance_A_Achievable Economic UCT Potential | F10 | Industrial | Paper and Printing | New | Process | Natural Gas | Steam Trap Maintenance | A | Purchases (Incremental) | Achievable Economic UCT Potential | 0 | 0 | 0 | 0 | 0 | 0 | 0 | 0 | 0 | 0 | 0 | 0 | 0 | 0 | 0 | 0 | 0 | 0 | 0 | 0 | 0 | 0 | 0 | 0 | 0 | 0 | 0 | 0 | 0 | 0 | 0
F11_Industrial_Paper and Printing_New_Process_Natural Gas_Steam Trap Maintenance_A_Achievable Economic UCT Potential | F11 | Industrial | Paper and Printing | New | Process | Natural Gas | Steam Trap Maintenance | A | Purchases (Cumulative) | Achievable Economic UCT Potential | 0 | 0 | 0 | 0 | 0 | 0 | 0 | 0 | 0 | 0 | 0 | 0 | 0 | 0 | 0 | 0 | 0 | 0 | 0 | 0 | 0 | 0 | 0 | 0 | 0 | 0 | 0 | 0 | 0 | 0 | 0
F1_Industrial_Paper and Printing_New_Space Heating_Natural Gas_Gas Boiler - High Turndown_A_Achievable Economic UCT Potential | F1 | Industrial | Paper and Printing | New | Space Heating | Natural Gas | Gas Boiler - High Turndown | A | Integrated Unit Energy Savings (kWh or therms) | Achievable Economic UCT Potential | 0 | 0 | 0 | 0 | 0 | 0 | 0 | 0 | 0 | 0 | 0 | 0 | 0 | 0 | 0 | 0 | 0 | 0 | 0 | 0 | 0 | 0 | 0 | 0 | 0 | 0 | 0 | 0 | 0 | 0 | 0
F2_Industrial_Paper and Printing_New_Space Heating_Natural Gas_Gas Boiler - High Turndown_A_Achievable Economic UCT Potential | F2 | Industrial | Paper and Printing | New | Space Heating | Natural Gas | Gas Boiler - High Turndown | A | Integrated Unit Summer Peak Savings (kW) | Achievable Economic UCT Potential | 0 | 0 | 0 | 0 | 0 | 0 | 0 | 0 | 0 | 0 | 0 | 0 | 0 | 0 | 0 | 0 | 0 | 0 | 0 | 0 | 0 | 0 | 0 | 0 | 0 | 0 | 0 | 0 | 0 | 0 | 0
F3_Industrial_Paper and Printing_New_Space Heating_Natural Gas_Gas Boiler - High Turndown_A_Achievable Economic UCT Potential | F3 | Industrial | Paper and Printing | New | Space Heating | Natural Gas | Gas Boiler - High Turndown | A | Integrated Unit Winter Peak Savings (kW) | Achievable Economic UCT Potential | 0 | 0 | 0 | 0 | 0 | 0 | 0 | 0 | 0 | 0 | 0 | 0 | 0 | 0 | 0 | 0 | 0 | 0 | 0 | 0 | 0 | 0 | 0 | 0 | 0 | 0 | 0 | 0 | 0 | 0 | 0
F4_Industrial_Paper and Printing_New_Space Heating_Natural Gas_Gas Boiler - High Turndown_A_Achievable Economic UCT Potential | F4 | Industrial | Paper and Printing | New | Space Heating | Natural Gas | Gas Boiler - High Turndown | A | Incremental Energy Savings (MWh or mTherms) | Achievable Economic UCT Potential | 0 | 0 | 0 | 0 | 0 | 0 | 0 | 0 | 0 | 0 | 0 | 0 | 0 | 0 | 0 | 0 | 0 | 0 | 0 | 0 | 0 | 0 | 0 | 0 | 0 | 0 | 0 | 0 | 0 | 0 | 0
F5_Industrial_Paper and Printing_New_Space Heating_Natural Gas_Gas Boiler - High Turndown_A_Achievable Economic UCT Potential | F5 | Industrial | Paper and Printing | New | Space Heating | Natural Gas | Gas Boiler - High Turndown | A | Incremental Summer Peak Savings (MW) | Achievable Economic UCT Potential | 0 | 0 | 0 | 0 | 0 | 0 | 0 | 0 | 0 | 0 | 0 | 0 | 0 | 0 | 0 | 0 | 0 | 0 | 0 | 0 | 0 | 0 | 0 | 0 | 0 | 0 | 0 | 0 | 0 | 0 | 0
F6_Industrial_Paper and Printing_New_Space Heating_Natural Gas_Gas Boiler - High Turndown_A_Achievable Economic UCT Potential | F6 | Industrial | Paper and Printing | New | Space Heating | Natural Gas | Gas Boiler - High Turndown | A | Incremental Winter Peak Savings (MW) | Achievable Economic UCT Potential | 0 | 0 | 0 | 0 | 0 | 0 | 0 | 0 | 0 | 0 | 0 | 0 | 0 | 0 | 0 | 0 | 0 | 0 | 0 | 0 | 0 | 0 | 0 | 0 | 0 | 0 | 0 | 0 | 0 | 0 | 0
F7_Industrial_Paper and Printing_New_Space Heating_Natural Gas_Gas Boiler - High Turndown_A_Achievable Economic UCT Potential | F7 | Industrial | Paper and Printing | New | Space Heating | Natural Gas | Gas Boiler - High Turndown | A | Cumulative Energy Savings (MWh or mTherms) | Achievable Economic UCT Potential | 0 | 0 | 0 | 0 | 0 | 0 | 0 | 0 | 0 | 0 | 0 | 0 | 0 | 0 | 0 | 0 | 0 | 0 | 0 | 0 | 0 | 0 | 0 | 0 | 0 | 0 | 0 | 0 | 0 | 0 | 0
F8_Industrial_Paper and Printing_New_Space Heating_Natural Gas_Gas Boiler - High Turndown_A_Achievable Economic UCT Potential | F8 | Industrial | Paper and Printing | New | Space Heating | Natural Gas | Gas Boiler - High Turndown | A | Cumulative Summer Peak Savings (MW) | Achievable Economic UCT Potential | 0 | 0 | 0 | 0 | 0 | 0 | 0 | 0 | 0 | 0 | 0 | 0 | 0 | 0 | 0 | 0 | 0 | 0 | 0 | 0 | 0 | 0 | 0 | 0 | 0 | 0 | 0 | 0 | 0 | 0 | 0
F9_Industrial_Paper and Printing_New_Space Heating_Natural Gas_Gas Boiler - High Turndown_A_Achievable Economic UCT Potential | F9 | Industrial | Paper and Printing | New | Space Heating | Natural Gas | Gas Boiler - High Turndown | A | Cumulative Winter Peak Savings (MW) | Achievable Economic UCT Potential | 0 | 0 | 0 | 0 | 0 | 0 | 0 | 0 | 0 | 0 | 0 | 0 | 0 | 0 | 0 | 0 | 0 | 0 | 0 | 0 | 0 | 0 | 0 | 0 | 0 | 0 | 0 | 0 | 0 | 0 | 0
F10_Industrial_Paper and Printing_New_Space Heating_Natural Gas_Gas Boiler - High Turndown_A_Achievable Economic UCT Potential | F10 | Industrial | Paper and Printing | New | Space Heating | Natural Gas | Gas Boiler - High Turndown | A | Purchases (Incremental) | Achievable Economic UCT Potential | 0 | 0 | 0 | 0 | 0 | 0 | 0 | 0 | 0 | 0 | 0 | 0 | 0 | 0 | 0 | 0 | 0 | 0 | 0 | 0 | 0 | 0 | 0 | 0 | 0 | 0 | 0 | 0 | 0 | 0 | 0
F11_Industrial_Paper and Printing_New_Space Heating_Natural Gas_Gas Boiler - High Turndown_A_Achievable Economic UCT Potential | F11 | Industrial | Paper and Printing | New | Space Heating | Natural Gas | Gas Boiler - High Turndown | A | Purchases (Cumulative) | Achievable Economic UCT Potential | 0 | 0 | 0 | 0 | 0 | 0 | 0 | 0 | 0 | 0 | 0 | 0 | 0 | 0 | 0 | 0 | 0 | 0 | 0 | 0 | 0 | 0 | 0 | 0 | 0 | 0 | 0 | 0 | 0 | 0 | 0
F1_Industrial_Paper and Printing_New_Process_Natural Gas_Gas Boiler - High Turndown_A_Achievable Economic UCT Potential | F1 | Industrial | Paper and Printing | New | Process | Natural Gas | Gas Boiler - High Turndown | A | Integrated Unit Energy Savings (kWh or therms) | Achievable Economic UCT Potential | 0 | 0 | 0 | 0 | 0 | 75.7178 | 75.4014 | 75.1186 | 74.8589 | 74.6119 | 74.4294 | 74.2937 | 74.1947 | 74.1248 | 74.0775 | 74.0513 | 74.0412 | 74.0437 | 74.0542 | 74.0687 | 74.1062 | 74.1422 | 74.1732 | 74.1998 | 74.2226 | 74.2922 | 74.3567 | 74.4165 | 76.093 | 76.093 | 76.093
F2_Industrial_Paper and Printing_New_Process_Natural Gas_Gas Boiler - High Turndown_A_Achievable Economic UCT Potential | F2 | Industrial | Paper and Printing | New | Process | Natural Gas | Gas Boiler - High Turndown | A | Integrated Unit Summer Peak Savings (kW) | Achievable Economic UCT Potential | 0 | 0 | 0 | 0 | 0 | 0 | 0 | 0 | 0 | 0 | 0 | 0 | 0 | 0 | 0 | 0 | 0 | 0 | 0 | 0 | 0 | 0 | 0 | 0 | 0 | 0 | 0 | 0 | 0 | 0 | 0
F3_Industrial_Paper and Printing_New_Process_Natural Gas_Gas Boiler - High Turndown_A_Achievable Economic UCT Potential | F3 | Industrial | Paper and Printing | New | Process | Natural Gas | Gas Boiler - High Turndown | A | Integrated Unit Winter Peak Savings (kW) | Achievable Economic UCT Potential | 0 | 0 | 0 | 0 | 0 | 0 | 0 | 0 | 0 | 0 | 0 | 0 | 0 | 0 | 0 | 0 | 0 | 0 | 0 | 0 | 0 | 0 | 0 | 0 | 0 | 0 | 0 | 0 | 0 | 0 | 0
F4_Industrial_Paper and Printing_New_Process_Natural Gas_Gas Boiler - High Turndown_A_Achievable Economic UCT Potential | F4 | Industrial | Paper and Printing | New | Process | Natural Gas | Gas Boiler - High Turndown | A | Incremental Energy Savings (MWh or mTherms) | Achievable Economic UCT Potential | 0 | 0 | 0 | 0 | 0 | 0 | 0 | 0 | 0 | 0 | 0 | 0 | 0 | 0 | 0 | 0 | 0 | 0 | 0 | 0 | 0 | 0 | 0 | 0 | 0 | 0 | 0 | 0 | 0 | 0 | 0
F5_Industrial_Paper and Printing_New_Process_Natural Gas_Gas Boiler - High Turndown_A_Achievable Economic UCT Potential | F5 | Industrial | Paper and Printing | New | Process | Natural Gas | Gas Boiler - High Turndown | A | Incremental Summer Peak Savings (MW) | Achievable Economic UCT Potential | 0 | 0 | 0 | 0 | 0 | 0 | 0 | 0 | 0 | 0 | 0 | 0 | 0 | 0 | 0 | 0 | 0 | 0 | 0 | 0 | 0 | 0 | 0 | 0 | 0 | 0 | 0 | 0 | 0 | 0 | 0
F6_Industrial_Paper and Printing_New_Process_Natural Gas_Gas Boiler - High Turndown_A_Achievable Economic UCT Potential | F6 | Industrial | Paper and Printing | New | Process | Natural Gas | Gas Boiler - High Turndown | A | Incremental Winter Peak Savings (MW) | Achievable Economic UCT Potential | 0 | 0 | 0 | 0 | 0 | 0 | 0 | 0 | 0 | 0 | 0 | 0 | 0 | 0 | 0 | 0 | 0 | 0 | 0 | 0 | 0 | 0 | 0 | 0 | 0 | 0 | 0 | 0 | 0 | 0 | 0
F7_Industrial_Paper and Printing_New_Process_Natural Gas_Gas Boiler - High Turndown_A_Achievable Economic UCT Potential | F7 | Industrial | Paper and Printing | New | Process | Natural Gas | Gas Boiler - High Turndown | A | Cumulative Energy Savings (MWh or mTherms) | Achievable Economic UCT Potential | 0 | 0 | 0 | 0 | 0 | 0 | 0 | 0 | 0 | 0 | 0 | 0 | 0 | 0 | 0 | 0 | 0 | 0 | 0 | 0 | 0 | 0 | 0 | 0 | 0 | 0 | 0 | 0 | 0 | 0 | 0
F8_Industrial_Paper and Printing_New_Process_Natural Gas_Gas Boiler - High Turndown_A_Achievable Economic UCT Potential | F8 | Industrial | Paper and Printing | New | Process | Natural Gas | Gas Boiler - High Turndown | A | Cumulative Summer Peak Savings (MW) | Achievable Economic UCT Potential | 0 | 0 | 0 | 0 | 0 | 0 | 0 | 0 | 0 | 0 | 0 | 0 | 0 | 0 | 0 | 0 | 0 | 0 | 0 | 0 | 0 | 0 | 0 | 0 | 0 | 0 | 0 | 0 | 0 | 0 | 0
F9_Industrial_Paper and Printing_New_Process_Natural Gas_Gas Boiler - High Turndown_A_Achievable Economic UCT Potential | F9 | Industrial | Paper and Printing | New | Process | Natural Gas | Gas Boiler - High Turndown | A | Cumulative Winter Peak Savings (MW) | Achievable Economic UCT Potential | 0 | 0 | 0 | 0 | 0 | 0 | 0 | 0 | 0 | 0 | 0 | 0 | 0 | 0 | 0 | 0 | 0 | 0 | 0 | 0 | 0 | 0 | 0 | 0 | 0 | 0 | 0 | 0 | 0 | 0 | 0
F10_Industrial_Paper and Printing_New_Process_Natural Gas_Gas Boiler - High Turndown_A_Achievable Economic UCT Potential | F10 | Industrial | Paper and Printing | New | Process | Natural Gas | Gas Boiler - High Turndown | A | Purchases (Incremental) | Achievable Economic UCT Potential | 0 | 0 | 0 | 0 | 0 | 0 | 0 | 0 | 0 | 0 | 0 | 0 | 0 | 0 | 0 | 0 | 0 | 0 | 0 | 0 | 0 | 0 | 0 | 0 | 0 | 0 | 0 | 0 | 0 | 0 | 0
F11_Industrial_Paper and Printing_New_Process_Natural Gas_Gas Boiler - High Turndown_A_Achievable Economic UCT Potential | F11 | Industrial | Paper and Printing | New | Process | Natural Gas | Gas Boiler - High Turndown | A | Purchases (Cumulative) | Achievable Economic UCT Potential | 0 | 0 | 0 | 0 | 0 | 0 | 0 | 0 | 0 | 0 | 0 | 0 | 0 | 0 | 0 | 0 | 0 | 0 | 0 | 0 | 0 | 0 | 0 | 0 | 0 | 0 | 0 | 0 | 0 | 0 | 0
F1_Industrial_Paper and Printing_New_Space Heating_Natural Gas_Gas Boiler - Burner Control Optimization_A_Achievable Economic UCT Potential | F1 | Industrial | Paper and Printing | New | Space Heating | Natural Gas | Gas Boiler - Burner Control Optimization | A | Integrated Unit Energy Savings (kWh or therms) | Achievable Economic UCT Potential | 0 | 0 | 0 | 0 | 0 | 0 | 0 | 0 | 0 | 0 | 0 | 0 | 0 | 0 | 0 | 0 | 0 | 0 | 0 | 0 | 0 | 0 | 0 | 0 | 0 | 0 | 0 | 0 | 0 | 0 | 0
F2_Industrial_Paper and Printing_New_Space Heating_Natural Gas_Gas Boiler - Burner Control Optimization_A_Achievable Economic UCT Potential | F2 | Industrial | Paper and Printing | New | Space Heating | Natural Gas | Gas Boiler - Burner Control Optimization | A | Integrated Unit Summer Peak Savings (kW) | Achievable Economic UCT Potential | 0 | 0 | 0 | 0 | 0 | 0 | 0 | 0 | 0 | 0 | 0 | 0 | 0 | 0 | 0 | 0 | 0 | 0 | 0 | 0 | 0 | 0 | 0 | 0 | 0 | 0 | 0 | 0 | 0 | 0 | 0
F3_Industrial_Paper and Printing_New_Space Heating_Natural Gas_Gas Boiler - Burner Control Optimization_A_Achievable Economic UCT Potential | F3 | Industrial | Paper and Printing | New | Space Heating | Natural Gas | Gas Boiler - Burner Control Optimization | A | Integrated Unit Winter Peak Savings (kW) | Achievable Economic UCT Potential | 0 | 0 | 0 | 0 | 0 | 0 | 0 | 0 | 0 | 0 | 0 | 0 | 0 | 0 | 0 | 0 | 0 | 0 | 0 | 0 | 0 | 0 | 0 | 0 | 0 | 0 | 0 | 0 | 0 | 0 | 0
F4_Industrial_Paper and Printing_New_Space Heating_Natural Gas_Gas Boiler - Burner Control Optimization_A_Achievable Economic UCT Potential | F4 | Industrial | Paper and Printing | New | Space Heating | Natural Gas | Gas Boiler - Burner Control Optimization | A | Incremental Energy Savings (MWh or mTherms) | Achievable Economic UCT Potential | 0 | 0 | 0 | 0 | 0 | 0 | 0 | 0 | 0 | 0 | 0 | 0 | 0 | 0 | 0 | 0 | 0 | 0 | 0 | 0 | 0 | 0 | 0 | 0 | 0 | 0 | 0 | 0 | 0 | 0 | 0
F5_Industrial_Paper and Printing_New_Space Heating_Natural Gas_Gas Boiler - Burner Control Optimization_A_Achievable Economic UCT Potential | F5 | Industrial | Paper and Printing | New | Space Heating | Natural Gas | Gas Boiler - Burner Control Optimization | A | Incremental Summer Peak Savings (MW) | Achievable Economic UCT Potential | 0 | 0 | 0 | 0 | 0 | 0 | 0 | 0 | 0 | 0 | 0 | 0 | 0 | 0 | 0 | 0 | 0 | 0 | 0 | 0 | 0 | 0 | 0 | 0 | 0 | 0 | 0 | 0 | 0 | 0 | 0
F6_Industrial_Paper and Printing_New_Space Heating_Natural Gas_Gas Boiler - Burner Control Optimization_A_Achievable Economic UCT Potential | F6 | Industrial | Paper and Printing | New | Space Heating | Natural Gas | Gas Boiler - Burner Control Optimization | A | Incremental Winter Peak Savings (MW) | Achievable Economic UCT Potential | 0 | 0 | 0 | 0 | 0 | 0 | 0 | 0 | 0 | 0 | 0 | 0 | 0 | 0 | 0 | 0 | 0 | 0 | 0 | 0 | 0 | 0 | 0 | 0 | 0 | 0 | 0 | 0 | 0 | 0 | 0
F7_Industrial_Paper and Printing_New_Space Heating_Natural Gas_Gas Boiler - Burner Control Optimization_A_Achievable Economic UCT Potential | F7 | Industrial | Paper and Printing | New | Space Heating | Natural Gas | Gas Boiler - Burner Control Optimization | A | Cumulative Energy Savings (MWh or mTherms) | Achievable Economic UCT Potential | 0 | 0 | 0 | 0 | 0 | 0 | 0 | 0 | 0 | 0 | 0 | 0 | 0 | 0 | 0 | 0 | 0 | 0 | 0 | 0 | 0 | 0 | 0 | 0 | 0 | 0 | 0 | 0 | 0 | 0 | 0
F8_Industrial_Paper and Printing_New_Space Heating_Natural Gas_Gas Boiler - Burner Control Optimization_A_Achievable Economic UCT Potential | F8 | Industrial | Paper and Printing | New | Space Heating | Natural Gas | Gas Boiler - Burner Control Optimization | A | Cumulative Summer Peak Savings (MW) | Achievable Economic UCT Potential | 0 | 0 | 0 | 0 | 0 | 0 | 0 | 0 | 0 | 0 | 0 | 0 | 0 | 0 | 0 | 0 | 0 | 0 | 0 | 0 | 0 | 0 | 0 | 0 | 0 | 0 | 0 | 0 | 0 | 0 | 0
F9_Industrial_Paper and Printing_New_Space Heating_Natural Gas_Gas Boiler - Burner Control Optimization_A_Achievable Economic UCT Potential | F9 | Industrial | Paper and Printing | New | Space Heating | Natural Gas | Gas Boiler - Burner Control Optimization | A | Cumulative Winter Peak Savings (MW) | Achievable Economic UCT Potential | 0 | 0 | 0 | 0 | 0 | 0 | 0 | 0 | 0 | 0 | 0 | 0 | 0 | 0 | 0 | 0 | 0 | 0 | 0 | 0 | 0 | 0 | 0 | 0 | 0 | 0 | 0 | 0 | 0 | 0 | 0
F10_Industrial_Paper and Printing_New_Space Heating_Natural Gas_Gas Boiler - Burner Control Optimization_A_Achievable Economic UCT Potential | F10 | Industrial | Paper and Printing | New | Space Heating | Natural Gas | Gas Boiler - Burner Control Optimization | A | Purchases (Incremental) | Achievable Economic UCT Potential | 0 | 0 | 0 | 0 | 0 | 0 | 0 | 0 | 0 | 0 | 0 | 0 | 0 | 0 | 0 | 0 | 0 | 0 | 0 | 0 | 0 | 0 | 0 | 0 | 0 | 0 | 0 | 0 | 0 | 0 | 0
F11_Industrial_Paper and Printing_New_Space Heating_Natural Gas_Gas Boiler - Burner Control Optimization_A_Achievable Economic UCT Potential | F11 | Industrial | Paper and Printing | New | Space Heating | Natural Gas | Gas Boiler - Burner Control Optimization | A | Purchases (Cumulative) | Achievable Economic UCT Potential | 0 | 0 | 0 | 0 | 0 | 0 | 0 | 0 | 0 | 0 | 0 | 0 | 0 | 0 | 0 | 0 | 0 | 0 | 0 | 0 | 0 | 0 | 0 | 0 | 0 | 0 | 0 | 0 | 0 | 0 | 0
F1_Industrial_Paper and Printing_New_Process_Natural Gas_Gas Boiler - Burner Control Optimization_A_Achievable Economic UCT Potential | F1 | Industrial | Paper and Printing | New | Process | Natural Gas | Gas Boiler - Burner Control Optimization | A | Integrated Unit Energy Savings (kWh or therms) | Achievable Economic UCT Potential | 0 | 0 | 0 | 0 | 0 | 21.9582 | 21.8664 | 21.7844 | 21.7091 | 21.6375 | 21.5845 | 21.5452 | 21.5165 | 21.4962 | 21.4825 | 21.4749 | 21.4719 | 21.4727 | 21.4757 | 21.4799 | 21.4908 | 21.5012 | 21.5102 | 21.5179 | 21.5246 | 21.5448 | 21.5634 | 21.5808 | 22.067 | 22.067 | 22.067
F2_Industrial_Paper and Printing_New_Process_Natural Gas_Gas Boiler - Burner Control Optimization_A_Achievable Economic UCT Potential | F2 | Industrial | Paper and Printing | New | Process | Natural Gas | Gas Boiler - Burner Control Optimization | A | Integrated Unit Summer Peak Savings (kW) | Achievable Economic UCT Potential | 0 | 0 | 0 | 0 | 0 | 0 | 0 | 0 | 0 | 0 | 0 | 0 | 0 | 0 | 0 | 0 | 0 | 0 | 0 | 0 | 0 | 0 | 0 | 0 | 0 | 0 | 0 | 0 | 0 | 0 | 0
F3_Industrial_Paper and Printing_New_Process_Natural Gas_Gas Boiler - Burner Control Optimization_A_Achievable Economic UCT Potential | F3 | Industrial | Paper and Printing | New | Process | Natural Gas | Gas Boiler - Burner Control Optimization | A | Integrated Unit Winter Peak Savings (kW) | Achievable Economic UCT Potential | 0 | 0 | 0 | 0 | 0 | 0 | 0 | 0 | 0 | 0 | 0 | 0 | 0 | 0 | 0 | 0 | 0 | 0 | 0 | 0 | 0 | 0 | 0 | 0 | 0 | 0 | 0 | 0 | 0 | 0 | 0
F4_Industrial_Paper and Printing_New_Process_Natural Gas_Gas Boiler - Burner Control Optimization_A_Achievable Economic UCT Potential | F4 | Industrial | Paper and Printing | New | Process | Natural Gas | Gas Boiler - Burner Control Optimization | A | Incremental Energy Savings (MWh or mTherms) | Achievable Economic UCT Potential | 0 | 0 | 0 | 0 | 0 | 0 | 0 | 0 | 0 | 0 | 0 | 0 | 0 | 0 | 0 | 0 | 0 | 0 | 0 | 0 | 0 | 0 | 0 | 0 | 0 | 0 | 0 | 0 | 0 | 0 | 0
F5_Industrial_Paper and Printing_New_Process_Natural Gas_Gas Boiler - Burner Control Optimization_A_Achievable Economic UCT Potential | F5 | Industrial | Paper and Printing | New | Process | Natural Gas | Gas Boiler - Burner Control Optimization | A | Incremental Summer Peak Savings (MW) | Achievable Economic UCT Potential | 0 | 0 | 0 | 0 | 0 | 0 | 0 | 0 | 0 | 0 | 0 | 0 | 0 | 0 | 0 | 0 | 0 | 0 | 0 | 0 | 0 | 0 | 0 | 0 | 0 | 0 | 0 | 0 | 0 | 0 | 0
F6_Industrial_Paper and Printing_New_Process_Natural Gas_Gas Boiler - Burner Control Optimization_A_Achievable Economic UCT Potential | F6 | Industrial | Paper and Printing | New | Process | Natural Gas | Gas Boiler - Burner Control Optimization | A | Incremental Winter Peak Savings (MW) | Achievable Economic UCT Potential | 0 | 0 | 0 | 0 | 0 | 0 | 0 | 0 | 0 | 0 | 0 | 0 | 0 | 0 | 0 | 0 | 0 | 0 | 0 | 0 | 0 | 0 | 0 | 0 | 0 | 0 | 0 | 0 | 0 | 0 | 0
F7_Industrial_Paper and Printing_New_Process_Natural Gas_Gas Boiler - Burner Control Optimization_A_Achievable Economic UCT Potential | F7 | Industrial | Paper and Printing | New | Process | Natural Gas | Gas Boiler - Burner Control Optimization | A | Cumulative Energy Savings (MWh or mTherms) | Achievable Economic UCT Potential | 0 | 0 | 0 | 0 | 0 | 0 | 0 | 0 | 0 | 0 | 0 | 0 | 0 | 0 | 0 | 0 | 0 | 0 | 0 | 0 | 0 | 0 | 0 | 0 | 0 | 0 | 0 | 0 | 0 | 0 | 0
F8_Industrial_Paper and Printing_New_Process_Natural Gas_Gas Boiler - Burner Control Optimization_A_Achievable Economic UCT Potential | F8 | Industrial | Paper and Printing | New | Process | Natural Gas | Gas Boiler - Burner Control Optimization | A | Cumulative Summer Peak Savings (MW) | Achievable Economic UCT Potential | 0 | 0 | 0 | 0 | 0 | 0 | 0 | 0 | 0 | 0 | 0 | 0 | 0 | 0 | 0 | 0 | 0 | 0 | 0 | 0 | 0 | 0 | 0 | 0 | 0 | 0 | 0 | 0 | 0 | 0 | 0
F9_Industrial_Paper and Printing_New_Process_Natural Gas_Gas Boiler - Burner Control Optimization_A_Achievable Economic UCT Potential | F9 | Industrial | Paper and Printing | New | Process | Natural Gas | Gas Boiler - Burner Control Optimization | A | Cumulative Winter Peak Savings (MW) | Achievable Economic UCT Potential | 0 | 0 | 0 | 0 | 0 | 0 | 0 | 0 | 0 | 0 | 0 | 0 | 0 | 0 | 0 | 0 | 0 | 0 | 0 | 0 | 0 | 0 | 0 | 0 | 0 | 0 | 0 | 0 | 0 | 0 | 0
F10_Industrial_Paper and Printing_New_Process_Natural Gas_Gas Boiler - Burner Control Optimization_A_Achievable Economic UCT Potential | F10 | Industrial | Paper and Printing | New | Process | Natural Gas | Gas Boiler - Burner Control Optimization | A | Purchases (Incremental) | Achievable Economic UCT Potential | 0 | 0 | 0 | 0 | 0 | 0 | 0 | 0 | 0 | 0 | 0 | 0 | 0 | 0 | 0 | 0 | 0 | 0 | 0 | 0 | 0 | 0 | 0 | 0 | 0 | 0 | 0 | 0 | 0 | 0 | 0
F11_Industrial_Paper and Printing_New_Process_Natural Gas_Gas Boiler - Burner Control Optimization_A_Achievable Economic UCT Potential | F11 | Industrial | Paper and Printing | New | Process | Natural Gas | Gas Boiler - Burner Control Optimization | A | Purchases (Cumulative) | Achievable Economic UCT Potential | 0 | 0 | 0 | 0 | 0 | 0 | 0 | 0 | 0 | 0 | 0 | 0 | 0 | 0 | 0 | 0 | 0 | 0 | 0 | 0 | 0 | 0 | 0 | 0 | 0 | 0 | 0 | 0 | 0 | 0 | 0
F1_Industrial_Paper and Printing_New_Space Heating_Natural Gas_HVAC - Demand Controlled Ventilation_A_Achievable Economic UCT Potential | F1 | Industrial | Paper and Printing | New | Space Heating | Natural Gas | HVAC - Demand Controlled Ventilation | A | Integrated Unit Energy Savings (kWh or therms) | Achievable Economic UCT Potential | 0 | 0 | 0 | 0 | 0 | 0 | 0 | 0 | 0 | 0 | 0 | 0 | 0 | 0 | 0 | 0 | 0 | 0 | 0 | 0 | 0 | 0 | 0 | 0 | 0 | 0 | 0 | 0 | 0 | 0 | 0
F2_Industrial_Paper and Printing_New_Space Heating_Natural Gas_HVAC - Demand Controlled Ventilation_A_Achievable Economic UCT Potential | F2 | Industrial | Paper and Printing | New | Space Heating | Natural Gas | HVAC - Demand Controlled Ventilation | A | Integrated Unit Summer Peak Savings (kW) | Achievable Economic UCT Potential | 0 | 0 | 0 | 0 | 0 | 0 | 0 | 0 | 0 | 0 | 0 | 0 | 0 | 0 | 0 | 0 | 0 | 0 | 0 | 0 | 0 | 0 | 0 | 0 | 0 | 0 | 0 | 0 | 0 | 0 | 0
F3_Industrial_Paper and Printing_New_Space Heating_Natural Gas_HVAC - Demand Controlled Ventilation_A_Achievable Economic UCT Potential | F3 | Industrial | Paper and Printing | New | Space Heating | Natural Gas | HVAC - Demand Controlled Ventilation | A | Integrated Unit Winter Peak Savings (kW) | Achievable Economic UCT Potential | 0 | 0 | 0 | 0 | 0 | 0 | 0 | 0 | 0 | 0 | 0 | 0 | 0 | 0 | 0 | 0 | 0 | 0 | 0 | 0 | 0 | 0 | 0 | 0 | 0 | 0 | 0 | 0 | 0 | 0 | 0
F4_Industrial_Paper and Printing_New_Space Heating_Natural Gas_HVAC - Demand Controlled Ventilation_A_Achievable Economic UCT Potential | F4 | Industrial | Paper and Printing | New | Space Heating | Natural Gas | HVAC - Demand Controlled Ventilation | A | Incremental Energy Savings (MWh or mTherms) | Achievable Economic UCT Potential | 0 | 0 | 0 | 0 | 0 | 0 | 0 | 0 | 0 | 0 | 0 | 0 | 0 | 0 | 0 | 0 | 0 | 0 | 0 | 0 | 0 | 0 | 0 | 0 | 0 | 0 | 0 | 0 | 0 | 0 | 0
F5_Industrial_Paper and Printing_New_Space Heating_Natural Gas_HVAC - Demand Controlled Ventilation_A_Achievable Economic UCT Potential | F5 | Industrial | Paper and Printing | New | Space Heating | Natural Gas | HVAC - Demand Controlled Ventilation | A | Incremental Summer Peak Savings (MW) | Achievable Economic UCT Potential | 0 | 0 | 0 | 0 | 0 | 0 | 0 | 0 | 0 | 0 | 0 | 0 | 0 | 0 | 0 | 0 | 0 | 0 | 0 | 0 | 0 | 0 | 0 | 0 | 0 | 0 | 0 | 0 | 0 | 0 | 0
F6_Industrial_Paper and Printing_New_Space Heating_Natural Gas_HVAC - Demand Controlled Ventilation_A_Achievable Economic UCT Potential | F6 | Industrial | Paper and Printing | New | Space Heating | Natural Gas | HVAC - Demand Controlled Ventilation | A | Incremental Winter Peak Savings (MW) | Achievable Economic UCT Potential | 0 | 0 | 0 | 0 | 0 | 0 | 0 | 0 | 0 | 0 | 0 | 0 | 0 | 0 | 0 | 0 | 0 | 0 | 0 | 0 | 0 | 0 | 0 | 0 | 0 | 0 | 0 | 0 | 0 | 0 | 0
F7_Industrial_Paper and Printing_New_Space Heating_Natural Gas_HVAC - Demand Controlled Ventilation_A_Achievable Economic UCT Potential | F7 | Industrial | Paper and Printing | New | Space Heating | Natural Gas | HVAC - Demand Controlled Ventilation | A | Cumulative Energy Savings (MWh or mTherms) | Achievable Economic UCT Potential | 0 | 0 | 0 | 0 | 0 | 0 | 0 | 0 | 0 | 0 | 0 | 0 | 0 | 0 | 0 | 0 | 0 | 0 | 0 | 0 | 0 | 0 | 0 | 0 | 0 | 0 | 0 | 0 | 0 | 0 | 0
F8_Industrial_Paper and Printing_New_Space Heating_Natural Gas_HVAC - Demand Controlled Ventilation_A_Achievable Economic UCT Potential | F8 | Industrial | Paper and Printing | New | Space Heating | Natural Gas | HVAC - Demand Controlled Ventilation | A | Cumulative Summer Peak Savings (MW) | Achievable Economic UCT Potential | 0 | 0 | 0 | 0 | 0 | 0 | 0 | 0 | 0 | 0 | 0 | 0 | 0 | 0 | 0 | 0 | 0 | 0 | 0 | 0 | 0 | 0 | 0 | 0 | 0 | 0 | 0 | 0 | 0 | 0 | 0
F9_Industrial_Paper and Printing_New_Space Heating_Natural Gas_HVAC - Demand Controlled Ventilation_A_Achievable Economic UCT Potential | F9 | Industrial | Paper and Printing | New | Space Heating | Natural Gas | HVAC - Demand Controlled Ventilation | A | Cumulative Winter Peak Savings (MW) | Achievable Economic UCT Potential | 0 | 0 | 0 | 0 | 0 | 0 | 0 | 0 | 0 | 0 | 0 | 0 | 0 | 0 | 0 | 0 | 0 | 0 | 0 | 0 | 0 | 0 | 0 | 0 | 0 | 0 | 0 | 0 | 0 | 0 | 0
F10_Industrial_Paper and Printing_New_Space Heating_Natural Gas_HVAC - Demand Controlled Ventilation_A_Achievable Economic UCT Potential | F10 | Industrial | Paper and Printing | New | Space Heating | Natural Gas | HVAC - Demand Controlled Ventilation | A | Purchases (Incremental) | Achievable Economic UCT Potential | 0 | 0 | 0 | 0 | 0 | 0 | 0 | 0 | 0 | 0 | 0 | 0 | 0 | 0 | 0 | 0 | 0 | 0 | 0 | 0 | 0 | 0 | 0 | 0 | 0 | 0 | 0 | 0 | 0 | 0 | 0
F11_Industrial_Paper and Printing_New_Space Heating_Natural Gas_HVAC - Demand Controlled Ventilation_A_Achievable Economic UCT Potential | F11 | Industrial | Paper and Printing | New | Space Heating | Natural Gas | HVAC - Demand Controlled Ventilation | A | Purchases (Cumulative) | Achievable Economic UCT Potential | 0 | 0 | 0 | 0 | 0 | 0 | 0 | 0 | 0 | 0 | 0 | 0 | 0 | 0 | 0 | 0 | 0 | 0 | 0 | 0 | 0 | 0 | 0 | 0 | 0 | 0 | 0 | 0 | 0 | 0 | 0
F1_Industrial_Paper and Printing_New_Space Heating_Natural Gas_Gas Boiler - Stack Economizer_A_Achievable Economic UCT Potential | F1 | Industrial | Paper and Printing | New | Space Heating | Natural Gas | Gas Boiler - Stack Economizer | A | Integrated Unit Energy Savings (kWh or therms) | Achievable Economic UCT Potential | 0 | 0 | 0 | 0 | 0 | 0 | 0 | 0 | 0 | 0 | 0 | 0 | 0 | 0 | 0 | 0 | 0 | 0 | 0 | 0 | 0 | 0 | 0 | 0 | 0 | 0 | 0 | 0 | 0 | 0 | 0
F2_Industrial_Paper and Printing_New_Space Heating_Natural Gas_Gas Boiler - Stack Economizer_A_Achievable Economic UCT Potential | F2 | Industrial | Paper and Printing | New | Space Heating | Natural Gas | Gas Boiler - Stack Economizer | A | Integrated Unit Summer Peak Savings (kW) | Achievable Economic UCT Potential | 0 | 0 | 0 | 0 | 0 | 0 | 0 | 0 | 0 | 0 | 0 | 0 | 0 | 0 | 0 | 0 | 0 | 0 | 0 | 0 | 0 | 0 | 0 | 0 | 0 | 0 | 0 | 0 | 0 | 0 | 0
F3_Industrial_Paper and Printing_New_Space Heating_Natural Gas_Gas Boiler - Stack Economizer_A_Achievable Economic UCT Potential | F3 | Industrial | Paper and Printing | New | Space Heating | Natural Gas | Gas Boiler - Stack Economizer | A | Integrated Unit Winter Peak Savings (kW) | Achievable Economic UCT Potential | 0 | 0 | 0 | 0 | 0 | 0 | 0 | 0 | 0 | 0 | 0 | 0 | 0 | 0 | 0 | 0 | 0 | 0 | 0 | 0 | 0 | 0 | 0 | 0 | 0 | 0 | 0 | 0 | 0 | 0 | 0
F4_Industrial_Paper and Printing_New_Space Heating_Natural Gas_Gas Boiler - Stack Economizer_A_Achievable Economic UCT Potential | F4 | Industrial | Paper and Printing | New | Space Heating | Natural Gas | Gas Boiler - Stack Economizer | A | Incremental Energy Savings (MWh or mTherms) | Achievable Economic UCT Potential | 0 | 0 | 0 | 0 | 0 | 0 | 0 | 0 | 0 | 0 | 0 | 0 | 0 | 0 | 0 | 0 | 0 | 0 | 0 | 0 | 0 | 0 | 0 | 0 | 0 | 0 | 0 | 0 | 0 | 0 | 0
F5_Industrial_Paper and Printing_New_Space Heating_Natural Gas_Gas Boiler - Stack Economizer_A_Achievable Economic UCT Potential | F5 | Industrial | Paper and Printing | New | Space Heating | Natural Gas | Gas Boiler - Stack Economizer | A | Incremental Summer Peak Savings (MW) | Achievable Economic UCT Potential | 0 | 0 | 0 | 0 | 0 | 0 | 0 | 0 | 0 | 0 | 0 | 0 | 0 | 0 | 0 | 0 | 0 | 0 | 0 | 0 | 0 | 0 | 0 | 0 | 0 | 0 | 0 | 0 | 0 | 0 | 0
F6_Industrial_Paper and Printing_New_Space Heating_Natural Gas_Gas Boiler - Stack Economizer_A_Achievable Economic UCT Potential | F6 | Industrial | Paper and Printing | New | Space Heating | Natural Gas | Gas Boiler - Stack Economizer | A | Incremental Winter Peak Savings (MW) | Achievable Economic UCT Potential | 0 | 0 | 0 | 0 | 0 | 0 | 0 | 0 | 0 | 0 | 0 | 0 | 0 | 0 | 0 | 0 | 0 | 0 | 0 | 0 | 0 | 0 | 0 | 0 | 0 | 0 | 0 | 0 | 0 | 0 | 0
F7_Industrial_Paper and Printing_New_Space Heating_Natural Gas_Gas Boiler - Stack Economizer_A_Achievable Economic UCT Potential | F7 | Industrial | Paper and Printing | New | Space Heating | Natural Gas | Gas Boiler - Stack Economizer | A | Cumulative Energy Savings (MWh or mTherms) | Achievable Economic UCT Potential | 0 | 0 | 0 | 0 | 0 | 0 | 0 | 0 | 0 | 0 | 0 | 0 | 0 | 0 | 0 | 0 | 0 | 0 | 0 | 0 | 0 | 0 | 0 | 0 | 0 | 0 | 0 | 0 | 0 | 0 | 0
F8_Industrial_Paper and Printing_New_Space Heating_Natural Gas_Gas Boiler - Stack Economizer_A_Achievable Economic UCT Potential | F8 | Industrial | Paper and Printing | New | Space Heating | Natural Gas | Gas Boiler - Stack Economizer | A | Cumulative Summer Peak Savings (MW) | Achievable Economic UCT Potential | 0 | 0 | 0 | 0 | 0 | 0 | 0 | 0 | 0 | 0 | 0 | 0 | 0 | 0 | 0 | 0 | 0 | 0 | 0 | 0 | 0 | 0 | 0 | 0 | 0 | 0 | 0 | 0 | 0 | 0 | 0
F9_Industrial_Paper and Printing_New_Space Heating_Natural Gas_Gas Boiler - Stack Economizer_A_Achievable Economic UCT Potential | F9 | Industrial | Paper and Printing | New | Space Heating | Natural Gas | Gas Boiler - Stack Economizer | A | Cumulative Winter Peak Savings (MW) | Achievable Economic UCT Potential | 0 | 0 | 0 | 0 | 0 | 0 | 0 | 0 | 0 | 0 | 0 | 0 | 0 | 0 | 0 | 0 | 0 | 0 | 0 | 0 | 0 | 0 | 0 | 0 | 0 | 0 | 0 | 0 | 0 | 0 | 0
F10_Industrial_Paper and Printing_New_Space Heating_Natural Gas_Gas Boiler - Stack Economizer_A_Achievable Economic UCT Potential | F10 | Industrial | Paper and Printing | New | Space Heating | Natural Gas | Gas Boiler - Stack Economizer | A | Purchases (Incremental) | Achievable Economic UCT Potential | 0 | 0 | 0 | 0 | 0 | 0 | 0 | 0 | 0 | 0 | 0 | 0 | 0 | 0 | 0 | 0 | 0 | 0 | 0 | 0 | 0 | 0 | 0 | 0 | 0 | 0 | 0 | 0 | 0 | 0 | 0
F11_Industrial_Paper and Printing_New_Space Heating_Natural Gas_Gas Boiler - Stack Economizer_A_Achievable Economic UCT Potential | F11 | Industrial | Paper and Printing | New | Space Heating | Natural Gas | Gas Boiler - Stack Economizer | A | Purchases (Cumulative) | Achievable Economic UCT Potential | 0 | 0 | 0 | 0 | 0 | 0 | 0 | 0 | 0 | 0 | 0 | 0 | 0 | 0 | 0 | 0 | 0 | 0 | 0 | 0 | 0 | 0 | 0 | 0 | 0 | 0 | 0 | 0 | 0 | 0 | 0
F1_Industrial_Paper and Printing_New_Process_Natural Gas_Gas Boiler - Stack Economizer_A_Achievable Economic UCT Potential | F1 | Industrial | Paper and Printing | New | Process | Natural Gas | Gas Boiler - Stack Economizer | A | Integrated Unit Energy Savings (kWh or therms) | Achievable Economic UCT Potential | 0 | 0 | 0 | 0 | 0 | 73.042 | 73.0381 | 73.0361 | 73.0376 | 73.0388 | 73.0398 | 73.0407 | 73.0413 | 73.0419 | 73.0424 | 73.0428 | 73.0432 | 73.0436 | 73.0439 | 73.0441 | 73.0444 | 73.0446 | 73.0448 | 73.045 | 73.0451 | 73.0453 | 73.0454 | 73.0456 | 73.0493 | 73.0493 | 73.0493
F2_Industrial_Paper and Printing_New_Process_Natural Gas_Gas Boiler - Stack Economizer_A_Achievable Economic UCT Potential | F2 | Industrial | Paper and Printing | New | Process | Natural Gas | Gas Boiler - Stack Economizer | A | Integrated Unit Summer Peak Savings (kW) | Achievable Economic UCT Potential | 0 | 0 | 0 | 0 | 0 | 0 | 0 | 0 | 0 | 0 | 0 | 0 | 0 | 0 | 0 | 0 | 0 | 0 | 0 | 0 | 0 | 0 | 0 | 0 | 0 | 0 | 0 | 0 | 0 | 0 | 0
F3_Industrial_Paper and Printing_New_Process_Natural Gas_Gas Boiler - Stack Economizer_A_Achievable Economic UCT Potential | F3 | Industrial | Paper and Printing | New | Process | Natural Gas | Gas Boiler - Stack Economizer | A | Integrated Unit Winter Peak Savings (kW) | Achievable Economic UCT Potential | 0 | 0 | 0 | 0 | 0 | 0 | 0 | 0 | 0 | 0 | 0 | 0 | 0 | 0 | 0 | 0 | 0 | 0 | 0 | 0 | 0 | 0 | 0 | 0 | 0 | 0 | 0 | 0 | 0 | 0 | 0
F4_Industrial_Paper and Printing_New_Process_Natural Gas_Gas Boiler - Stack Economizer_A_Achievable Economic UCT Potential | F4 | Industrial | Paper and Printing | New | Process | Natural Gas | Gas Boiler - Stack Economizer | A | Incremental Energy Savings (MWh or mTherms) | Achievable Economic UCT Potential | 0 | 0 | 0 | 0 | 0 | 0.014595 | 0.01729 | 0.019984 | 0.022663 | 0.025344 | 0.025224 | 0.022086 | 0.01919 | 0.016567 | 0.01421 | 0.012136 | 0.010317 | 0.0087406 | 0.00738 | 0.0062112 | 0.014596 | 0.017292 | 0.019987 | 0.022665 | 0.025346 | 0.025226 | 0.022087 | 0.019191 | 0.016568 | 0.014211 | 0.012137
F5_Industrial_Paper and Printing_New_Process_Natural Gas_Gas Boiler - Stack Economizer_A_Achievable Economic UCT Potential | F5 | Industrial | Paper and Printing | New | Process | Natural Gas | Gas Boiler - Stack Economizer | A | Incremental Summer Peak Savings (MW) | Achievable Economic UCT Potential | 0 | 0 | 0 | 0 | 0 | 0 | 0 | 0 | 0 | 0 | 0 | 0 | 0 | 0 | 0 | 0 | 0 | 0 | 0 | 0 | 0 | 0 | 0 | 0 | 0 | 0 | 0 | 0 | 0 | 0 | 0
F6_Industrial_Paper and Printing_New_Process_Natural Gas_Gas Boiler - Stack Economizer_A_Achievable Economic UCT Potential | F6 | Industrial | Paper and Printing | New | Process | Natural Gas | Gas Boiler - Stack Economizer | A | Incremental Winter Peak Savings (MW) | Achievable Economic UCT Potential | 0 | 0 | 0 | 0 | 0 | 0 | 0 | 0 | 0 | 0 | 0 | 0 | 0 | 0 | 0 | 0 | 0 | 0 | 0 | 0 | 0 | 0 | 0 | 0 | 0 | 0 | 0 | 0 | 0 | 0 | 0
F7_Industrial_Paper and Printing_New_Process_Natural Gas_Gas Boiler - Stack Economizer_A_Achievable Economic UCT Potential | F7 | Industrial | Paper and Printing | New | Process | Natural Gas | Gas Boiler - Stack Economizer | A | Cumulative Energy Savings (MWh or mTherms) | Achievable Economic UCT Potential | 0 | 0 | 0 | 0 | 0 | 0.014595 | 0.031884 | 0.051868 | 0.074532 | 0.099877 | 0.1251 | 0.14719 | 0.16638 | 0.18295 | 0.19716 | 0.2093 | 0.21961 | 0.22836 | 0.23574 | 0.24195 | 0.24195 | 0.24195 | 0.24195 | 0.24195 | 0.24195 | 0.24195 | 0.24195 | 0.24195 | 0 | 0 | 0
F8_Industrial_Paper and Printing_New_Process_Natural Gas_Gas Boiler - Stack Economizer_A_Achievable Economic UCT Potential | F8 | Industrial | Paper and Printing | New | Process | Natural Gas | Gas Boiler - Stack Economizer | A | Cumulative Summer Peak Savings (MW) | Achievable Economic UCT Potential | 0 | 0 | 0 | 0 | 0 | 0 | 0 | 0 | 0 | 0 | 0 | 0 | 0 | 0 | 0 | 0 | 0 | 0 | 0 | 0 | 0 | 0 | 0 | 0 | 0 | 0 | 0 | 0 | 0 | 0 | 0
F9_Industrial_Paper and Printing_New_Process_Natural Gas_Gas Boiler - Stack Economizer_A_Achievable Economic UCT Potential | F9 | Industrial | Paper and Printing | New | Process | Natural Gas | Gas Boiler - Stack Economizer | A | Cumulative Winter Peak Savings (MW) | Achievable Economic UCT Potential | 0 | 0 | 0 | 0 | 0 | 0 | 0 | 0 | 0 | 0 | 0 | 0 | 0 | 0 | 0 | 0 | 0 | 0 | 0 | 0 | 0 | 0 | 0 | 0 | 0 | 0 | 0 | 0 | 0 | 0 | 0
F10_Industrial_Paper and Printing_New_Process_Natural Gas_Gas Boiler - Stack Economizer_A_Achievable Economic UCT Potential | F10 | Industrial | Paper and Printing | New | Process | Natural Gas | Gas Boiler - Stack Economizer | A | Purchases (Incremental) | Achievable Economic UCT Potential | 0 | 0 | 0 | 0 | 0 | 0.19982 | 0.23673 | 0.27362 | 0.31029 | 0.34699 | 0.34534 | 0.30238 | 0.26273 | 0.22681 | 0.19454 | 0.16615 | 0.14125 | 0.11966 | 0.10103 | 0.085034 | 0.19982 | 0.23673 | 0.27362 | 0.31029 | 0.34699 | 0.34534 | 0.30238 | 0.26273 | 0.22681 | 0.19454 | 0.16615
F11_Industrial_Paper and Printing_New_Process_Natural Gas_Gas Boiler - Stack Economizer_A_Achievable Economic UCT Potential | F11 | Industrial | Paper and Printing | New | Process | Natural Gas | Gas Boiler - Stack Economizer | A | Purchases (Cumulative) | Achievable Economic UCT Potential | 0 | 0 | 0 | 0 | 0 | 0.19982 | 0.43655 | 0.71017 | 1.0205 | 1.3674 | 1.7128 | 2.0152 | 2.2779 | 2.5047 | 2.6992 | 2.8654 | 3.0066 | 3.1263 | 3.2273 | 3.3124 | 3.3124 | 3.3124 | 3.3124 | 3.3124 | 3.3124 | 3.3124 | 3.3124 | 3.3124 | 3.3124 | 3.3124 | 3.3124
F1_Industrial_Paper and Printing_New_Space Heating_Natural Gas_Gas Furnace Tube Inserts_A_Achievable Economic UCT Potential | F1 | Industrial | Paper and Printing | New | Space Heating | Natural Gas | Gas Furnace Tube Inserts | A | Integrated Unit Energy Savings (kWh or therms) | Achievable Economic UCT Potential | 0 | 0 | 0 | 0 | 0 | 0 | 0 | 0 | 0 | 0 | 0 | 0 | 0 | 0 | 0 | 0 | 0 | 0 | 0 | 0 | 0 | 0 | 0 | 0 | 0 | 0 | 0 | 0 | 0 | 0 | 0
F2_Industrial_Paper and Printing_New_Space Heating_Natural Gas_Gas Furnace Tube Inserts_A_Achievable Economic UCT Potential | F2 | Industrial | Paper and Printing | New | Space Heating | Natural Gas | Gas Furnace Tube Inserts | A | Integrated Unit Summer Peak Savings (kW) | Achievable Economic UCT Potential | 0 | 0 | 0 | 0 | 0 | 0 | 0 | 0 | 0 | 0 | 0 | 0 | 0 | 0 | 0 | 0 | 0 | 0 | 0 | 0 | 0 | 0 | 0 | 0 | 0 | 0 | 0 | 0 | 0 | 0 | 0
F3_Industrial_Paper and Printing_New_Space Heating_Natural Gas_Gas Furnace Tube Inserts_A_Achievable Economic UCT Potential | F3 | Industrial | Paper and Printing | New | Space Heating | Natural Gas | Gas Furnace Tube Inserts | A | Integrated Unit Winter Peak Savings (kW) | Achievable Economic UCT Potential | 0 | 0 | 0 | 0 | 0 | 0 | 0 | 0 | 0 | 0 | 0 | 0 | 0 | 0 | 0 | 0 | 0 | 0 | 0 | 0 | 0 | 0 | 0 | 0 | 0 | 0 | 0 | 0 | 0 | 0 | 0
F4_Industrial_Paper and Printing_New_Space Heating_Natural Gas_Gas Furnace Tube Inserts_A_Achievable Economic UCT Potential | F4 | Industrial | Paper and Printing | New | Space Heating | Natural Gas | Gas Furnace Tube Inserts | A | Incremental Energy Savings (MWh or mTherms) | Achievable Economic UCT Potential | 0 | 0 | 0 | 0 | 0 | 0 | 0 | 0 | 0 | 0 | 0 | 0 | 0 | 0 | 0 | 0 | 0 | 0 | 0 | 0 | 0 | 0 | 0 | 0 | 0 | 0 | 0 | 0 | 0 | 0 | 0
F5_Industrial_Paper and Printing_New_Space Heating_Natural Gas_Gas Furnace Tube Inserts_A_Achievable Economic UCT Potential | F5 | Industrial | Paper and Printing | New | Space Heating | Natural Gas | Gas Furnace Tube Inserts | A | Incremental Summer Peak Savings (MW) | Achievable Economic UCT Potential | 0 | 0 | 0 | 0 | 0 | 0 | 0 | 0 | 0 | 0 | 0 | 0 | 0 | 0 | 0 | 0 | 0 | 0 | 0 | 0 | 0 | 0 | 0 | 0 | 0 | 0 | 0 | 0 | 0 | 0 | 0
F6_Industrial_Paper and Printing_New_Space Heating_Natural Gas_Gas Furnace Tube Inserts_A_Achievable Economic UCT Potential | F6 | Industrial | Paper and Printing | New | Space Heating | Natural Gas | Gas Furnace Tube Inserts | A | Incremental Winter Peak Savings (MW) | Achievable Economic UCT Potential | 0 | 0 | 0 | 0 | 0 | 0 | 0 | 0 | 0 | 0 | 0 | 0 | 0 | 0 | 0 | 0 | 0 | 0 | 0 | 0 | 0 | 0 | 0 | 0 | 0 | 0 | 0 | 0 | 0 | 0 | 0
F7_Industrial_Paper and Printing_New_Space Heating_Natural Gas_Gas Furnace Tube Inserts_A_Achievable Economic UCT Potential | F7 | Industrial | Paper and Printing | New | Space Heating | Natural Gas | Gas Furnace Tube Inserts | A | Cumulative Energy Savings (MWh or mTherms) | Achievable Economic UCT Potential | 0 | 0 | 0 | 0 | 0 | 0 | 0 | 0 | 0 | 0 | 0 | 0 | 0 | 0 | 0 | 0 | 0 | 0 | 0 | 0 | 0 | 0 | 0 | 0 | 0 | 0 | 0 | 0 | 0 | 0 | 0
F8_Industrial_Paper and Printing_New_Space Heating_Natural Gas_Gas Furnace Tube Inserts_A_Achievable Economic UCT Potential | F8 | Industrial | Paper and Printing | New | Space Heating | Natural Gas | Gas Furnace Tube Inserts | A | Cumulative Summer Peak Savings (MW) | Achievable Economic UCT Potential | 0 | 0 | 0 | 0 | 0 | 0 | 0 | 0 | 0 | 0 | 0 | 0 | 0 | 0 | 0 | 0 | 0 | 0 | 0 | 0 | 0 | 0 | 0 | 0 | 0 | 0 | 0 | 0 | 0 | 0 | 0
F9_Industrial_Paper and Printing_New_Space Heating_Natural Gas_Gas Furnace Tube Inserts_A_Achievable Economic UCT Potential | F9 | Industrial | Paper and Printing | New | Space Heating | Natural Gas | Gas Furnace Tube Inserts | A | Cumulative Winter Peak Savings (MW) | Achievable Economic UCT Potential | 0 | 0 | 0 | 0 | 0 | 0 | 0 | 0 | 0 | 0 | 0 | 0 | 0 | 0 | 0 | 0 | 0 | 0 | 0 | 0 | 0 | 0 | 0 | 0 | 0 | 0 | 0 | 0 | 0 | 0 | 0
F10_Industrial_Paper and Printing_New_Space Heating_Natural Gas_Gas Furnace Tube Inserts_A_Achievable Economic UCT Potential | F10 | Industrial | Paper and Printing | New | Space Heating | Natural Gas | Gas Furnace Tube Inserts | A | Purchases (Incremental) | Achievable Economic UCT Potential | 0 | 0 | 0 | 0 | 0 | 0 | 0 | 0 | 0 | 0 | 0 | 0 | 0 | 0 | 0 | 0 | 0 | 0 | 0 | 0 | 0 | 0 | 0 | 0 | 0 | 0 | 0 | 0 | 0 | 0 | 0
F11_Industrial_Paper and Printing_New_Space Heating_Natural Gas_Gas Furnace Tube Inserts_A_Achievable Economic UCT Potential | F11 | Industrial | Paper and Printing | New | Space Heating | Natural Gas | Gas Furnace Tube Inserts | A | Purchases (Cumulative) | Achievable Economic UCT Potential | 0 | 0 | 0 | 0 | 0 | 0 | 0 | 0 | 0 | 0 | 0 | 0 | 0 | 0 | 0 | 0 | 0 | 0 | 0 | 0 | 0 | 0 | 0 | 0 | 0 | 0 | 0 | 0 | 0 | 0 | 0
F1_Industrial_Paper and Printing_New_Space Heating_Natural Gas_Space Heating - Heat Recovery Ventilator_A_Achievable Economic UCT Potential | F1 | Industrial | Paper and Printing | New | Space Heating | Natural Gas | Space Heating - Heat Recovery Ventilator | A | Integrated Unit Energy Savings (kWh or therms) | Achievable Economic UCT Potential | 0 | 0 | 0 | 0 | 0 | 0.012429 | 0.012216 | 0.012037 | 0.01188 | 0.011734 | 0.011601 | 0.01144 | 0.011263 | 0.011079 | 0.010893 | 0.010719 | 0.010558 | 0.010418 | 0.010249 | 0.010119 | 0.010022 | 0.0099496 | 0.0099137 | 0.0098968 | 0.0098936 | 0.0098999 | 0.0099085 | 0.0099195 | 0 | 0 | 0
F2_Industrial_Paper and Printing_New_Space Heating_Natural Gas_Space Heating - Heat Recovery Ventilator_A_Achievable Economic UCT Potential | F2 | Industrial | Paper and Printing | New | Space Heating | Natural Gas | Space Heating - Heat Recovery Ventilator | A | Integrated Unit Summer Peak Savings (kW) | Achievable Economic UCT Potential | 0 | 0 | 0 | 0 | 0 | 0 | 0 | 0 | 0 | 0 | 0 | 0 | 0 | 0 | 0 | 0 | 0 | 0 | 0 | 0 | 0 | 0 | 0 | 0 | 0 | 0 | 0 | 0 | 0 | 0 | 0
F3_Industrial_Paper and Printing_New_Space Heating_Natural Gas_Space Heating - Heat Recovery Ventilator_A_Achievable Economic UCT Potential | F3 | Industrial | Paper and Printing | New | Space Heating | Natural Gas | Space Heating - Heat Recovery Ventilator | A | Integrated Unit Winter Peak Savings (kW) | Achievable Economic UCT Potential | 0 | 0 | 0 | 0 | 0 | 0 | 0 | 0 | 0 | 0 | 0 | 0 | 0 | 0 | 0 | 0 | 0 | 0 | 0 | 0 | 0 | 0 | 0 | 0 | 0 | 0 | 0 | 0 | 0 | 0 | 0
F4_Industrial_Paper and Printing_New_Space Heating_Natural Gas_Space Heating - Heat Recovery Ventilator_A_Achievable Economic UCT Potential | F4 | Industrial | Paper and Printing | New | Space Heating | Natural Gas | Space Heating - Heat Recovery Ventilator | A | Incremental Energy Savings (MWh or mTherms) | Achievable Economic UCT Potential | 0 | 0 | 0 | 0 | 0 | 0 | 0 | 0 | 0 | 0 | 0 | 0 | 0 | 0 | 0 | 0 | 0 | 0 | 0 | 0 | 0 | 0 | 0 | 0 | 0 | 0 | 0 | 0 | 0 | 0 | 0
F5_Industrial_Paper and Printing_New_Space Heating_Natural Gas_Space Heating - Heat Recovery Ventilator_A_Achievable Economic UCT Potential | F5 | Industrial | Paper and Printing | New | Space Heating | Natural Gas | Space Heating - Heat Recovery Ventilator | A | Incremental Summer Peak Savings (MW) | Achievable Economic UCT Potential | 0 | 0 | 0 | 0 | 0 | 0 | 0 | 0 | 0 | 0 | 0 | 0 | 0 | 0 | 0 | 0 | 0 | 0 | 0 | 0 | 0 | 0 | 0 | 0 | 0 | 0 | 0 | 0 | 0 | 0 | 0
F6_Industrial_Paper and Printing_New_Space Heating_Natural Gas_Space Heating - Heat Recovery Ventilator_A_Achievable Economic UCT Potential | F6 | Industrial | Paper and Printing | New | Space Heating | Natural Gas | Space Heating - Heat Recovery Ventilator | A | Incremental Winter Peak Savings (MW) | Achievable Economic UCT Potential | 0 | 0 | 0 | 0 | 0 | 0 | 0 | 0 | 0 | 0 | 0 | 0 | 0 | 0 | 0 | 0 | 0 | 0 | 0 | 0 | 0 | 0 | 0 | 0 | 0 | 0 | 0 | 0 | 0 | 0 | 0
F7_Industrial_Paper and Printing_New_Space Heating_Natural Gas_Space Heating - Heat Recovery Ventilator_A_Achievable Economic UCT Potential | F7 | Industrial | Paper and Printing | New | Space Heating | Natural Gas | Space Heating - Heat Recovery Ventilator | A | Cumulative Energy Savings (MWh or mTherms) | Achievable Economic UCT Potential | 0 | 0 | 0 | 0 | 0 | 0 | 0 | 0 | 0 | 0 | 0 | 0 | 0 | 0 | 0 | 0 | 0 | 0 | 0 | 0 | 0 | 0 | 0 | 0 | 0 | 0 | 0 | 0 | 0 | 0 | 0
F8_Industrial_Paper and Printing_New_Space Heating_Natural Gas_Space Heating - Heat Recovery Ventilator_A_Achievable Economic UCT Potential | F8 | Industrial | Paper and Printing | New | Space Heating | Natural Gas | Space Heating - Heat Recovery Ventilator | A | Cumulative Summer Peak Savings (MW) | Achievable Economic UCT Potential | 0 | 0 | 0 | 0 | 0 | 0 | 0 | 0 | 0 | 0 | 0 | 0 | 0 | 0 | 0 | 0 | 0 | 0 | 0 | 0 | 0 | 0 | 0 | 0 | 0 | 0 | 0 | 0 | 0 | 0 | 0
F9_Industrial_Paper and Printing_New_Space Heating_Natural Gas_Space Heating - Heat Recovery Ventilator_A_Achievable Economic UCT Potential | F9 | Industrial | Paper and Printing | New | Space Heating | Natural Gas | Space Heating - Heat Recovery Ventilator | A | Cumulative Winter Peak Savings (MW) | Achievable Economic UCT Potential | 0 | 0 | 0 | 0 | 0 | 0 | 0 | 0 | 0 | 0 | 0 | 0 | 0 | 0 | 0 | 0 | 0 | 0 | 0 | 0 | 0 | 0 | 0 | 0 | 0 | 0 | 0 | 0 | 0 | 0 | 0
F10_Industrial_Paper and Printing_New_Space Heating_Natural Gas_Space Heating - Heat Recovery Ventilator_A_Achievable Economic UCT Potential | F10 | Industrial | Paper and Printing | New | Space Heating | Natural Gas | Space Heating - Heat Recovery Ventilator | A | Purchases (Incremental) | Achievable Economic UCT Potential | 0 | 0 | 0 | 0 | 0 | 0 | 0 | 0 | 0 | 0 | 0 | 0 | 0 | 0 | 0 | 0 | 0 | 0 | 0 | 0 | 0 | 0 | 0 | 0 | 0 | 0 | 0 | 0 | 0 | 0 | 0
F11_Industrial_Paper and Printing_New_Space Heating_Natural Gas_Space Heating - Heat Recovery Ventilator_A_Achievable Economic UCT Potential | F11 | Industrial | Paper and Printing | New | Space Heating | Natural Gas | Space Heating - Heat Recovery Ventilator | A | Purchases (Cumulative) | Achievable Economic UCT Potential | 0 | 0 | 0 | 0 | 0 | 0 | 0 | 0 | 0 | 0 | 0 | 0 | 0 | 0 | 0 | 0 | 0 | 0 | 0 | 0 | 0 | 0 | 0 | 0 | 0 | 0 | 0 | 0 | 0 | 0 | 0
F1_Industrial_Paper and Printing_New_Space Heating_Natural Gas_Thermostat - Programmable_A_Achievable Economic UCT Potential | F1 | Industrial | Paper and Printing | New | Space Heating | Natural Gas | Thermostat - Programmable | A | Integrated Unit Energy Savings (kWh or therms) | Achievable Economic UCT Potential | 0 | 0 | 0 | 0 | 0 | 0.0061747 | 0.0060689 | 0.00598 | 0.0059016 | 0.0058292 | 0.005763 | 0.0056831 | 0.0055952 | 0.005504 | 0.0054116 | 0.0053251 | 0.0052449 | 0.0051754 | 0.0050916 | 0.0050268 | 0.0049787 | 0.0049428 | 0.004925 | 0.0049166 | 0.004915 | 0.0049181 | 0.0049224 | 0.0049279 | 0 | 0 | 0
F2_Industrial_Paper and Printing_New_Space Heating_Natural Gas_Thermostat - Programmable_A_Achievable Economic UCT Potential | F2 | Industrial | Paper and Printing | New | Space Heating | Natural Gas | Thermostat - Programmable | A | Integrated Unit Summer Peak Savings (kW) | Achievable Economic UCT Potential | 0 | 0 | 0 | 0 | 0 | 0 | 0 | 0 | 0 | 0 | 0 | 0 | 0 | 0 | 0 | 0 | 0 | 0 | 0 | 0 | 0 | 0 | 0 | 0 | 0 | 0 | 0 | 0 | 0 | 0 | 0
F3_Industrial_Paper and Printing_New_Space Heating_Natural Gas_Thermostat - Programmable_A_Achievable Economic UCT Potential | F3 | Industrial | Paper and Printing | New | Space Heating | Natural Gas | Thermostat - Programmable | A | Integrated Unit Winter Peak Savings (kW) | Achievable Economic UCT Potential | 0 | 0 | 0 | 0 | 0 | 0 | 0 | 0 | 0 | 0 | 0 | 0 | 0 | 0 | 0 | 0 | 0 | 0 | 0 | 0 | 0 | 0 | 0 | 0 | 0 | 0 | 0 | 0 | 0 | 0 | 0
F4_Industrial_Paper and Printing_New_Space Heating_Natural Gas_Thermostat - Programmable_A_Achievable Economic UCT Potential | F4 | Industrial | Paper and Printing | New | Space Heating | Natural Gas | Thermostat - Programmable | A | Incremental Energy Savings (MWh or mTherms) | Achievable Economic UCT Potential | 0 | 0 | 0 | 0 | 0 | 0 | 0 | 0 | 0 | 0 | 0 | 0 | 0 | 0 | 0 | 0 | 0 | 0 | 0 | 0 | 0 | 0 | 0 | 0 | 0 | 0 | 0 | 0 | 0 | 0 | 0
F5_Industrial_Paper and Printing_New_Space Heating_Natural Gas_Thermostat - Programmable_A_Achievable Economic UCT Potential | F5 | Industrial | Paper and Printing | New | Space Heating | Natural Gas | Thermostat - Programmable | A | Incremental Summer Peak Savings (MW) | Achievable Economic UCT Potential | 0 | 0 | 0 | 0 | 0 | 0 | 0 | 0 | 0 | 0 | 0 | 0 | 0 | 0 | 0 | 0 | 0 | 0 | 0 | 0 | 0 | 0 | 0 | 0 | 0 | 0 | 0 | 0 | 0 | 0 | 0
F6_Industrial_Paper and Printing_New_Space Heating_Natural Gas_Thermostat - Programmable_A_Achievable Economic UCT Potential | F6 | Industrial | Paper and Printing | New | Space Heating | Natural Gas | Thermostat - Programmable | A | Incremental Winter Peak Savings (MW) | Achievable Economic UCT Potential | 0 | 0 | 0 | 0 | 0 | 0 | 0 | 0 | 0 | 0 | 0 | 0 | 0 | 0 | 0 | 0 | 0 | 0 | 0 | 0 | 0 | 0 | 0 | 0 | 0 | 0 | 0 | 0 | 0 | 0 | 0
F7_Industrial_Paper and Printing_New_Space Heating_Natural Gas_Thermostat - Programmable_A_Achievable Economic UCT Potential | F7 | Industrial | Paper and Printing | New | Space Heating | Natural Gas | Thermostat - Programmable | A | Cumulative Energy Savings (MWh or mTherms) | Achievable Economic UCT Potential | 0 | 0 | 0 | 0 | 0 | 0 | 0 | 0 | 0 | 0 | 0 | 0 | 0 | 0 | 0 | 0 | 0 | 0 | 0 | 0 | 0 | 0 | 0 | 0 | 0 | 0 | 0 | 0 | 0 | 0 | 0
F8_Industrial_Paper and Printing_New_Space Heating_Natural Gas_Thermostat - Programmable_A_Achievable Economic UCT Potential | F8 | Industrial | Paper and Printing | New | Space Heating | Natural Gas | Thermostat - Programmable | A | Cumulative Summer Peak Savings (MW) | Achievable Economic UCT Potential | 0 | 0 | 0 | 0 | 0 | 0 | 0 | 0 | 0 | 0 | 0 | 0 | 0 | 0 | 0 | 0 | 0 | 0 | 0 | 0 | 0 | 0 | 0 | 0 | 0 | 0 | 0 | 0 | 0 | 0 | 0
F9_Industrial_Paper and Printing_New_Space Heating_Natural Gas_Thermostat - Programmable_A_Achievable Economic UCT Potential | F9 | Industrial | Paper and Printing | New | Space Heating | Natural Gas | Thermostat - Programmable | A | Cumulative Winter Peak Savings (MW) | Achievable Economic UCT Potential | 0 | 0 | 0 | 0 | 0 | 0 | 0 | 0 | 0 | 0 | 0 | 0 | 0 | 0 | 0 | 0 | 0 | 0 | 0 | 0 | 0 | 0 | 0 | 0 | 0 | 0 | 0 | 0 | 0 | 0 | 0
F10_Industrial_Paper and Printing_New_Space Heating_Natural Gas_Thermostat - Programmable_A_Achievable Economic UCT Potential | F10 | Industrial | Paper and Printing | New | Space Heating | Natural Gas | Thermostat - Programmable | A | Purchases (Incremental) | Achievable Economic UCT Potential | 0 | 0 | 0 | 0 | 0 | 0 | 0 | 0 | 0 | 0 | 0 | 0 | 0 | 0 | 0 | 0 | 0 | 0 | 0 | 0 | 0 | 0 | 0 | 0 | 0 | 0 | 0 | 0 | 0 | 0 | 0
F11_Industrial_Paper and Printing_New_Space Heating_Natural Gas_Thermostat - Programmable_A_Achievable Economic UCT Potential | F11 | Industrial | Paper and Printing | New | Space Heating | Natural Gas | Thermostat - Programmable | A | Purchases (Cumulative) | Achievable Economic UCT Potential | 0 | 0 | 0 | 0 | 0 | 0 | 0 | 0 | 0 | 0 | 0 | 0 | 0 | 0 | 0 | 0 | 0 | 0 | 0 | 0 | 0 | 0 | 0 | 0 | 0 | 0 | 0 | 0 | 0 | 0 | 0
F1_Industrial_Paper and Printing_New_Space Heating_Natural Gas_ENERGY STAR Connected Thermostat_A_Achievable Economic UCT Potential | F1 | Industrial | Paper and Printing | New | Space Heating | Natural Gas | ENERGY STAR Connected Thermostat | A | Integrated Unit Energy Savings (kWh or therms) | Achievable Economic UCT Potential | 0 | 0 | 0 | 0 | 0 | 0.014535 | 0.014286 | 0.014077 | 0.013893 | 0.013722 | 0.013566 | 0.013378 | 0.013171 | 0.012956 | 0.012739 | 0.012535 | 0.012347 | 0.012183 | 0.011986 | 0.011833 | 0.01172 | 0.011635 | 0.011594 | 0.011574 | 0.01157 | 0.011577 | 0.011587 | 0.0116 | 0 | 0 | 0
F2_Industrial_Paper and Printing_New_Space Heating_Natural Gas_ENERGY STAR Connected Thermostat_A_Achievable Economic UCT Potential | F2 | Industrial | Paper and Printing | New | Space Heating | Natural Gas | ENERGY STAR Connected Thermostat | A | Integrated Unit Summer Peak Savings (kW) | Achievable Economic UCT Potential | 0 | 0 | 0 | 0 | 0 | 0 | 0 | 0 | 0 | 0 | 0 | 0 | 0 | 0 | 0 | 0 | 0 | 0 | 0 | 0 | 0 | 0 | 0 | 0 | 0 | 0 | 0 | 0 | 0 | 0 | 0
F3_Industrial_Paper and Printing_New_Space Heating_Natural Gas_ENERGY STAR Connected Thermostat_A_Achievable Economic UCT Potential | F3 | Industrial | Paper and Printing | New | Space Heating | Natural Gas | ENERGY STAR Connected Thermostat | A | Integrated Unit Winter Peak Savings (kW) | Achievable Economic UCT Potential | 0 | 0 | 0 | 0 | 0 | 0 | 0 | 0 | 0 | 0 | 0 | 0 | 0 | 0 | 0 | 0 | 0 | 0 | 0 | 0 | 0 | 0 | 0 | 0 | 0 | 0 | 0 | 0 | 0 | 0 | 0
F4_Industrial_Paper and Printing_New_Space Heating_Natural Gas_ENERGY STAR Connected Thermostat_A_Achievable Economic UCT Potential | F4 | Industrial | Paper and Printing | New | Space Heating | Natural Gas | ENERGY STAR Connected Thermostat | A | Incremental Energy Savings (MWh or mTherms) | Achievable Economic UCT Potential | 0 | 0 | 0 | 0 | 0 | 0 | 0 | 0 | 0 | 0 | 0 | 0 | 0 | 0 | 0 | 0 | 0 | 0 | 0 | 0 | 0 | 0 | 0 | 0 | 0 | 0 | 0 | 0 | 0 | 0 | 0
F5_Industrial_Paper and Printing_New_Space Heating_Natural Gas_ENERGY STAR Connected Thermostat_A_Achievable Economic UCT Potential | F5 | Industrial | Paper and Printing | New | Space Heating | Natural Gas | ENERGY STAR Connected Thermostat | A | Incremental Summer Peak Savings (MW) | Achievable Economic UCT Potential | 0 | 0 | 0 | 0 | 0 | 0 | 0 | 0 | 0 | 0 | 0 | 0 | 0 | 0 | 0 | 0 | 0 | 0 | 0 | 0 | 0 | 0 | 0 | 0 | 0 | 0 | 0 | 0 | 0 | 0 | 0
F6_Industrial_Paper and Printing_New_Space Heating_Natural Gas_ENERGY STAR Connected Thermostat_A_Achievable Economic UCT Potential | F6 | Industrial | Paper and Printing | New | Space Heating | Natural Gas | ENERGY STAR Connected Thermostat | A | Incremental Winter Peak Savings (MW) | Achievable Economic UCT Potential | 0 | 0 | 0 | 0 | 0 | 0 | 0 | 0 | 0 | 0 | 0 | 0 | 0 | 0 | 0 | 0 | 0 | 0 | 0 | 0 | 0 | 0 | 0 | 0 | 0 | 0 | 0 | 0 | 0 | 0 | 0
F7_Industrial_Paper and Printing_New_Space Heating_Natural Gas_ENERGY STAR Connected Thermostat_A_Achievable Economic UCT Potential | F7 | Industrial | Paper and Printing | New | Space Heating | Natural Gas | ENERGY STAR Connected Thermostat | A | Cumulative Energy Savings (MWh or mTherms) | Achievable Economic UCT Potential | 0 | 0 | 0 | 0 | 0 | 0 | 0 | 0 | 0 | 0 | 0 | 0 | 0 | 0 | 0 | 0 | 0 | 0 | 0 | 0 | 0 | 0 | 0 | 0 | 0 | 0 | 0 | 0 | 0 | 0 | 0
F8_Industrial_Paper and Printing_New_Space Heating_Natural Gas_ENERGY STAR Connected Thermostat_A_Achievable Economic UCT Potential | F8 | Industrial | Paper and Printing | New | Space Heating | Natural Gas | ENERGY STAR Connected Thermostat | A | Cumulative Summer Peak Savings (MW) | Achievable Economic UCT Potential | 0 | 0 | 0 | 0 | 0 | 0 | 0 | 0 | 0 | 0 | 0 | 0 | 0 | 0 | 0 | 0 | 0 | 0 | 0 | 0 | 0 | 0 | 0 | 0 | 0 | 0 | 0 | 0 | 0 | 0 | 0
F9_Industrial_Paper and Printing_New_Space Heating_Natural Gas_ENERGY STAR Connected Thermostat_A_Achievable Economic UCT Potential | F9 | Industrial | Paper and Printing | New | Space Heating | Natural Gas | ENERGY STAR Connected Thermostat | A | Cumulative Winter Peak Savings (MW) | Achievable Economic UCT Potential | 0 | 0 | 0 | 0 | 0 | 0 | 0 | 0 | 0 | 0 | 0 | 0 | 0 | 0 | 0 | 0 | 0 | 0 | 0 | 0 | 0 | 0 | 0 | 0 | 0 | 0 | 0 | 0 | 0 | 0 | 0
F10_Industrial_Paper and Printing_New_Space Heating_Natural Gas_ENERGY STAR Connected Thermostat_A_Achievable Economic UCT Potential | F10 | Industrial | Paper and Printing | New | Space Heating | Natural Gas | ENERGY STAR Connected Thermostat | A | Purchases (Incremental) | Achievable Economic UCT Potential | 0 | 0 | 0 | 0 | 0 | 0 | 0 | 0 | 0 | 0 | 0 | 0 | 0 | 0 | 0 | 0 | 0 | 0 | 0 | 0 | 0 | 0 | 0 | 0 | 0 | 0 | 0 | 0 | 0 | 0 | 0
F11_Industrial_Paper and Printing_New_Space Heating_Natural Gas_ENERGY STAR Connected Thermostat_A_Achievable Economic UCT Potential | F11 | Industrial | Paper and Printing | New | Space Heating | Natural Gas | ENERGY STAR Connected Thermostat | A | Purchases (Cumulative) | Achievable Economic UCT Potential | 0 | 0 | 0 | 0 | 0 | 0 | 0 | 0 | 0 | 0 | 0 | 0 | 0 | 0 | 0 | 0 | 0 | 0 | 0 | 0 | 0 | 0 | 0 | 0 | 0 | 0 | 0 | 0 | 0 | 0 | 0
F1_Industrial_Paper and Printing_New_Space Heating_Natural Gas_Destratification Fans (HVLS)_A_Achievable Economic UCT Potential | F1 | Industrial | Paper and Printing | New | Space Heating | Natural Gas | Destratification Fans (HVLS) | A | Integrated Unit Energy Savings (kWh or therms) | Achievable Economic UCT Potential | 0 | 0 | 0 | 0 | 0 | 0.014535 | 0.014286 | 0.014077 | 0.013893 | 0.013722 | 0.013566 | 0.013378 | 0.013171 | 0.012956 | 0.012739 | 0.012535 | 0.012347 | 0.012183 | 0.011986 | 0.011833 | 0.01172 | 0.011635 | 0.011594 | 0.011574 | 0.01157 | 0.011577 | 0.011587 | 0.0116 | 0 | 0 | 0
F2_Industrial_Paper and Printing_New_Space Heating_Natural Gas_Destratification Fans (HVLS)_A_Achievable Economic UCT Potential | F2 | Industrial | Paper and Printing | New | Space Heating | Natural Gas | Destratification Fans (HVLS) | A | Integrated Unit Summer Peak Savings (kW) | Achievable Economic UCT Potential | 0 | 0 | 0 | 0 | 0 | 0 | 0 | 0 | 0 | 0 | 0 | 0 | 0 | 0 | 0 | 0 | 0 | 0 | 0 | 0 | 0 | 0 | 0 | 0 | 0 | 0 | 0 | 0 | 0 | 0 | 0
F3_Industrial_Paper and Printing_New_Space Heating_Natural Gas_Destratification Fans (HVLS)_A_Achievable Economic UCT Potential | F3 | Industrial | Paper and Printing | New | Space Heating | Natural Gas | Destratification Fans (HVLS) | A | Integrated Unit Winter Peak Savings (kW) | Achievable Economic UCT Potential | 0 | 0 | 0 | 0 | 0 | 0 | 0 | 0 | 0 | 0 | 0 | 0 | 0 | 0 | 0 | 0 | 0 | 0 | 0 | 0 | 0 | 0 | 0 | 0 | 0 | 0 | 0 | 0 | 0 | 0 | 0
F4_Industrial_Paper and Printing_New_Space Heating_Natural Gas_Destratification Fans (HVLS)_A_Achievable Economic UCT Potential | F4 | Industrial | Paper and Printing | New | Space Heating | Natural Gas | Destratification Fans (HVLS) | A | Incremental Energy Savings (MWh or mTherms) | Achievable Economic UCT Potential | 0 | 0 | 0 | 0 | 0 | 0 | 0 | 0 | 0 | 0 | 0 | 0 | 0 | 0 | 0 | 0 | 0 | 0 | 0 | 0 | 0 | 0 | 0 | 0 | 0 | 0 | 0 | 0 | 0 | 0 | 0
F5_Industrial_Paper and Printing_New_Space Heating_Natural Gas_Destratification Fans (HVLS)_A_Achievable Economic UCT Potential | F5 | Industrial | Paper and Printing | New | Space Heating | Natural Gas | Destratification Fans (HVLS) | A | Incremental Summer Peak Savings (MW) | Achievable Economic UCT Potential | 0 | 0 | 0 | 0 | 0 | 0 | 0 | 0 | 0 | 0 | 0 | 0 | 0 | 0 | 0 | 0 | 0 | 0 | 0 | 0 | 0 | 0 | 0 | 0 | 0 | 0 | 0 | 0 | 0 | 0 | 0
F6_Industrial_Paper and Printing_New_Space Heating_Natural Gas_Destratification Fans (HVLS)_A_Achievable Economic UCT Potential | F6 | Industrial | Paper and Printing | New | Space Heating | Natural Gas | Destratification Fans (HVLS) | A | Incremental Winter Peak Savings (MW) | Achievable Economic UCT Potential | 0 | 0 | 0 | 0 | 0 | 0 | 0 | 0 | 0 | 0 | 0 | 0 | 0 | 0 | 0 | 0 | 0 | 0 | 0 | 0 | 0 | 0 | 0 | 0 | 0 | 0 | 0 | 0 | 0 | 0 | 0
F7_Industrial_Paper and Printing_New_Space Heating_Natural Gas_Destratification Fans (HVLS)_A_Achievable Economic UCT Potential | F7 | Industrial | Paper and Printing | New | Space Heating | Natural Gas | Destratification Fans (HVLS) | A | Cumulative Energy Savings (MWh or mTherms) | Achievable Economic UCT Potential | 0 | 0 | 0 | 0 | 0 | 0 | 0 | 0 | 0 | 0 | 0 | 0 | 0 | 0 | 0 | 0 | 0 | 0 | 0 | 0 | 0 | 0 | 0 | 0 | 0 | 0 | 0 | 0 | 0 | 0 | 0
F8_Industrial_Paper and Printing_New_Space Heating_Natural Gas_Destratification Fans (HVLS)_A_Achievable Economic UCT Potential | F8 | Industrial | Paper and Printing | New | Space Heating | Natural Gas | Destratification Fans (HVLS) | A | Cumulative Summer Peak Savings (MW) | Achievable Economic UCT Potential | 0 | 0 | 0 | 0 | 0 | 0 | 0 | 0 | 0 | 0 | 0 | 0 | 0 | 0 | 0 | 0 | 0 | 0 | 0 | 0 | 0 | 0 | 0 | 0 | 0 | 0 | 0 | 0 | 0 | 0 | 0
F9_Industrial_Paper and Printing_New_Space Heating_Natural Gas_Destratification Fans (HVLS)_A_Achievable Economic UCT Potential | F9 | Industrial | Paper and Printing | New | Space Heating | Natural Gas | Destratification Fans (HVLS) | A | Cumulative Winter Peak Savings (MW) | Achievable Economic UCT Potential | 0 | 0 | 0 | 0 | 0 | 0 | 0 | 0 | 0 | 0 | 0 | 0 | 0 | 0 | 0 | 0 | 0 | 0 | 0 | 0 | 0 | 0 | 0 | 0 | 0 | 0 | 0 | 0 | 0 | 0 | 0
F10_Industrial_Paper and Printing_New_Space Heating_Natural Gas_Destratification Fans (HVLS)_A_Achievable Economic UCT Potential | F10 | Industrial | Paper and Printing | New | Space Heating | Natural Gas | Destratification Fans (HVLS) | A | Purchases (Incremental) | Achievable Economic UCT Potential | 0 | 0 | 0 | 0 | 0 | 0 | 0 | 0 | 0 | 0 | 0 | 0 | 0 | 0 | 0 | 0 | 0 | 0 | 0 | 0 | 0 | 0 | 0 | 0 | 0 | 0 | 0 | 0 | 0 | 0 | 0
F11_Industrial_Paper and Printing_New_Space Heating_Natural Gas_Destratification Fans (HVLS)_A_Achievable Economic UCT Potential | F11 | Industrial | Paper and Printing | New | Space Heating | Natural Gas | Destratification Fans (HVLS) | A | Purchases (Cumulative) | Achievable Economic UCT Potential | 0 | 0 | 0 | 0 | 0 | 0 | 0 | 0 | 0 | 0 | 0 | 0 | 0 | 0 | 0 | 0 | 0 | 0 | 0 | 0 | 0 | 0 | 0 | 0 | 0 | 0 | 0 | 0 | 0 | 0 | 0
F1_Industrial_Paper and Printing_New_Space Heating_Natural Gas_Gas Boiler - Insulate Steam Lines/Condensate Tank_A_Achievable Economic UCT Potential | F1 | Industrial | Paper and Printing | New | Space Heating | Natural Gas | Gas Boiler - Insulate Steam Lines/Condensate Tank | A | Integrated Unit Energy Savings (kWh or therms) | Achievable Economic UCT Potential | 0 | 0 | 0 | 0 | 0 | 0 | 0 | 0 | 0 | 0 | 0 | 0 | 0 | 0 | 0 | 0 | 0 | 0 | 0 | 0 | 0 | 0 | 0 | 0 | 0 | 0 | 0 | 0 | 0 | 0 | 0
F2_Industrial_Paper and Printing_New_Space Heating_Natural Gas_Gas Boiler - Insulate Steam Lines/Condensate Tank_A_Achievable Economic UCT Potential | F2 | Industrial | Paper and Printing | New | Space Heating | Natural Gas | Gas Boiler - Insulate Steam Lines/Condensate Tank | A | Integrated Unit Summer Peak Savings (kW) | Achievable Economic UCT Potential | 0 | 0 | 0 | 0 | 0 | 0 | 0 | 0 | 0 | 0 | 0 | 0 | 0 | 0 | 0 | 0 | 0 | 0 | 0 | 0 | 0 | 0 | 0 | 0 | 0 | 0 | 0 | 0 | 0 | 0 | 0
F3_Industrial_Paper and Printing_New_Space Heating_Natural Gas_Gas Boiler - Insulate Steam Lines/Condensate Tank_A_Achievable Economic UCT Potential | F3 | Industrial | Paper and Printing | New | Space Heating | Natural Gas | Gas Boiler - Insulate Steam Lines/Condensate Tank | A | Integrated Unit Winter Peak Savings (kW) | Achievable Economic UCT Potential | 0 | 0 | 0 | 0 | 0 | 0 | 0 | 0 | 0 | 0 | 0 | 0 | 0 | 0 | 0 | 0 | 0 | 0 | 0 | 0 | 0 | 0 | 0 | 0 | 0 | 0 | 0 | 0 | 0 | 0 | 0
F4_Industrial_Paper and Printing_New_Space Heating_Natural Gas_Gas Boiler - Insulate Steam Lines/Condensate Tank_A_Achievable Economic UCT Potential | F4 | Industrial | Paper and Printing | New | Space Heating | Natural Gas | Gas Boiler - Insulate Steam Lines/Condensate Tank | A | Incremental Energy Savings (MWh or mTherms) | Achievable Economic UCT Potential | 0 | 0 | 0 | 0 | 0 | 0 | 0 | 0 | 0 | 0 | 0 | 0 | 0 | 0 | 0 | 0 | 0 | 0 | 0 | 0 | 0 | 0 | 0 | 0 | 0 | 0 | 0 | 0 | 0 | 0 | 0
F5_Industrial_Paper and Printing_New_Space Heating_Natural Gas_Gas Boiler - Insulate Steam Lines/Condensate Tank_A_Achievable Economic UCT Potential | F5 | Industrial | Paper and Printing | New | Space Heating | Natural Gas | Gas Boiler - Insulate Steam Lines/Condensate Tank | A | Incremental Summer Peak Savings (MW) | Achievable Economic UCT Potential | 0 | 0 | 0 | 0 | 0 | 0 | 0 | 0 | 0 | 0 | 0 | 0 | 0 | 0 | 0 | 0 | 0 | 0 | 0 | 0 | 0 | 0 | 0 | 0 | 0 | 0 | 0 | 0 | 0 | 0 | 0
F6_Industrial_Paper and Printing_New_Space Heating_Natural Gas_Gas Boiler - Insulate Steam Lines/Condensate Tank_A_Achievable Economic UCT Potential | F6 | Industrial | Paper and Printing | New | Space Heating | Natural Gas | Gas Boiler - Insulate Steam Lines/Condensate Tank | A | Incremental Winter Peak Savings (MW) | Achievable Economic UCT Potential | 0 | 0 | 0 | 0 | 0 | 0 | 0 | 0 | 0 | 0 | 0 | 0 | 0 | 0 | 0 | 0 | 0 | 0 | 0 | 0 | 0 | 0 | 0 | 0 | 0 | 0 | 0 | 0 | 0 | 0 | 0
F7_Industrial_Paper and Printing_New_Space Heating_Natural Gas_Gas Boiler - Insulate Steam Lines/Condensate Tank_A_Achievable Economic UCT Potential | F7 | Industrial | Paper and Printing | New | Space Heating | Natural Gas | Gas Boiler - Insulate Steam Lines/Condensate Tank | A | Cumulative Energy Savings (MWh or mTherms) | Achievable Economic UCT Potential | 0 | 0 | 0 | 0 | 0 | 0 | 0 | 0 | 0 | 0 | 0 | 0 | 0 | 0 | 0 | 0 | 0 | 0 | 0 | 0 | 0 | 0 | 0 | 0 | 0 | 0 | 0 | 0 | 0 | 0 | 0
F8_Industrial_Paper and Printing_New_Space Heating_Natural Gas_Gas Boiler - Insulate Steam Lines/Condensate Tank_A_Achievable Economic UCT Potential | F8 | Industrial | Paper and Printing | New | Space Heating | Natural Gas | Gas Boiler - Insulate Steam Lines/Condensate Tank | A | Cumulative Summer Peak Savings (MW) | Achievable Economic UCT Potential | 0 | 0 | 0 | 0 | 0 | 0 | 0 | 0 | 0 | 0 | 0 | 0 | 0 | 0 | 0 | 0 | 0 | 0 | 0 | 0 | 0 | 0 | 0 | 0 | 0 | 0 | 0 | 0 | 0 | 0 | 0
F9_Industrial_Paper and Printing_New_Space Heating_Natural Gas_Gas Boiler - Insulate Steam Lines/Condensate Tank_A_Achievable Economic UCT Potential | F9 | Industrial | Paper and Printing | New | Space Heating | Natural Gas | Gas Boiler - Insulate Steam Lines/Condensate Tank | A | Cumulative Winter Peak Savings (MW) | Achievable Economic UCT Potential | 0 | 0 | 0 | 0 | 0 | 0 | 0 | 0 | 0 | 0 | 0 | 0 | 0 | 0 | 0 | 0 | 0 | 0 | 0 | 0 | 0 | 0 | 0 | 0 | 0 | 0 | 0 | 0 | 0 | 0 | 0
F10_Industrial_Paper and Printing_New_Space Heating_Natural Gas_Gas Boiler - Insulate Steam Lines/Condensate Tank_A_Achievable Economic UCT Potential | F10 | Industrial | Paper and Printing | New | Space Heating | Natural Gas | Gas Boiler - Insulate Steam Lines/Condensate Tank | A | Purchases (Incremental) | Achievable Economic UCT Potential | 0 | 0 | 0 | 0 | 0 | 0 | 0 | 0 | 0 | 0 | 0 | 0 | 0 | 0 | 0 | 0 | 0 | 0 | 0 | 0 | 0 | 0 | 0 | 0 | 0 | 0 | 0 | 0 | 0 | 0 | 0
F11_Industrial_Paper and Printing_New_Space Heating_Natural Gas_Gas Boiler - Insulate Steam Lines/Condensate Tank_A_Achievable Economic UCT Potential | F11 | Industrial | Paper and Printing | New | Space Heating | Natural Gas | Gas Boiler - Insulate Steam Lines/Condensate Tank | A | Purchases (Cumulative) | Achievable Economic UCT Potential | 0 | 0 | 0 | 0 | 0 | 0 | 0 | 0 | 0 | 0 | 0 | 0 | 0 | 0 | 0 | 0 | 0 | 0 | 0 | 0 | 0 | 0 | 0 | 0 | 0 | 0 | 0 | 0 | 0 | 0 | 0
F1_Industrial_Paper and Printing_New_Process_Natural Gas_Gas Boiler - Insulate Steam Lines/Condensate Tank_A_Achievable Economic UCT Potential | F1 | Industrial | Paper and Printing | New | Process | Natural Gas | Gas Boiler - Insulate Steam Lines/Condensate Tank | A | Integrated Unit Energy Savings (kWh or therms) | Achievable Economic UCT Potential | 0 | 0 | 0 | 0 | 0 | 603.1844 | 602.2188 | 601.3443 | 600.5424 | 599.7633 | 599.2744 | 598.8385 | 598.4582 | 598.1397 | 597.8855 | 597.7072 | 597.5981 | 597.5445 | 597.526 | 597.5224 | 597.5556 | 597.5822 | 597.5987 | 597.6066 | 597.6067 | 597.858 | 598.0906 | 598.3064 | 604.3224 | 604.3224 | 604.3224
F2_Industrial_Paper and Printing_New_Process_Natural Gas_Gas Boiler - Insulate Steam Lines/Condensate Tank_A_Achievable Economic UCT Potential | F2 | Industrial | Paper and Printing | New | Process | Natural Gas | Gas Boiler - Insulate Steam Lines/Condensate Tank | A | Integrated Unit Summer Peak Savings (kW) | Achievable Economic UCT Potential | 0 | 0 | 0 | 0 | 0 | 0 | 0 | 0 | 0 | 0 | 0 | 0 | 0 | 0 | 0 | 0 | 0 | 0 | 0 | 0 | 0 | 0 | 0 | 0 | 0 | 0 | 0 | 0 | 0 | 0 | 0
F3_Industrial_Paper and Printing_New_Process_Natural Gas_Gas Boiler - Insulate Steam Lines/Condensate Tank_A_Achievable Economic UCT Potential | F3 | Industrial | Paper and Printing | New | Process | Natural Gas | Gas Boiler - Insulate Steam Lines/Condensate Tank | A | Integrated Unit Winter Peak Savings (kW) | Achievable Economic UCT Potential | 0 | 0 | 0 | 0 | 0 | 0 | 0 | 0 | 0 | 0 | 0 | 0 | 0 | 0 | 0 | 0 | 0 | 0 | 0 | 0 | 0 | 0 | 0 | 0 | 0 | 0 | 0 | 0 | 0 | 0 | 0
F4_Industrial_Paper and Printing_New_Process_Natural Gas_Gas Boiler - Insulate Steam Lines/Condensate Tank_A_Achievable Economic UCT Potential | F4 | Industrial | Paper and Printing | New | Process | Natural Gas | Gas Boiler - Insulate Steam Lines/Condensate Tank | A | Incremental Energy Savings (MWh or mTherms) | Achievable Economic UCT Potential | 0 | 0 | 0 | 0 | 0 | 0.0068873 | 0.0081465 | 0.0094023 | 0.010648 | 0.011892 | 0.01314 | 0.014371 | 0.015599 | 0.016824 | 0.01803 | 0.019242 | 0.020444 | 0.021648 | 0.022847 | 0.024036 | 0.025228 | 0.026414 | 0.027596 | 0.028773 | 0.029946 | 0.0068264 | 0.0080906 | 0.0093548 | 0.010715 | 0.011982 | 0.013251
F5_Industrial_Paper and Printing_New_Process_Natural Gas_Gas Boiler - Insulate Steam Lines/Condensate Tank_A_Achievable Economic UCT Potential | F5 | Industrial | Paper and Printing | New | Process | Natural Gas | Gas Boiler - Insulate Steam Lines/Condensate Tank | A | Incremental Summer Peak Savings (MW) | Achievable Economic UCT Potential | 0 | 0 | 0 | 0 | 0 | 0 | 0 | 0 | 0 | 0 | 0 | 0 | 0 | 0 | 0 | 0 | 0 | 0 | 0 | 0 | 0 | 0 | 0 | 0 | 0 | 0 | 0 | 0 | 0 | 0 | 0
F6_Industrial_Paper and Printing_New_Process_Natural Gas_Gas Boiler - Insulate Steam Lines/Condensate Tank_A_Achievable Economic UCT Potential | F6 | Industrial | Paper and Printing | New | Process | Natural Gas | Gas Boiler - Insulate Steam Lines/Condensate Tank | A | Incremental Winter Peak Savings (MW) | Achievable Economic UCT Potential | 0 | 0 | 0 | 0 | 0 | 0 | 0 | 0 | 0 | 0 | 0 | 0 | 0 | 0 | 0 | 0 | 0 | 0 | 0 | 0 | 0 | 0 | 0 | 0 | 0 | 0 | 0 | 0 | 0 | 0 | 0
F7_Industrial_Paper and Printing_New_Process_Natural Gas_Gas Boiler - Insulate Steam Lines/Condensate Tank_A_Achievable Economic UCT Potential | F7 | Industrial | Paper and Printing | New | Process | Natural Gas | Gas Boiler - Insulate Steam Lines/Condensate Tank | A | Cumulative Energy Savings (MWh or mTherms) | Achievable Economic UCT Potential | 0 | 0 | 0 | 0 | 0 | 0.0068873 | 0.015023 | 0.024403 | 0.035019 | 0.046866 | 0.059967 | 0.074295 | 0.089846 | 0.10662 | 0.12461 | 0.14381 | 0.16423 | 0.18586 | 0.2087 | 0.23274 | 0.25798 | 0.2844 | 0.31201 | 0.34079 | 0.37073 | 0.37089 | 0.37103 | 0.37117 | 0 | 0 | 0
F8_Industrial_Paper and Printing_New_Process_Natural Gas_Gas Boiler - Insulate Steam Lines/Condensate Tank_A_Achievable Economic UCT Potential | F8 | Industrial | Paper and Printing | New | Process | Natural Gas | Gas Boiler - Insulate Steam Lines/Condensate Tank | A | Cumulative Summer Peak Savings (MW) | Achievable Economic UCT Potential | 0 | 0 | 0 | 0 | 0 | 0 | 0 | 0 | 0 | 0 | 0 | 0 | 0 | 0 | 0 | 0 | 0 | 0 | 0 | 0 | 0 | 0 | 0 | 0 | 0 | 0 | 0 | 0 | 0 | 0 | 0
F9_Industrial_Paper and Printing_New_Process_Natural Gas_Gas Boiler - Insulate Steam Lines/Condensate Tank_A_Achievable Economic UCT Potential | F9 | Industrial | Paper and Printing | New | Process | Natural Gas | Gas Boiler - Insulate Steam Lines/Condensate Tank | A | Cumulative Winter Peak Savings (MW) | Achievable Economic UCT Potential | 0 | 0 | 0 | 0 | 0 | 0 | 0 | 0 | 0 | 0 | 0 | 0 | 0 | 0 | 0 | 0 | 0 | 0 | 0 | 0 | 0 | 0 | 0 | 0 | 0 | 0 | 0 | 0 | 0 | 0 | 0
F10_Industrial_Paper and Printing_New_Process_Natural Gas_Gas Boiler - Insulate Steam Lines/Condensate Tank_A_Achievable Economic UCT Potential | F10 | Industrial | Paper and Printing | New | Process | Natural Gas | Gas Boiler - Insulate Steam Lines/Condensate Tank | A | Purchases (Incremental) | Achievable Economic UCT Potential | 0 | 0 | 0 | 0 | 0 | 0.011418 | 0.013527 | 0.015636 | 0.017731 | 0.019828 | 0.021926 | 0.023998 | 0.026065 | 0.028127 | 0.030156 | 0.032193 | 0.03421 | 0.036228 | 0.038236 | 0.040226 | 0.042218 | 0.044202 | 0.046178 | 0.048147 | 0.050109 | 0.011418 | 0.013527 | 0.015636 | 0.017731 | 0.019828 | 0.021926
F11_Industrial_Paper and Printing_New_Process_Natural Gas_Gas Boiler - Insulate Steam Lines/Condensate Tank_A_Achievable Economic UCT Potential | F11 | Industrial | Paper and Printing | New | Process | Natural Gas | Gas Boiler - Insulate Steam Lines/Condensate Tank | A | Purchases (Cumulative) | Achievable Economic UCT Potential | 0 | 0 | 0 | 0 | 0 | 0.011418 | 0.024946 | 0.040581 | 0.058312 | 0.07814 | 0.10007 | 0.12406 | 0.15013 | 0.17826 | 0.20841 | 0.2406 | 0.27482 | 0.31104 | 0.34928 | 0.38951 | 0.43172 | 0.47593 | 0.5221 | 0.57025 | 0.62036 | 0.62036 | 0.62036 | 0.62036 | 0.62036 | 0.62036 | 0.62036
F1_Industrial_Paper and Printing_New_Space Heating_Natural Gas_Gas Boiler - Insulate Hot Water Lines_A_Achievable Economic UCT Potential | F1 | Industrial | Paper and Printing | New | Space Heating | Natural Gas | Gas Boiler - Insulate Hot Water Lines | A | Integrated Unit Energy Savings (kWh or therms) | Achievable Economic UCT Potential | 0 | 0 | 0 | 0 | 0 | 0 | 0 | 0 | 0 | 0 | 0 | 0 | 0 | 0 | 0 | 0 | 0 | 0 | 0 | 0 | 0 | 0 | 0 | 0 | 0 | 0 | 0 | 0 | 0 | 0 | 0
F2_Industrial_Paper and Printing_New_Space Heating_Natural Gas_Gas Boiler - Insulate Hot Water Lines_A_Achievable Economic UCT Potential | F2 | Industrial | Paper and Printing | New | Space Heating | Natural Gas | Gas Boiler - Insulate Hot Water Lines | A | Integrated Unit Summer Peak Savings (kW) | Achievable Economic UCT Potential | 0 | 0 | 0 | 0 | 0 | 0 | 0 | 0 | 0 | 0 | 0 | 0 | 0 | 0 | 0 | 0 | 0 | 0 | 0 | 0 | 0 | 0 | 0 | 0 | 0 | 0 | 0 | 0 | 0 | 0 | 0
F3_Industrial_Paper and Printing_New_Space Heating_Natural Gas_Gas Boiler - Insulate Hot Water Lines_A_Achievable Economic UCT Potential | F3 | Industrial | Paper and Printing | New | Space Heating | Natural Gas | Gas Boiler - Insulate Hot Water Lines | A | Integrated Unit Winter Peak Savings (kW) | Achievable Economic UCT Potential | 0 | 0 | 0 | 0 | 0 | 0 | 0 | 0 | 0 | 0 | 0 | 0 | 0 | 0 | 0 | 0 | 0 | 0 | 0 | 0 | 0 | 0 | 0 | 0 | 0 | 0 | 0 | 0 | 0 | 0 | 0
F4_Industrial_Paper and Printing_New_Space Heating_Natural Gas_Gas Boiler - Insulate Hot Water Lines_A_Achievable Economic UCT Potential | F4 | Industrial | Paper and Printing | New | Space Heating | Natural Gas | Gas Boiler - Insulate Hot Water Lines | A | Incremental Energy Savings (MWh or mTherms) | Achievable Economic UCT Potential | 0 | 0 | 0 | 0 | 0 | 0 | 0 | 0 | 0 | 0 | 0 | 0 | 0 | 0 | 0 | 0 | 0 | 0 | 0 | 0 | 0 | 0 | 0 | 0 | 0 | 0 | 0 | 0 | 0 | 0 | 0
F5_Industrial_Paper and Printing_New_Space Heating_Natural Gas_Gas Boiler - Insulate Hot Water Lines_A_Achievable Economic UCT Potential | F5 | Industrial | Paper and Printing | New | Space Heating | Natural Gas | Gas Boiler - Insulate Hot Water Lines | A | Incremental Summer Peak Savings (MW) | Achievable Economic UCT Potential | 0 | 0 | 0 | 0 | 0 | 0 | 0 | 0 | 0 | 0 | 0 | 0 | 0 | 0 | 0 | 0 | 0 | 0 | 0 | 0 | 0 | 0 | 0 | 0 | 0 | 0 | 0 | 0 | 0 | 0 | 0
F6_Industrial_Paper and Printing_New_Space Heating_Natural Gas_Gas Boiler - Insulate Hot Water Lines_A_Achievable Economic UCT Potential | F6 | Industrial | Paper and Printing | New | Space Heating | Natural Gas | Gas Boiler - Insulate Hot Water Lines | A | Incremental Winter Peak Savings (MW) | Achievable Economic UCT Potential | 0 | 0 | 0 | 0 | 0 | 0 | 0 | 0 | 0 | 0 | 0 | 0 | 0 | 0 | 0 | 0 | 0 | 0 | 0 | 0 | 0 | 0 | 0 | 0 | 0 | 0 | 0 | 0 | 0 | 0 | 0
F7_Industrial_Paper and Printing_New_Space Heating_Natural Gas_Gas Boiler - Insulate Hot Water Lines_A_Achievable Economic UCT Potential | F7 | Industrial | Paper and Printing | New | Space Heating | Natural Gas | Gas Boiler - Insulate Hot Water Lines | A | Cumulative Energy Savings (MWh or mTherms) | Achievable Economic UCT Potential | 0 | 0 | 0 | 0 | 0 | 0 | 0 | 0 | 0 | 0 | 0 | 0 | 0 | 0 | 0 | 0 | 0 | 0 | 0 | 0 | 0 | 0 | 0 | 0 | 0 | 0 | 0 | 0 | 0 | 0 | 0
F8_Industrial_Paper and Printing_New_Space Heating_Natural Gas_Gas Boiler - Insulate Hot Water Lines_A_Achievable Economic UCT Potential | F8 | Industrial | Paper and Printing | New | Space Heating | Natural Gas | Gas Boiler - Insulate Hot Water Lines | A | Cumulative Summer Peak Savings (MW) | Achievable Economic UCT Potential | 0 | 0 | 0 | 0 | 0 | 0 | 0 | 0 | 0 | 0 | 0 | 0 | 0 | 0 | 0 | 0 | 0 | 0 | 0 | 0 | 0 | 0 | 0 | 0 | 0 | 0 | 0 | 0 | 0 | 0 | 0
F9_Industrial_Paper and Printing_New_Space Heating_Natural Gas_Gas Boiler - Insulate Hot Water Lines_A_Achievable Economic UCT Potential | F9 | Industrial | Paper and Printing | New | Space Heating | Natural Gas | Gas Boiler - Insulate Hot Water Lines | A | Cumulative Winter Peak Savings (MW) | Achievable Economic UCT Potential | 0 | 0 | 0 | 0 | 0 | 0 | 0 | 0 | 0 | 0 | 0 | 0 | 0 | 0 | 0 | 0 | 0 | 0 | 0 | 0 | 0 | 0 | 0 | 0 | 0 | 0 | 0 | 0 | 0 | 0 | 0
F10_Industrial_Paper and Printing_New_Space Heating_Natural Gas_Gas Boiler - Insulate Hot Water Lines_A_Achievable Economic UCT Potential | F10 | Industrial | Paper and Printing | New | Space Heating | Natural Gas | Gas Boiler - Insulate Hot Water Lines | A | Purchases (Incremental) | Achievable Economic UCT Potential | 0 | 0 | 0 | 0 | 0 | 0 | 0 | 0 | 0 | 0 | 0 | 0 | 0 | 0 | 0 | 0 | 0 | 0 | 0 | 0 | 0 | 0 | 0 | 0 | 0 | 0 | 0 | 0 | 0 | 0 | 0
F11_Industrial_Paper and Printing_New_Space Heating_Natural Gas_Gas Boiler - Insulate Hot Water Lines_A_Achievable Economic UCT Potential | F11 | Industrial | Paper and Printing | New | Space Heating | Natural Gas | Gas Boiler - Insulate Hot Water Lines | A | Purchases (Cumulative) | Achievable Economic UCT Potential | 0 | 0 | 0 | 0 | 0 | 0 | 0 | 0 | 0 | 0 | 0 | 0 | 0 | 0 | 0 | 0 | 0 | 0 | 0 | 0 | 0 | 0 | 0 | 0 | 0 | 0 | 0 | 0 | 0 | 0 | 0
F1_Industrial_Paper and Printing_New_Process_Natural Gas_Gas Boiler - Insulate Hot Water Lines_A_Achievable Economic UCT Potential | F1 | Industrial | Paper and Printing | New | Process | Natural Gas | Gas Boiler - Insulate Hot Water Lines | A | Integrated Unit Energy Savings (kWh or therms) | Achievable Economic UCT Potential | 0 | 0 | 0 | 0 | 0 | 682.5364 | 682.0756 | 681.6474 | 681.2572 | 680.8613 | 680.4801 | 680.1472 | 679.8663 | 679.6468 | 679.4962 | 679.4242 | 679.4276 | 679.4895 | 679.5886 | 679.7033 | 679.8566 | 680.0009 | 680.1323 | 680.2524 | 680.3628 | 680.4646 | 680.5588 | 680.6461 | 683.0744 | 683.0744 | 683.0744
F2_Industrial_Paper and Printing_New_Process_Natural Gas_Gas Boiler - Insulate Hot Water Lines_A_Achievable Economic UCT Potential | F2 | Industrial | Paper and Printing | New | Process | Natural Gas | Gas Boiler - Insulate Hot Water Lines | A | Integrated Unit Summer Peak Savings (kW) | Achievable Economic UCT Potential | 0 | 0 | 0 | 0 | 0 | 0 | 0 | 0 | 0 | 0 | 0 | 0 | 0 | 0 | 0 | 0 | 0 | 0 | 0 | 0 | 0 | 0 | 0 | 0 | 0 | 0 | 0 | 0 | 0 | 0 | 0
F3_Industrial_Paper and Printing_New_Process_Natural Gas_Gas Boiler - Insulate Hot Water Lines_A_Achievable Economic UCT Potential | F3 | Industrial | Paper and Printing | New | Process | Natural Gas | Gas Boiler - Insulate Hot Water Lines | A | Integrated Unit Winter Peak Savings (kW) | Achievable Economic UCT Potential | 0 | 0 | 0 | 0 | 0 | 0 | 0 | 0 | 0 | 0 | 0 | 0 | 0 | 0 | 0 | 0 | 0 | 0 | 0 | 0 | 0 | 0 | 0 | 0 | 0 | 0 | 0 | 0 | 0 | 0 | 0
F4_Industrial_Paper and Printing_New_Process_Natural Gas_Gas Boiler - Insulate Hot Water Lines_A_Achievable Economic UCT Potential | F4 | Industrial | Paper and Printing | New | Process | Natural Gas | Gas Boiler - Insulate Hot Water Lines | A | Incremental Energy Savings (MWh or mTherms) | Achievable Economic UCT Potential | 0 | 0 | 0 | 0 | 0 | 0.0077933 | 0.0092267 | 0.010658 | 0.012079 | 0.0135 | 0.014921 | 0.016322 | 0.01772 | 0.019116 | 0.020491 | 0.021873 | 0.023244 | 0.024617 | 0.025985 | 0.027342 | 0.028702 | 0.030057 | 0.031407 | 0.032752 | 0.034093 | 0.0077697 | 0.0092062 | 0.010642 | 0.012112 | 0.013544 | 0.014977
F5_Industrial_Paper and Printing_New_Process_Natural Gas_Gas Boiler - Insulate Hot Water Lines_A_Achievable Economic UCT Potential | F5 | Industrial | Paper and Printing | New | Process | Natural Gas | Gas Boiler - Insulate Hot Water Lines | A | Incremental Summer Peak Savings (MW) | Achievable Economic UCT Potential | 0 | 0 | 0 | 0 | 0 | 0 | 0 | 0 | 0 | 0 | 0 | 0 | 0 | 0 | 0 | 0 | 0 | 0 | 0 | 0 | 0 | 0 | 0 | 0 | 0 | 0 | 0 | 0 | 0 | 0 | 0
F6_Industrial_Paper and Printing_New_Process_Natural Gas_Gas Boiler - Insulate Hot Water Lines_A_Achievable Economic UCT Potential | F6 | Industrial | Paper and Printing | New | Process | Natural Gas | Gas Boiler - Insulate Hot Water Lines | A | Incremental Winter Peak Savings (MW) | Achievable Economic UCT Potential | 0 | 0 | 0 | 0 | 0 | 0 | 0 | 0 | 0 | 0 | 0 | 0 | 0 | 0 | 0 | 0 | 0 | 0 | 0 | 0 | 0 | 0 | 0 | 0 | 0 | 0 | 0 | 0 | 0 | 0 | 0
F7_Industrial_Paper and Printing_New_Process_Natural Gas_Gas Boiler - Insulate Hot Water Lines_A_Achievable Economic UCT Potential | F7 | Industrial | Paper and Printing | New | Process | Natural Gas | Gas Boiler - Insulate Hot Water Lines | A | Cumulative Energy Savings (MWh or mTherms) | Achievable Economic UCT Potential | 0 | 0 | 0 | 0 | 0 | 0.0077933 | 0.017015 | 0.027662 | 0.039726 | 0.053203 | 0.068093 | 0.084382 | 0.10207 | 0.12115 | 0.14162 | 0.16347 | 0.18672 | 0.21135 | 0.23737 | 0.26475 | 0.29351 | 0.32363 | 0.3551 | 0.38791 | 0.42207 | 0.42213 | 0.42219 | 0.42225 | 0 | 0 | 0
F8_Industrial_Paper and Printing_New_Process_Natural Gas_Gas Boiler - Insulate Hot Water Lines_A_Achievable Economic UCT Potential | F8 | Industrial | Paper and Printing | New | Process | Natural Gas | Gas Boiler - Insulate Hot Water Lines | A | Cumulative Summer Peak Savings (MW) | Achievable Economic UCT Potential | 0 | 0 | 0 | 0 | 0 | 0 | 0 | 0 | 0 | 0 | 0 | 0 | 0 | 0 | 0 | 0 | 0 | 0 | 0 | 0 | 0 | 0 | 0 | 0 | 0 | 0 | 0 | 0 | 0 | 0 | 0
F9_Industrial_Paper and Printing_New_Process_Natural Gas_Gas Boiler - Insulate Hot Water Lines_A_Achievable Economic UCT Potential | F9 | Industrial | Paper and Printing | New | Process | Natural Gas | Gas Boiler - Insulate Hot Water Lines | A | Cumulative Winter Peak Savings (MW) | Achievable Economic UCT Potential | 0 | 0 | 0 | 0 | 0 | 0 | 0 | 0 | 0 | 0 | 0 | 0 | 0 | 0 | 0 | 0 | 0 | 0 | 0 | 0 | 0 | 0 | 0 | 0 | 0 | 0 | 0 | 0 | 0 | 0 | 0
F10_Industrial_Paper and Printing_New_Process_Natural Gas_Gas Boiler - Insulate Hot Water Lines_A_Achievable Economic UCT Potential | F10 | Industrial | Paper and Printing | New | Process | Natural Gas | Gas Boiler - Insulate Hot Water Lines | A | Purchases (Incremental) | Achievable Economic UCT Potential | 0 | 0 | 0 | 0 | 0 | 0.011418 | 0.013527 | 0.015636 | 0.017731 | 0.019828 | 0.021926 | 0.023998 | 0.026065 | 0.028127 | 0.030156 | 0.032193 | 0.03421 | 0.036228 | 0.038236 | 0.040226 | 0.042218 | 0.044202 | 0.046178 | 0.048147 | 0.050109 | 0.011418 | 0.013527 | 0.015636 | 0.017731 | 0.019828 | 0.021926
F11_Industrial_Paper and Printing_New_Process_Natural Gas_Gas Boiler - Insulate Hot Water Lines_A_Achievable Economic UCT Potential | F11 | Industrial | Paper and Printing | New | Process | Natural Gas | Gas Boiler - Insulate Hot Water Lines | A | Purchases (Cumulative) | Achievable Economic UCT Potential | 0 | 0 | 0 | 0 | 0 | 0.011418 | 0.024946 | 0.040581 | 0.058312 | 0.07814 | 0.10007 | 0.12406 | 0.15013 | 0.17826 | 0.20841 | 0.2406 | 0.27482 | 0.31104 | 0.34928 | 0.38951 | 0.43172 | 0.47593 | 0.5221 | 0.57025 | 0.62036 | 0.62036 | 0.62036 | 0.62036 | 0.62036 | 0.62036 | 0.62036
F1_Industrial_Paper and Printing_New_Process_Natural Gas_Process - Insulate Heated Process Fluids_A_Achievable Economic UCT Potential | F1 | Industrial | Paper and Printing | New | Process | Natural Gas | Process - Insulate Heated Process Fluids | A | Integrated Unit Energy Savings (kWh or therms) | Achievable Economic UCT Potential | 0 | 0 | 0 | 0 | 0 | 556.7611 | 554.6647 | 552.7885 | 551.065 | 549.4235 | 548.2205 | 547.3112 | 546.6342 | 546.1451 | 545.8033 | 545.6027 | 545.511 | 545.5052 | 545.5537 | 545.6285 | 545.871 | 546.081 | 546.259 | 546.4093 | 546.5351 | 547.0085 | 547.4467 | 547.8536 | 559.2448 | 559.2448 | 559.2448
F2_Industrial_Paper and Printing_New_Process_Natural Gas_Process - Insulate Heated Process Fluids_A_Achievable Economic UCT Potential | F2 | Industrial | Paper and Printing | New | Process | Natural Gas | Process - Insulate Heated Process Fluids | A | Integrated Unit Summer Peak Savings (kW) | Achievable Economic UCT Potential | 0 | 0 | 0 | 0 | 0 | 0 | 0 | 0 | 0 | 0 | 0 | 0 | 0 | 0 | 0 | 0 | 0 | 0 | 0 | 0 | 0 | 0 | 0 | 0 | 0 | 0 | 0 | 0 | 0 | 0 | 0
F3_Industrial_Paper and Printing_New_Process_Natural Gas_Process - Insulate Heated Process Fluids_A_Achievable Economic UCT Potential | F3 | Industrial | Paper and Printing | New | Process | Natural Gas | Process - Insulate Heated Process Fluids | A | Integrated Unit Winter Peak Savings (kW) | Achievable Economic UCT Potential | 0 | 0 | 0 | 0 | 0 | 0 | 0 | 0 | 0 | 0 | 0 | 0 | 0 | 0 | 0 | 0 | 0 | 0 | 0 | 0 | 0 | 0 | 0 | 0 | 0 | 0 | 0 | 0 | 0 | 0 | 0
F4_Industrial_Paper and Printing_New_Process_Natural Gas_Process - Insulate Heated Process Fluids_A_Achievable Economic UCT Potential | F4 | Industrial | Paper and Printing | New | Process | Natural Gas | Process - Insulate Heated Process Fluids | A | Incremental Energy Savings (MWh or mTherms) | Achievable Economic UCT Potential | 0 | 0 | 0 | 0 | 0 | 0.013906 | 0.016413 | 0.018907 | 0.021374 | 0.02383 | 0.023665 | 0.020687 | 0.017952 | 0.015484 | 0.013273 | 0.011331 | 0.0096314 | 0.0081595 | 0.00689 | 0.0057996 | 0.0048716 | 3.4803e-05 | 1.299e-05 | 4.6184e-06 | 1.5677e-06 | 0.013663 | 0.0162 | 0.018738 | 0.021691 | 0.024256 | 0.024141
F5_Industrial_Paper and Printing_New_Process_Natural Gas_Process - Insulate Heated Process Fluids_A_Achievable Economic UCT Potential | F5 | Industrial | Paper and Printing | New | Process | Natural Gas | Process - Insulate Heated Process Fluids | A | Incremental Summer Peak Savings (MW) | Achievable Economic UCT Potential | 0 | 0 | 0 | 0 | 0 | 0 | 0 | 0 | 0 | 0 | 0 | 0 | 0 | 0 | 0 | 0 | 0 | 0 | 0 | 0 | 0 | 0 | 0 | 0 | 0 | 0 | 0 | 0 | 0 | 0 | 0
F6_Industrial_Paper and Printing_New_Process_Natural Gas_Process - Insulate Heated Process Fluids_A_Achievable Economic UCT Potential | F6 | Industrial | Paper and Printing | New | Process | Natural Gas | Process - Insulate Heated Process Fluids | A | Incremental Winter Peak Savings (MW) | Achievable Economic UCT Potential | 0 | 0 | 0 | 0 | 0 | 0 | 0 | 0 | 0 | 0 | 0 | 0 | 0 | 0 | 0 | 0 | 0 | 0 | 0 | 0 | 0 | 0 | 0 | 0 | 0 | 0 | 0 | 0 | 0 | 0 | 0
F7_Industrial_Paper and Printing_New_Process_Natural Gas_Process - Insulate Heated Process Fluids_A_Achievable Economic UCT Potential | F7 | Industrial | Paper and Printing | New | Process | Natural Gas | Process - Insulate Heated Process Fluids | A | Cumulative Energy Savings (MWh or mTherms) | Achievable Economic UCT Potential | 0 | 0 | 0 | 0 | 0 | 0.013906 | 0.030267 | 0.049071 | 0.070292 | 0.093914 | 0.11737 | 0.13787 | 0.15565 | 0.17099 | 0.18416 | 0.19542 | 0.20502 | 0.21318 | 0.22009 | 0.22592 | 0.23089 | 0.23101 | 0.2311 | 0.23117 | 0.23122 | 0.23142 | 0.23161 | 0.23178 | 0 | 0 | 0
F8_Industrial_Paper and Printing_New_Process_Natural Gas_Process - Insulate Heated Process Fluids_A_Achievable Economic UCT Potential | F8 | Industrial | Paper and Printing | New | Process | Natural Gas | Process - Insulate Heated Process Fluids | A | Cumulative Summer Peak Savings (MW) | Achievable Economic UCT Potential | 0 | 0 | 0 | 0 | 0 | 0 | 0 | 0 | 0 | 0 | 0 | 0 | 0 | 0 | 0 | 0 | 0 | 0 | 0 | 0 | 0 | 0 | 0 | 0 | 0 | 0 | 0 | 0 | 0 | 0 | 0
F9_Industrial_Paper and Printing_New_Process_Natural Gas_Process - Insulate Heated Process Fluids_A_Achievable Economic UCT Potential | F9 | Industrial | Paper and Printing | New | Process | Natural Gas | Process - Insulate Heated Process Fluids | A | Cumulative Winter Peak Savings (MW) | Achievable Economic UCT Potential | 0 | 0 | 0 | 0 | 0 | 0 | 0 | 0 | 0 | 0 | 0 | 0 | 0 | 0 | 0 | 0 | 0 | 0 | 0 | 0 | 0 | 0 | 0 | 0 | 0 | 0 | 0 | 0 | 0 | 0 | 0
F10_Industrial_Paper and Printing_New_Process_Natural Gas_Process - Insulate Heated Process Fluids_A_Achievable Economic UCT Potential | F10 | Industrial | Paper and Printing | New | Process | Natural Gas | Process - Insulate Heated Process Fluids | A | Purchases (Incremental) | Achievable Economic UCT Potential | 0 | 0 | 0 | 0 | 0 | 0.024977 | 0.029591 | 0.034203 | 0.038787 | 0.043373 | 0.043168 | 0.037797 | 0.032841 | 0.028351 | 0.024318 | 0.020768 | 0.017656 | 0.014958 | 0.012629 | 0.010629 | 0.0089245 | 6.3733e-05 | 2.3779e-05 | 8.4522e-06 | 2.8685e-06 | 0.024977 | 0.029591 | 0.034203 | 0.038787 | 0.043373 | 0.043168
F11_Industrial_Paper and Printing_New_Process_Natural Gas_Process - Insulate Heated Process Fluids_A_Achievable Economic UCT Potential | F11 | Industrial | Paper and Printing | New | Process | Natural Gas | Process - Insulate Heated Process Fluids | A | Purchases (Cumulative) | Achievable Economic UCT Potential | 0 | 0 | 0 | 0 | 0 | 0.024977 | 0.054568 | 0.088771 | 0.12756 | 0.17093 | 0.2141 | 0.2519 | 0.28474 | 0.31309 | 0.33741 | 0.35817 | 0.37583 | 0.39079 | 0.40342 | 0.41405 | 0.42297 | 0.42303 | 0.42306 | 0.42307 | 0.42307 | 0.42307 | 0.42307 | 0.42307 | 0.42307 | 0.42307 | 0.42307
F1_Industrial_Paper and Printing_New_Process_Natural Gas_Process Heat Recovery_A_Achievable Economic UCT Potential | F1 | Industrial | Paper and Printing | New | Process | Natural Gas | Process Heat Recovery | A | Integrated Unit Energy Savings (kWh or therms) | Achievable Economic UCT Potential | 0 | 0 | 0 | 0 | 0 | 73.234 | 73.1018 | 72.9823 | 72.8728 | 72.7667 | 72.6964 | 72.6328 | 72.5763 | 72.5274 | 72.4865 | 72.455 | 72.4319 | 72.4157 | 72.4038 | 72.3937 | 72.3881 | 72.3818 | 72.3743 | 72.3658 | 72.3564 | 72.395 | 72.4308 | 72.4639 | 0 | 0 | 0
F2_Industrial_Paper and Printing_New_Process_Natural Gas_Process Heat Recovery_A_Achievable Economic UCT Potential | F2 | Industrial | Paper and Printing | New | Process | Natural Gas | Process Heat Recovery | A | Integrated Unit Summer Peak Savings (kW) | Achievable Economic UCT Potential | 0 | 0 | 0 | 0 | 0 | 0 | 0 | 0 | 0 | 0 | 0 | 0 | 0 | 0 | 0 | 0 | 0 | 0 | 0 | 0 | 0 | 0 | 0 | 0 | 0 | 0 | 0 | 0 | 0 | 0 | 0
F3_Industrial_Paper and Printing_New_Process_Natural Gas_Process Heat Recovery_A_Achievable Economic UCT Potential | F3 | Industrial | Paper and Printing | New | Process | Natural Gas | Process Heat Recovery | A | Integrated Unit Winter Peak Savings (kW) | Achievable Economic UCT Potential | 0 | 0 | 0 | 0 | 0 | 0 | 0 | 0 | 0 | 0 | 0 | 0 | 0 | 0 | 0 | 0 | 0 | 0 | 0 | 0 | 0 | 0 | 0 | 0 | 0 | 0 | 0 | 0 | 0 | 0 | 0
F4_Industrial_Paper and Printing_New_Process_Natural Gas_Process Heat Recovery_A_Achievable Economic UCT Potential | F4 | Industrial | Paper and Printing | New | Process | Natural Gas | Process Heat Recovery | A | Incremental Energy Savings (MWh or mTherms) | Achievable Economic UCT Potential | 0 | 0 | 0 | 0 | 0 | 0.06585 | 0.077874 | 0.089863 | 0.10175 | 0.11362 | 0.11297 | 0.098831 | 0.085806 | 0.074025 | 0.063457 | 0.054171 | 0.046038 | 0.038994 | 0.032919 | 0.027702 | 0.06509 | 0.077107 | 0.089114 | 0.10105 | 0.11298 | 0.1125 | 0.098557 | 0.085673 | 0 | 0 | 0
F5_Industrial_Paper and Printing_New_Process_Natural Gas_Process Heat Recovery_A_Achievable Economic UCT Potential | F5 | Industrial | Paper and Printing | New | Process | Natural Gas | Process Heat Recovery | A | Incremental Summer Peak Savings (MW) | Achievable Economic UCT Potential | 0 | 0 | 0 | 0 | 0 | 0 | 0 | 0 | 0 | 0 | 0 | 0 | 0 | 0 | 0 | 0 | 0 | 0 | 0 | 0 | 0 | 0 | 0 | 0 | 0 | 0 | 0 | 0 | 0 | 0 | 0
F6_Industrial_Paper and Printing_New_Process_Natural Gas_Process Heat Recovery_A_Achievable Economic UCT Potential | F6 | Industrial | Paper and Printing | New | Process | Natural Gas | Process Heat Recovery | A | Incremental Winter Peak Savings (MW) | Achievable Economic UCT Potential | 0 | 0 | 0 | 0 | 0 | 0 | 0 | 0 | 0 | 0 | 0 | 0 | 0 | 0 | 0 | 0 | 0 | 0 | 0 | 0 | 0 | 0 | 0 | 0 | 0 | 0 | 0 | 0 | 0 | 0 | 0
F7_Industrial_Paper and Printing_New_Process_Natural Gas_Process Heat Recovery_A_Achievable Economic UCT Potential | F7 | Industrial | Paper and Printing | New | Process | Natural Gas | Process Heat Recovery | A | Cumulative Energy Savings (MWh or mTherms) | Achievable Economic UCT Potential | 0 | 0 | 0 | 0 | 0 | 0.06585 | 0.14361 | 0.23323 | 0.33464 | 0.44777 | 0.56031 | 0.65865 | 0.74395 | 0.81747 | 0.88047 | 0.93425 | 0.98 | 1.0188 | 1.0515 | 1.0791 | 1.079 | 1.0789 | 1.0788 | 1.0787 | 1.0785 | 1.0791 | 1.0796 | 1.0801 | 0 | 0 | 0
F8_Industrial_Paper and Printing_New_Process_Natural Gas_Process Heat Recovery_A_Achievable Economic UCT Potential | F8 | Industrial | Paper and Printing | New | Process | Natural Gas | Process Heat Recovery | A | Cumulative Summer Peak Savings (MW) | Achievable Economic UCT Potential | 0 | 0 | 0 | 0 | 0 | 0 | 0 | 0 | 0 | 0 | 0 | 0 | 0 | 0 | 0 | 0 | 0 | 0 | 0 | 0 | 0 | 0 | 0 | 0 | 0 | 0 | 0 | 0 | 0 | 0 | 0
F9_Industrial_Paper and Printing_New_Process_Natural Gas_Process Heat Recovery_A_Achievable Economic UCT Potential | F9 | Industrial | Paper and Printing | New | Process | Natural Gas | Process Heat Recovery | A | Cumulative Winter Peak Savings (MW) | Achievable Economic UCT Potential | 0 | 0 | 0 | 0 | 0 | 0 | 0 | 0 | 0 | 0 | 0 | 0 | 0 | 0 | 0 | 0 | 0 | 0 | 0 | 0 | 0 | 0 | 0 | 0 | 0 | 0 | 0 | 0 | 0 | 0 | 0
F10_Industrial_Paper and Printing_New_Process_Natural Gas_Process Heat Recovery_A_Achievable Economic UCT Potential | F10 | Industrial | Paper and Printing | New | Process | Natural Gas | Process Heat Recovery | A | Purchases (Incremental) | Achievable Economic UCT Potential | 0 | 0 | 0 | 0 | 0 | 0.89918 | 1.0653 | 1.2313 | 1.3963 | 1.5614 | 1.554 | 1.3607 | 1.1823 | 1.0207 | 0.87543 | 0.74765 | 0.63561 | 0.53848 | 0.45466 | 0.38265 | 0.89918 | 1.0653 | 1.2313 | 1.3963 | 1.5614 | 1.554 | 1.3607 | 1.1823 | 1.0207 | 0.87543 | 0.74765
F11_Industrial_Paper and Printing_New_Process_Natural Gas_Process Heat Recovery_A_Achievable Economic UCT Potential | F11 | Industrial | Paper and Printing | New | Process | Natural Gas | Process Heat Recovery | A | Purchases (Cumulative) | Achievable Economic UCT Potential | 0 | 0 | 0 | 0 | 0 | 0.89918 | 1.9645 | 3.1957 | 4.5921 | 6.1535 | 7.7075 | 9.0682 | 10.2505 | 11.2712 | 12.1466 | 12.8943 | 13.5299 | 14.0684 | 14.523 | 14.9057 | 14.9057 | 14.9057 | 14.9057 | 14.9057 | 14.9057 | 14.9057 | 14.9057 | 14.9057 | 14.9057 | 14.9057 | 14.9057
F1_Industrial_Paper and Printing_New_Space Heating_Natural Gas_Building Automation System_A_Achievable Economic UCT Potential | F1 | Industrial | Paper and Printing | New | Space Heating | Natural Gas | Building Automation System | A | Integrated Unit Energy Savings (kWh or therms) | Achievable Economic UCT Potential | 0 | 0 | 0 | 0 | 0 | 0.014537 | 0.014291 | 0.014088 | 0.013912 | 0.013755 | 0.013618 | 0.013454 | 0.013278 | 0.0131 | 0.012924 | 0.012766 | 0.012624 | 0.012504 | 0.012344 | 0.01222 | 0.012127 | 0.012052 | 0.012011 | 0.011983 | 0.011967 | 0.011959 | 0.011955 | 0.011955 | 0 | 0 | 0
F2_Industrial_Paper and Printing_New_Space Heating_Natural Gas_Building Automation System_A_Achievable Economic UCT Potential | F2 | Industrial | Paper and Printing | New | Space Heating | Natural Gas | Building Automation System | A | Integrated Unit Summer Peak Savings (kW) | Achievable Economic UCT Potential | 0 | 0 | 0 | 0 | 0 | 0 | 0 | 0 | 0 | 0 | 0 | 0 | 0 | 0 | 0 | 0 | 0 | 0 | 0 | 0 | 0 | 0 | 0 | 0 | 0 | 0 | 0 | 0 | 0 | 0 | 0
F3_Industrial_Paper and Printing_New_Space Heating_Natural Gas_Building Automation System_A_Achievable Economic UCT Potential | F3 | Industrial | Paper and Printing | New | Space Heating | Natural Gas | Building Automation System | A | Integrated Unit Winter Peak Savings (kW) | Achievable Economic UCT Potential | 0 | 0 | 0 | 0 | 0 | 0 | 0 | 0 | 0 | 0 | 0 | 0 | 0 | 0 | 0 | 0 | 0 | 0 | 0 | 0 | 0 | 0 | 0 | 0 | 0 | 0 | 0 | 0 | 0 | 0 | 0
F4_Industrial_Paper and Printing_New_Space Heating_Natural Gas_Building Automation System_A_Achievable Economic UCT Potential | F4 | Industrial | Paper and Printing | New | Space Heating | Natural Gas | Building Automation System | A | Incremental Energy Savings (MWh or mTherms) | Achievable Economic UCT Potential | 0 | 0 | 0 | 0 | 0 | 7.8894e-05 | 0.00018368 | 0.00037158 | 0.0006769 | 0.0011359 | 0.0017811 | 0.0026199 | 0.0036405 | 0.0047937 | 0.0059796 | 0.0070742 | 0.007908 | 0.0083298 | 0.008181 | 0.0074916 | 0.0064525 | 0.0051343 | 0.0037007 | 0.0024596 | 0.0016671 | 0.0015642 | 0.002328 | 0.0032778 | 0 | 0 | 0
F5_Industrial_Paper and Printing_New_Space Heating_Natural Gas_Building Automation System_A_Achievable Economic UCT Potential | F5 | Industrial | Paper and Printing | New | Space Heating | Natural Gas | Building Automation System | A | Incremental Summer Peak Savings (MW) | Achievable Economic UCT Potential | 0 | 0 | 0 | 0 | 0 | 0 | 0 | 0 | 0 | 0 | 0 | 0 | 0 | 0 | 0 | 0 | 0 | 0 | 0 | 0 | 0 | 0 | 0 | 0 | 0 | 0 | 0 | 0 | 0 | 0 | 0
F6_Industrial_Paper and Printing_New_Space Heating_Natural Gas_Building Automation System_A_Achievable Economic UCT Potential | F6 | Industrial | Paper and Printing | New | Space Heating | Natural Gas | Building Automation System | A | Incremental Winter Peak Savings (MW) | Achievable Economic UCT Potential | 0 | 0 | 0 | 0 | 0 | 0 | 0 | 0 | 0 | 0 | 0 | 0 | 0 | 0 | 0 | 0 | 0 | 0 | 0 | 0 | 0 | 0 | 0 | 0 | 0 | 0 | 0 | 0 | 0 | 0 | 0
F7_Industrial_Paper and Printing_New_Space Heating_Natural Gas_Building Automation System_A_Achievable Economic UCT Potential | F7 | Industrial | Paper and Printing | New | Space Heating | Natural Gas | Building Automation System | A | Cumulative Energy Savings (MWh or mTherms) | Achievable Economic UCT Potential | 0 | 0 | 0 | 0 | 0 | 7.8894e-05 | 0.00026124 | 0.0006291 | 0.0012982 | 0.0024194 | 0.0041764 | 0.0067461 | 0.010298 | 0.014954 | 0.020733 | 0.027554 | 0.035154 | 0.043151 | 0.050778 | 0.057762 | 0.063706 | 0.068294 | 0.071443 | 0.073158 | 0.073735 | 0.073687 | 0.073663 | 0.073663 | 0 | 0 | 0
F8_Industrial_Paper and Printing_New_Space Heating_Natural Gas_Building Automation System_A_Achievable Economic UCT Potential | F8 | Industrial | Paper and Printing | New | Space Heating | Natural Gas | Building Automation System | A | Cumulative Summer Peak Savings (MW) | Achievable Economic UCT Potential | 0 | 0 | 0 | 0 | 0 | 0 | 0 | 0 | 0 | 0 | 0 | 0 | 0 | 0 | 0 | 0 | 0 | 0 | 0 | 0 | 0 | 0 | 0 | 0 | 0 | 0 | 0 | 0 | 0 | 0 | 0
F9_Industrial_Paper and Printing_New_Space Heating_Natural Gas_Building Automation System_A_Achievable Economic UCT Potential | F9 | Industrial | Paper and Printing | New | Space Heating | Natural Gas | Building Automation System | A | Cumulative Winter Peak Savings (MW) | Achievable Economic UCT Potential | 0 | 0 | 0 | 0 | 0 | 0 | 0 | 0 | 0 | 0 | 0 | 0 | 0 | 0 | 0 | 0 | 0 | 0 | 0 | 0 | 0 | 0 | 0 | 0 | 0 | 0 | 0 | 0 | 0 | 0 | 0
F10_Industrial_Paper and Printing_New_Space Heating_Natural Gas_Building Automation System_A_Achievable Economic UCT Potential | F10 | Industrial | Paper and Printing | New | Space Heating | Natural Gas | Building Automation System | A | Purchases (Incremental) | Achievable Economic UCT Potential | 0 | 0 | 0 | 0 | 0 | 5.427 | 12.8522 | 26.3759 | 48.6546 | 82.5841 | 130.7961 | 194.7306 | 274.1758 | 365.9358 | 462.6588 | 554.1364 | 626.4418 | 666.1612 | 662.77 | 613.0478 | 532.0917 | 426.0145 | 308.1191 | 205.2475 | 139.3126 | 130.7961 | 194.7306 | 274.1758 | 365.9358 | 462.6588 | 554.1364
F11_Industrial_Paper and Printing_New_Space Heating_Natural Gas_Building Automation System_A_Achievable Economic UCT Potential | F11 | Industrial | Paper and Printing | New | Space Heating | Natural Gas | Building Automation System | A | Purchases (Cumulative) | Achievable Economic UCT Potential | 0 | 0 | 0 | 0 | 0 | 5.427 | 18.2793 | 44.6552 | 93.3098 | 175.8938 | 306.69 | 501.4205 | 775.5964 | 1141.5321 | 1604.1909 | 2158.3273 | 2784.7691 | 3450.9303 | 4113.7003 | 4726.7481 | 5253.4128 | 5666.5751 | 5948.3182 | 6104.9112 | 6161.6398 | 6161.6398 | 6161.6398 | 6161.6398 | 6161.6398 | 6161.6398 | 6161.6398
F1_Industrial_Paper and Printing_New_Space Heating_Natural Gas_Steam System Efficiency Improvements_A_Achievable Economic UCT Potential | F1 | Industrial | Paper and Printing | New | Space Heating | Natural Gas | Steam System Efficiency Improvements | A | Integrated Unit Energy Savings (kWh or therms) | Achievable Economic UCT Potential | 0 | 0 | 0 | 0 | 0 | 0 | 0 | 0 | 0 | 0 | 0 | 0 | 0 | 0 | 0 | 0 | 0 | 0 | 0 | 0 | 0 | 0 | 0 | 0 | 0 | 0 | 0 | 0 | 0 | 0 | 0
F2_Industrial_Paper and Printing_New_Space Heating_Natural Gas_Steam System Efficiency Improvements_A_Achievable Economic UCT Potential | F2 | Industrial | Paper and Printing | New | Space Heating | Natural Gas | Steam System Efficiency Improvements | A | Integrated Unit Summer Peak Savings (kW) | Achievable Economic UCT Potential | 0 | 0 | 0 | 0 | 0 | 0 | 0 | 0 | 0 | 0 | 0 | 0 | 0 | 0 | 0 | 0 | 0 | 0 | 0 | 0 | 0 | 0 | 0 | 0 | 0 | 0 | 0 | 0 | 0 | 0 | 0
F3_Industrial_Paper and Printing_New_Space Heating_Natural Gas_Steam System Efficiency Improvements_A_Achievable Economic UCT Potential | F3 | Industrial | Paper and Printing | New | Space Heating | Natural Gas | Steam System Efficiency Improvements | A | Integrated Unit Winter Peak Savings (kW) | Achievable Economic UCT Potential | 0 | 0 | 0 | 0 | 0 | 0 | 0 | 0 | 0 | 0 | 0 | 0 | 0 | 0 | 0 | 0 | 0 | 0 | 0 | 0 | 0 | 0 | 0 | 0 | 0 | 0 | 0 | 0 | 0 | 0 | 0
F4_Industrial_Paper and Printing_New_Space Heating_Natural Gas_Steam System Efficiency Improvements_A_Achievable Economic UCT Potential | F4 | Industrial | Paper and Printing | New | Space Heating | Natural Gas | Steam System Efficiency Improvements | A | Incremental Energy Savings (MWh or mTherms) | Achievable Economic UCT Potential | 0 | 0 | 0 | 0 | 0 | 0 | 0 | 0 | 0 | 0 | 0 | 0 | 0 | 0 | 0 | 0 | 0 | 0 | 0 | 0 | 0 | 0 | 0 | 0 | 0 | 0 | 0 | 0 | 0 | 0 | 0
F5_Industrial_Paper and Printing_New_Space Heating_Natural Gas_Steam System Efficiency Improvements_A_Achievable Economic UCT Potential | F5 | Industrial | Paper and Printing | New | Space Heating | Natural Gas | Steam System Efficiency Improvements | A | Incremental Summer Peak Savings (MW) | Achievable Economic UCT Potential | 0 | 0 | 0 | 0 | 0 | 0 | 0 | 0 | 0 | 0 | 0 | 0 | 0 | 0 | 0 | 0 | 0 | 0 | 0 | 0 | 0 | 0 | 0 | 0 | 0 | 0 | 0 | 0 | 0 | 0 | 0
F6_Industrial_Paper and Printing_New_Space Heating_Natural Gas_Steam System Efficiency Improvements_A_Achievable Economic UCT Potential | F6 | Industrial | Paper and Printing | New | Space Heating | Natural Gas | Steam System Efficiency Improvements | A | Incremental Winter Peak Savings (MW) | Achievable Economic UCT Potential | 0 | 0 | 0 | 0 | 0 | 0 | 0 | 0 | 0 | 0 | 0 | 0 | 0 | 0 | 0 | 0 | 0 | 0 | 0 | 0 | 0 | 0 | 0 | 0 | 0 | 0 | 0 | 0 | 0 | 0 | 0
F7_Industrial_Paper and Printing_New_Space Heating_Natural Gas_Steam System Efficiency Improvements_A_Achievable Economic UCT Potential | F7 | Industrial | Paper and Printing | New | Space Heating | Natural Gas | Steam System Efficiency Improvements | A | Cumulative Energy Savings (MWh or mTherms) | Achievable Economic UCT Potential | 0 | 0 | 0 | 0 | 0 | 0 | 0 | 0 | 0 | 0 | 0 | 0 | 0 | 0 | 0 | 0 | 0 | 0 | 0 | 0 | 0 | 0 | 0 | 0 | 0 | 0 | 0 | 0 | 0 | 0 | 0
F8_Industrial_Paper and Printing_New_Space Heating_Natural Gas_Steam System Efficiency Improvements_A_Achievable Economic UCT Potential | F8 | Industrial | Paper and Printing | New | Space Heating | Natural Gas | Steam System Efficiency Improvements | A | Cumulative Summer Peak Savings (MW) | Achievable Economic UCT Potential | 0 | 0 | 0 | 0 | 0 | 0 | 0 | 0 | 0 | 0 | 0 | 0 | 0 | 0 | 0 | 0 | 0 | 0 | 0 | 0 | 0 | 0 | 0 | 0 | 0 | 0 | 0 | 0 | 0 | 0 | 0
F9_Industrial_Paper and Printing_New_Space Heating_Natural Gas_Steam System Efficiency Improvements_A_Achievable Economic UCT Potential | F9 | Industrial | Paper and Printing | New | Space Heating | Natural Gas | Steam System Efficiency Improvements | A | Cumulative Winter Peak Savings (MW) | Achievable Economic UCT Potential | 0 | 0 | 0 | 0 | 0 | 0 | 0 | 0 | 0 | 0 | 0 | 0 | 0 | 0 | 0 | 0 | 0 | 0 | 0 | 0 | 0 | 0 | 0 | 0 | 0 | 0 | 0 | 0 | 0 | 0 | 0
F10_Industrial_Paper and Printing_New_Space Heating_Natural Gas_Steam System Efficiency Improvements_A_Achievable Economic UCT Potential | F10 | Industrial | Paper and Printing | New | Space Heating | Natural Gas | Steam System Efficiency Improvements | A | Purchases (Incremental) | Achievable Economic UCT Potential | 0 | 0 | 0 | 0 | 0 | 0 | 0 | 0 | 0 | 0 | 0 | 0 | 0 | 0 | 0 | 0 | 0 | 0 | 0 | 0 | 0 | 0 | 0 | 0 | 0 | 0 | 0 | 0 | 0 | 0 | 0
F11_Industrial_Paper and Printing_New_Space Heating_Natural Gas_Steam System Efficiency Improvements_A_Achievable Economic UCT Potential | F11 | Industrial | Paper and Printing | New | Space Heating | Natural Gas | Steam System Efficiency Improvements | A | Purchases (Cumulative) | Achievable Economic UCT Potential | 0 | 0 | 0 | 0 | 0 | 0 | 0 | 0 | 0 | 0 | 0 | 0 | 0 | 0 | 0 | 0 | 0 | 0 | 0 | 0 | 0 | 0 | 0 | 0 | 0 | 0 | 0 | 0 | 0 | 0 | 0
F1_Industrial_Paper and Printing_New_Process_Natural Gas_Steam System Efficiency Improvements_A_Achievable Economic UCT Potential | F1 | Industrial | Paper and Printing | New | Process | Natural Gas | Steam System Efficiency Improvements | A | Integrated Unit Energy Savings (kWh or therms) | Achievable Economic UCT Potential | 0 | 0 | 0 | 0 | 0 | 0.076609 | 0.076289 | 0.076003 | 0.07574 | 0.07549 | 0.075305 | 0.075168 | 0.075068 | 0.074997 | 0.074949 | 0.074923 | 0.074912 | 0.074915 | 0.074926 | 0.07494 | 0.074978 | 0.075015 | 0.075046 | 0.075073 | 0.075096 | 0.075166 | 0.075232 | 0.075292 | 0.076988 | 0.076988 | 0.076988
F2_Industrial_Paper and Printing_New_Process_Natural Gas_Steam System Efficiency Improvements_A_Achievable Economic UCT Potential | F2 | Industrial | Paper and Printing | New | Process | Natural Gas | Steam System Efficiency Improvements | A | Integrated Unit Summer Peak Savings (kW) | Achievable Economic UCT Potential | 0 | 0 | 0 | 0 | 0 | 0 | 0 | 0 | 0 | 0 | 0 | 0 | 0 | 0 | 0 | 0 | 0 | 0 | 0 | 0 | 0 | 0 | 0 | 0 | 0 | 0 | 0 | 0 | 0 | 0 | 0
F3_Industrial_Paper and Printing_New_Process_Natural Gas_Steam System Efficiency Improvements_A_Achievable Economic UCT Potential | F3 | Industrial | Paper and Printing | New | Process | Natural Gas | Steam System Efficiency Improvements | A | Integrated Unit Winter Peak Savings (kW) | Achievable Economic UCT Potential | 0 | 0 | 0 | 0 | 0 | 0 | 0 | 0 | 0 | 0 | 0 | 0 | 0 | 0 | 0 | 0 | 0 | 0 | 0 | 0 | 0 | 0 | 0 | 0 | 0 | 0 | 0 | 0 | 0 | 0 | 0
F4_Industrial_Paper and Printing_New_Process_Natural Gas_Steam System Efficiency Improvements_A_Achievable Economic UCT Potential | F4 | Industrial | Paper and Printing | New | Process | Natural Gas | Steam System Efficiency Improvements | A | Incremental Energy Savings (MWh or mTherms) | Achievable Economic UCT Potential | 0 | 0 | 0 | 0 | 0 | 0 | 0 | 0 | 0 | 0 | 0 | 0 | 0 | 0 | 0 | 0 | 0 | 0 | 0 | 0 | 0 | 0 | 0 | 0 | 0 | 0 | 0 | 0 | 0 | 0 | 0
F5_Industrial_Paper and Printing_New_Process_Natural Gas_Steam System Efficiency Improvements_A_Achievable Economic UCT Potential | F5 | Industrial | Paper and Printing | New | Process | Natural Gas | Steam System Efficiency Improvements | A | Incremental Summer Peak Savings (MW) | Achievable Economic UCT Potential | 0 | 0 | 0 | 0 | 0 | 0 | 0 | 0 | 0 | 0 | 0 | 0 | 0 | 0 | 0 | 0 | 0 | 0 | 0 | 0 | 0 | 0 | 0 | 0 | 0 | 0 | 0 | 0 | 0 | 0 | 0
F6_Industrial_Paper and Printing_New_Process_Natural Gas_Steam System Efficiency Improvements_A_Achievable Economic UCT Potential | F6 | Industrial | Paper and Printing | New | Process | Natural Gas | Steam System Efficiency Improvements | A | Incremental Winter Peak Savings (MW) | Achievable Economic UCT Potential | 0 | 0 | 0 | 0 | 0 | 0 | 0 | 0 | 0 | 0 | 0 | 0 | 0 | 0 | 0 | 0 | 0 | 0 | 0 | 0 | 0 | 0 | 0 | 0 | 0 | 0 | 0 | 0 | 0 | 0 | 0
F7_Industrial_Paper and Printing_New_Process_Natural Gas_Steam System Efficiency Improvements_A_Achievable Economic UCT Potential | F7 | Industrial | Paper and Printing | New | Process | Natural Gas | Steam System Efficiency Improvements | A | Cumulative Energy Savings (MWh or mTherms) | Achievable Economic UCT Potential | 0 | 0 | 0 | 0 | 0 | 0 | 0 | 0 | 0 | 0 | 0 | 0 | 0 | 0 | 0 | 0 | 0 | 0 | 0 | 0 | 0 | 0 | 0 | 0 | 0 | 0 | 0 | 0 | 0 | 0 | 0
F8_Industrial_Paper and Printing_New_Process_Natural Gas_Steam System Efficiency Improvements_A_Achievable Economic UCT Potential | F8 | Industrial | Paper and Printing | New | Process | Natural Gas | Steam System Efficiency Improvements | A | Cumulative Summer Peak Savings (MW) | Achievable Economic UCT Potential | 0 | 0 | 0 | 0 | 0 | 0 | 0 | 0 | 0 | 0 | 0 | 0 | 0 | 0 | 0 | 0 | 0 | 0 | 0 | 0 | 0 | 0 | 0 | 0 | 0 | 0 | 0 | 0 | 0 | 0 | 0
F9_Industrial_Paper and Printing_New_Process_Natural Gas_Steam System Efficiency Improvements_A_Achievable Economic UCT Potential | F9 | Industrial | Paper and Printing | New | Process | Natural Gas | Steam System Efficiency Improvements | A | Cumulative Winter Peak Savings (MW) | Achievable Economic UCT Potential | 0 | 0 | 0 | 0 | 0 | 0 | 0 | 0 | 0 | 0 | 0 | 0 | 0 | 0 | 0 | 0 | 0 | 0 | 0 | 0 | 0 | 0 | 0 | 0 | 0 | 0 | 0 | 0 | 0 | 0 | 0
F10_Industrial_Paper and Printing_New_Process_Natural Gas_Steam System Efficiency Improvements_A_Achievable Economic UCT Potential | F10 | Industrial | Paper and Printing | New | Process | Natural Gas | Steam System Efficiency Improvements | A | Purchases (Incremental) | Achievable Economic UCT Potential | 0 | 0 | 0 | 0 | 0 | 0 | 0 | 0 | 0 | 0 | 0 | 0 | 0 | 0 | 0 | 0 | 0 | 0 | 0 | 0 | 0 | 0 | 0 | 0 | 0 | 0 | 0 | 0 | 0 | 0 | 0
F11_Industrial_Paper and Printing_New_Process_Natural Gas_Steam System Efficiency Improvements_A_Achievable Economic UCT Potential | F11 | Industrial | Paper and Printing | New | Process | Natural Gas | Steam System Efficiency Improvements | A | Purchases (Cumulative) | Achievable Economic UCT Potential | 0 | 0 | 0 | 0 | 0 | 0 | 0 | 0 | 0 | 0 | 0 | 0 | 0 | 0 | 0 | 0 | 0 | 0 | 0 | 0 | 0 | 0 | 0 | 0 | 0 | 0 | 0 | 0 | 0 | 0 | 0
F1_Industrial_Paper and Printing_New_Space Heating_Natural Gas_Strategic Energy Management_A_Achievable Economic UCT Potential | F1 | Industrial | Paper and Printing | New | Space Heating | Natural Gas | Strategic Energy Management | A | Integrated Unit Energy Savings (kWh or therms) | Achievable Economic UCT Potential | 0 | 0 | 0 | 0 | 0 | 52.8161 | 51.9584 | 51.2494 | 50.639 | 50.0923 | 49.5968 | 49.0042 | 48.3654 | 47.719 | 47.0823 | 46.508 | 45.9902 | 45.5559 | 44.9724 | 44.5238 | 44.1837 | 43.9126 | 43.7626 | 43.6641 | 43.6038 | 43.5693 | 43.5495 | 43.5447 | 0 | 0 | 0
F2_Industrial_Paper and Printing_New_Space Heating_Natural Gas_Strategic Energy Management_A_Achievable Economic UCT Potential | F2 | Industrial | Paper and Printing | New | Space Heating | Natural Gas | Strategic Energy Management | A | Integrated Unit Summer Peak Savings (kW) | Achievable Economic UCT Potential | 0 | 0 | 0 | 0 | 0 | 0 | 0 | 0 | 0 | 0 | 0 | 0 | 0 | 0 | 0 | 0 | 0 | 0 | 0 | 0 | 0 | 0 | 0 | 0 | 0 | 0 | 0 | 0 | 0 | 0 | 0
F3_Industrial_Paper and Printing_New_Space Heating_Natural Gas_Strategic Energy Management_A_Achievable Economic UCT Potential | F3 | Industrial | Paper and Printing | New | Space Heating | Natural Gas | Strategic Energy Management | A | Integrated Unit Winter Peak Savings (kW) | Achievable Economic UCT Potential | 0 | 0 | 0 | 0 | 0 | 0 | 0 | 0 | 0 | 0 | 0 | 0 | 0 | 0 | 0 | 0 | 0 | 0 | 0 | 0 | 0 | 0 | 0 | 0 | 0 | 0 | 0 | 0 | 0 | 0 | 0
F4_Industrial_Paper and Printing_New_Space Heating_Natural Gas_Strategic Energy Management_A_Achievable Economic UCT Potential | F4 | Industrial | Paper and Printing | New | Space Heating | Natural Gas | Strategic Energy Management | A | Incremental Energy Savings (MWh or mTherms) | Achievable Economic UCT Potential | 0 | 0 | 0 | 0 | 0 | 0.00049649 | 0.00057865 | 0.0006597 | 0.00073921 | 0.0008177 | 0.0008953 | 0.00096819 | 0.0010378 | 0.001105 | 0.0011689 | 0.0012326 | 0.0012953 | 0.0013587 | 0.0014157 | 0.0014745 | 0.0015357 | 0.001598 | 0.0016637 | 0.0017308 | 0.0017988 | 0.0015143 | 0.0015848 | 0.0016555 | 0 | 0 | 0
F5_Industrial_Paper and Printing_New_Space Heating_Natural Gas_Strategic Energy Management_A_Achievable Economic UCT Potential | F5 | Industrial | Paper and Printing | New | Space Heating | Natural Gas | Strategic Energy Management | A | Incremental Summer Peak Savings (MW) | Achievable Economic UCT Potential | 0 | 0 | 0 | 0 | 0 | 0 | 0 | 0 | 0 | 0 | 0 | 0 | 0 | 0 | 0 | 0 | 0 | 0 | 0 | 0 | 0 | 0 | 0 | 0 | 0 | 0 | 0 | 0 | 0 | 0 | 0
F6_Industrial_Paper and Printing_New_Space Heating_Natural Gas_Strategic Energy Management_A_Achievable Economic UCT Potential | F6 | Industrial | Paper and Printing | New | Space Heating | Natural Gas | Strategic Energy Management | A | Incremental Winter Peak Savings (MW) | Achievable Economic UCT Potential | 0 | 0 | 0 | 0 | 0 | 0 | 0 | 0 | 0 | 0 | 0 | 0 | 0 | 0 | 0 | 0 | 0 | 0 | 0 | 0 | 0 | 0 | 0 | 0 | 0 | 0 | 0 | 0 | 0 | 0 | 0
F7_Industrial_Paper and Printing_New_Space Heating_Natural Gas_Strategic Energy Management_A_Achievable Economic UCT Potential | F7 | Industrial | Paper and Printing | New | Space Heating | Natural Gas | Strategic Energy Management | A | Cumulative Energy Savings (MWh or mTherms) | Achievable Economic UCT Potential | 0 | 0 | 0 | 0 | 0 | 0.00049649 | 0.0010671 | 0.0017122 | 0.002431 | 0.0032225 | 0.0036197 | 0.0039989 | 0.004362 | 0.0047121 | 0.0050496 | 0.0053811 | 0.0057078 | 0.0060351 | 0.0063321 | 0.0066381 | 0.006952 | 0.0072706 | 0.0076042 | 0.0079434 | 0.0082872 | 0.0082807 | 0.0082769 | 0.008276 | 0 | 0 | 0
F8_Industrial_Paper and Printing_New_Space Heating_Natural Gas_Strategic Energy Management_A_Achievable Economic UCT Potential | F8 | Industrial | Paper and Printing | New | Space Heating | Natural Gas | Strategic Energy Management | A | Cumulative Summer Peak Savings (MW) | Achievable Economic UCT Potential | 0 | 0 | 0 | 0 | 0 | 0 | 0 | 0 | 0 | 0 | 0 | 0 | 0 | 0 | 0 | 0 | 0 | 0 | 0 | 0 | 0 | 0 | 0 | 0 | 0 | 0 | 0 | 0 | 0 | 0 | 0
F9_Industrial_Paper and Printing_New_Space Heating_Natural Gas_Strategic Energy Management_A_Achievable Economic UCT Potential | F9 | Industrial | Paper and Printing | New | Space Heating | Natural Gas | Strategic Energy Management | A | Cumulative Winter Peak Savings (MW) | Achievable Economic UCT Potential | 0 | 0 | 0 | 0 | 0 | 0 | 0 | 0 | 0 | 0 | 0 | 0 | 0 | 0 | 0 | 0 | 0 | 0 | 0 | 0 | 0 | 0 | 0 | 0 | 0 | 0 | 0 | 0 | 0 | 0 | 0
F10_Industrial_Paper and Printing_New_Space Heating_Natural Gas_Strategic Energy Management_A_Achievable Economic UCT Potential | F10 | Industrial | Paper and Printing | New | Space Heating | Natural Gas | Strategic Energy Management | A | Purchases (Incremental) | Achievable Economic UCT Potential | 0 | 0 | 0 | 0 | 0 | 0.0094003 | 0.011137 | 0.012872 | 0.014598 | 0.016324 | 0.018052 | 0.019757 | 0.021458 | 0.023156 | 0.024827 | 0.026504 | 0.028165 | 0.029826 | 0.031479 | 0.033117 | 0.034757 | 0.03639 | 0.038017 | 0.039638 | 0.041254 | 0.034757 | 0.03639 | 0.038017 | 0.039638 | 0.041254 | 0.034757
F11_Industrial_Paper and Printing_New_Space Heating_Natural Gas_Strategic Energy Management_A_Achievable Economic UCT Potential | F11 | Industrial | Paper and Printing | New | Space Heating | Natural Gas | Strategic Energy Management | A | Purchases (Cumulative) | Achievable Economic UCT Potential | 0 | 0 | 0 | 0 | 0 | 0.0094003 | 0.020537 | 0.033409 | 0.048007 | 0.064331 | 0.072982 | 0.081603 | 0.090189 | 0.098747 | 0.10725 | 0.1157 | 0.12411 | 0.13248 | 0.1408 | 0.14909 | 0.15734 | 0.16557 | 0.17376 | 0.18192 | 0.19006 | 0.19006 | 0.19006 | 0.19006 | 0.19006 | 0.19006 | 0.19006
F1_Industrial_Paper and Printing_New_Process_Natural Gas_Strategic Energy Management_A_Achievable Economic UCT Potential | F1 | Industrial | Paper and Printing | New | Process | Natural Gas | Strategic Energy Management | A | Integrated Unit Energy Savings (kWh or therms) | Achievable Economic UCT Potential | 0 | 0 | 0 | 0 | 0 | 56.8273 | 56.7758 | 56.7285 | 56.6852 | 56.6421 | 56.6007 | 56.5636 | 56.5311 | 56.5039 | 56.4825 | 56.4677 | 56.4593 | 56.4559 | 56.4556 | 56.4566 | 56.4609 | 56.4645 | 56.467 | 56.4687 | 56.4695 | 56.4852 | 56.4997 | 56.5131 | 0 | 0 | 0
F2_Industrial_Paper and Printing_New_Process_Natural Gas_Strategic Energy Management_A_Achievable Economic UCT Potential | F2 | Industrial | Paper and Printing | New | Process | Natural Gas | Strategic Energy Management | A | Integrated Unit Summer Peak Savings (kW) | Achievable Economic UCT Potential | 0 | 0 | 0 | 0 | 0 | 0 | 0 | 0 | 0 | 0 | 0 | 0 | 0 | 0 | 0 | 0 | 0 | 0 | 0 | 0 | 0 | 0 | 0 | 0 | 0 | 0 | 0 | 0 | 0 | 0 | 0
F3_Industrial_Paper and Printing_New_Process_Natural Gas_Strategic Energy Management_A_Achievable Economic UCT Potential | F3 | Industrial | Paper and Printing | New | Process | Natural Gas | Strategic Energy Management | A | Integrated Unit Winter Peak Savings (kW) | Achievable Economic UCT Potential | 0 | 0 | 0 | 0 | 0 | 0 | 0 | 0 | 0 | 0 | 0 | 0 | 0 | 0 | 0 | 0 | 0 | 0 | 0 | 0 | 0 | 0 | 0 | 0 | 0 | 0 | 0 | 0 | 0 | 0 | 0
F4_Industrial_Paper and Printing_New_Process_Natural Gas_Strategic Energy Management_A_Achievable Economic UCT Potential | F4 | Industrial | Paper and Printing | New | Process | Natural Gas | Strategic Energy Management | A | Incremental Energy Savings (MWh or mTherms) | Achievable Economic UCT Potential | 0 | 0 | 0 | 0 | 0 | 0.023359 | 0.027649 | 0.031931 | 0.036183 | 0.040431 | 0.044678 | 0.048868 | 0.053044 | 0.057213 | 0.061318 | 0.065443 | 0.069534 | 0.073631 | 0.077711 | 0.081756 | 0.085812 | 0.08985 | 0.093871 | 0.097877 | 0.10187 | 0.085849 | 0.089906 | 0.093948 | 0 | 0 | 0
F5_Industrial_Paper and Printing_New_Process_Natural Gas_Strategic Energy Management_A_Achievable Economic UCT Potential | F5 | Industrial | Paper and Printing | New | Process | Natural Gas | Strategic Energy Management | A | Incremental Summer Peak Savings (MW) | Achievable Economic UCT Potential | 0 | 0 | 0 | 0 | 0 | 0 | 0 | 0 | 0 | 0 | 0 | 0 | 0 | 0 | 0 | 0 | 0 | 0 | 0 | 0 | 0 | 0 | 0 | 0 | 0 | 0 | 0 | 0 | 0 | 0 | 0
F6_Industrial_Paper and Printing_New_Process_Natural Gas_Strategic Energy Management_A_Achievable Economic UCT Potential | F6 | Industrial | Paper and Printing | New | Process | Natural Gas | Strategic Energy Management | A | Incremental Winter Peak Savings (MW) | Achievable Economic UCT Potential | 0 | 0 | 0 | 0 | 0 | 0 | 0 | 0 | 0 | 0 | 0 | 0 | 0 | 0 | 0 | 0 | 0 | 0 | 0 | 0 | 0 | 0 | 0 | 0 | 0 | 0 | 0 | 0 | 0 | 0 | 0
F7_Industrial_Paper and Printing_New_Process_Natural Gas_Strategic Energy Management_A_Achievable Economic UCT Potential | F7 | Industrial | Paper and Printing | New | Process | Natural Gas | Strategic Energy Management | A | Cumulative Energy Savings (MWh or mTherms) | Achievable Economic UCT Potential | 0 | 0 | 0 | 0 | 0 | 0.023359 | 0.050987 | 0.082876 | 0.119 | 0.15934 | 0.18063 | 0.20184 | 0.22294 | 0.24398 | 0.26489 | 0.28569 | 0.30641 | 0.32704 | 0.34759 | 0.36806 | 0.38847 | 0.4088 | 0.42904 | 0.44921 | 0.4693 | 0.46943 | 0.46955 | 0.46967 | 0 | 0 | 0
F8_Industrial_Paper and Printing_New_Process_Natural Gas_Strategic Energy Management_A_Achievable Economic UCT Potential | F8 | Industrial | Paper and Printing | New | Process | Natural Gas | Strategic Energy Management | A | Cumulative Summer Peak Savings (MW) | Achievable Economic UCT Potential | 0 | 0 | 0 | 0 | 0 | 0 | 0 | 0 | 0 | 0 | 0 | 0 | 0 | 0 | 0 | 0 | 0 | 0 | 0 | 0 | 0 | 0 | 0 | 0 | 0 | 0 | 0 | 0 | 0 | 0 | 0
F9_Industrial_Paper and Printing_New_Process_Natural Gas_Strategic Energy Management_A_Achievable Economic UCT Potential | F9 | Industrial | Paper and Printing | New | Process | Natural Gas | Strategic Energy Management | A | Cumulative Winter Peak Savings (MW) | Achievable Economic UCT Potential | 0 | 0 | 0 | 0 | 0 | 0 | 0 | 0 | 0 | 0 | 0 | 0 | 0 | 0 | 0 | 0 | 0 | 0 | 0 | 0 | 0 | 0 | 0 | 0 | 0 | 0 | 0 | 0 | 0 | 0 | 0
F10_Industrial_Paper and Printing_New_Process_Natural Gas_Strategic Energy Management_A_Achievable Economic UCT Potential | F10 | Industrial | Paper and Printing | New | Process | Natural Gas | Strategic Energy Management | A | Purchases (Incremental) | Achievable Economic UCT Potential | 0 | 0 | 0 | 0 | 0 | 0.41105 | 0.48699 | 0.56288 | 0.63832 | 0.71381 | 0.78935 | 0.86394 | 0.93832 | 1.0126 | 1.0856 | 1.1589 | 1.2316 | 1.3042 | 1.3765 | 1.4481 | 1.5198 | 1.5913 | 1.6624 | 1.7333 | 1.8039 | 1.5198 | 1.5913 | 1.6624 | 1.7333 | 1.8039 | 1.5198
F11_Industrial_Paper and Printing_New_Process_Natural Gas_Strategic Energy Management_A_Achievable Economic UCT Potential | F11 | Industrial | Paper and Printing | New | Process | Natural Gas | Strategic Energy Management | A | Purchases (Cumulative) | Achievable Economic UCT Potential | 0 | 0 | 0 | 0 | 0 | 0.41105 | 0.89804 | 1.4609 | 2.0992 | 2.813 | 3.1913 | 3.5683 | 3.9437 | 4.318 | 4.6898 | 5.0594 | 5.427 | 5.7929 | 6.1568 | 6.5194 | 6.8803 | 7.24 | 7.5981 | 7.9549 | 8.3108 | 8.3108 | 8.3108 | 8.3108 | 8.3108 | 8.3108 | 8.3108
F1_Industrial_Paper and Printing_New_Miscellaneous_Natural Gas_Strategic Energy Management_A_Achievable Economic UCT Potential | F1 | Industrial | Paper and Printing | New | Miscellaneous | Natural Gas | Strategic Energy Management | A | Integrated Unit Energy Savings (kWh or therms) | Achievable Economic UCT Potential | 0 | 0 | 0 | 0 | 0 | 18.0192 | 18.0192 | 18.0192 | 18.0192 | 18.0192 | 18.0192 | 18.0192 | 18.0192 | 18.0192 | 18.0192 | 18.0192 | 18.0192 | 18.0192 | 18.0192 | 18.0192 | 18.0192 | 18.0192 | 18.0192 | 18.0192 | 18.0192 | 18.0192 | 18.0192 | 18.0192 | 0 | 0 | 0
F2_Industrial_Paper and Printing_New_Miscellaneous_Natural Gas_Strategic Energy Management_A_Achievable Economic UCT Potential | F2 | Industrial | Paper and Printing | New | Miscellaneous | Natural Gas | Strategic Energy Management | A | Integrated Unit Summer Peak Savings (kW) | Achievable Economic UCT Potential | 0 | 0 | 0 | 0 | 0 | 0 | 0 | 0 | 0 | 0 | 0 | 0 | 0 | 0 | 0 | 0 | 0 | 0 | 0 | 0 | 0 | 0 | 0 | 0 | 0 | 0 | 0 | 0 | 0 | 0 | 0
F3_Industrial_Paper and Printing_New_Miscellaneous_Natural Gas_Strategic Energy Management_A_Achievable Economic UCT Potential | F3 | Industrial | Paper and Printing | New | Miscellaneous | Natural Gas | Strategic Energy Management | A | Integrated Unit Winter Peak Savings (kW) | Achievable Economic UCT Potential | 0 | 0 | 0 | 0 | 0 | 0 | 0 | 0 | 0 | 0 | 0 | 0 | 0 | 0 | 0 | 0 | 0 | 0 | 0 | 0 | 0 | 0 | 0 | 0 | 0 | 0 | 0 | 0 | 0 | 0 | 0
F4_Industrial_Paper and Printing_New_Miscellaneous_Natural Gas_Strategic Energy Management_A_Achievable Economic UCT Potential | F4 | Industrial | Paper and Printing | New | Miscellaneous | Natural Gas | Strategic Energy Management | A | Incremental Energy Savings (MWh or mTherms) | Achievable Economic UCT Potential | 0 | 0 | 0 | 0 | 0 | 0.0018517 | 0.0021938 | 0.0025357 | 0.0028755 | 0.0032156 | 0.0035559 | 0.0038919 | 0.004227 | 0.0045614 | 0.0048905 | 0.0052208 | 0.005548 | 0.0058752 | 0.0062008 | 0.0065235 | 0.0068466 | 0.0071683 | 0.0074888 | 0.0078081 | 0.0081264 | 0.0068466 | 0.0071683 | 0.0074888 | 0 | 0 | 0
F5_Industrial_Paper and Printing_New_Miscellaneous_Natural Gas_Strategic Energy Management_A_Achievable Economic UCT Potential | F5 | Industrial | Paper and Printing | New | Miscellaneous | Natural Gas | Strategic Energy Management | A | Incremental Summer Peak Savings (MW) | Achievable Economic UCT Potential | 0 | 0 | 0 | 0 | 0 | 0 | 0 | 0 | 0 | 0 | 0 | 0 | 0 | 0 | 0 | 0 | 0 | 0 | 0 | 0 | 0 | 0 | 0 | 0 | 0 | 0 | 0 | 0 | 0 | 0 | 0
F6_Industrial_Paper and Printing_New_Miscellaneous_Natural Gas_Strategic Energy Management_A_Achievable Economic UCT Potential | F6 | Industrial | Paper and Printing | New | Miscellaneous | Natural Gas | Strategic Energy Management | A | Incremental Winter Peak Savings (MW) | Achievable Economic UCT Potential | 0 | 0 | 0 | 0 | 0 | 0 | 0 | 0 | 0 | 0 | 0 | 0 | 0 | 0 | 0 | 0 | 0 | 0 | 0 | 0 | 0 | 0 | 0 | 0 | 0 | 0 | 0 | 0 | 0 | 0 | 0
F7_Industrial_Paper and Printing_New_Miscellaneous_Natural Gas_Strategic Energy Management_A_Achievable Economic UCT Potential | F7 | Industrial | Paper and Printing | New | Miscellaneous | Natural Gas | Strategic Energy Management | A | Cumulative Energy Savings (MWh or mTherms) | Achievable Economic UCT Potential | 0 | 0 | 0 | 0 | 0 | 0.0018517 | 0.0040455 | 0.0065811 | 0.0094567 | 0.012672 | 0.014376 | 0.016074 | 0.017766 | 0.019452 | 0.021127 | 0.022791 | 0.024448 | 0.026096 | 0.027735 | 0.029368 | 0.030994 | 0.032615 | 0.034228 | 0.035835 | 0.037438 | 0.037438 | 0.037438 | 0.037438 | 0 | 0 | 0
F8_Industrial_Paper and Printing_New_Miscellaneous_Natural Gas_Strategic Energy Management_A_Achievable Economic UCT Potential | F8 | Industrial | Paper and Printing | New | Miscellaneous | Natural Gas | Strategic Energy Management | A | Cumulative Summer Peak Savings (MW) | Achievable Economic UCT Potential | 0 | 0 | 0 | 0 | 0 | 0 | 0 | 0 | 0 | 0 | 0 | 0 | 0 | 0 | 0 | 0 | 0 | 0 | 0 | 0 | 0 | 0 | 0 | 0 | 0 | 0 | 0 | 0 | 0 | 0 | 0
F9_Industrial_Paper and Printing_New_Miscellaneous_Natural Gas_Strategic Energy Management_A_Achievable Economic UCT Potential | F9 | Industrial | Paper and Printing | New | Miscellaneous | Natural Gas | Strategic Energy Management | A | Cumulative Winter Peak Savings (MW) | Achievable Economic UCT Potential | 0 | 0 | 0 | 0 | 0 | 0 | 0 | 0 | 0 | 0 | 0 | 0 | 0 | 0 | 0 | 0 | 0 | 0 | 0 | 0 | 0 | 0 | 0 | 0 | 0 | 0 | 0 | 0 | 0 | 0 | 0
F10_Industrial_Paper and Printing_New_Miscellaneous_Natural Gas_Strategic Energy Management_A_Achievable Economic UCT Potential | F10 | Industrial | Paper and Printing | New | Miscellaneous | Natural Gas | Strategic Energy Management | A | Purchases (Incremental) | Achievable Economic UCT Potential | 0 | 0 | 0 | 0 | 0 | 0.10276 | 0.12175 | 0.14072 | 0.15958 | 0.17845 | 0.19734 | 0.21599 | 0.23458 | 0.25314 | 0.2714 | 0.28974 | 0.30789 | 0.32605 | 0.34412 | 0.36203 | 0.37996 | 0.39782 | 0.4156 | 0.43332 | 0.45098 | 0.37996 | 0.39782 | 0.4156 | 0.43332 | 0.45098 | 0.37996
F11_Industrial_Paper and Printing_New_Miscellaneous_Natural Gas_Strategic Energy Management_A_Achievable Economic UCT Potential | F11 | Industrial | Paper and Printing | New | Miscellaneous | Natural Gas | Strategic Energy Management | A | Purchases (Cumulative) | Achievable Economic UCT Potential | 0 | 0 | 0 | 0 | 0 | 0.10276 | 0.22451 | 0.36523 | 0.52481 | 0.70326 | 0.79784 | 0.89207 | 0.98594 | 1.0795 | 1.1724 | 1.2648 | 1.3568 | 1.4482 | 1.5392 | 1.6298 | 1.7201 | 1.81 | 1.8995 | 1.9887 | 2.0777 | 2.0777 | 2.0777 | 2.0777 | 2.0777 | 2.0777 | 2.0777
F1_Industrial_Paper and Printing_New_Space Heating_Natural Gas_Commissioning_A_Achievable Economic UCT Potential | F1 | Industrial | Paper and Printing | New | Space Heating | Natural Gas | Commissioning | A | Integrated Unit Energy Savings (kWh or therms) | Achievable Economic UCT Potential | 0 | 0 | 0 | 0 | 0 | 63.5605 | 62.5283 | 61.6751 | 60.9405 | 60.2826 | 59.6863 | 58.9732 | 58.2044 | 57.4265 | 56.6603 | 55.9691 | 55.3461 | 54.8234 | 54.1211 | 53.5814 | 53.1721 | 52.8458 | 52.6653 | 52.5468 | 52.4741 | 52.4327 | 52.4089 | 52.4031 | 0 | 0 | 0
F2_Industrial_Paper and Printing_New_Space Heating_Natural Gas_Commissioning_A_Achievable Economic UCT Potential | F2 | Industrial | Paper and Printing | New | Space Heating | Natural Gas | Commissioning | A | Integrated Unit Summer Peak Savings (kW) | Achievable Economic UCT Potential | 0 | 0 | 0 | 0 | 0 | 0 | 0 | 0 | 0 | 0 | 0 | 0 | 0 | 0 | 0 | 0 | 0 | 0 | 0 | 0 | 0 | 0 | 0 | 0 | 0 | 0 | 0 | 0 | 0 | 0 | 0
F3_Industrial_Paper and Printing_New_Space Heating_Natural Gas_Commissioning_A_Achievable Economic UCT Potential | F3 | Industrial | Paper and Printing | New | Space Heating | Natural Gas | Commissioning | A | Integrated Unit Winter Peak Savings (kW) | Achievable Economic UCT Potential | 0 | 0 | 0 | 0 | 0 | 0 | 0 | 0 | 0 | 0 | 0 | 0 | 0 | 0 | 0 | 0 | 0 | 0 | 0 | 0 | 0 | 0 | 0 | 0 | 0 | 0 | 0 | 0 | 0 | 0 | 0
F4_Industrial_Paper and Printing_New_Space Heating_Natural Gas_Commissioning_A_Achievable Economic UCT Potential | F4 | Industrial | Paper and Printing | New | Space Heating | Natural Gas | Commissioning | A | Incremental Energy Savings (MWh or mTherms) | Achievable Economic UCT Potential | 0 | 0 | 0 | 0 | 0 | 0 | 0 | 0 | 0 | 0 | 0 | 0 | 0 | 0 | 0 | 0 | 0 | 0 | 0 | 0 | 0 | 0 | 0 | 0 | 0 | 0 | 0 | 0 | 0 | 0 | 0
F5_Industrial_Paper and Printing_New_Space Heating_Natural Gas_Commissioning_A_Achievable Economic UCT Potential | F5 | Industrial | Paper and Printing | New | Space Heating | Natural Gas | Commissioning | A | Incremental Summer Peak Savings (MW) | Achievable Economic UCT Potential | 0 | 0 | 0 | 0 | 0 | 0 | 0 | 0 | 0 | 0 | 0 | 0 | 0 | 0 | 0 | 0 | 0 | 0 | 0 | 0 | 0 | 0 | 0 | 0 | 0 | 0 | 0 | 0 | 0 | 0 | 0
F6_Industrial_Paper and Printing_New_Space Heating_Natural Gas_Commissioning_A_Achievable Economic UCT Potential | F6 | Industrial | Paper and Printing | New | Space Heating | Natural Gas | Commissioning | A | Incremental Winter Peak Savings (MW) | Achievable Economic UCT Potential | 0 | 0 | 0 | 0 | 0 | 0 | 0 | 0 | 0 | 0 | 0 | 0 | 0 | 0 | 0 | 0 | 0 | 0 | 0 | 0 | 0 | 0 | 0 | 0 | 0 | 0 | 0 | 0 | 0 | 0 | 0
F7_Industrial_Paper and Printing_New_Space Heating_Natural Gas_Commissioning_A_Achievable Economic UCT Potential | F7 | Industrial | Paper and Printing | New | Space Heating | Natural Gas | Commissioning | A | Cumulative Energy Savings (MWh or mTherms) | Achievable Economic UCT Potential | 0 | 0 | 0 | 0 | 0 | 0 | 0 | 0 | 0 | 0 | 0 | 0 | 0 | 0 | 0 | 0 | 0 | 0 | 0 | 0 | 0 | 0 | 0 | 0 | 0 | 0 | 0 | 0 | 0 | 0 | 0
F8_Industrial_Paper and Printing_New_Space Heating_Natural Gas_Commissioning_A_Achievable Economic UCT Potential | F8 | Industrial | Paper and Printing | New | Space Heating | Natural Gas | Commissioning | A | Cumulative Summer Peak Savings (MW) | Achievable Economic UCT Potential | 0 | 0 | 0 | 0 | 0 | 0 | 0 | 0 | 0 | 0 | 0 | 0 | 0 | 0 | 0 | 0 | 0 | 0 | 0 | 0 | 0 | 0 | 0 | 0 | 0 | 0 | 0 | 0 | 0 | 0 | 0
F9_Industrial_Paper and Printing_New_Space Heating_Natural Gas_Commissioning_A_Achievable Economic UCT Potential | F9 | Industrial | Paper and Printing | New | Space Heating | Natural Gas | Commissioning | A | Cumulative Winter Peak Savings (MW) | Achievable Economic UCT Potential | 0 | 0 | 0 | 0 | 0 | 0 | 0 | 0 | 0 | 0 | 0 | 0 | 0 | 0 | 0 | 0 | 0 | 0 | 0 | 0 | 0 | 0 | 0 | 0 | 0 | 0 | 0 | 0 | 0 | 0 | 0
F10_Industrial_Paper and Printing_New_Space Heating_Natural Gas_Commissioning_A_Achievable Economic UCT Potential | F10 | Industrial | Paper and Printing | New | Space Heating | Natural Gas | Commissioning | A | Purchases (Incremental) | Achievable Economic UCT Potential | 0 | 0 | 0 | 0 | 0 | 0 | 0 | 0 | 0 | 0 | 0 | 0 | 0 | 0 | 0 | 0 | 0 | 0 | 0 | 0 | 0 | 0 | 0 | 0 | 0 | 0 | 0 | 0 | 0 | 0 | 0
F11_Industrial_Paper and Printing_New_Space Heating_Natural Gas_Commissioning_A_Achievable Economic UCT Potential | F11 | Industrial | Paper and Printing | New | Space Heating | Natural Gas | Commissioning | A | Purchases (Cumulative) | Achievable Economic UCT Potential | 0 | 0 | 0 | 0 | 0 | 0 | 0 | 0 | 0 | 0 | 0 | 0 | 0 | 0 | 0 | 0 | 0 | 0 | 0 | 0 | 0 | 0 | 0 | 0 | 0 | 0 | 0 | 0 | 0 | 0 | 0
F1_Industrial_Paper and Printing_New_Process_Natural Gas_Commissioning_A_Achievable Economic UCT Potential | F1 | Industrial | Paper and Printing | New | Process | Natural Gas | Commissioning | A | Integrated Unit Energy Savings (kWh or therms) | Achievable Economic UCT Potential | 0 | 0 | 0 | 0 | 0 | 317.5129 | 317.5129 | 317.5129 | 317.5129 | 317.5129 | 317.5129 | 317.5129 | 317.5129 | 317.5129 | 317.5129 | 317.5129 | 317.5129 | 317.5129 | 317.5129 | 317.5129 | 317.5129 | 317.5129 | 317.5129 | 317.5129 | 317.5129 | 317.5129 | 317.5129 | 317.5129 | 0 | 0 | 0
F2_Industrial_Paper and Printing_New_Process_Natural Gas_Commissioning_A_Achievable Economic UCT Potential | F2 | Industrial | Paper and Printing | New | Process | Natural Gas | Commissioning | A | Integrated Unit Summer Peak Savings (kW) | Achievable Economic UCT Potential | 0 | 0 | 0 | 0 | 0 | 0 | 0 | 0 | 0 | 0 | 0 | 0 | 0 | 0 | 0 | 0 | 0 | 0 | 0 | 0 | 0 | 0 | 0 | 0 | 0 | 0 | 0 | 0 | 0 | 0 | 0
F3_Industrial_Paper and Printing_New_Process_Natural Gas_Commissioning_A_Achievable Economic UCT Potential | F3 | Industrial | Paper and Printing | New | Process | Natural Gas | Commissioning | A | Integrated Unit Winter Peak Savings (kW) | Achievable Economic UCT Potential | 0 | 0 | 0 | 0 | 0 | 0 | 0 | 0 | 0 | 0 | 0 | 0 | 0 | 0 | 0 | 0 | 0 | 0 | 0 | 0 | 0 | 0 | 0 | 0 | 0 | 0 | 0 | 0 | 0 | 0 | 0
F4_Industrial_Paper and Printing_New_Process_Natural Gas_Commissioning_A_Achievable Economic UCT Potential | F4 | Industrial | Paper and Printing | New | Process | Natural Gas | Commissioning | A | Incremental Energy Savings (MWh or mTherms) | Achievable Economic UCT Potential | 0 | 0 | 0 | 0 | 0 | 0 | 0 | 0 | 0 | 0 | 0 | 0 | 0 | 0 | 0 | 0 | 0 | 0 | 0 | 0 | 0 | 0 | 0 | 0 | 0 | 0 | 0 | 0 | 0 | 0 | 0
F5_Industrial_Paper and Printing_New_Process_Natural Gas_Commissioning_A_Achievable Economic UCT Potential | F5 | Industrial | Paper and Printing | New | Process | Natural Gas | Commissioning | A | Incremental Summer Peak Savings (MW) | Achievable Economic UCT Potential | 0 | 0 | 0 | 0 | 0 | 0 | 0 | 0 | 0 | 0 | 0 | 0 | 0 | 0 | 0 | 0 | 0 | 0 | 0 | 0 | 0 | 0 | 0 | 0 | 0 | 0 | 0 | 0 | 0 | 0 | 0
F6_Industrial_Paper and Printing_New_Process_Natural Gas_Commissioning_A_Achievable Economic UCT Potential | F6 | Industrial | Paper and Printing | New | Process | Natural Gas | Commissioning | A | Incremental Winter Peak Savings (MW) | Achievable Economic UCT Potential | 0 | 0 | 0 | 0 | 0 | 0 | 0 | 0 | 0 | 0 | 0 | 0 | 0 | 0 | 0 | 0 | 0 | 0 | 0 | 0 | 0 | 0 | 0 | 0 | 0 | 0 | 0 | 0 | 0 | 0 | 0
F7_Industrial_Paper and Printing_New_Process_Natural Gas_Commissioning_A_Achievable Economic UCT Potential | F7 | Industrial | Paper and Printing | New | Process | Natural Gas | Commissioning | A | Cumulative Energy Savings (MWh or mTherms) | Achievable Economic UCT Potential | 0 | 0 | 0 | 0 | 0 | 0 | 0 | 0 | 0 | 0 | 0 | 0 | 0 | 0 | 0 | 0 | 0 | 0 | 0 | 0 | 0 | 0 | 0 | 0 | 0 | 0 | 0 | 0 | 0 | 0 | 0
F8_Industrial_Paper and Printing_New_Process_Natural Gas_Commissioning_A_Achievable Economic UCT Potential | F8 | Industrial | Paper and Printing | New | Process | Natural Gas | Commissioning | A | Cumulative Summer Peak Savings (MW) | Achievable Economic UCT Potential | 0 | 0 | 0 | 0 | 0 | 0 | 0 | 0 | 0 | 0 | 0 | 0 | 0 | 0 | 0 | 0 | 0 | 0 | 0 | 0 | 0 | 0 | 0 | 0 | 0 | 0 | 0 | 0 | 0 | 0 | 0
F9_Industrial_Paper and Printing_New_Process_Natural Gas_Commissioning_A_Achievable Economic UCT Potential | F9 | Industrial | Paper and Printing | New | Process | Natural Gas | Commissioning | A | Cumulative Winter Peak Savings (MW) | Achievable Economic UCT Potential | 0 | 0 | 0 | 0 | 0 | 0 | 0 | 0 | 0 | 0 | 0 | 0 | 0 | 0 | 0 | 0 | 0 | 0 | 0 | 0 | 0 | 0 | 0 | 0 | 0 | 0 | 0 | 0 | 0 | 0 | 0
F10_Industrial_Paper and Printing_New_Process_Natural Gas_Commissioning_A_Achievable Economic UCT Potential | F10 | Industrial | Paper and Printing | New | Process | Natural Gas | Commissioning | A | Purchases (Incremental) | Achievable Economic UCT Potential | 0 | 0 | 0 | 0 | 0 | 0 | 0 | 0 | 0 | 0 | 0 | 0 | 0 | 0 | 0 | 0 | 0 | 0 | 0 | 0 | 0 | 0 | 0 | 0 | 0 | 0 | 0 | 0 | 0 | 0 | 0
F11_Industrial_Paper and Printing_New_Process_Natural Gas_Commissioning_A_Achievable Economic UCT Potential | F11 | Industrial | Paper and Printing | New | Process | Natural Gas | Commissioning | A | Purchases (Cumulative) | Achievable Economic UCT Potential | 0 | 0 | 0 | 0 | 0 | 0 | 0 | 0 | 0 | 0 | 0 | 0 | 0 | 0 | 0 | 0 | 0 | 0 | 0 | 0 | 0 | 0 | 0 | 0 | 0 | 0 | 0 | 0 | 0 | 0 | 0
F1_Industrial_Paper and Printing_New_Space Heating_Natural Gas_Retrocommissioning_A_Achievable Economic UCT Potential | F1 | Industrial | Paper and Printing | New | Space Heating | Natural Gas | Retrocommissioning | A | Integrated Unit Energy Savings (kWh or therms) | Achievable Economic UCT Potential | 0 | 0 | 0 | 0 | 0 | 0 | 0 | 0 | 0 | 0 | 0 | 0 | 0 | 0 | 0 | 0 | 0 | 0 | 0 | 0 | 0 | 0 | 0 | 0 | 0 | 0 | 0 | 0 | 0 | 0 | 0
F2_Industrial_Paper and Printing_New_Space Heating_Natural Gas_Retrocommissioning_A_Achievable Economic UCT Potential | F2 | Industrial | Paper and Printing | New | Space Heating | Natural Gas | Retrocommissioning | A | Integrated Unit Summer Peak Savings (kW) | Achievable Economic UCT Potential | 0 | 0 | 0 | 0 | 0 | 0 | 0 | 0 | 0 | 0 | 0 | 0 | 0 | 0 | 0 | 0 | 0 | 0 | 0 | 0 | 0 | 0 | 0 | 0 | 0 | 0 | 0 | 0 | 0 | 0 | 0
F3_Industrial_Paper and Printing_New_Space Heating_Natural Gas_Retrocommissioning_A_Achievable Economic UCT Potential | F3 | Industrial | Paper and Printing | New | Space Heating | Natural Gas | Retrocommissioning | A | Integrated Unit Winter Peak Savings (kW) | Achievable Economic UCT Potential | 0 | 0 | 0 | 0 | 0 | 0 | 0 | 0 | 0 | 0 | 0 | 0 | 0 | 0 | 0 | 0 | 0 | 0 | 0 | 0 | 0 | 0 | 0 | 0 | 0 | 0 | 0 | 0 | 0 | 0 | 0
F4_Industrial_Paper and Printing_New_Space Heating_Natural Gas_Retrocommissioning_A_Achievable Economic UCT Potential | F4 | Industrial | Paper and Printing | New | Space Heating | Natural Gas | Retrocommissioning | A | Incremental Energy Savings (MWh or mTherms) | Achievable Economic UCT Potential | 0 | 0 | 0 | 0 | 0 | 0 | 0 | 0 | 0 | 0 | 0 | 0 | 0 | 0 | 0 | 0 | 0 | 0 | 0 | 0 | 0 | 0 | 0 | 0 | 0 | 0 | 0 | 0 | 0 | 0 | 0
F5_Industrial_Paper and Printing_New_Space Heating_Natural Gas_Retrocommissioning_A_Achievable Economic UCT Potential | F5 | Industrial | Paper and Printing | New | Space Heating | Natural Gas | Retrocommissioning | A | Incremental Summer Peak Savings (MW) | Achievable Economic UCT Potential | 0 | 0 | 0 | 0 | 0 | 0 | 0 | 0 | 0 | 0 | 0 | 0 | 0 | 0 | 0 | 0 | 0 | 0 | 0 | 0 | 0 | 0 | 0 | 0 | 0 | 0 | 0 | 0 | 0 | 0 | 0
F6_Industrial_Paper and Printing_New_Space Heating_Natural Gas_Retrocommissioning_A_Achievable Economic UCT Potential | F6 | Industrial | Paper and Printing | New | Space Heating | Natural Gas | Retrocommissioning | A | Incremental Winter Peak Savings (MW) | Achievable Economic UCT Potential | 0 | 0 | 0 | 0 | 0 | 0 | 0 | 0 | 0 | 0 | 0 | 0 | 0 | 0 | 0 | 0 | 0 | 0 | 0 | 0 | 0 | 0 | 0 | 0 | 0 | 0 | 0 | 0 | 0 | 0 | 0
F7_Industrial_Paper and Printing_New_Space Heating_Natural Gas_Retrocommissioning_A_Achievable Economic UCT Potential | F7 | Industrial | Paper and Printing | New | Space Heating | Natural Gas | Retrocommissioning | A | Cumulative Energy Savings (MWh or mTherms) | Achievable Economic UCT Potential | 0 | 0 | 0 | 0 | 0 | 0 | 0 | 0 | 0 | 0 | 0 | 0 | 0 | 0 | 0 | 0 | 0 | 0 | 0 | 0 | 0 | 0 | 0 | 0 | 0 | 0 | 0 | 0 | 0 | 0 | 0
F8_Industrial_Paper and Printing_New_Space Heating_Natural Gas_Retrocommissioning_A_Achievable Economic UCT Potential | F8 | Industrial | Paper and Printing | New | Space Heating | Natural Gas | Retrocommissioning | A | Cumulative Summer Peak Savings (MW) | Achievable Economic UCT Potential | 0 | 0 | 0 | 0 | 0 | 0 | 0 | 0 | 0 | 0 | 0 | 0 | 0 | 0 | 0 | 0 | 0 | 0 | 0 | 0 | 0 | 0 | 0 | 0 | 0 | 0 | 0 | 0 | 0 | 0 | 0
F9_Industrial_Paper and Printing_New_Space Heating_Natural Gas_Retrocommissioning_A_Achievable Economic UCT Potential | F9 | Industrial | Paper and Printing | New | Space Heating | Natural Gas | Retrocommissioning | A | Cumulative Winter Peak Savings (MW) | Achievable Economic UCT Potential | 0 | 0 | 0 | 0 | 0 | 0 | 0 | 0 | 0 | 0 | 0 | 0 | 0 | 0 | 0 | 0 | 0 | 0 | 0 | 0 | 0 | 0 | 0 | 0 | 0 | 0 | 0 | 0 | 0 | 0 | 0
F10_Industrial_Paper and Printing_New_Space Heating_Natural Gas_Retrocommissioning_A_Achievable Economic UCT Potential | F10 | Industrial | Paper and Printing | New | Space Heating | Natural Gas | Retrocommissioning | A | Purchases (Incremental) | Achievable Economic UCT Potential | 0 | 0 | 0 | 0 | 0 | 0 | 0 | 0 | 0 | 0 | 0 | 0 | 0 | 0 | 0 | 0 | 0 | 0 | 0 | 0 | 0 | 0 | 0 | 0 | 0 | 0 | 0 | 0 | 0 | 0 | 0
F11_Industrial_Paper and Printing_New_Space Heating_Natural Gas_Retrocommissioning_A_Achievable Economic UCT Potential | F11 | Industrial | Paper and Printing | New | Space Heating | Natural Gas | Retrocommissioning | A | Purchases (Cumulative) | Achievable Economic UCT Potential | 0 | 0 | 0 | 0 | 0 | 0 | 0 | 0 | 0 | 0 | 0 | 0 | 0 | 0 | 0 | 0 | 0 | 0 | 0 | 0 | 0 | 0 | 0 | 0 | 0 | 0 | 0 | 0 | 0 | 0 | 0
F1_Industrial_Paper and Printing_New_Process_Natural Gas_Retrocommissioning_A_Achievable Economic UCT Potential | F1 | Industrial | Paper and Printing | New | Process | Natural Gas | Retrocommissioning | A | Integrated Unit Energy Savings (kWh or therms) | Achievable Economic UCT Potential | 0 | 0 | 0 | 0 | 0 | 0 | 0 | 0 | 0 | 0 | 0 | 0 | 0 | 0 | 0 | 0 | 0 | 0 | 0 | 0 | 0 | 0 | 0 | 0 | 0 | 0 | 0 | 0 | 0 | 0 | 0
F2_Industrial_Paper and Printing_New_Process_Natural Gas_Retrocommissioning_A_Achievable Economic UCT Potential | F2 | Industrial | Paper and Printing | New | Process | Natural Gas | Retrocommissioning | A | Integrated Unit Summer Peak Savings (kW) | Achievable Economic UCT Potential | 0 | 0 | 0 | 0 | 0 | 0 | 0 | 0 | 0 | 0 | 0 | 0 | 0 | 0 | 0 | 0 | 0 | 0 | 0 | 0 | 0 | 0 | 0 | 0 | 0 | 0 | 0 | 0 | 0 | 0 | 0
F3_Industrial_Paper and Printing_New_Process_Natural Gas_Retrocommissioning_A_Achievable Economic UCT Potential | F3 | Industrial | Paper and Printing | New | Process | Natural Gas | Retrocommissioning | A | Integrated Unit Winter Peak Savings (kW) | Achievable Economic UCT Potential | 0 | 0 | 0 | 0 | 0 | 0 | 0 | 0 | 0 | 0 | 0 | 0 | 0 | 0 | 0 | 0 | 0 | 0 | 0 | 0 | 0 | 0 | 0 | 0 | 0 | 0 | 0 | 0 | 0 | 0 | 0
F4_Industrial_Paper and Printing_New_Process_Natural Gas_Retrocommissioning_A_Achievable Economic UCT Potential | F4 | Industrial | Paper and Printing | New | Process | Natural Gas | Retrocommissioning | A | Incremental Energy Savings (MWh or mTherms) | Achievable Economic UCT Potential | 0 | 0 | 0 | 0 | 0 | 0 | 0 | 0 | 0 | 0 | 0 | 0 | 0 | 0 | 0 | 0 | 0 | 0 | 0 | 0 | 0 | 0 | 0 | 0 | 0 | 0 | 0 | 0 | 0 | 0 | 0
F5_Industrial_Paper and Printing_New_Process_Natural Gas_Retrocommissioning_A_Achievable Economic UCT Potential | F5 | Industrial | Paper and Printing | New | Process | Natural Gas | Retrocommissioning | A | Incremental Summer Peak Savings (MW) | Achievable Economic UCT Potential | 0 | 0 | 0 | 0 | 0 | 0 | 0 | 0 | 0 | 0 | 0 | 0 | 0 | 0 | 0 | 0 | 0 | 0 | 0 | 0 | 0 | 0 | 0 | 0 | 0 | 0 | 0 | 0 | 0 | 0 | 0
F6_Industrial_Paper and Printing_New_Process_Natural Gas_Retrocommissioning_A_Achievable Economic UCT Potential | F6 | Industrial | Paper and Printing | New | Process | Natural Gas | Retrocommissioning | A | Incremental Winter Peak Savings (MW) | Achievable Economic UCT Potential | 0 | 0 | 0 | 0 | 0 | 0 | 0 | 0 | 0 | 0 | 0 | 0 | 0 | 0 | 0 | 0 | 0 | 0 | 0 | 0 | 0 | 0 | 0 | 0 | 0 | 0 | 0 | 0 | 0 | 0 | 0
F7_Industrial_Paper and Printing_New_Process_Natural Gas_Retrocommissioning_A_Achievable Economic UCT Potential | F7 | Industrial | Paper and Printing | New | Process | Natural Gas | Retrocommissioning | A | Cumulative Energy Savings (MWh or mTherms) | Achievable Economic UCT Potential | 0 | 0 | 0 | 0 | 0 | 0 | 0 | 0 | 0 | 0 | 0 | 0 | 0 | 0 | 0 | 0 | 0 | 0 | 0 | 0 | 0 | 0 | 0 | 0 | 0 | 0 | 0 | 0 | 0 | 0 | 0
F8_Industrial_Paper and Printing_New_Process_Natural Gas_Retrocommissioning_A_Achievable Economic UCT Potential | F8 | Industrial | Paper and Printing | New | Process | Natural Gas | Retrocommissioning | A | Cumulative Summer Peak Savings (MW) | Achievable Economic UCT Potential | 0 | 0 | 0 | 0 | 0 | 0 | 0 | 0 | 0 | 0 | 0 | 0 | 0 | 0 | 0 | 0 | 0 | 0 | 0 | 0 | 0 | 0 | 0 | 0 | 0 | 0 | 0 | 0 | 0 | 0 | 0
F9_Industrial_Paper and Printing_New_Process_Natural Gas_Retrocommissioning_A_Achievable Economic UCT Potential | F9 | Industrial | Paper and Printing | New | Process | Natural Gas | Retrocommissioning | A | Cumulative Winter Peak Savings (MW) | Achievable Economic UCT Potential | 0 | 0 | 0 | 0 | 0 | 0 | 0 | 0 | 0 | 0 | 0 | 0 | 0 | 0 | 0 | 0 | 0 | 0 | 0 | 0 | 0 | 0 | 0 | 0 | 0 | 0 | 0 | 0 | 0 | 0 | 0
F10_Industrial_Paper and Printing_New_Process_Natural Gas_Retrocommissioning_A_Achievable Economic UCT Potential | F10 | Industrial | Paper and Printing | New | Process | Natural Gas | Retrocommissioning | A | Purchases (Incremental) | Achievable Economic UCT Potential | 0 | 0 | 0 | 0 | 0 | 0 | 0 | 0 | 0 | 0 | 0 | 0 | 0 | 0 | 0 | 0 | 0 | 0 | 0 | 0 | 0 | 0 | 0 | 0 | 0 | 0 | 0 | 0 | 0 | 0 | 0
F11_Industrial_Paper and Printing_New_Process_Natural Gas_Retrocommissioning_A_Achievable Economic UCT Potential | F11 | Industrial | Paper and Printing | New | Process | Natural Gas | Retrocommissioning | A | Purchases (Cumulative) | Achievable Economic UCT Potential | 0 | 0 | 0 | 0 | 0 | 0 | 0 | 0 | 0 | 0 | 0 | 0 | 0 | 0 | 0 | 0 | 0 | 0 | 0 | 0 | 0 | 0 | 0 | 0 | 0 | 0 | 0 | 0 | 0 | 0 | 0
F1_Industrial_Instruments_Existing_Space Heating_Natural Gas_Insulation - Roof/Ceiling_A_Achievable Economic UCT Potential | F1 | Industrial | Instruments | Existing | Space Heating | Natural Gas | Insulation - Roof/Ceiling | A | Integrated Unit Energy Savings (kWh or therms) | Achievable Economic UCT Potential | 0 | 0 | 0 | 0 | 0 | 0.099412 | 0.098685 | 0.097797 | 0.096821 | 0.095746 | 0.094569 | 0.093305 | 0.091962 | 0.090496 | 0.088933 | 0.087334 | 0.085753 | 0.084219 | 0.082751 | 0.081443 | 0.080223 | 0.079069 | 0.078093 | 0.077276 | 0.076535 | 0.075991 | 0.07554 | 0.07512 | 0 | 0 | 0
F2_Industrial_Instruments_Existing_Space Heating_Natural Gas_Insulation - Roof/Ceiling_A_Achievable Economic UCT Potential | F2 | Industrial | Instruments | Existing | Space Heating | Natural Gas | Insulation - Roof/Ceiling | A | Integrated Unit Summer Peak Savings (kW) | Achievable Economic UCT Potential | 0 | 0 | 0 | 0 | 0 | 0 | 0 | 0 | 0 | 0 | 0 | 0 | 0 | 0 | 0 | 0 | 0 | 0 | 0 | 0 | 0 | 0 | 0 | 0 | 0 | 0 | 0 | 0 | 0 | 0 | 0
F3_Industrial_Instruments_Existing_Space Heating_Natural Gas_Insulation - Roof/Ceiling_A_Achievable Economic UCT Potential | F3 | Industrial | Instruments | Existing | Space Heating | Natural Gas | Insulation - Roof/Ceiling | A | Integrated Unit Winter Peak Savings (kW) | Achievable Economic UCT Potential | 0 | 0 | 0 | 0 | 0 | 0 | 0 | 0 | 0 | 0 | 0 | 0 | 0 | 0 | 0 | 0 | 0 | 0 | 0 | 0 | 0 | 0 | 0 | 0 | 0 | 0 | 0 | 0 | 0 | 0 | 0
F4_Industrial_Instruments_Existing_Space Heating_Natural Gas_Insulation - Roof/Ceiling_A_Achievable Economic UCT Potential | F4 | Industrial | Instruments | Existing | Space Heating | Natural Gas | Insulation - Roof/Ceiling | A | Incremental Energy Savings (MWh or mTherms) | Achievable Economic UCT Potential | 0 | 0 | 0 | 0 | 0 | 1.3595 | 2.3604 | 3.6173 | 5.0164 | 6.3188 | 7.1889 | 7.6175 | 7.4926 | 6.7723 | 5.8457 | 4.6825 | 3.5765 | 2.5751 | 1.7554 | 1.1531 | 0.71981 | 0.43016 | 0.28661 | 0 | 0 | 0 | 0 | 0 | 0 | 0 | 0
F5_Industrial_Instruments_Existing_Space Heating_Natural Gas_Insulation - Roof/Ceiling_A_Achievable Economic UCT Potential | F5 | Industrial | Instruments | Existing | Space Heating | Natural Gas | Insulation - Roof/Ceiling | A | Incremental Summer Peak Savings (MW) | Achievable Economic UCT Potential | 0 | 0 | 0 | 0 | 0 | 0 | 0 | 0 | 0 | 0 | 0 | 0 | 0 | 0 | 0 | 0 | 0 | 0 | 0 | 0 | 0 | 0 | 0 | 0 | 0 | 0 | 0 | 0 | 0 | 0 | 0
F6_Industrial_Instruments_Existing_Space Heating_Natural Gas_Insulation - Roof/Ceiling_A_Achievable Economic UCT Potential | F6 | Industrial | Instruments | Existing | Space Heating | Natural Gas | Insulation - Roof/Ceiling | A | Incremental Winter Peak Savings (MW) | Achievable Economic UCT Potential | 0 | 0 | 0 | 0 | 0 | 0 | 0 | 0 | 0 | 0 | 0 | 0 | 0 | 0 | 0 | 0 | 0 | 0 | 0 | 0 | 0 | 0 | 0 | 0 | 0 | 0 | 0 | 0 | 0 | 0 | 0
F7_Industrial_Instruments_Existing_Space Heating_Natural Gas_Insulation - Roof/Ceiling_A_Achievable Economic UCT Potential | F7 | Industrial | Instruments | Existing | Space Heating | Natural Gas | Insulation - Roof/Ceiling | A | Cumulative Energy Savings (MWh or mTherms) | Achievable Economic UCT Potential | 0 | 0 | 0 | 0 | 0 | 1.3595 | 3.71 | 7.294 | 12.2376 | 18.4205 | 25.3829 | 32.6612 | 39.6837 | 45.8232 | 50.8777 | 54.6456 | 57.2328 | 58.784 | 59.5144 | 59.7274 | 59.5521 | 59.1254 | 58.6823 | 58.0684 | 57.5115 | 57.1032 | 56.7644 | 56.4484 | 0 | 0 | 0
F8_Industrial_Instruments_Existing_Space Heating_Natural Gas_Insulation - Roof/Ceiling_A_Achievable Economic UCT Potential | F8 | Industrial | Instruments | Existing | Space Heating | Natural Gas | Insulation - Roof/Ceiling | A | Cumulative Summer Peak Savings (MW) | Achievable Economic UCT Potential | 0 | 0 | 0 | 0 | 0 | 0 | 0 | 0 | 0 | 0 | 0 | 0 | 0 | 0 | 0 | 0 | 0 | 0 | 0 | 0 | 0 | 0 | 0 | 0 | 0 | 0 | 0 | 0 | 0 | 0 | 0
F9_Industrial_Instruments_Existing_Space Heating_Natural Gas_Insulation - Roof/Ceiling_A_Achievable Economic UCT Potential | F9 | Industrial | Instruments | Existing | Space Heating | Natural Gas | Insulation - Roof/Ceiling | A | Cumulative Winter Peak Savings (MW) | Achievable Economic UCT Potential | 0 | 0 | 0 | 0 | 0 | 0 | 0 | 0 | 0 | 0 | 0 | 0 | 0 | 0 | 0 | 0 | 0 | 0 | 0 | 0 | 0 | 0 | 0 | 0 | 0 | 0 | 0 | 0 | 0 | 0 | 0
F10_Industrial_Instruments_Existing_Space Heating_Natural Gas_Insulation - Roof/Ceiling_A_Achievable Economic UCT Potential | F10 | Industrial | Instruments | Existing | Space Heating | Natural Gas | Insulation - Roof/Ceiling | A | Purchases (Incremental) | Achievable Economic UCT Potential | 0 | 0 | 0 | 0 | 0 | 13675.4876 | 23918.9685 | 36987.8595 | 51810.9994 | 65995.7975 | 76017.3385 | 81641.1165 | 81475.3499 | 74836.1128 | 65731.6097 | 53615.6955 | 41706.5083 | 30576.4403 | 21212.5902 | 14158.4784 | 8972.6826 | 5440.3908 | 3670.1782 | 0 | 0 | 0 | 0 | 0 | 0 | 0 | 0
F11_Industrial_Instruments_Existing_Space Heating_Natural Gas_Insulation - Roof/Ceiling_A_Achievable Economic UCT Potential | F11 | Industrial | Instruments | Existing | Space Heating | Natural Gas | Insulation - Roof/Ceiling | A | Purchases (Cumulative) | Achievable Economic UCT Potential | 0 | 0 | 0 | 0 | 0 | 13675.4876 | 37594.456 | 74582.3156 | 126393.3149 | 192389.1124 | 268406.4509 | 350047.5675 | 431522.9173 | 506359.0301 | 572090.6397 | 625706.3352 | 667412.8435 | 697989.2838 | 719201.874 | 733360.3525 | 742333.035 | 747773.4258 | 751443.604 | 751443.604 | 751443.604 | 751443.604 | 751443.604 | 751443.604 | 751443.604 | 751443.604 | 751443.604
F1_Industrial_Instruments_Existing_Space Heating_Natural Gas_Insulation - Wall Cavity_A_Achievable Economic UCT Potential | F1 | Industrial | Instruments | Existing | Space Heating | Natural Gas | Insulation - Wall Cavity | A | Integrated Unit Energy Savings (kWh or therms) | Achievable Economic UCT Potential | 0 | 0 | 0 | 0 | 0 | 0.017834 | 0.017585 | 0.017242 | 0.016816 | 0.01631 | 0.01573 | 0.015125 | 0.014518 | 0.013901 | 0.013365 | 0.012854 | 0.012433 | 0.01206 | 0.011728 | 0.011485 | 0.011261 | 0.011064 | 0.010901 | 0.010776 | 0.010663 | 0.010578 | 0.010507 | 0.010441 | 0 | 0 | 0
F2_Industrial_Instruments_Existing_Space Heating_Natural Gas_Insulation - Wall Cavity_A_Achievable Economic UCT Potential | F2 | Industrial | Instruments | Existing | Space Heating | Natural Gas | Insulation - Wall Cavity | A | Integrated Unit Summer Peak Savings (kW) | Achievable Economic UCT Potential | 0 | 0 | 0 | 0 | 0 | 0 | 0 | 0 | 0 | 0 | 0 | 0 | 0 | 0 | 0 | 0 | 0 | 0 | 0 | 0 | 0 | 0 | 0 | 0 | 0 | 0 | 0 | 0 | 0 | 0 | 0
F3_Industrial_Instruments_Existing_Space Heating_Natural Gas_Insulation - Wall Cavity_A_Achievable Economic UCT Potential | F3 | Industrial | Instruments | Existing | Space Heating | Natural Gas | Insulation - Wall Cavity | A | Integrated Unit Winter Peak Savings (kW) | Achievable Economic UCT Potential | 0 | 0 | 0 | 0 | 0 | 0 | 0 | 0 | 0 | 0 | 0 | 0 | 0 | 0 | 0 | 0 | 0 | 0 | 0 | 0 | 0 | 0 | 0 | 0 | 0 | 0 | 0 | 0 | 0 | 0 | 0
F4_Industrial_Instruments_Existing_Space Heating_Natural Gas_Insulation - Wall Cavity_A_Achievable Economic UCT Potential | F4 | Industrial | Instruments | Existing | Space Heating | Natural Gas | Insulation - Wall Cavity | A | Incremental Energy Savings (MWh or mTherms) | Achievable Economic UCT Potential | 0 | 0 | 0 | 0 | 0 | 0 | 0 | 0 | 0 | 0 | 0 | 0 | 0 | 0 | 0 | 0 | 0 | 0 | 0 | 0 | 0 | 0 | 0 | 0 | 0 | 0 | 0 | 0 | 0 | 0 | 0
F5_Industrial_Instruments_Existing_Space Heating_Natural Gas_Insulation - Wall Cavity_A_Achievable Economic UCT Potential | F5 | Industrial | Instruments | Existing | Space Heating | Natural Gas | Insulation - Wall Cavity | A | Incremental Summer Peak Savings (MW) | Achievable Economic UCT Potential | 0 | 0 | 0 | 0 | 0 | 0 | 0 | 0 | 0 | 0 | 0 | 0 | 0 | 0 | 0 | 0 | 0 | 0 | 0 | 0 | 0 | 0 | 0 | 0 | 0 | 0 | 0 | 0 | 0 | 0 | 0
F6_Industrial_Instruments_Existing_Space Heating_Natural Gas_Insulation - Wall Cavity_A_Achievable Economic UCT Potential | F6 | Industrial | Instruments | Existing | Space Heating | Natural Gas | Insulation - Wall Cavity | A | Incremental Winter Peak Savings (MW) | Achievable Economic UCT Potential | 0 | 0 | 0 | 0 | 0 | 0 | 0 | 0 | 0 | 0 | 0 | 0 | 0 | 0 | 0 | 0 | 0 | 0 | 0 | 0 | 0 | 0 | 0 | 0 | 0 | 0 | 0 | 0 | 0 | 0 | 0
F7_Industrial_Instruments_Existing_Space Heating_Natural Gas_Insulation - Wall Cavity_A_Achievable Economic UCT Potential | F7 | Industrial | Instruments | Existing | Space Heating | Natural Gas | Insulation - Wall Cavity | A | Cumulative Energy Savings (MWh or mTherms) | Achievable Economic UCT Potential | 0 | 0 | 0 | 0 | 0 | 0 | 0 | 0 | 0 | 0 | 0 | 0 | 0 | 0 | 0 | 0 | 0 | 0 | 0 | 0 | 0 | 0 | 0 | 0 | 0 | 0 | 0 | 0 | 0 | 0 | 0
F8_Industrial_Instruments_Existing_Space Heating_Natural Gas_Insulation - Wall Cavity_A_Achievable Economic UCT Potential | F8 | Industrial | Instruments | Existing | Space Heating | Natural Gas | Insulation - Wall Cavity | A | Cumulative Summer Peak Savings (MW) | Achievable Economic UCT Potential | 0 | 0 | 0 | 0 | 0 | 0 | 0 | 0 | 0 | 0 | 0 | 0 | 0 | 0 | 0 | 0 | 0 | 0 | 0 | 0 | 0 | 0 | 0 | 0 | 0 | 0 | 0 | 0 | 0 | 0 | 0
F9_Industrial_Instruments_Existing_Space Heating_Natural Gas_Insulation - Wall Cavity_A_Achievable Economic UCT Potential | F9 | Industrial | Instruments | Existing | Space Heating | Natural Gas | Insulation - Wall Cavity | A | Cumulative Winter Peak Savings (MW) | Achievable Economic UCT Potential | 0 | 0 | 0 | 0 | 0 | 0 | 0 | 0 | 0 | 0 | 0 | 0 | 0 | 0 | 0 | 0 | 0 | 0 | 0 | 0 | 0 | 0 | 0 | 0 | 0 | 0 | 0 | 0 | 0 | 0 | 0
F10_Industrial_Instruments_Existing_Space Heating_Natural Gas_Insulation - Wall Cavity_A_Achievable Economic UCT Potential | F10 | Industrial | Instruments | Existing | Space Heating | Natural Gas | Insulation - Wall Cavity | A | Purchases (Incremental) | Achievable Economic UCT Potential | 0 | 0 | 0 | 0 | 0 | 0 | 0 | 0 | 0 | 0 | 0 | 0 | 0 | 0 | 0 | 0 | 0 | 0 | 0 | 0 | 0 | 0 | 0 | 0 | 0 | 0 | 0 | 0 | 0 | 0 | 0
F11_Industrial_Instruments_Existing_Space Heating_Natural Gas_Insulation - Wall Cavity_A_Achievable Economic UCT Potential | F11 | Industrial | Instruments | Existing | Space Heating | Natural Gas | Insulation - Wall Cavity | A | Purchases (Cumulative) | Achievable Economic UCT Potential | 0 | 0 | 0 | 0 | 0 | 0 | 0 | 0 | 0 | 0 | 0 | 0 | 0 | 0 | 0 | 0 | 0 | 0 | 0 | 0 | 0 | 0 | 0 | 0 | 0 | 0 | 0 | 0 | 0 | 0 | 0
F1_Industrial_Instruments_Existing_Space Heating_Natural Gas_Insulation - Ducting_A_Achievable Economic UCT Potential | F1 | Industrial | Instruments | Existing | Space Heating | Natural Gas | Insulation - Ducting | A | Integrated Unit Energy Savings (kWh or therms) | Achievable Economic UCT Potential | 0 | 0 | 0 | 0 | 0 | 0.0016217 | 0.0015923 | 0.0015527 | 0.001506 | 0.001453 | 0.0013942 | 0.0013341 | 0.0012751 | 0.0012163 | 0.0011657 | 0.0011182 | 0.0010794 | 0.0010448 | 0.001014 | 0.00099067 | 0.000969 | 0.00094981 | 0.00093278 | 0.00091915 | 0.00090659 | 0.00089661 | 0.00088794 | 0.00087984 | 0.00131 | 0.0013019 | 0.0012943
F2_Industrial_Instruments_Existing_Space Heating_Natural Gas_Insulation - Ducting_A_Achievable Economic UCT Potential | F2 | Industrial | Instruments | Existing | Space Heating | Natural Gas | Insulation - Ducting | A | Integrated Unit Summer Peak Savings (kW) | Achievable Economic UCT Potential | 0 | 0 | 0 | 0 | 0 | 0 | 0 | 0 | 0 | 0 | 0 | 0 | 0 | 0 | 0 | 0 | 0 | 0 | 0 | 0 | 0 | 0 | 0 | 0 | 0 | 0 | 0 | 0 | 0 | 0 | 0
F3_Industrial_Instruments_Existing_Space Heating_Natural Gas_Insulation - Ducting_A_Achievable Economic UCT Potential | F3 | Industrial | Instruments | Existing | Space Heating | Natural Gas | Insulation - Ducting | A | Integrated Unit Winter Peak Savings (kW) | Achievable Economic UCT Potential | 0 | 0 | 0 | 0 | 0 | 0 | 0 | 0 | 0 | 0 | 0 | 0 | 0 | 0 | 0 | 0 | 0 | 0 | 0 | 0 | 0 | 0 | 0 | 0 | 0 | 0 | 0 | 0 | 0 | 0 | 0
F4_Industrial_Instruments_Existing_Space Heating_Natural Gas_Insulation - Ducting_A_Achievable Economic UCT Potential | F4 | Industrial | Instruments | Existing | Space Heating | Natural Gas | Insulation - Ducting | A | Incremental Energy Savings (MWh or mTherms) | Achievable Economic UCT Potential | 0 | 0 | 0 | 0 | 0 | 0 | 0 | 0 | 0 | 0 | 0 | 0 | 0 | 0 | 0 | 0 | 0 | 0 | 0 | 0 | 0 | 0 | 0 | 0 | 0 | 0 | 0 | 0 | 0 | 0 | 0
F5_Industrial_Instruments_Existing_Space Heating_Natural Gas_Insulation - Ducting_A_Achievable Economic UCT Potential | F5 | Industrial | Instruments | Existing | Space Heating | Natural Gas | Insulation - Ducting | A | Incremental Summer Peak Savings (MW) | Achievable Economic UCT Potential | 0 | 0 | 0 | 0 | 0 | 0 | 0 | 0 | 0 | 0 | 0 | 0 | 0 | 0 | 0 | 0 | 0 | 0 | 0 | 0 | 0 | 0 | 0 | 0 | 0 | 0 | 0 | 0 | 0 | 0 | 0
F6_Industrial_Instruments_Existing_Space Heating_Natural Gas_Insulation - Ducting_A_Achievable Economic UCT Potential | F6 | Industrial | Instruments | Existing | Space Heating | Natural Gas | Insulation - Ducting | A | Incremental Winter Peak Savings (MW) | Achievable Economic UCT Potential | 0 | 0 | 0 | 0 | 0 | 0 | 0 | 0 | 0 | 0 | 0 | 0 | 0 | 0 | 0 | 0 | 0 | 0 | 0 | 0 | 0 | 0 | 0 | 0 | 0 | 0 | 0 | 0 | 0 | 0 | 0
F7_Industrial_Instruments_Existing_Space Heating_Natural Gas_Insulation - Ducting_A_Achievable Economic UCT Potential | F7 | Industrial | Instruments | Existing | Space Heating | Natural Gas | Insulation - Ducting | A | Cumulative Energy Savings (MWh or mTherms) | Achievable Economic UCT Potential | 0 | 0 | 0 | 0 | 0 | 0 | 0 | 0 | 0 | 0 | 0 | 0 | 0 | 0 | 0 | 0 | 0 | 0 | 0 | 0 | 0 | 0 | 0 | 0 | 0 | 0 | 0 | 0 | 0 | 0 | 0
F8_Industrial_Instruments_Existing_Space Heating_Natural Gas_Insulation - Ducting_A_Achievable Economic UCT Potential | F8 | Industrial | Instruments | Existing | Space Heating | Natural Gas | Insulation - Ducting | A | Cumulative Summer Peak Savings (MW) | Achievable Economic UCT Potential | 0 | 0 | 0 | 0 | 0 | 0 | 0 | 0 | 0 | 0 | 0 | 0 | 0 | 0 | 0 | 0 | 0 | 0 | 0 | 0 | 0 | 0 | 0 | 0 | 0 | 0 | 0 | 0 | 0 | 0 | 0
F9_Industrial_Instruments_Existing_Space Heating_Natural Gas_Insulation - Ducting_A_Achievable Economic UCT Potential | F9 | Industrial | Instruments | Existing | Space Heating | Natural Gas | Insulation - Ducting | A | Cumulative Winter Peak Savings (MW) | Achievable Economic UCT Potential | 0 | 0 | 0 | 0 | 0 | 0 | 0 | 0 | 0 | 0 | 0 | 0 | 0 | 0 | 0 | 0 | 0 | 0 | 0 | 0 | 0 | 0 | 0 | 0 | 0 | 0 | 0 | 0 | 0 | 0 | 0
F10_Industrial_Instruments_Existing_Space Heating_Natural Gas_Insulation - Ducting_A_Achievable Economic UCT Potential | F10 | Industrial | Instruments | Existing | Space Heating | Natural Gas | Insulation - Ducting | A | Purchases (Incremental) | Achievable Economic UCT Potential | 0 | 0 | 0 | 0 | 0 | 0 | 0 | 0 | 0 | 0 | 0 | 0 | 0 | 0 | 0 | 0 | 0 | 0 | 0 | 0 | 0 | 0 | 0 | 0 | 0 | 0 | 0 | 0 | 0 | 0 | 0
F11_Industrial_Instruments_Existing_Space Heating_Natural Gas_Insulation - Ducting_A_Achievable Economic UCT Potential | F11 | Industrial | Instruments | Existing | Space Heating | Natural Gas | Insulation - Ducting | A | Purchases (Cumulative) | Achievable Economic UCT Potential | 0 | 0 | 0 | 0 | 0 | 0 | 0 | 0 | 0 | 0 | 0 | 0 | 0 | 0 | 0 | 0 | 0 | 0 | 0 | 0 | 0 | 0 | 0 | 0 | 0 | 0 | 0 | 0 | 0 | 0 | 0
F1_Industrial_Instruments_Existing_Space Heating_Natural Gas_HVAC - Duct Repair and Sealing_A_Achievable Economic UCT Potential | F1 | Industrial | Instruments | Existing | Space Heating | Natural Gas | HVAC - Duct Repair and Sealing | A | Integrated Unit Energy Savings (kWh or therms) | Achievable Economic UCT Potential | 0 | 0 | 0 | 0 | 0 | 0.0038178 | 0.0037487 | 0.0036552 | 0.0035455 | 0.0034205 | 0.0032822 | 0.0031407 | 0.0030019 | 0.0028635 | 0.0027442 | 0.0026325 | 0.0025411 | 0.0024596 | 0.0023872 | 0.0023322 | 0.0022812 | 0.002236 | 0.002196 | 0.0021639 | 0.0021343 | 0.0021108 | 0.0020904 | 0.0020713 | 0.0030839 | 0.0030649 | 0.0030471
F2_Industrial_Instruments_Existing_Space Heating_Natural Gas_HVAC - Duct Repair and Sealing_A_Achievable Economic UCT Potential | F2 | Industrial | Instruments | Existing | Space Heating | Natural Gas | HVAC - Duct Repair and Sealing | A | Integrated Unit Summer Peak Savings (kW) | Achievable Economic UCT Potential | 0 | 0 | 0 | 0 | 0 | 0 | 0 | 0 | 0 | 0 | 0 | 0 | 0 | 0 | 0 | 0 | 0 | 0 | 0 | 0 | 0 | 0 | 0 | 0 | 0 | 0 | 0 | 0 | 0 | 0 | 0
F3_Industrial_Instruments_Existing_Space Heating_Natural Gas_HVAC - Duct Repair and Sealing_A_Achievable Economic UCT Potential | F3 | Industrial | Instruments | Existing | Space Heating | Natural Gas | HVAC - Duct Repair and Sealing | A | Integrated Unit Winter Peak Savings (kW) | Achievable Economic UCT Potential | 0 | 0 | 0 | 0 | 0 | 0 | 0 | 0 | 0 | 0 | 0 | 0 | 0 | 0 | 0 | 0 | 0 | 0 | 0 | 0 | 0 | 0 | 0 | 0 | 0 | 0 | 0 | 0 | 0 | 0 | 0
F4_Industrial_Instruments_Existing_Space Heating_Natural Gas_HVAC - Duct Repair and Sealing_A_Achievable Economic UCT Potential | F4 | Industrial | Instruments | Existing | Space Heating | Natural Gas | HVAC - Duct Repair and Sealing | A | Incremental Energy Savings (MWh or mTherms) | Achievable Economic UCT Potential | 0 | 0 | 0 | 0 | 0 | 0 | 0 | 0 | 0 | 0 | 0 | 0 | 0 | 0 | 0 | 0 | 0 | 0 | 0 | 0 | 0 | 0 | 0 | 0 | 0 | 0 | 0 | 0 | 0 | 0 | 0
F5_Industrial_Instruments_Existing_Space Heating_Natural Gas_HVAC - Duct Repair and Sealing_A_Achievable Economic UCT Potential | F5 | Industrial | Instruments | Existing | Space Heating | Natural Gas | HVAC - Duct Repair and Sealing | A | Incremental Summer Peak Savings (MW) | Achievable Economic UCT Potential | 0 | 0 | 0 | 0 | 0 | 0 | 0 | 0 | 0 | 0 | 0 | 0 | 0 | 0 | 0 | 0 | 0 | 0 | 0 | 0 | 0 | 0 | 0 | 0 | 0 | 0 | 0 | 0 | 0 | 0 | 0
F6_Industrial_Instruments_Existing_Space Heating_Natural Gas_HVAC - Duct Repair and Sealing_A_Achievable Economic UCT Potential | F6 | Industrial | Instruments | Existing | Space Heating | Natural Gas | HVAC - Duct Repair and Sealing | A | Incremental Winter Peak Savings (MW) | Achievable Economic UCT Potential | 0 | 0 | 0 | 0 | 0 | 0 | 0 | 0 | 0 | 0 | 0 | 0 | 0 | 0 | 0 | 0 | 0 | 0 | 0 | 0 | 0 | 0 | 0 | 0 | 0 | 0 | 0 | 0 | 0 | 0 | 0
F7_Industrial_Instruments_Existing_Space Heating_Natural Gas_HVAC - Duct Repair and Sealing_A_Achievable Economic UCT Potential | F7 | Industrial | Instruments | Existing | Space Heating | Natural Gas | HVAC - Duct Repair and Sealing | A | Cumulative Energy Savings (MWh or mTherms) | Achievable Economic UCT Potential | 0 | 0 | 0 | 0 | 0 | 0 | 0 | 0 | 0 | 0 | 0 | 0 | 0 | 0 | 0 | 0 | 0 | 0 | 0 | 0 | 0 | 0 | 0 | 0 | 0 | 0 | 0 | 0 | 0 | 0 | 0
F8_Industrial_Instruments_Existing_Space Heating_Natural Gas_HVAC - Duct Repair and Sealing_A_Achievable Economic UCT Potential | F8 | Industrial | Instruments | Existing | Space Heating | Natural Gas | HVAC - Duct Repair and Sealing | A | Cumulative Summer Peak Savings (MW) | Achievable Economic UCT Potential | 0 | 0 | 0 | 0 | 0 | 0 | 0 | 0 | 0 | 0 | 0 | 0 | 0 | 0 | 0 | 0 | 0 | 0 | 0 | 0 | 0 | 0 | 0 | 0 | 0 | 0 | 0 | 0 | 0 | 0 | 0
F9_Industrial_Instruments_Existing_Space Heating_Natural Gas_HVAC - Duct Repair and Sealing_A_Achievable Economic UCT Potential | F9 | Industrial | Instruments | Existing | Space Heating | Natural Gas | HVAC - Duct Repair and Sealing | A | Cumulative Winter Peak Savings (MW) | Achievable Economic UCT Potential | 0 | 0 | 0 | 0 | 0 | 0 | 0 | 0 | 0 | 0 | 0 | 0 | 0 | 0 | 0 | 0 | 0 | 0 | 0 | 0 | 0 | 0 | 0 | 0 | 0 | 0 | 0 | 0 | 0 | 0 | 0
F10_Industrial_Instruments_Existing_Space Heating_Natural Gas_HVAC - Duct Repair and Sealing_A_Achievable Economic UCT Potential | F10 | Industrial | Instruments | Existing | Space Heating | Natural Gas | HVAC - Duct Repair and Sealing | A | Purchases (Incremental) | Achievable Economic UCT Potential | 0 | 0 | 0 | 0 | 0 | 0 | 0 | 0 | 0 | 0 | 0 | 0 | 0 | 0 | 0 | 0 | 0 | 0 | 0 | 0 | 0 | 0 | 0 | 0 | 0 | 0 | 0 | 0 | 0 | 0 | 0
F11_Industrial_Instruments_Existing_Space Heating_Natural Gas_HVAC - Duct Repair and Sealing_A_Achievable Economic UCT Potential | F11 | Industrial | Instruments | Existing | Space Heating | Natural Gas | HVAC - Duct Repair and Sealing | A | Purchases (Cumulative) | Achievable Economic UCT Potential | 0 | 0 | 0 | 0 | 0 | 0 | 0 | 0 | 0 | 0 | 0 | 0 | 0 | 0 | 0 | 0 | 0 | 0 | 0 | 0 | 0 | 0 | 0 | 0 | 0 | 0 | 0 | 0 | 0 | 0 | 0
F1_Industrial_Instruments_Existing_Space Heating_Natural Gas_Windows - High Efficiency_A_Achievable Economic UCT Potential | F1 | Industrial | Instruments | Existing | Space Heating | Natural Gas | Windows - High Efficiency | A | Integrated Unit Energy Savings (kWh or therms) | Achievable Economic UCT Potential | 0 | 0 | 0 | 0 | 0 | 0.00566 | 0.0055807 | 0.0054719 | 0.0053368 | 0.0051762 | 0.004992 | 0.0048001 | 0.0046076 | 0.0044116 | 0.0042416 | 0.0040793 | 0.0039459 | 0.0038273 | 0.0037221 | 0.003645 | 0.003574 | 0.0035113 | 0.0034595 | 0.0034199 | 0.003384 | 0.0033571 | 0.0033345 | 0.0033136 | 0 | 0 | 0
F2_Industrial_Instruments_Existing_Space Heating_Natural Gas_Windows - High Efficiency_A_Achievable Economic UCT Potential | F2 | Industrial | Instruments | Existing | Space Heating | Natural Gas | Windows - High Efficiency | A | Integrated Unit Summer Peak Savings (kW) | Achievable Economic UCT Potential | 0 | 0 | 0 | 0 | 0 | 0 | 0 | 0 | 0 | 0 | 0 | 0 | 0 | 0 | 0 | 0 | 0 | 0 | 0 | 0 | 0 | 0 | 0 | 0 | 0 | 0 | 0 | 0 | 0 | 0 | 0
F3_Industrial_Instruments_Existing_Space Heating_Natural Gas_Windows - High Efficiency_A_Achievable Economic UCT Potential | F3 | Industrial | Instruments | Existing | Space Heating | Natural Gas | Windows - High Efficiency | A | Integrated Unit Winter Peak Savings (kW) | Achievable Economic UCT Potential | 0 | 0 | 0 | 0 | 0 | 0 | 0 | 0 | 0 | 0 | 0 | 0 | 0 | 0 | 0 | 0 | 0 | 0 | 0 | 0 | 0 | 0 | 0 | 0 | 0 | 0 | 0 | 0 | 0 | 0 | 0
F4_Industrial_Instruments_Existing_Space Heating_Natural Gas_Windows - High Efficiency_A_Achievable Economic UCT Potential | F4 | Industrial | Instruments | Existing | Space Heating | Natural Gas | Windows - High Efficiency | A | Incremental Energy Savings (MWh or mTherms) | Achievable Economic UCT Potential | 0 | 0 | 0 | 0 | 0 | 0 | 0 | 0 | 0 | 0 | 0 | 0 | 0 | 0 | 0 | 0 | 0 | 0 | 0 | 0 | 0 | 0 | 0 | 0 | 0 | 0 | 0 | 0 | 0 | 0 | 0
F5_Industrial_Instruments_Existing_Space Heating_Natural Gas_Windows - High Efficiency_A_Achievable Economic UCT Potential | F5 | Industrial | Instruments | Existing | Space Heating | Natural Gas | Windows - High Efficiency | A | Incremental Summer Peak Savings (MW) | Achievable Economic UCT Potential | 0 | 0 | 0 | 0 | 0 | 0 | 0 | 0 | 0 | 0 | 0 | 0 | 0 | 0 | 0 | 0 | 0 | 0 | 0 | 0 | 0 | 0 | 0 | 0 | 0 | 0 | 0 | 0 | 0 | 0 | 0
F6_Industrial_Instruments_Existing_Space Heating_Natural Gas_Windows - High Efficiency_A_Achievable Economic UCT Potential | F6 | Industrial | Instruments | Existing | Space Heating | Natural Gas | Windows - High Efficiency | A | Incremental Winter Peak Savings (MW) | Achievable Economic UCT Potential | 0 | 0 | 0 | 0 | 0 | 0 | 0 | 0 | 0 | 0 | 0 | 0 | 0 | 0 | 0 | 0 | 0 | 0 | 0 | 0 | 0 | 0 | 0 | 0 | 0 | 0 | 0 | 0 | 0 | 0 | 0
F7_Industrial_Instruments_Existing_Space Heating_Natural Gas_Windows - High Efficiency_A_Achievable Economic UCT Potential | F7 | Industrial | Instruments | Existing | Space Heating | Natural Gas | Windows - High Efficiency | A | Cumulative Energy Savings (MWh or mTherms) | Achievable Economic UCT Potential | 0 | 0 | 0 | 0 | 0 | 0 | 0 | 0 | 0 | 0 | 0 | 0 | 0 | 0 | 0 | 0 | 0 | 0 | 0 | 0 | 0 | 0 | 0 | 0 | 0 | 0 | 0 | 0 | 0 | 0 | 0
F8_Industrial_Instruments_Existing_Space Heating_Natural Gas_Windows - High Efficiency_A_Achievable Economic UCT Potential | F8 | Industrial | Instruments | Existing | Space Heating | Natural Gas | Windows - High Efficiency | A | Cumulative Summer Peak Savings (MW) | Achievable Economic UCT Potential | 0 | 0 | 0 | 0 | 0 | 0 | 0 | 0 | 0 | 0 | 0 | 0 | 0 | 0 | 0 | 0 | 0 | 0 | 0 | 0 | 0 | 0 | 0 | 0 | 0 | 0 | 0 | 0 | 0 | 0 | 0
F9_Industrial_Instruments_Existing_Space Heating_Natural Gas_Windows - High Efficiency_A_Achievable Economic UCT Potential | F9 | Industrial | Instruments | Existing | Space Heating | Natural Gas | Windows - High Efficiency | A | Cumulative Winter Peak Savings (MW) | Achievable Economic UCT Potential | 0 | 0 | 0 | 0 | 0 | 0 | 0 | 0 | 0 | 0 | 0 | 0 | 0 | 0 | 0 | 0 | 0 | 0 | 0 | 0 | 0 | 0 | 0 | 0 | 0 | 0 | 0 | 0 | 0 | 0 | 0
F10_Industrial_Instruments_Existing_Space Heating_Natural Gas_Windows - High Efficiency_A_Achievable Economic UCT Potential | F10 | Industrial | Instruments | Existing | Space Heating | Natural Gas | Windows - High Efficiency | A | Purchases (Incremental) | Achievable Economic UCT Potential | 0 | 0 | 0 | 0 | 0 | 0 | 0 | 0 | 0 | 0 | 0 | 0 | 0 | 0 | 0 | 0 | 0 | 0 | 0 | 0 | 0 | 0 | 0 | 0 | 0 | 0 | 0 | 0 | 0 | 0 | 0
F11_Industrial_Instruments_Existing_Space Heating_Natural Gas_Windows - High Efficiency_A_Achievable Economic UCT Potential | F11 | Industrial | Instruments | Existing | Space Heating | Natural Gas | Windows - High Efficiency | A | Purchases (Cumulative) | Achievable Economic UCT Potential | 0 | 0 | 0 | 0 | 0 | 0 | 0 | 0 | 0 | 0 | 0 | 0 | 0 | 0 | 0 | 0 | 0 | 0 | 0 | 0 | 0 | 0 | 0 | 0 | 0 | 0 | 0 | 0 | 0 | 0 | 0
F1_Industrial_Instruments_Existing_Space Heating_Natural Gas_Gas Boiler - Maintenance_A_Achievable Economic UCT Potential | F1 | Industrial | Instruments | Existing | Space Heating | Natural Gas | Gas Boiler - Maintenance | A | Integrated Unit Energy Savings (kWh or therms) | Achievable Economic UCT Potential | 0 | 0 | 0 | 0 | 0 | 4.0799 | 4.0498 | 4.0189 | 3.9866 | 3.9529 | 3.9185 | 3.8832 | 3.8469 | 3.8089 | 3.7677 | 3.7277 | 3.6874 | 3.6479 | 3.6088 | 3.5714 | 3.5354 | 3.4985 | 3.4648 | 3.4352 | 3.4063 | 3.38 | 3.3575 | 3.3367 | 3.5253 | 3.5108 | 3.4976
F2_Industrial_Instruments_Existing_Space Heating_Natural Gas_Gas Boiler - Maintenance_A_Achievable Economic UCT Potential | F2 | Industrial | Instruments | Existing | Space Heating | Natural Gas | Gas Boiler - Maintenance | A | Integrated Unit Summer Peak Savings (kW) | Achievable Economic UCT Potential | 0 | 0 | 0 | 0 | 0 | 0 | 0 | 0 | 0 | 0 | 0 | 0 | 0 | 0 | 0 | 0 | 0 | 0 | 0 | 0 | 0 | 0 | 0 | 0 | 0 | 0 | 0 | 0 | 0 | 0 | 0
F3_Industrial_Instruments_Existing_Space Heating_Natural Gas_Gas Boiler - Maintenance_A_Achievable Economic UCT Potential | F3 | Industrial | Instruments | Existing | Space Heating | Natural Gas | Gas Boiler - Maintenance | A | Integrated Unit Winter Peak Savings (kW) | Achievable Economic UCT Potential | 0 | 0 | 0 | 0 | 0 | 0 | 0 | 0 | 0 | 0 | 0 | 0 | 0 | 0 | 0 | 0 | 0 | 0 | 0 | 0 | 0 | 0 | 0 | 0 | 0 | 0 | 0 | 0 | 0 | 0 | 0
F4_Industrial_Instruments_Existing_Space Heating_Natural Gas_Gas Boiler - Maintenance_A_Achievable Economic UCT Potential | F4 | Industrial | Instruments | Existing | Space Heating | Natural Gas | Gas Boiler - Maintenance | A | Incremental Energy Savings (MWh or mTherms) | Achievable Economic UCT Potential | 0 | 0 | 0 | 0 | 0 | 0.014942 | 0.010391 | 0.0070961 | 0.005485 | 0.004769 | 0.0040389 | 0.0034195 | 0.0028722 | 0.0023613 | 0.0019664 | 0.001608 | 0.0012389 | 0.00094971 | 0.0007252 | 0.00055959 | 0.00050654 | 0.00039076 | 0.00033204 | 0.00027516 | 0.00021968 | 0 | 0 | 0 | 0 | 0 | 0
F5_Industrial_Instruments_Existing_Space Heating_Natural Gas_Gas Boiler - Maintenance_A_Achievable Economic UCT Potential | F5 | Industrial | Instruments | Existing | Space Heating | Natural Gas | Gas Boiler - Maintenance | A | Incremental Summer Peak Savings (MW) | Achievable Economic UCT Potential | 0 | 0 | 0 | 0 | 0 | 0 | 0 | 0 | 0 | 0 | 0 | 0 | 0 | 0 | 0 | 0 | 0 | 0 | 0 | 0 | 0 | 0 | 0 | 0 | 0 | 0 | 0 | 0 | 0 | 0 | 0
F6_Industrial_Instruments_Existing_Space Heating_Natural Gas_Gas Boiler - Maintenance_A_Achievable Economic UCT Potential | F6 | Industrial | Instruments | Existing | Space Heating | Natural Gas | Gas Boiler - Maintenance | A | Incremental Winter Peak Savings (MW) | Achievable Economic UCT Potential | 0 | 0 | 0 | 0 | 0 | 0 | 0 | 0 | 0 | 0 | 0 | 0 | 0 | 0 | 0 | 0 | 0 | 0 | 0 | 0 | 0 | 0 | 0 | 0 | 0 | 0 | 0 | 0 | 0 | 0 | 0
F7_Industrial_Instruments_Existing_Space Heating_Natural Gas_Gas Boiler - Maintenance_A_Achievable Economic UCT Potential | F7 | Industrial | Instruments | Existing | Space Heating | Natural Gas | Gas Boiler - Maintenance | A | Cumulative Energy Savings (MWh or mTherms) | Achievable Economic UCT Potential | 0 | 0 | 0 | 0 | 0 | 0.014942 | 0.025223 | 0.032127 | 0.037353 | 0.041807 | 0.045482 | 0.048491 | 0.05091 | 0.052769 | 0.054164 | 0.055197 | 0.05584 | 0.05619 | 0.056315 | 0.05629 | 0.05623 | 0.056033 | 0.055826 | 0.055624 | 0.055375 | 0.054947 | 0.054581 | 0.054243 | 0 | 0 | 0
F8_Industrial_Instruments_Existing_Space Heating_Natural Gas_Gas Boiler - Maintenance_A_Achievable Economic UCT Potential | F8 | Industrial | Instruments | Existing | Space Heating | Natural Gas | Gas Boiler - Maintenance | A | Cumulative Summer Peak Savings (MW) | Achievable Economic UCT Potential | 0 | 0 | 0 | 0 | 0 | 0 | 0 | 0 | 0 | 0 | 0 | 0 | 0 | 0 | 0 | 0 | 0 | 0 | 0 | 0 | 0 | 0 | 0 | 0 | 0 | 0 | 0 | 0 | 0 | 0 | 0
F9_Industrial_Instruments_Existing_Space Heating_Natural Gas_Gas Boiler - Maintenance_A_Achievable Economic UCT Potential | F9 | Industrial | Instruments | Existing | Space Heating | Natural Gas | Gas Boiler - Maintenance | A | Cumulative Winter Peak Savings (MW) | Achievable Economic UCT Potential | 0 | 0 | 0 | 0 | 0 | 0 | 0 | 0 | 0 | 0 | 0 | 0 | 0 | 0 | 0 | 0 | 0 | 0 | 0 | 0 | 0 | 0 | 0 | 0 | 0 | 0 | 0 | 0 | 0 | 0 | 0
F10_Industrial_Instruments_Existing_Space Heating_Natural Gas_Gas Boiler - Maintenance_A_Achievable Economic UCT Potential | F10 | Industrial | Instruments | Existing | Space Heating | Natural Gas | Gas Boiler - Maintenance | A | Purchases (Incremental) | Achievable Economic UCT Potential | 0 | 0 | 0 | 0 | 0 | 3.6625 | 2.5657 | 1.7657 | 1.3759 | 1.2064 | 1.0307 | 0.88059 | 0.74663 | 0.61993 | 0.52193 | 0.43136 | 0.33598 | 0.26035 | 0.20095 | 0.15669 | 0.14328 | 0.11169 | 0.09583 | 0.0801 | 0.064492 | 0 | 0 | 0 | 0 | 0 | 0
F11_Industrial_Instruments_Existing_Space Heating_Natural Gas_Gas Boiler - Maintenance_A_Achievable Economic UCT Potential | F11 | Industrial | Instruments | Existing | Space Heating | Natural Gas | Gas Boiler - Maintenance | A | Purchases (Cumulative) | Achievable Economic UCT Potential | 0 | 0 | 0 | 0 | 0 | 3.6625 | 6.2282 | 7.9938 | 9.3697 | 10.5761 | 11.6069 | 12.4875 | 13.2341 | 13.854 | 14.3759 | 14.8073 | 15.1433 | 15.4036 | 15.6046 | 15.7613 | 15.9045 | 16.0162 | 16.1121 | 16.1922 | 16.2567 | 16.2567 | 16.2567 | 16.2567 | 16.2567 | 16.2567 | 16.2567
F1_Industrial_Instruments_Existing_Process_Natural Gas_Gas Boiler - Maintenance_A_Achievable Economic UCT Potential | F1 | Industrial | Instruments | Existing | Process | Natural Gas | Gas Boiler - Maintenance | A | Integrated Unit Energy Savings (kWh or therms) | Achievable Economic UCT Potential | 0 | 0 | 0 | 0 | 0 | 2.58 | 2.58 | 2.58 | 2.58 | 2.58 | 2.58 | 2.58 | 2.58 | 2.58 | 2.58 | 2.58 | 2.58 | 2.58 | 2.58 | 2.58 | 2.58 | 2.58 | 2.58 | 2.58 | 2.58 | 2.58 | 2.58 | 2.58 | 2.58 | 2.58 | 2.58
F2_Industrial_Instruments_Existing_Process_Natural Gas_Gas Boiler - Maintenance_A_Achievable Economic UCT Potential | F2 | Industrial | Instruments | Existing | Process | Natural Gas | Gas Boiler - Maintenance | A | Integrated Unit Summer Peak Savings (kW) | Achievable Economic UCT Potential | 0 | 0 | 0 | 0 | 0 | 0 | 0 | 0 | 0 | 0 | 0 | 0 | 0 | 0 | 0 | 0 | 0 | 0 | 0 | 0 | 0 | 0 | 0 | 0 | 0 | 0 | 0 | 0 | 0 | 0 | 0
F3_Industrial_Instruments_Existing_Process_Natural Gas_Gas Boiler - Maintenance_A_Achievable Economic UCT Potential | F3 | Industrial | Instruments | Existing | Process | Natural Gas | Gas Boiler - Maintenance | A | Integrated Unit Winter Peak Savings (kW) | Achievable Economic UCT Potential | 0 | 0 | 0 | 0 | 0 | 0 | 0 | 0 | 0 | 0 | 0 | 0 | 0 | 0 | 0 | 0 | 0 | 0 | 0 | 0 | 0 | 0 | 0 | 0 | 0 | 0 | 0 | 0 | 0 | 0 | 0
F4_Industrial_Instruments_Existing_Process_Natural Gas_Gas Boiler - Maintenance_A_Achievable Economic UCT Potential | F4 | Industrial | Instruments | Existing | Process | Natural Gas | Gas Boiler - Maintenance | A | Incremental Energy Savings (MWh or mTherms) | Achievable Economic UCT Potential | 0 | 0 | 0 | 0 | 0 | 0.28664 | 0.2008 | 0.13819 | 0.10768 | 0.094422 | 0.080669 | 0.068919 | 0.058434 | 0.048518 | 0.040848 | 0.03376 | 0.026296 | 0.020376 | 0.015727 | 0.012263 | 0.011213 | 0.0087416 | 0.0075 | 0.006269 | 0.0050474 | 0 | 0 | 0 | 0 | 0 | 0
F5_Industrial_Instruments_Existing_Process_Natural Gas_Gas Boiler - Maintenance_A_Achievable Economic UCT Potential | F5 | Industrial | Instruments | Existing | Process | Natural Gas | Gas Boiler - Maintenance | A | Incremental Summer Peak Savings (MW) | Achievable Economic UCT Potential | 0 | 0 | 0 | 0 | 0 | 0 | 0 | 0 | 0 | 0 | 0 | 0 | 0 | 0 | 0 | 0 | 0 | 0 | 0 | 0 | 0 | 0 | 0 | 0 | 0 | 0 | 0 | 0 | 0 | 0 | 0
F6_Industrial_Instruments_Existing_Process_Natural Gas_Gas Boiler - Maintenance_A_Achievable Economic UCT Potential | F6 | Industrial | Instruments | Existing | Process | Natural Gas | Gas Boiler - Maintenance | A | Incremental Winter Peak Savings (MW) | Achievable Economic UCT Potential | 0 | 0 | 0 | 0 | 0 | 0 | 0 | 0 | 0 | 0 | 0 | 0 | 0 | 0 | 0 | 0 | 0 | 0 | 0 | 0 | 0 | 0 | 0 | 0 | 0 | 0 | 0 | 0 | 0 | 0 | 0
F7_Industrial_Instruments_Existing_Process_Natural Gas_Gas Boiler - Maintenance_A_Achievable Economic UCT Potential | F7 | Industrial | Instruments | Existing | Process | Natural Gas | Gas Boiler - Maintenance | A | Cumulative Energy Savings (MWh or mTherms) | Achievable Economic UCT Potential | 0 | 0 | 0 | 0 | 0 | 0.28664 | 0.48744 | 0.62563 | 0.73331 | 0.82773 | 0.9084 | 0.97732 | 1.0358 | 1.0843 | 1.1251 | 1.1589 | 1.1852 | 1.2056 | 1.2213 | 1.2335 | 1.2448 | 1.2535 | 1.261 | 1.2673 | 1.2723 | 1.2723 | 1.2723 | 1.2723 | 0 | 0 | 0
F8_Industrial_Instruments_Existing_Process_Natural Gas_Gas Boiler - Maintenance_A_Achievable Economic UCT Potential | F8 | Industrial | Instruments | Existing | Process | Natural Gas | Gas Boiler - Maintenance | A | Cumulative Summer Peak Savings (MW) | Achievable Economic UCT Potential | 0 | 0 | 0 | 0 | 0 | 0 | 0 | 0 | 0 | 0 | 0 | 0 | 0 | 0 | 0 | 0 | 0 | 0 | 0 | 0 | 0 | 0 | 0 | 0 | 0 | 0 | 0 | 0 | 0 | 0 | 0
F9_Industrial_Instruments_Existing_Process_Natural Gas_Gas Boiler - Maintenance_A_Achievable Economic UCT Potential | F9 | Industrial | Instruments | Existing | Process | Natural Gas | Gas Boiler - Maintenance | A | Cumulative Winter Peak Savings (MW) | Achievable Economic UCT Potential | 0 | 0 | 0 | 0 | 0 | 0 | 0 | 0 | 0 | 0 | 0 | 0 | 0 | 0 | 0 | 0 | 0 | 0 | 0 | 0 | 0 | 0 | 0 | 0 | 0 | 0 | 0 | 0 | 0 | 0 | 0
F10_Industrial_Instruments_Existing_Process_Natural Gas_Gas Boiler - Maintenance_A_Achievable Economic UCT Potential | F10 | Industrial | Instruments | Existing | Process | Natural Gas | Gas Boiler - Maintenance | A | Purchases (Incremental) | Achievable Economic UCT Potential | 0 | 0 | 0 | 0 | 0 | 111.1004 | 77.8298 | 53.5613 | 41.7361 | 36.5974 | 31.2668 | 26.7125 | 22.6489 | 18.8054 | 15.8325 | 13.0851 | 10.192 | 7.8976 | 6.0958 | 4.753 | 4.3463 | 3.3882 | 2.907 | 2.4298 | 1.9564 | 0 | 0 | 0 | 0 | 0 | 0
F11_Industrial_Instruments_Existing_Process_Natural Gas_Gas Boiler - Maintenance_A_Achievable Economic UCT Potential | F11 | Industrial | Instruments | Existing | Process | Natural Gas | Gas Boiler - Maintenance | A | Purchases (Cumulative) | Achievable Economic UCT Potential | 0 | 0 | 0 | 0 | 0 | 111.1004 | 188.9302 | 242.4915 | 284.2276 | 320.825 | 352.0918 | 378.8043 | 401.4532 | 420.2586 | 436.0911 | 449.1762 | 459.3682 | 467.2658 | 473.3616 | 478.1146 | 482.4609 | 485.8491 | 488.756 | 491.1859 | 493.1422 | 493.1422 | 493.1422 | 493.1422 | 493.1422 | 493.1422 | 493.1422
F1_Industrial_Instruments_Existing_Space Heating_Natural Gas_Gas Furnace - Maintenance_A_Achievable Economic UCT Potential | F1 | Industrial | Instruments | Existing | Space Heating | Natural Gas | Gas Furnace - Maintenance | A | Integrated Unit Energy Savings (kWh or therms) | Achievable Economic UCT Potential | 0 | 0 | 0 | 0 | 0 | 0.0091885 | 0.0090981 | 0.0089828 | 0.0088635 | 0.0087407 | 0.0086171 | 0.0084922 | 0.008371 | 0.0082514 | 0.0081278 | 0.0080136 | 0.0079033 | 0.0077983 | 0.007698 | 0.0076008 | 0.0075071 | 0.0074138 | 0.0073241 | 0.007244 | 0.0071681 | 0.0070986 | 0.0070369 | 0.0069789 | 0.0073847 | 0.0073392 | 0.0072965
F2_Industrial_Instruments_Existing_Space Heating_Natural Gas_Gas Furnace - Maintenance_A_Achievable Economic UCT Potential | F2 | Industrial | Instruments | Existing | Space Heating | Natural Gas | Gas Furnace - Maintenance | A | Integrated Unit Summer Peak Savings (kW) | Achievable Economic UCT Potential | 0 | 0 | 0 | 0 | 0 | 0 | 0 | 0 | 0 | 0 | 0 | 0 | 0 | 0 | 0 | 0 | 0 | 0 | 0 | 0 | 0 | 0 | 0 | 0 | 0 | 0 | 0 | 0 | 0 | 0 | 0
F3_Industrial_Instruments_Existing_Space Heating_Natural Gas_Gas Furnace - Maintenance_A_Achievable Economic UCT Potential | F3 | Industrial | Instruments | Existing | Space Heating | Natural Gas | Gas Furnace - Maintenance | A | Integrated Unit Winter Peak Savings (kW) | Achievable Economic UCT Potential | 0 | 0 | 0 | 0 | 0 | 0 | 0 | 0 | 0 | 0 | 0 | 0 | 0 | 0 | 0 | 0 | 0 | 0 | 0 | 0 | 0 | 0 | 0 | 0 | 0 | 0 | 0 | 0 | 0 | 0 | 0
F4_Industrial_Instruments_Existing_Space Heating_Natural Gas_Gas Furnace - Maintenance_A_Achievable Economic UCT Potential | F4 | Industrial | Instruments | Existing | Space Heating | Natural Gas | Gas Furnace - Maintenance | A | Incremental Energy Savings (MWh or mTherms) | Achievable Economic UCT Potential | 0 | 0 | 0 | 0 | 0 | 0.00040563 | 0.00028136 | 0.00019118 | 0.00014699 | 0.00012711 | 0.00010706 | 9.0137e-05 | 7.5334e-05 | 6.1657e-05 | 5.1131e-05 | 4.1665e-05 | 3.2006e-05 | 2.4471e-05 | 1.8645e-05 | 1.4355e-05 | 1.2964e-05 | 9.9811e-06 | 8.4598e-06 | 6.9939e-06 | 5.5721e-06 | 0 | 0 | 0 | 0 | 0 | 0
F5_Industrial_Instruments_Existing_Space Heating_Natural Gas_Gas Furnace - Maintenance_A_Achievable Economic UCT Potential | F5 | Industrial | Instruments | Existing | Space Heating | Natural Gas | Gas Furnace - Maintenance | A | Incremental Summer Peak Savings (MW) | Achievable Economic UCT Potential | 0 | 0 | 0 | 0 | 0 | 0 | 0 | 0 | 0 | 0 | 0 | 0 | 0 | 0 | 0 | 0 | 0 | 0 | 0 | 0 | 0 | 0 | 0 | 0 | 0 | 0 | 0 | 0 | 0 | 0 | 0
F6_Industrial_Instruments_Existing_Space Heating_Natural Gas_Gas Furnace - Maintenance_A_Achievable Economic UCT Potential | F6 | Industrial | Instruments | Existing | Space Heating | Natural Gas | Gas Furnace - Maintenance | A | Incremental Winter Peak Savings (MW) | Achievable Economic UCT Potential | 0 | 0 | 0 | 0 | 0 | 0 | 0 | 0 | 0 | 0 | 0 | 0 | 0 | 0 | 0 | 0 | 0 | 0 | 0 | 0 | 0 | 0 | 0 | 0 | 0 | 0 | 0 | 0 | 0 | 0 | 0
F7_Industrial_Instruments_Existing_Space Heating_Natural Gas_Gas Furnace - Maintenance_A_Achievable Economic UCT Potential | F7 | Industrial | Instruments | Existing | Space Heating | Natural Gas | Gas Furnace - Maintenance | A | Cumulative Energy Savings (MWh or mTherms) | Achievable Economic UCT Potential | 0 | 0 | 0 | 0 | 0 | 0.00040563 | 0.000683 | 0.00086552 | 0.001001 | 0.0011142 | 0.0012055 | 0.0012782 | 0.0013353 | 0.0013779 | 0.0014084 | 0.0014302 | 0.0014426 | 0.0014479 | 0.0014479 | 0.001444 | 0.0014391 | 0.0014312 | 0.0014224 | 0.0014138 | 0.0014046 | 0.0013909 | 0.0013789 | 0.0013675 | 0 | 0 | 0
F8_Industrial_Instruments_Existing_Space Heating_Natural Gas_Gas Furnace - Maintenance_A_Achievable Economic UCT Potential | F8 | Industrial | Instruments | Existing | Space Heating | Natural Gas | Gas Furnace - Maintenance | A | Cumulative Summer Peak Savings (MW) | Achievable Economic UCT Potential | 0 | 0 | 0 | 0 | 0 | 0 | 0 | 0 | 0 | 0 | 0 | 0 | 0 | 0 | 0 | 0 | 0 | 0 | 0 | 0 | 0 | 0 | 0 | 0 | 0 | 0 | 0 | 0 | 0 | 0 | 0
F9_Industrial_Instruments_Existing_Space Heating_Natural Gas_Gas Furnace - Maintenance_A_Achievable Economic UCT Potential | F9 | Industrial | Instruments | Existing | Space Heating | Natural Gas | Gas Furnace - Maintenance | A | Cumulative Winter Peak Savings (MW) | Achievable Economic UCT Potential | 0 | 0 | 0 | 0 | 0 | 0 | 0 | 0 | 0 | 0 | 0 | 0 | 0 | 0 | 0 | 0 | 0 | 0 | 0 | 0 | 0 | 0 | 0 | 0 | 0 | 0 | 0 | 0 | 0 | 0 | 0
F10_Industrial_Instruments_Existing_Space Heating_Natural Gas_Gas Furnace - Maintenance_A_Achievable Economic UCT Potential | F10 | Industrial | Instruments | Existing | Space Heating | Natural Gas | Gas Furnace - Maintenance | A | Purchases (Incremental) | Achievable Economic UCT Potential | 0 | 0 | 0 | 0 | 0 | 44.1452 | 30.9253 | 21.2823 | 16.5836 | 14.5418 | 12.4237 | 10.6141 | 8.9994 | 7.4722 | 6.291 | 5.1993 | 4.0497 | 3.1381 | 2.4221 | 1.8886 | 1.727 | 1.3463 | 1.1551 | 0.96548 | 0.77735 | 0 | 0 | 0 | 0 | 0 | 0
F11_Industrial_Instruments_Existing_Space Heating_Natural Gas_Gas Furnace - Maintenance_A_Achievable Economic UCT Potential | F11 | Industrial | Instruments | Existing | Space Heating | Natural Gas | Gas Furnace - Maintenance | A | Purchases (Cumulative) | Achievable Economic UCT Potential | 0 | 0 | 0 | 0 | 0 | 44.1452 | 75.0704 | 96.3527 | 112.9364 | 127.4782 | 139.9019 | 150.5159 | 159.5153 | 166.9876 | 173.2785 | 178.4778 | 182.5276 | 185.6657 | 188.0878 | 189.9764 | 191.7033 | 193.0496 | 194.2047 | 195.1702 | 195.9475 | 195.9475 | 195.9475 | 195.9475 | 195.9475 | 195.9475 | 195.9475
F1_Industrial_Instruments_Existing_Space Heating_Natural Gas_Gas Boiler - Hot Water Reset_A_Achievable Economic UCT Potential | F1 | Industrial | Instruments | Existing | Space Heating | Natural Gas | Gas Boiler - Hot Water Reset | A | Integrated Unit Energy Savings (kWh or therms) | Achievable Economic UCT Potential | 0 | 0 | 0 | 0 | 0 | 14.832 | 14.7191 | 14.6032 | 14.4824 | 14.3567 | 14.2283 | 14.0971 | 13.9624 | 13.8217 | 13.6697 | 13.5219 | 13.3738 | 13.228 | 13.0842 | 12.9466 | 12.8141 | 12.6783 | 12.5544 | 12.4452 | 12.3385 | 12.2431 | 12.1614 | 12.0861 | 12.8193 | 12.7666 | 12.7186
F2_Industrial_Instruments_Existing_Space Heating_Natural Gas_Gas Boiler - Hot Water Reset_A_Achievable Economic UCT Potential | F2 | Industrial | Instruments | Existing | Space Heating | Natural Gas | Gas Boiler - Hot Water Reset | A | Integrated Unit Summer Peak Savings (kW) | Achievable Economic UCT Potential | 0 | 0 | 0 | 0 | 0 | 0 | 0 | 0 | 0 | 0 | 0 | 0 | 0 | 0 | 0 | 0 | 0 | 0 | 0 | 0 | 0 | 0 | 0 | 0 | 0 | 0 | 0 | 0 | 0 | 0 | 0
F3_Industrial_Instruments_Existing_Space Heating_Natural Gas_Gas Boiler - Hot Water Reset_A_Achievable Economic UCT Potential | F3 | Industrial | Instruments | Existing | Space Heating | Natural Gas | Gas Boiler - Hot Water Reset | A | Integrated Unit Winter Peak Savings (kW) | Achievable Economic UCT Potential | 0 | 0 | 0 | 0 | 0 | 0 | 0 | 0 | 0 | 0 | 0 | 0 | 0 | 0 | 0 | 0 | 0 | 0 | 0 | 0 | 0 | 0 | 0 | 0 | 0 | 0 | 0 | 0 | 0 | 0 | 0
F4_Industrial_Instruments_Existing_Space Heating_Natural Gas_Gas Boiler - Hot Water Reset_A_Achievable Economic UCT Potential | F4 | Industrial | Instruments | Existing | Space Heating | Natural Gas | Gas Boiler - Hot Water Reset | A | Incremental Energy Savings (MWh or mTherms) | Achievable Economic UCT Potential | 0 | 0 | 0 | 0 | 0 | 0.0264 | 0.03215 | 0.038802 | 0.044695 | 0.05058 | 0.057861 | 0.062717 | 0.063329 | 0.05814 | 0.049615 | 0.037617 | 0.024627 | 0.014072 | 0.006642 | 0.0027838 | 0.0009978 | 0.00030717 | 6.6053e-05 | 1.0726e-05 | 1.2724e-06 | 0 | 0 | 0 | 0 | 0 | 0
F5_Industrial_Instruments_Existing_Space Heating_Natural Gas_Gas Boiler - Hot Water Reset_A_Achievable Economic UCT Potential | F5 | Industrial | Instruments | Existing | Space Heating | Natural Gas | Gas Boiler - Hot Water Reset | A | Incremental Summer Peak Savings (MW) | Achievable Economic UCT Potential | 0 | 0 | 0 | 0 | 0 | 0 | 0 | 0 | 0 | 0 | 0 | 0 | 0 | 0 | 0 | 0 | 0 | 0 | 0 | 0 | 0 | 0 | 0 | 0 | 0 | 0 | 0 | 0 | 0 | 0 | 0
F6_Industrial_Instruments_Existing_Space Heating_Natural Gas_Gas Boiler - Hot Water Reset_A_Achievable Economic UCT Potential | F6 | Industrial | Instruments | Existing | Space Heating | Natural Gas | Gas Boiler - Hot Water Reset | A | Incremental Winter Peak Savings (MW) | Achievable Economic UCT Potential | 0 | 0 | 0 | 0 | 0 | 0 | 0 | 0 | 0 | 0 | 0 | 0 | 0 | 0 | 0 | 0 | 0 | 0 | 0 | 0 | 0 | 0 | 0 | 0 | 0 | 0 | 0 | 0 | 0 | 0 | 0
F7_Industrial_Instruments_Existing_Space Heating_Natural Gas_Gas Boiler - Hot Water Reset_A_Achievable Economic UCT Potential | F7 | Industrial | Instruments | Existing | Space Heating | Natural Gas | Gas Boiler - Hot Water Reset | A | Cumulative Energy Savings (MWh or mTherms) | Achievable Economic UCT Potential | 0 | 0 | 0 | 0 | 0 | 0.0264 | 0.058349 | 0.096692 | 0.14059 | 0.18995 | 0.24611 | 0.30656 | 0.36695 | 0.4214 | 0.46638 | 0.49896 | 0.51812 | 0.52654 | 0.52746 | 0.5247 | 0.52032 | 0.51512 | 0.51015 | 0.50572 | 0.50139 | 0.49751 | 0.49419 | 0.49113 | 0 | 0 | 0
F8_Industrial_Instruments_Existing_Space Heating_Natural Gas_Gas Boiler - Hot Water Reset_A_Achievable Economic UCT Potential | F8 | Industrial | Instruments | Existing | Space Heating | Natural Gas | Gas Boiler - Hot Water Reset | A | Cumulative Summer Peak Savings (MW) | Achievable Economic UCT Potential | 0 | 0 | 0 | 0 | 0 | 0 | 0 | 0 | 0 | 0 | 0 | 0 | 0 | 0 | 0 | 0 | 0 | 0 | 0 | 0 | 0 | 0 | 0 | 0 | 0 | 0 | 0 | 0 | 0 | 0 | 0
F9_Industrial_Instruments_Existing_Space Heating_Natural Gas_Gas Boiler - Hot Water Reset_A_Achievable Economic UCT Potential | F9 | Industrial | Instruments | Existing | Space Heating | Natural Gas | Gas Boiler - Hot Water Reset | A | Cumulative Winter Peak Savings (MW) | Achievable Economic UCT Potential | 0 | 0 | 0 | 0 | 0 | 0 | 0 | 0 | 0 | 0 | 0 | 0 | 0 | 0 | 0 | 0 | 0 | 0 | 0 | 0 | 0 | 0 | 0 | 0 | 0 | 0 | 0 | 0 | 0 | 0 | 0
F10_Industrial_Instruments_Existing_Space Heating_Natural Gas_Gas Boiler - Hot Water Reset_A_Achievable Economic UCT Potential | F10 | Industrial | Instruments | Existing | Space Heating | Natural Gas | Gas Boiler - Hot Water Reset | A | Purchases (Incremental) | Achievable Economic UCT Potential | 0 | 0 | 0 | 0 | 0 | 1.7799 | 2.1843 | 2.6571 | 3.0862 | 3.5231 | 4.0666 | 4.4489 | 4.5357 | 4.2064 | 3.6296 | 2.782 | 1.8414 | 1.0638 | 0.50764 | 0.21502 | 0.077867 | 0.024228 | 0.0052613 | 0.00086187 | 0.00010313 | 0 | 0 | 0 | 0 | 0 | 0
F11_Industrial_Instruments_Existing_Space Heating_Natural Gas_Gas Boiler - Hot Water Reset_A_Achievable Economic UCT Potential | F11 | Industrial | Instruments | Existing | Space Heating | Natural Gas | Gas Boiler - Hot Water Reset | A | Purchases (Cumulative) | Achievable Economic UCT Potential | 0 | 0 | 0 | 0 | 0 | 1.7799 | 3.9642 | 6.6213 | 9.7075 | 13.2305 | 17.2971 | 21.7461 | 26.2817 | 30.4882 | 34.1178 | 36.8997 | 38.7411 | 39.8049 | 40.3126 | 40.5276 | 40.6055 | 40.6297 | 40.635 | 40.6358 | 40.6359 | 40.6359 | 40.6359 | 40.6359 | 40.6359 | 40.6359 | 40.6359
F1_Industrial_Instruments_Existing_Process_Natural Gas_Gas Boiler - Hot Water Reset_A_Achievable Economic UCT Potential | F1 | Industrial | Instruments | Existing | Process | Natural Gas | Gas Boiler - Hot Water Reset | A | Integrated Unit Energy Savings (kWh or therms) | Achievable Economic UCT Potential | 0 | 0 | 0 | 0 | 0 | 4.6853 | 4.68 | 4.675 | 4.6703 | 4.6656 | 4.661 | 4.6574 | 4.6544 | 4.6514 | 4.6494 | 4.6473 | 4.6458 | 4.6442 | 4.6427 | 4.6417 | 4.6406 | 4.6398 | 4.6391 | 4.6384 | 4.6377 | 4.6376 | 4.6374 | 4.6373 | 4.6909 | 4.6909 | 4.6909
F2_Industrial_Instruments_Existing_Process_Natural Gas_Gas Boiler - Hot Water Reset_A_Achievable Economic UCT Potential | F2 | Industrial | Instruments | Existing | Process | Natural Gas | Gas Boiler - Hot Water Reset | A | Integrated Unit Summer Peak Savings (kW) | Achievable Economic UCT Potential | 0 | 0 | 0 | 0 | 0 | 0 | 0 | 0 | 0 | 0 | 0 | 0 | 0 | 0 | 0 | 0 | 0 | 0 | 0 | 0 | 0 | 0 | 0 | 0 | 0 | 0 | 0 | 0 | 0 | 0 | 0
F3_Industrial_Instruments_Existing_Process_Natural Gas_Gas Boiler - Hot Water Reset_A_Achievable Economic UCT Potential | F3 | Industrial | Instruments | Existing | Process | Natural Gas | Gas Boiler - Hot Water Reset | A | Integrated Unit Winter Peak Savings (kW) | Achievable Economic UCT Potential | 0 | 0 | 0 | 0 | 0 | 0 | 0 | 0 | 0 | 0 | 0 | 0 | 0 | 0 | 0 | 0 | 0 | 0 | 0 | 0 | 0 | 0 | 0 | 0 | 0 | 0 | 0 | 0 | 0 | 0 | 0
F4_Industrial_Instruments_Existing_Process_Natural Gas_Gas Boiler - Hot Water Reset_A_Achievable Economic UCT Potential | F4 | Industrial | Instruments | Existing | Process | Natural Gas | Gas Boiler - Hot Water Reset | A | Incremental Energy Savings (MWh or mTherms) | Achievable Economic UCT Potential | 0 | 0 | 0 | 0 | 0 | 0.25297 | 0.31009 | 0.37682 | 0.43722 | 0.49862 | 0.57498 | 0.62855 | 0.64039 | 0.59352 | 0.51192 | 0.39218 | 0.2595 | 0.14987 | 0.071493 | 0.030277 | 0.010962 | 0.00341 | 0.00074041 | 0.00012127 | 1.4508e-05 | 0 | 0 | 0 | 0 | 0 | 0
F5_Industrial_Instruments_Existing_Process_Natural Gas_Gas Boiler - Hot Water Reset_A_Achievable Economic UCT Potential | F5 | Industrial | Instruments | Existing | Process | Natural Gas | Gas Boiler - Hot Water Reset | A | Incremental Summer Peak Savings (MW) | Achievable Economic UCT Potential | 0 | 0 | 0 | 0 | 0 | 0 | 0 | 0 | 0 | 0 | 0 | 0 | 0 | 0 | 0 | 0 | 0 | 0 | 0 | 0 | 0 | 0 | 0 | 0 | 0 | 0 | 0 | 0 | 0 | 0 | 0
F6_Industrial_Instruments_Existing_Process_Natural Gas_Gas Boiler - Hot Water Reset_A_Achievable Economic UCT Potential | F6 | Industrial | Instruments | Existing | Process | Natural Gas | Gas Boiler - Hot Water Reset | A | Incremental Winter Peak Savings (MW) | Achievable Economic UCT Potential | 0 | 0 | 0 | 0 | 0 | 0 | 0 | 0 | 0 | 0 | 0 | 0 | 0 | 0 | 0 | 0 | 0 | 0 | 0 | 0 | 0 | 0 | 0 | 0 | 0 | 0 | 0 | 0 | 0 | 0 | 0
F7_Industrial_Instruments_Existing_Process_Natural Gas_Gas Boiler - Hot Water Reset_A_Achievable Economic UCT Potential | F7 | Industrial | Instruments | Existing | Process | Natural Gas | Gas Boiler - Hot Water Reset | A | Cumulative Energy Savings (MWh or mTherms) | Achievable Economic UCT Potential | 0 | 0 | 0 | 0 | 0 | 0.25297 | 0.56278 | 0.93901 | 1.3753 | 1.8725 | 2.4457 | 3.0723 | 3.7107 | 4.3018 | 4.812 | 5.2019 | 5.4597 | 5.6078 | 5.6774 | 5.7065 | 5.7161 | 5.7186 | 5.7184 | 5.7177 | 5.7168 | 5.7167 | 5.7165 | 5.7163 | 0 | 0 | 0
F8_Industrial_Instruments_Existing_Process_Natural Gas_Gas Boiler - Hot Water Reset_A_Achievable Economic UCT Potential | F8 | Industrial | Instruments | Existing | Process | Natural Gas | Gas Boiler - Hot Water Reset | A | Cumulative Summer Peak Savings (MW) | Achievable Economic UCT Potential | 0 | 0 | 0 | 0 | 0 | 0 | 0 | 0 | 0 | 0 | 0 | 0 | 0 | 0 | 0 | 0 | 0 | 0 | 0 | 0 | 0 | 0 | 0 | 0 | 0 | 0 | 0 | 0 | 0 | 0 | 0
F9_Industrial_Instruments_Existing_Process_Natural Gas_Gas Boiler - Hot Water Reset_A_Achievable Economic UCT Potential | F9 | Industrial | Instruments | Existing | Process | Natural Gas | Gas Boiler - Hot Water Reset | A | Cumulative Winter Peak Savings (MW) | Achievable Economic UCT Potential | 0 | 0 | 0 | 0 | 0 | 0 | 0 | 0 | 0 | 0 | 0 | 0 | 0 | 0 | 0 | 0 | 0 | 0 | 0 | 0 | 0 | 0 | 0 | 0 | 0 | 0 | 0 | 0 | 0 | 0 | 0
F10_Industrial_Instruments_Existing_Process_Natural Gas_Gas Boiler - Hot Water Reset_A_Achievable Economic UCT Potential | F10 | Industrial | Instruments | Existing | Process | Natural Gas | Gas Boiler - Hot Water Reset | A | Purchases (Incremental) | Achievable Economic UCT Potential | 0 | 0 | 0 | 0 | 0 | 53.9934 | 66.2589 | 80.6033 | 93.6183 | 106.8718 | 123.3593 | 134.9573 | 137.5885 | 127.6017 | 110.1032 | 84.39 | 55.8583 | 32.2706 | 15.3991 | 6.5227 | 2.3621 | 0.73494 | 0.1596 | 0.026145 | 0.0031284 | 0 | 0 | 0 | 0 | 0 | 0
F11_Industrial_Instruments_Existing_Process_Natural Gas_Gas Boiler - Hot Water Reset_A_Achievable Economic UCT Potential | F11 | Industrial | Instruments | Existing | Process | Natural Gas | Gas Boiler - Hot Water Reset | A | Purchases (Cumulative) | Achievable Economic UCT Potential | 0 | 0 | 0 | 0 | 0 | 53.9934 | 120.2522 | 200.8555 | 294.4738 | 401.3457 | 524.705 | 659.6623 | 797.2508 | 924.8524 | 1034.9556 | 1119.3456 | 1175.204 | 1207.4746 | 1222.8737 | 1229.3965 | 1231.7586 | 1232.4935 | 1232.6531 | 1232.6792 | 1232.6824 | 1232.6824 | 1232.6824 | 1232.6824 | 1232.6824 | 1232.6824 | 1232.6824
F1_Industrial_Instruments_Existing_Space Heating_Natural Gas_Steam Trap Maintenance_A_Achievable Economic UCT Potential | F1 | Industrial | Instruments | Existing | Space Heating | Natural Gas | Steam Trap Maintenance | A | Integrated Unit Energy Savings (kWh or therms) | Achievable Economic UCT Potential | 0 | 0 | 0 | 0 | 0 | 5.2399 | 5.2001 | 5.1592 | 5.1166 | 5.0723 | 5.027 | 4.9807 | 4.9332 | 4.8836 | 4.8299 | 4.7778 | 4.7255 | 4.6741 | 4.6233 | 4.5748 | 4.5281 | 4.4801 | 4.4364 | 4.3979 | 4.3602 | 4.3265 | 4.2977 | 4.2711 | 4.5288 | 4.5102 | 4.4932
F2_Industrial_Instruments_Existing_Space Heating_Natural Gas_Steam Trap Maintenance_A_Achievable Economic UCT Potential | F2 | Industrial | Instruments | Existing | Space Heating | Natural Gas | Steam Trap Maintenance | A | Integrated Unit Summer Peak Savings (kW) | Achievable Economic UCT Potential | 0 | 0 | 0 | 0 | 0 | 0 | 0 | 0 | 0 | 0 | 0 | 0 | 0 | 0 | 0 | 0 | 0 | 0 | 0 | 0 | 0 | 0 | 0 | 0 | 0 | 0 | 0 | 0 | 0 | 0 | 0
F3_Industrial_Instruments_Existing_Space Heating_Natural Gas_Steam Trap Maintenance_A_Achievable Economic UCT Potential | F3 | Industrial | Instruments | Existing | Space Heating | Natural Gas | Steam Trap Maintenance | A | Integrated Unit Winter Peak Savings (kW) | Achievable Economic UCT Potential | 0 | 0 | 0 | 0 | 0 | 0 | 0 | 0 | 0 | 0 | 0 | 0 | 0 | 0 | 0 | 0 | 0 | 0 | 0 | 0 | 0 | 0 | 0 | 0 | 0 | 0 | 0 | 0 | 0 | 0 | 0
F4_Industrial_Instruments_Existing_Space Heating_Natural Gas_Steam Trap Maintenance_A_Achievable Economic UCT Potential | F4 | Industrial | Instruments | Existing | Space Heating | Natural Gas | Steam Trap Maintenance | A | Incremental Energy Savings (MWh or mTherms) | Achievable Economic UCT Potential | 0 | 0 | 0 | 0 | 0 | 0.0052055 | 0.0051632 | 0.0050924 | 0.005053 | 0.0050134 | 0.0049056 | 0.0048471 | 0.0047911 | 0.0046676 | 0.0046339 | 0.0045402 | 0.0044911 | 0.0044199 | 0.0043329 | 0.0042925 | 0.0042311 | 0.00417 | 0.0041143 | 0.0040647 | 0.0040172 | 0 | 0 | 0 | 0 | 0 | 0
F5_Industrial_Instruments_Existing_Space Heating_Natural Gas_Steam Trap Maintenance_A_Achievable Economic UCT Potential | F5 | Industrial | Instruments | Existing | Space Heating | Natural Gas | Steam Trap Maintenance | A | Incremental Summer Peak Savings (MW) | Achievable Economic UCT Potential | 0 | 0 | 0 | 0 | 0 | 0 | 0 | 0 | 0 | 0 | 0 | 0 | 0 | 0 | 0 | 0 | 0 | 0 | 0 | 0 | 0 | 0 | 0 | 0 | 0 | 0 | 0 | 0 | 0 | 0 | 0
F6_Industrial_Instruments_Existing_Space Heating_Natural Gas_Steam Trap Maintenance_A_Achievable Economic UCT Potential | F6 | Industrial | Instruments | Existing | Space Heating | Natural Gas | Steam Trap Maintenance | A | Incremental Winter Peak Savings (MW) | Achievable Economic UCT Potential | 0 | 0 | 0 | 0 | 0 | 0 | 0 | 0 | 0 | 0 | 0 | 0 | 0 | 0 | 0 | 0 | 0 | 0 | 0 | 0 | 0 | 0 | 0 | 0 | 0 | 0 | 0 | 0 | 0 | 0 | 0
F7_Industrial_Instruments_Existing_Space Heating_Natural Gas_Steam Trap Maintenance_A_Achievable Economic UCT Potential | F7 | Industrial | Instruments | Existing | Space Heating | Natural Gas | Steam Trap Maintenance | A | Cumulative Energy Savings (MWh or mTherms) | Achievable Economic UCT Potential | 0 | 0 | 0 | 0 | 0 | 0.0052055 | 0.010329 | 0.01534 | 0.020267 | 0.025104 | 0.029786 | 0.034359 | 0.038822 | 0.043099 | 0.04726 | 0.05129 | 0.05522 | 0.059038 | 0.062731 | 0.066364 | 0.069917 | 0.073347 | 0.076746 | 0.080144 | 0.083475 | 0.08283 | 0.082277 | 0.081768 | 0 | 0 | 0
F8_Industrial_Instruments_Existing_Space Heating_Natural Gas_Steam Trap Maintenance_A_Achievable Economic UCT Potential | F8 | Industrial | Instruments | Existing | Space Heating | Natural Gas | Steam Trap Maintenance | A | Cumulative Summer Peak Savings (MW) | Achievable Economic UCT Potential | 0 | 0 | 0 | 0 | 0 | 0 | 0 | 0 | 0 | 0 | 0 | 0 | 0 | 0 | 0 | 0 | 0 | 0 | 0 | 0 | 0 | 0 | 0 | 0 | 0 | 0 | 0 | 0 | 0 | 0 | 0
F9_Industrial_Instruments_Existing_Space Heating_Natural Gas_Steam Trap Maintenance_A_Achievable Economic UCT Potential | F9 | Industrial | Instruments | Existing | Space Heating | Natural Gas | Steam Trap Maintenance | A | Cumulative Winter Peak Savings (MW) | Achievable Economic UCT Potential | 0 | 0 | 0 | 0 | 0 | 0 | 0 | 0 | 0 | 0 | 0 | 0 | 0 | 0 | 0 | 0 | 0 | 0 | 0 | 0 | 0 | 0 | 0 | 0 | 0 | 0 | 0 | 0 | 0 | 0 | 0
F10_Industrial_Instruments_Existing_Space Heating_Natural Gas_Steam Trap Maintenance_A_Achievable Economic UCT Potential | F10 | Industrial | Instruments | Existing | Space Heating | Natural Gas | Steam Trap Maintenance | A | Purchases (Incremental) | Achievable Economic UCT Potential | 0 | 0 | 0 | 0 | 0 | 0.99344 | 0.9929 | 0.98704 | 0.98757 | 0.98839 | 0.97584 | 0.97317 | 0.9712 | 0.95577 | 0.95942 | 0.95027 | 0.9504 | 0.94561 | 0.93718 | 0.93829 | 0.93441 | 0.93078 | 0.92738 | 0.92423 | 0.92132 | 0 | 0 | 0 | 0 | 0 | 0
F11_Industrial_Instruments_Existing_Space Heating_Natural Gas_Steam Trap Maintenance_A_Achievable Economic UCT Potential | F11 | Industrial | Instruments | Existing | Space Heating | Natural Gas | Steam Trap Maintenance | A | Purchases (Cumulative) | Achievable Economic UCT Potential | 0 | 0 | 0 | 0 | 0 | 0.99344 | 1.9863 | 2.9734 | 3.961 | 4.9493 | 5.9252 | 6.8984 | 7.8696 | 8.8253 | 9.7847 | 10.735 | 11.6854 | 12.631 | 13.5682 | 14.5065 | 15.4409 | 16.3717 | 17.2991 | 18.2233 | 19.1446 | 19.1446 | 19.1446 | 19.1446 | 19.1446 | 19.1446 | 19.1446
F1_Industrial_Instruments_Existing_Process_Natural Gas_Steam Trap Maintenance_A_Achievable Economic UCT Potential | F1 | Industrial | Instruments | Existing | Process | Natural Gas | Steam Trap Maintenance | A | Integrated Unit Energy Savings (kWh or therms) | Achievable Economic UCT Potential | 0 | 0 | 0 | 0 | 0 | 3.3108 | 3.3074 | 3.3043 | 3.3012 | 3.2983 | 3.2954 | 3.2932 | 3.2915 | 3.2897 | 3.2887 | 3.2875 | 3.2868 | 3.2861 | 3.2854 | 3.2851 | 3.2846 | 3.2845 | 3.2844 | 3.2842 | 3.2841 | 3.284 | 3.284 | 3.2839 | 3.3144 | 3.3144 | 3.3144
F2_Industrial_Instruments_Existing_Process_Natural Gas_Steam Trap Maintenance_A_Achievable Economic UCT Potential | F2 | Industrial | Instruments | Existing | Process | Natural Gas | Steam Trap Maintenance | A | Integrated Unit Summer Peak Savings (kW) | Achievable Economic UCT Potential | 0 | 0 | 0 | 0 | 0 | 0 | 0 | 0 | 0 | 0 | 0 | 0 | 0 | 0 | 0 | 0 | 0 | 0 | 0 | 0 | 0 | 0 | 0 | 0 | 0 | 0 | 0 | 0 | 0 | 0 | 0
F3_Industrial_Instruments_Existing_Process_Natural Gas_Steam Trap Maintenance_A_Achievable Economic UCT Potential | F3 | Industrial | Instruments | Existing | Process | Natural Gas | Steam Trap Maintenance | A | Integrated Unit Winter Peak Savings (kW) | Achievable Economic UCT Potential | 0 | 0 | 0 | 0 | 0 | 0 | 0 | 0 | 0 | 0 | 0 | 0 | 0 | 0 | 0 | 0 | 0 | 0 | 0 | 0 | 0 | 0 | 0 | 0 | 0 | 0 | 0 | 0 | 0 | 0 | 0
F4_Industrial_Instruments_Existing_Process_Natural Gas_Steam Trap Maintenance_A_Achievable Economic UCT Potential | F4 | Industrial | Instruments | Existing | Process | Natural Gas | Steam Trap Maintenance | A | Incremental Energy Savings (MWh or mTherms) | Achievable Economic UCT Potential | 0 | 0 | 0 | 0 | 0 | 0.099773 | 0.099617 | 0.098935 | 0.098898 | 0.098892 | 0.097551 | 0.09722 | 0.09697 | 0.095379 | 0.095713 | 0.094768 | 0.094759 | 0.094262 | 0.093401 | 0.093502 | 0.093104 | 0.092737 | 0.092396 | 0.092078 | 0.091785 | 0 | 0 | 0 | 0 | 0 | 0
F5_Industrial_Instruments_Existing_Process_Natural Gas_Steam Trap Maintenance_A_Achievable Economic UCT Potential | F5 | Industrial | Instruments | Existing | Process | Natural Gas | Steam Trap Maintenance | A | Incremental Summer Peak Savings (MW) | Achievable Economic UCT Potential | 0 | 0 | 0 | 0 | 0 | 0 | 0 | 0 | 0 | 0 | 0 | 0 | 0 | 0 | 0 | 0 | 0 | 0 | 0 | 0 | 0 | 0 | 0 | 0 | 0 | 0 | 0 | 0 | 0 | 0 | 0
F6_Industrial_Instruments_Existing_Process_Natural Gas_Steam Trap Maintenance_A_Achievable Economic UCT Potential | F6 | Industrial | Instruments | Existing | Process | Natural Gas | Steam Trap Maintenance | A | Incremental Winter Peak Savings (MW) | Achievable Economic UCT Potential | 0 | 0 | 0 | 0 | 0 | 0 | 0 | 0 | 0 | 0 | 0 | 0 | 0 | 0 | 0 | 0 | 0 | 0 | 0 | 0 | 0 | 0 | 0 | 0 | 0 | 0 | 0 | 0 | 0 | 0 | 0
F7_Industrial_Instruments_Existing_Process_Natural Gas_Steam Trap Maintenance_A_Achievable Economic UCT Potential | F7 | Industrial | Instruments | Existing | Process | Natural Gas | Steam Trap Maintenance | A | Cumulative Energy Savings (MWh or mTherms) | Achievable Economic UCT Potential | 0 | 0 | 0 | 0 | 0 | 0.099773 | 0.19929 | 0.29803 | 0.39666 | 0.4952 | 0.59232 | 0.68914 | 0.78574 | 0.8807 | 0.97614 | 1.0706 | 1.1651 | 1.2591 | 1.3522 | 1.4456 | 1.5385 | 1.6312 | 1.7235 | 1.8155 | 1.9072 | 1.9072 | 1.9071 | 1.9071 | 0 | 0 | 0
F8_Industrial_Instruments_Existing_Process_Natural Gas_Steam Trap Maintenance_A_Achievable Economic UCT Potential | F8 | Industrial | Instruments | Existing | Process | Natural Gas | Steam Trap Maintenance | A | Cumulative Summer Peak Savings (MW) | Achievable Economic UCT Potential | 0 | 0 | 0 | 0 | 0 | 0 | 0 | 0 | 0 | 0 | 0 | 0 | 0 | 0 | 0 | 0 | 0 | 0 | 0 | 0 | 0 | 0 | 0 | 0 | 0 | 0 | 0 | 0 | 0 | 0 | 0
F9_Industrial_Instruments_Existing_Process_Natural Gas_Steam Trap Maintenance_A_Achievable Economic UCT Potential | F9 | Industrial | Instruments | Existing | Process | Natural Gas | Steam Trap Maintenance | A | Cumulative Winter Peak Savings (MW) | Achievable Economic UCT Potential | 0 | 0 | 0 | 0 | 0 | 0 | 0 | 0 | 0 | 0 | 0 | 0 | 0 | 0 | 0 | 0 | 0 | 0 | 0 | 0 | 0 | 0 | 0 | 0 | 0 | 0 | 0 | 0 | 0 | 0 | 0
F10_Industrial_Instruments_Existing_Process_Natural Gas_Steam Trap Maintenance_A_Achievable Economic UCT Potential | F10 | Industrial | Instruments | Existing | Process | Natural Gas | Steam Trap Maintenance | A | Purchases (Incremental) | Achievable Economic UCT Potential | 0 | 0 | 0 | 0 | 0 | 30.1358 | 30.1193 | 29.9417 | 29.9579 | 29.9826 | 29.6019 | 29.521 | 29.461 | 28.9932 | 29.1039 | 28.8264 | 28.8301 | 28.685 | 28.4291 | 28.4628 | 28.3451 | 28.2349 | 28.132 | 28.0364 | 27.948 | 0 | 0 | 0 | 0 | 0 | 0
F11_Industrial_Instruments_Existing_Process_Natural Gas_Steam Trap Maintenance_A_Achievable Economic UCT Potential | F11 | Industrial | Instruments | Existing | Process | Natural Gas | Steam Trap Maintenance | A | Purchases (Cumulative) | Achievable Economic UCT Potential | 0 | 0 | 0 | 0 | 0 | 30.1358 | 60.2551 | 90.1968 | 120.1547 | 150.1373 | 179.7392 | 209.2602 | 238.7212 | 267.7144 | 296.8183 | 325.6447 | 354.4748 | 383.1598 | 411.589 | 440.0518 | 468.3969 | 496.6318 | 524.7638 | 552.8002 | 580.7481 | 580.7481 | 580.7481 | 580.7481 | 580.7481 | 580.7481 | 580.7481
F1_Industrial_Instruments_Existing_Space Heating_Natural Gas_Gas Boiler - High Turndown_A_Achievable Economic UCT Potential | F1 | Industrial | Instruments | Existing | Space Heating | Natural Gas | Gas Boiler - High Turndown | A | Integrated Unit Energy Savings (kWh or therms) | Achievable Economic UCT Potential | 0 | 0 | 0 | 0 | 0 | 5.5342 | 5.4466 | 5.337 | 5.2034 | 5.0468 | 4.8687 | 4.6841 | 4.499 | 4.3104 | 4.1479 | 3.9926 | 3.8652 | 3.7506 | 3.6477 | 3.5715 | 3.5009 | 3.438 | 3.3845 | 3.3426 | 3.3033 | 3.2735 | 3.2485 | 3.2254 | 4.8072 | 4.7875 | 4.7695
F2_Industrial_Instruments_Existing_Space Heating_Natural Gas_Gas Boiler - High Turndown_A_Achievable Economic UCT Potential | F2 | Industrial | Instruments | Existing | Space Heating | Natural Gas | Gas Boiler - High Turndown | A | Integrated Unit Summer Peak Savings (kW) | Achievable Economic UCT Potential | 0 | 0 | 0 | 0 | 0 | 0 | 0 | 0 | 0 | 0 | 0 | 0 | 0 | 0 | 0 | 0 | 0 | 0 | 0 | 0 | 0 | 0 | 0 | 0 | 0 | 0 | 0 | 0 | 0 | 0 | 0
F3_Industrial_Instruments_Existing_Space Heating_Natural Gas_Gas Boiler - High Turndown_A_Achievable Economic UCT Potential | F3 | Industrial | Instruments | Existing | Space Heating | Natural Gas | Gas Boiler - High Turndown | A | Integrated Unit Winter Peak Savings (kW) | Achievable Economic UCT Potential | 0 | 0 | 0 | 0 | 0 | 0 | 0 | 0 | 0 | 0 | 0 | 0 | 0 | 0 | 0 | 0 | 0 | 0 | 0 | 0 | 0 | 0 | 0 | 0 | 0 | 0 | 0 | 0 | 0 | 0 | 0
F4_Industrial_Instruments_Existing_Space Heating_Natural Gas_Gas Boiler - High Turndown_A_Achievable Economic UCT Potential | F4 | Industrial | Instruments | Existing | Space Heating | Natural Gas | Gas Boiler - High Turndown | A | Incremental Energy Savings (MWh or mTherms) | Achievable Economic UCT Potential | 0 | 0 | 0 | 0 | 0 | 0.015033 | 0.014787 | 0.014404 | 0.014051 | 0.01364 | 0.011692 | 0.0089744 | 0.0068818 | 0.0051909 | 0.0040114 | 0.0030595 | 0.0023698 | 0.0018304 | 0.0014114 | 0.0011069 | 0.00086441 | 5.7675e-06 | 2.0203e-06 | 6.7792e-07 | 2.1778e-07 | 1.829e-07 | 1.8102e-07 | 1.793e-07 | 2.6665e-07 | 2.6504e-07 | 2.6359e-07
F5_Industrial_Instruments_Existing_Space Heating_Natural Gas_Gas Boiler - High Turndown_A_Achievable Economic UCT Potential | F5 | Industrial | Instruments | Existing | Space Heating | Natural Gas | Gas Boiler - High Turndown | A | Incremental Summer Peak Savings (MW) | Achievable Economic UCT Potential | 0 | 0 | 0 | 0 | 0 | 0 | 0 | 0 | 0 | 0 | 0 | 0 | 0 | 0 | 0 | 0 | 0 | 0 | 0 | 0 | 0 | 0 | 0 | 0 | 0 | 0 | 0 | 0 | 0 | 0 | 0
F6_Industrial_Instruments_Existing_Space Heating_Natural Gas_Gas Boiler - High Turndown_A_Achievable Economic UCT Potential | F6 | Industrial | Instruments | Existing | Space Heating | Natural Gas | Gas Boiler - High Turndown | A | Incremental Winter Peak Savings (MW) | Achievable Economic UCT Potential | 0 | 0 | 0 | 0 | 0 | 0 | 0 | 0 | 0 | 0 | 0 | 0 | 0 | 0 | 0 | 0 | 0 | 0 | 0 | 0 | 0 | 0 | 0 | 0 | 0 | 0 | 0 | 0 | 0 | 0 | 0
F7_Industrial_Instruments_Existing_Space Heating_Natural Gas_Gas Boiler - High Turndown_A_Achievable Economic UCT Potential | F7 | Industrial | Instruments | Existing | Space Heating | Natural Gas | Gas Boiler - High Turndown | A | Cumulative Energy Savings (MWh or mTherms) | Achievable Economic UCT Potential | 0 | 0 | 0 | 0 | 0 | 0.015033 | 0.029583 | 0.043391 | 0.056356 | 0.0683 | 0.077581 | 0.083615 | 0.087192 | 0.088728 | 0.089395 | 0.089106 | 0.088633 | 0.087836 | 0.086837 | 0.086131 | 0.085293 | 0.083767 | 0.082463 | 0.081444 | 0.080487 | 0.079761 | 0.07915 | 0.07859 | 0 | 0 | 0
F8_Industrial_Instruments_Existing_Space Heating_Natural Gas_Gas Boiler - High Turndown_A_Achievable Economic UCT Potential | F8 | Industrial | Instruments | Existing | Space Heating | Natural Gas | Gas Boiler - High Turndown | A | Cumulative Summer Peak Savings (MW) | Achievable Economic UCT Potential | 0 | 0 | 0 | 0 | 0 | 0 | 0 | 0 | 0 | 0 | 0 | 0 | 0 | 0 | 0 | 0 | 0 | 0 | 0 | 0 | 0 | 0 | 0 | 0 | 0 | 0 | 0 | 0 | 0 | 0 | 0
F9_Industrial_Instruments_Existing_Space Heating_Natural Gas_Gas Boiler - High Turndown_A_Achievable Economic UCT Potential | F9 | Industrial | Instruments | Existing | Space Heating | Natural Gas | Gas Boiler - High Turndown | A | Cumulative Winter Peak Savings (MW) | Achievable Economic UCT Potential | 0 | 0 | 0 | 0 | 0 | 0 | 0 | 0 | 0 | 0 | 0 | 0 | 0 | 0 | 0 | 0 | 0 | 0 | 0 | 0 | 0 | 0 | 0 | 0 | 0 | 0 | 0 | 0 | 0 | 0 | 0
F10_Industrial_Instruments_Existing_Space Heating_Natural Gas_Gas Boiler - High Turndown_A_Achievable Economic UCT Potential | F10 | Industrial | Instruments | Existing | Space Heating | Natural Gas | Gas Boiler - High Turndown | A | Purchases (Incremental) | Achievable Economic UCT Potential | 0 | 0 | 0 | 0 | 0 | 2.7164 | 2.7149 | 2.6989 | 2.7004 | 2.7026 | 2.4015 | 1.9159 | 1.5296 | 1.2043 | 0.9671 | 0.7663 | 0.61312 | 0.48803 | 0.38694 | 0.30992 | 0.24691 | 0.0016776 | 0.00059694 | 0.00020281 | 6.5926e-05 | 5.5874e-05 | 5.5725e-05 | 5.559e-05 | 5.5469e-05 | 5.5361e-05 | 5.5267e-05
F11_Industrial_Instruments_Existing_Space Heating_Natural Gas_Gas Boiler - High Turndown_A_Achievable Economic UCT Potential | F11 | Industrial | Instruments | Existing | Space Heating | Natural Gas | Gas Boiler - High Turndown | A | Purchases (Cumulative) | Achievable Economic UCT Potential | 0 | 0 | 0 | 0 | 0 | 2.7164 | 5.4314 | 8.1303 | 10.8307 | 13.5333 | 15.9348 | 17.8507 | 19.3803 | 20.5846 | 21.5517 | 22.318 | 22.9311 | 23.4191 | 23.8061 | 24.116 | 24.3629 | 24.3646 | 24.3652 | 24.3654 | 24.3655 | 24.3655 | 24.3656 | 24.3656 | 24.3657 | 24.3657 | 24.3658
F1_Industrial_Instruments_Existing_Process_Natural Gas_Gas Boiler - High Turndown_A_Achievable Economic UCT Potential | F1 | Industrial | Instruments | Existing | Process | Natural Gas | Gas Boiler - High Turndown | A | Integrated Unit Energy Savings (kWh or therms) | Achievable Economic UCT Potential | 0 | 0 | 0 | 0 | 0 | 3.5058 | 3.4936 | 3.4812 | 3.4689 | 3.4564 | 3.4432 | 3.431 | 3.4191 | 3.4064 | 3.3964 | 3.3854 | 3.3764 | 3.3672 | 3.3578 | 3.3502 | 3.3418 | 3.3338 | 3.3259 | 3.318 | 3.3101 | 3.3095 | 3.3089 | 3.3084 | 3.5182 | 3.5182 | 3.5182
F2_Industrial_Instruments_Existing_Process_Natural Gas_Gas Boiler - High Turndown_A_Achievable Economic UCT Potential | F2 | Industrial | Instruments | Existing | Process | Natural Gas | Gas Boiler - High Turndown | A | Integrated Unit Summer Peak Savings (kW) | Achievable Economic UCT Potential | 0 | 0 | 0 | 0 | 0 | 0 | 0 | 0 | 0 | 0 | 0 | 0 | 0 | 0 | 0 | 0 | 0 | 0 | 0 | 0 | 0 | 0 | 0 | 0 | 0 | 0 | 0 | 0 | 0 | 0 | 0
F3_Industrial_Instruments_Existing_Process_Natural Gas_Gas Boiler - High Turndown_A_Achievable Economic UCT Potential | F3 | Industrial | Instruments | Existing | Process | Natural Gas | Gas Boiler - High Turndown | A | Integrated Unit Winter Peak Savings (kW) | Achievable Economic UCT Potential | 0 | 0 | 0 | 0 | 0 | 0 | 0 | 0 | 0 | 0 | 0 | 0 | 0 | 0 | 0 | 0 | 0 | 0 | 0 | 0 | 0 | 0 | 0 | 0 | 0 | 0 | 0 | 0 | 0 | 0 | 0
F4_Industrial_Instruments_Existing_Process_Natural Gas_Gas Boiler - High Turndown_A_Achievable Economic UCT Potential | F4 | Industrial | Instruments | Existing | Process | Natural Gas | Gas Boiler - High Turndown | A | Incremental Energy Savings (MWh or mTherms) | Achievable Economic UCT Potential | 0 | 0 | 0 | 0 | 0 | 0.28889 | 0.28772 | 0.28501 | 0.28415 | 0.28337 | 0.25083 | 0.19941 | 0.15865 | 0.12444 | 0.099638 | 0.078696 | 0.062796 | 0.049848 | 0.039412 | 0.031496 | 0.02503 | 0.00016965 | 6.0226e-05 | 2.0413e-05 | 6.6196e-06 | 5.6093e-06 | 5.5935e-06 | 5.5791e-06 | 5.9198e-06 | 5.9084e-06 | 5.8983e-06
F5_Industrial_Instruments_Existing_Process_Natural Gas_Gas Boiler - High Turndown_A_Achievable Economic UCT Potential | F5 | Industrial | Instruments | Existing | Process | Natural Gas | Gas Boiler - High Turndown | A | Incremental Summer Peak Savings (MW) | Achievable Economic UCT Potential | 0 | 0 | 0 | 0 | 0 | 0 | 0 | 0 | 0 | 0 | 0 | 0 | 0 | 0 | 0 | 0 | 0 | 0 | 0 | 0 | 0 | 0 | 0 | 0 | 0 | 0 | 0 | 0 | 0 | 0 | 0
F6_Industrial_Instruments_Existing_Process_Natural Gas_Gas Boiler - High Turndown_A_Achievable Economic UCT Potential | F6 | Industrial | Instruments | Existing | Process | Natural Gas | Gas Boiler - High Turndown | A | Incremental Winter Peak Savings (MW) | Achievable Economic UCT Potential | 0 | 0 | 0 | 0 | 0 | 0 | 0 | 0 | 0 | 0 | 0 | 0 | 0 | 0 | 0 | 0 | 0 | 0 | 0 | 0 | 0 | 0 | 0 | 0 | 0 | 0 | 0 | 0 | 0 | 0 | 0
F7_Industrial_Instruments_Existing_Process_Natural Gas_Gas Boiler - High Turndown_A_Achievable Economic UCT Potential | F7 | Industrial | Instruments | Existing | Process | Natural Gas | Gas Boiler - High Turndown | A | Cumulative Energy Savings (MWh or mTherms) | Achievable Economic UCT Potential | 0 | 0 | 0 | 0 | 0 | 0.28889 | 0.5756 | 0.85856 | 1.1397 | 1.419 | 1.6644 | 1.8579 | 2.0101 | 2.1271 | 2.2204 | 2.292 | 2.3486 | 2.3921 | 2.4248 | 2.4508 | 2.4698 | 2.464 | 2.4582 | 2.4524 | 2.4465 | 2.4461 | 2.4457 | 2.4454 | 0 | 0 | 0
F8_Industrial_Instruments_Existing_Process_Natural Gas_Gas Boiler - High Turndown_A_Achievable Economic UCT Potential | F8 | Industrial | Instruments | Existing | Process | Natural Gas | Gas Boiler - High Turndown | A | Cumulative Summer Peak Savings (MW) | Achievable Economic UCT Potential | 0 | 0 | 0 | 0 | 0 | 0 | 0 | 0 | 0 | 0 | 0 | 0 | 0 | 0 | 0 | 0 | 0 | 0 | 0 | 0 | 0 | 0 | 0 | 0 | 0 | 0 | 0 | 0 | 0 | 0 | 0
F9_Industrial_Instruments_Existing_Process_Natural Gas_Gas Boiler - High Turndown_A_Achievable Economic UCT Potential | F9 | Industrial | Instruments | Existing | Process | Natural Gas | Gas Boiler - High Turndown | A | Cumulative Winter Peak Savings (MW) | Achievable Economic UCT Potential | 0 | 0 | 0 | 0 | 0 | 0 | 0 | 0 | 0 | 0 | 0 | 0 | 0 | 0 | 0 | 0 | 0 | 0 | 0 | 0 | 0 | 0 | 0 | 0 | 0 | 0 | 0 | 0 | 0 | 0 | 0
F10_Industrial_Instruments_Existing_Process_Natural Gas_Gas Boiler - High Turndown_A_Achievable Economic UCT Potential | F10 | Industrial | Instruments | Existing | Process | Natural Gas | Gas Boiler - High Turndown | A | Purchases (Incremental) | Achievable Economic UCT Potential | 0 | 0 | 0 | 0 | 0 | 82.4024 | 82.3571 | 81.8715 | 81.9157 | 81.9834 | 72.8481 | 58.1192 | 46.401 | 36.5313 | 29.3366 | 23.2455 | 18.5988 | 14.8042 | 11.7377 | 9.4013 | 7.4899 | 0.050888 | 0.018108 | 0.0061523 | 0.0019998 | 0.0016949 | 0.0016904 | 0.0016863 | 0.0016826 | 0.0016794 | 0.0016765
F11_Industrial_Instruments_Existing_Process_Natural Gas_Gas Boiler - High Turndown_A_Achievable Economic UCT Potential | F11 | Industrial | Instruments | Existing | Process | Natural Gas | Gas Boiler - High Turndown | A | Purchases (Cumulative) | Achievable Economic UCT Potential | 0 | 0 | 0 | 0 | 0 | 82.4024 | 164.7595 | 246.631 | 328.5467 | 410.5301 | 483.3782 | 541.4975 | 587.8984 | 624.4298 | 653.7664 | 677.0119 | 695.6107 | 710.4149 | 722.1526 | 731.5538 | 739.0437 | 739.0946 | 739.1127 | 739.1189 | 739.1209 | 739.1226 | 739.1243 | 739.126 | 739.1277 | 739.1293 | 739.131
F1_Industrial_Instruments_Existing_Space Heating_Natural Gas_Gas Boiler - Burner Control Optimization_A_Achievable Economic UCT Potential | F1 | Industrial | Instruments | Existing | Space Heating | Natural Gas | Gas Boiler - Burner Control Optimization | A | Integrated Unit Energy Savings (kWh or therms) | Achievable Economic UCT Potential | 0 | 0 | 0 | 0 | 0 | 1.6049 | 1.5794 | 1.5475 | 1.5087 | 1.4633 | 1.4116 | 1.358 | 1.3043 | 1.2496 | 1.2025 | 1.1574 | 1.1205 | 1.0873 | 1.0574 | 1.0353 | 1.0149 | 0.99663 | 0.9811 | 0.96896 | 0.95758 | 0.94893 | 0.94167 | 0.93499 | 1.3941 | 1.3884 | 1.3831
F2_Industrial_Instruments_Existing_Space Heating_Natural Gas_Gas Boiler - Burner Control Optimization_A_Achievable Economic UCT Potential | F2 | Industrial | Instruments | Existing | Space Heating | Natural Gas | Gas Boiler - Burner Control Optimization | A | Integrated Unit Summer Peak Savings (kW) | Achievable Economic UCT Potential | 0 | 0 | 0 | 0 | 0 | 0 | 0 | 0 | 0 | 0 | 0 | 0 | 0 | 0 | 0 | 0 | 0 | 0 | 0 | 0 | 0 | 0 | 0 | 0 | 0 | 0 | 0 | 0 | 0 | 0 | 0
F3_Industrial_Instruments_Existing_Space Heating_Natural Gas_Gas Boiler - Burner Control Optimization_A_Achievable Economic UCT Potential | F3 | Industrial | Instruments | Existing | Space Heating | Natural Gas | Gas Boiler - Burner Control Optimization | A | Integrated Unit Winter Peak Savings (kW) | Achievable Economic UCT Potential | 0 | 0 | 0 | 0 | 0 | 0 | 0 | 0 | 0 | 0 | 0 | 0 | 0 | 0 | 0 | 0 | 0 | 0 | 0 | 0 | 0 | 0 | 0 | 0 | 0 | 0 | 0 | 0 | 0 | 0 | 0
F4_Industrial_Instruments_Existing_Space Heating_Natural Gas_Gas Boiler - Burner Control Optimization_A_Achievable Economic UCT Potential | F4 | Industrial | Instruments | Existing | Space Heating | Natural Gas | Gas Boiler - Burner Control Optimization | A | Incremental Energy Savings (MWh or mTherms) | Achievable Economic UCT Potential | 0 | 0 | 0 | 0 | 0 | 0.001176 | 0.0018182 | 0.0035421 | 0.0060464 | 0.0091298 | 0.012173 | 0.014865 | 0.016623 | 0.016878 | 0.016304 | 0.014507 | 0.01229 | 0.0097718 | 0.0073257 | 0.0052914 | 0.0036157 | 0.002358 | 0.0014718 | 0.00088176 | 0.00058815 | 0 | 0 | 0 | 0 | 0 | 0
F5_Industrial_Instruments_Existing_Space Heating_Natural Gas_Gas Boiler - Burner Control Optimization_A_Achievable Economic UCT Potential | F5 | Industrial | Instruments | Existing | Space Heating | Natural Gas | Gas Boiler - Burner Control Optimization | A | Incremental Summer Peak Savings (MW) | Achievable Economic UCT Potential | 0 | 0 | 0 | 0 | 0 | 0 | 0 | 0 | 0 | 0 | 0 | 0 | 0 | 0 | 0 | 0 | 0 | 0 | 0 | 0 | 0 | 0 | 0 | 0 | 0 | 0 | 0 | 0 | 0 | 0 | 0
F6_Industrial_Instruments_Existing_Space Heating_Natural Gas_Gas Boiler - Burner Control Optimization_A_Achievable Economic UCT Potential | F6 | Industrial | Instruments | Existing | Space Heating | Natural Gas | Gas Boiler - Burner Control Optimization | A | Incremental Winter Peak Savings (MW) | Achievable Economic UCT Potential | 0 | 0 | 0 | 0 | 0 | 0 | 0 | 0 | 0 | 0 | 0 | 0 | 0 | 0 | 0 | 0 | 0 | 0 | 0 | 0 | 0 | 0 | 0 | 0 | 0 | 0 | 0 | 0 | 0 | 0 | 0
F7_Industrial_Instruments_Existing_Space Heating_Natural Gas_Gas Boiler - Burner Control Optimization_A_Achievable Economic UCT Potential | F7 | Industrial | Instruments | Existing | Space Heating | Natural Gas | Gas Boiler - Burner Control Optimization | A | Cumulative Energy Savings (MWh or mTherms) | Achievable Economic UCT Potential | 0 | 0 | 0 | 0 | 0 | 0.001176 | 0.0029755 | 0.0064576 | 0.012342 | 0.0211 | 0.032528 | 0.046159 | 0.060956 | 0.075278 | 0.088742 | 0.099925 | 0.10903 | 0.11556 | 0.11972 | 0.12251 | 0.1237 | 0.12384 | 0.12338 | 0.12274 | 0.12188 | 0.12078 | 0.11986 | 0.11901 | 0 | 0 | 0
F8_Industrial_Instruments_Existing_Space Heating_Natural Gas_Gas Boiler - Burner Control Optimization_A_Achievable Economic UCT Potential | F8 | Industrial | Instruments | Existing | Space Heating | Natural Gas | Gas Boiler - Burner Control Optimization | A | Cumulative Summer Peak Savings (MW) | Achievable Economic UCT Potential | 0 | 0 | 0 | 0 | 0 | 0 | 0 | 0 | 0 | 0 | 0 | 0 | 0 | 0 | 0 | 0 | 0 | 0 | 0 | 0 | 0 | 0 | 0 | 0 | 0 | 0 | 0 | 0 | 0 | 0 | 0
F9_Industrial_Instruments_Existing_Space Heating_Natural Gas_Gas Boiler - Burner Control Optimization_A_Achievable Economic UCT Potential | F9 | Industrial | Instruments | Existing | Space Heating | Natural Gas | Gas Boiler - Burner Control Optimization | A | Cumulative Winter Peak Savings (MW) | Achievable Economic UCT Potential | 0 | 0 | 0 | 0 | 0 | 0 | 0 | 0 | 0 | 0 | 0 | 0 | 0 | 0 | 0 | 0 | 0 | 0 | 0 | 0 | 0 | 0 | 0 | 0 | 0 | 0 | 0 | 0 | 0 | 0 | 0
F10_Industrial_Instruments_Existing_Space Heating_Natural Gas_Gas Boiler - Burner Control Optimization_A_Achievable Economic UCT Potential | F10 | Industrial | Instruments | Existing | Space Heating | Natural Gas | Gas Boiler - Burner Control Optimization | A | Purchases (Incremental) | Achievable Economic UCT Potential | 0 | 0 | 0 | 0 | 0 | 0.73277 | 1.1512 | 2.2888 | 4.0076 | 6.2393 | 8.6241 | 10.9461 | 12.7445 | 13.5069 | 13.5585 | 12.5339 | 10.9686 | 8.9875 | 6.9279 | 5.1108 | 3.5628 | 2.366 | 1.5001 | 0.91001 | 0.61421 | 0 | 0 | 0 | 0 | 0 | 0
F11_Industrial_Instruments_Existing_Space Heating_Natural Gas_Gas Boiler - Burner Control Optimization_A_Achievable Economic UCT Potential | F11 | Industrial | Instruments | Existing | Space Heating | Natural Gas | Gas Boiler - Burner Control Optimization | A | Purchases (Cumulative) | Achievable Economic UCT Potential | 0 | 0 | 0 | 0 | 0 | 0.73277 | 1.884 | 4.1728 | 8.1805 | 14.4197 | 23.0438 | 33.9899 | 46.7344 | 60.2413 | 73.7997 | 86.3336 | 97.3022 | 106.2897 | 113.2176 | 118.3284 | 121.8912 | 124.2572 | 125.7573 | 126.6673 | 127.2815 | 127.2815 | 127.2815 | 127.2815 | 127.2815 | 127.2815 | 127.2815
F1_Industrial_Instruments_Existing_Process_Natural Gas_Gas Boiler - Burner Control Optimization_A_Achievable Economic UCT Potential | F1 | Industrial | Instruments | Existing | Process | Natural Gas | Gas Boiler - Burner Control Optimization | A | Integrated Unit Energy Savings (kWh or therms) | Achievable Economic UCT Potential | 0 | 0 | 0 | 0 | 0 | 1.0164 | 1.0125 | 1.0086 | 1.0047 | 1.0008 | 0.99669 | 0.99291 | 0.98931 | 0.98546 | 0.98244 | 0.97916 | 0.97646 | 0.97373 | 0.97094 | 0.96871 | 0.96627 | 0.96394 | 0.96163 | 0.95933 | 0.95704 | 0.95686 | 0.9567 | 0.95655 | 1.0203 | 1.0203 | 1.0203
F2_Industrial_Instruments_Existing_Process_Natural Gas_Gas Boiler - Burner Control Optimization_A_Achievable Economic UCT Potential | F2 | Industrial | Instruments | Existing | Process | Natural Gas | Gas Boiler - Burner Control Optimization | A | Integrated Unit Summer Peak Savings (kW) | Achievable Economic UCT Potential | 0 | 0 | 0 | 0 | 0 | 0 | 0 | 0 | 0 | 0 | 0 | 0 | 0 | 0 | 0 | 0 | 0 | 0 | 0 | 0 | 0 | 0 | 0 | 0 | 0 | 0 | 0 | 0 | 0 | 0 | 0
F3_Industrial_Instruments_Existing_Process_Natural Gas_Gas Boiler - Burner Control Optimization_A_Achievable Economic UCT Potential | F3 | Industrial | Instruments | Existing | Process | Natural Gas | Gas Boiler - Burner Control Optimization | A | Integrated Unit Winter Peak Savings (kW) | Achievable Economic UCT Potential | 0 | 0 | 0 | 0 | 0 | 0 | 0 | 0 | 0 | 0 | 0 | 0 | 0 | 0 | 0 | 0 | 0 | 0 | 0 | 0 | 0 | 0 | 0 | 0 | 0 | 0 | 0 | 0 | 0 | 0 | 0
F4_Industrial_Instruments_Existing_Process_Natural Gas_Gas Boiler - Burner Control Optimization_A_Achievable Economic UCT Potential | F4 | Industrial | Instruments | Existing | Process | Natural Gas | Gas Boiler - Burner Control Optimization | A | Incremental Energy Savings (MWh or mTherms) | Achievable Economic UCT Potential | 0 | 0 | 0 | 0 | 0 | 0.022592 | 0.035358 | 0.070028 | 0.12214 | 0.18942 | 0.26074 | 0.32969 | 0.38247 | 0.40377 | 0.40407 | 0.37229 | 0.3249 | 0.26547 | 0.20405 | 0.15019 | 0.10443 | 0.069183 | 0.04376 | 0.026482 | 0.017832 | 0 | 0 | 0 | 0 | 0 | 0
F5_Industrial_Instruments_Existing_Process_Natural Gas_Gas Boiler - Burner Control Optimization_A_Achievable Economic UCT Potential | F5 | Industrial | Instruments | Existing | Process | Natural Gas | Gas Boiler - Burner Control Optimization | A | Incremental Summer Peak Savings (MW) | Achievable Economic UCT Potential | 0 | 0 | 0 | 0 | 0 | 0 | 0 | 0 | 0 | 0 | 0 | 0 | 0 | 0 | 0 | 0 | 0 | 0 | 0 | 0 | 0 | 0 | 0 | 0 | 0 | 0 | 0 | 0 | 0 | 0 | 0
F6_Industrial_Instruments_Existing_Process_Natural Gas_Gas Boiler - Burner Control Optimization_A_Achievable Economic UCT Potential | F6 | Industrial | Instruments | Existing | Process | Natural Gas | Gas Boiler - Burner Control Optimization | A | Incremental Winter Peak Savings (MW) | Achievable Economic UCT Potential | 0 | 0 | 0 | 0 | 0 | 0 | 0 | 0 | 0 | 0 | 0 | 0 | 0 | 0 | 0 | 0 | 0 | 0 | 0 | 0 | 0 | 0 | 0 | 0 | 0 | 0 | 0 | 0 | 0 | 0 | 0
F7_Industrial_Instruments_Existing_Process_Natural Gas_Gas Boiler - Burner Control Optimization_A_Achievable Economic UCT Potential | F7 | Industrial | Instruments | Existing | Process | Natural Gas | Gas Boiler - Burner Control Optimization | A | Cumulative Energy Savings (MWh or mTherms) | Achievable Economic UCT Potential | 0 | 0 | 0 | 0 | 0 | 0.022592 | 0.057865 | 0.12767 | 0.24932 | 0.43777 | 0.69671 | 1.0238 | 1.4025 | 1.8008 | 2.1994 | 2.5643 | 2.8822 | 3.1396 | 3.3346 | 3.4772 | 3.5728 | 3.6334 | 3.6684 | 3.6862 | 3.6952 | 3.6945 | 3.6939 | 3.6933 | 0 | 0 | 0
F8_Industrial_Instruments_Existing_Process_Natural Gas_Gas Boiler - Burner Control Optimization_A_Achievable Economic UCT Potential | F8 | Industrial | Instruments | Existing | Process | Natural Gas | Gas Boiler - Burner Control Optimization | A | Cumulative Summer Peak Savings (MW) | Achievable Economic UCT Potential | 0 | 0 | 0 | 0 | 0 | 0 | 0 | 0 | 0 | 0 | 0 | 0 | 0 | 0 | 0 | 0 | 0 | 0 | 0 | 0 | 0 | 0 | 0 | 0 | 0 | 0 | 0 | 0 | 0 | 0 | 0
F9_Industrial_Instruments_Existing_Process_Natural Gas_Gas Boiler - Burner Control Optimization_A_Achievable Economic UCT Potential | F9 | Industrial | Instruments | Existing | Process | Natural Gas | Gas Boiler - Burner Control Optimization | A | Cumulative Winter Peak Savings (MW) | Achievable Economic UCT Potential | 0 | 0 | 0 | 0 | 0 | 0 | 0 | 0 | 0 | 0 | 0 | 0 | 0 | 0 | 0 | 0 | 0 | 0 | 0 | 0 | 0 | 0 | 0 | 0 | 0 | 0 | 0 | 0 | 0 | 0 | 0
F10_Industrial_Instruments_Existing_Process_Natural Gas_Gas Boiler - Burner Control Optimization_A_Achievable Economic UCT Potential | F10 | Industrial | Instruments | Existing | Process | Natural Gas | Gas Boiler - Burner Control Optimization | A | Purchases (Incremental) | Achievable Economic UCT Potential | 0 | 0 | 0 | 0 | 0 | 22.2284 | 34.9218 | 69.4317 | 121.5711 | 189.267 | 261.609 | 332.047 | 386.6016 | 409.7288 | 411.2932 | 380.2129 | 332.7295 | 272.6334 | 210.1567 | 155.0358 | 108.0763 | 71.7706 | 45.5058 | 27.605 | 18.632 | 0 | 0 | 0 | 0 | 0 | 0
F11_Industrial_Instruments_Existing_Process_Natural Gas_Gas Boiler - Burner Control Optimization_A_Achievable Economic UCT Potential | F11 | Industrial | Instruments | Existing | Process | Natural Gas | Gas Boiler - Burner Control Optimization | A | Purchases (Cumulative) | Achievable Economic UCT Potential | 0 | 0 | 0 | 0 | 0 | 22.2284 | 57.1502 | 126.5819 | 248.153 | 437.4201 | 699.029 | 1031.076 | 1417.6776 | 1827.4065 | 2238.6997 | 2618.9126 | 2951.6421 | 3224.2755 | 3434.4322 | 3589.468 | 3697.5443 | 3769.3149 | 3814.8207 | 3842.4257 | 3861.0577 | 3861.0577 | 3861.0577 | 3861.0577 | 3861.0577 | 3861.0577 | 3861.0577
F1_Industrial_Instruments_Existing_Space Heating_Natural Gas_HVAC - Demand Controlled Ventilation_A_Achievable Economic UCT Potential | F1 | Industrial | Instruments | Existing | Space Heating | Natural Gas | HVAC - Demand Controlled Ventilation | A | Integrated Unit Energy Savings (kWh or therms) | Achievable Economic UCT Potential | 0 | 0 | 0 | 0 | 0 | 0.045634 | 0.045126 | 0.044486 | 0.043814 | 0.04311 | 0.042379 | 0.041622 | 0.04086 | 0.040073 | 0.039263 | 0.038472 | 0.037708 | 0.036968 | 0.036261 | 0.035615 | 0.035006 | 0.034433 | 0.033909 | 0.033457 | 0.03304 | 0.032712 | 0.032421 | 0.032148 | 0.036718 | 0.036492 | 0.03628
F2_Industrial_Instruments_Existing_Space Heating_Natural Gas_HVAC - Demand Controlled Ventilation_A_Achievable Economic UCT Potential | F2 | Industrial | Instruments | Existing | Space Heating | Natural Gas | HVAC - Demand Controlled Ventilation | A | Integrated Unit Summer Peak Savings (kW) | Achievable Economic UCT Potential | 0 | 0 | 0 | 0 | 0 | 0 | 0 | 0 | 0 | 0 | 0 | 0 | 0 | 0 | 0 | 0 | 0 | 0 | 0 | 0 | 0 | 0 | 0 | 0 | 0 | 0 | 0 | 0 | 0 | 0 | 0
F3_Industrial_Instruments_Existing_Space Heating_Natural Gas_HVAC - Demand Controlled Ventilation_A_Achievable Economic UCT Potential | F3 | Industrial | Instruments | Existing | Space Heating | Natural Gas | HVAC - Demand Controlled Ventilation | A | Integrated Unit Winter Peak Savings (kW) | Achievable Economic UCT Potential | 0 | 0 | 0 | 0 | 0 | 0 | 0 | 0 | 0 | 0 | 0 | 0 | 0 | 0 | 0 | 0 | 0 | 0 | 0 | 0 | 0 | 0 | 0 | 0 | 0 | 0 | 0 | 0 | 0 | 0 | 0
F4_Industrial_Instruments_Existing_Space Heating_Natural Gas_HVAC - Demand Controlled Ventilation_A_Achievable Economic UCT Potential | F4 | Industrial | Instruments | Existing | Space Heating | Natural Gas | HVAC - Demand Controlled Ventilation | A | Incremental Energy Savings (MWh or mTherms) | Achievable Economic UCT Potential | 0 | 0 | 0 | 0 | 0 | 0 | 0.090554 | 0.088743 | 0.08745 | 0.086116 | 0.083579 | 0.081862 | 0.0802 | 0.077407 | 0.076132 | 0.073888 | 0.072429 | 0.070651 | 0.068681 | 0.067538 | 0.066108 | 0.064773 | 0.063556 | 0.062494 | 0.061521 | 0.060733 | 0 | 0 | 0 | 0 | 0
F5_Industrial_Instruments_Existing_Space Heating_Natural Gas_HVAC - Demand Controlled Ventilation_A_Achievable Economic UCT Potential | F5 | Industrial | Instruments | Existing | Space Heating | Natural Gas | HVAC - Demand Controlled Ventilation | A | Incremental Summer Peak Savings (MW) | Achievable Economic UCT Potential | 0 | 0 | 0 | 0 | 0 | 0 | 0 | 0 | 0 | 0 | 0 | 0 | 0 | 0 | 0 | 0 | 0 | 0 | 0 | 0 | 0 | 0 | 0 | 0 | 0 | 0 | 0 | 0 | 0 | 0 | 0
F6_Industrial_Instruments_Existing_Space Heating_Natural Gas_HVAC - Demand Controlled Ventilation_A_Achievable Economic UCT Potential | F6 | Industrial | Instruments | Existing | Space Heating | Natural Gas | HVAC - Demand Controlled Ventilation | A | Incremental Winter Peak Savings (MW) | Achievable Economic UCT Potential | 0 | 0 | 0 | 0 | 0 | 0 | 0 | 0 | 0 | 0 | 0 | 0 | 0 | 0 | 0 | 0 | 0 | 0 | 0 | 0 | 0 | 0 | 0 | 0 | 0 | 0 | 0 | 0 | 0 | 0 | 0
F7_Industrial_Instruments_Existing_Space Heating_Natural Gas_HVAC - Demand Controlled Ventilation_A_Achievable Economic UCT Potential | F7 | Industrial | Instruments | Existing | Space Heating | Natural Gas | HVAC - Demand Controlled Ventilation | A | Cumulative Energy Savings (MWh or mTherms) | Achievable Economic UCT Potential | 0 | 0 | 0 | 0 | 0 | 0 | 0.090554 | 0.17801 | 0.26277 | 0.34467 | 0.4224 | 0.49672 | 0.56782 | 0.63429 | 0.69761 | 0.75745 | 0.81483 | 0.86949 | 0.92154 | 0.97266 | 1.0221 | 1.0702 | 1.1175 | 1.165 | 1.212 | 1.2607 | 1.2495 | 1.239 | 0 | 0 | 0
F8_Industrial_Instruments_Existing_Space Heating_Natural Gas_HVAC - Demand Controlled Ventilation_A_Achievable Economic UCT Potential | F8 | Industrial | Instruments | Existing | Space Heating | Natural Gas | HVAC - Demand Controlled Ventilation | A | Cumulative Summer Peak Savings (MW) | Achievable Economic UCT Potential | 0 | 0 | 0 | 0 | 0 | 0 | 0 | 0 | 0 | 0 | 0 | 0 | 0 | 0 | 0 | 0 | 0 | 0 | 0 | 0 | 0 | 0 | 0 | 0 | 0 | 0 | 0 | 0 | 0 | 0 | 0
F9_Industrial_Instruments_Existing_Space Heating_Natural Gas_HVAC - Demand Controlled Ventilation_A_Achievable Economic UCT Potential | F9 | Industrial | Instruments | Existing | Space Heating | Natural Gas | HVAC - Demand Controlled Ventilation | A | Cumulative Winter Peak Savings (MW) | Achievable Economic UCT Potential | 0 | 0 | 0 | 0 | 0 | 0 | 0 | 0 | 0 | 0 | 0 | 0 | 0 | 0 | 0 | 0 | 0 | 0 | 0 | 0 | 0 | 0 | 0 | 0 | 0 | 0 | 0 | 0 | 0 | 0 | 0
F10_Industrial_Instruments_Existing_Space Heating_Natural Gas_HVAC - Demand Controlled Ventilation_A_Achievable Economic UCT Potential | F10 | Industrial | Instruments | Existing | Space Heating | Natural Gas | HVAC - Demand Controlled Ventilation | A | Purchases (Incremental) | Achievable Economic UCT Potential | 0 | 0 | 0 | 0 | 0 | 0 | 2006.682 | 1994.8478 | 1995.9263 | 1997.5767 | 1972.2096 | 1966.8202 | 1962.8267 | 1931.6577 | 1939.0328 | 1920.5416 | 1920.7908 | 1911.1234 | 1894.0763 | 1896.3199 | 1888.4782 | 1881.1333 | 1874.2791 | 1867.9097 | 1862.0193 | 1856.6024 | 0 | 0 | 0 | 0 | 0
F11_Industrial_Instruments_Existing_Space Heating_Natural Gas_HVAC - Demand Controlled Ventilation_A_Achievable Economic UCT Potential | F11 | Industrial | Instruments | Existing | Space Heating | Natural Gas | HVAC - Demand Controlled Ventilation | A | Purchases (Cumulative) | Achievable Economic UCT Potential | 0 | 0 | 0 | 0 | 0 | 0 | 2006.682 | 4001.5298 | 5997.4562 | 7995.0329 | 9967.2425 | 11934.0626 | 13896.8893 | 15828.547 | 17767.5798 | 19688.1214 | 21608.9122 | 23520.0356 | 25414.1119 | 27310.4318 | 29198.91 | 31080.0433 | 32954.3224 | 34822.2321 | 36684.2515 | 38540.8539 | 38540.8539 | 38540.8539 | 38540.8539 | 38540.8539 | 38540.8539
F1_Industrial_Instruments_Existing_Space Heating_Natural Gas_Gas Boiler - Stack Economizer_A_Achievable Economic UCT Potential | F1 | Industrial | Instruments | Existing | Space Heating | Natural Gas | Gas Boiler - Stack Economizer | A | Integrated Unit Energy Savings (kWh or therms) | Achievable Economic UCT Potential | 0 | 0 | 0 | 0 | 0 | 4.0612 | 4.0311 | 4.0003 | 3.9681 | 3.9345 | 3.9002 | 3.865 | 3.8288 | 3.791 | 3.7499 | 3.7101 | 3.67 | 3.6306 | 3.5918 | 3.5545 | 3.5187 | 3.4819 | 3.4484 | 3.4189 | 3.3901 | 3.3639 | 3.3415 | 3.3209 | 3.5093 | 3.4949 | 3.4817
F2_Industrial_Instruments_Existing_Space Heating_Natural Gas_Gas Boiler - Stack Economizer_A_Achievable Economic UCT Potential | F2 | Industrial | Instruments | Existing | Space Heating | Natural Gas | Gas Boiler - Stack Economizer | A | Integrated Unit Summer Peak Savings (kW) | Achievable Economic UCT Potential | 0 | 0 | 0 | 0 | 0 | 0 | 0 | 0 | 0 | 0 | 0 | 0 | 0 | 0 | 0 | 0 | 0 | 0 | 0 | 0 | 0 | 0 | 0 | 0 | 0 | 0 | 0 | 0 | 0 | 0 | 0
F3_Industrial_Instruments_Existing_Space Heating_Natural Gas_Gas Boiler - Stack Economizer_A_Achievable Economic UCT Potential | F3 | Industrial | Instruments | Existing | Space Heating | Natural Gas | Gas Boiler - Stack Economizer | A | Integrated Unit Winter Peak Savings (kW) | Achievable Economic UCT Potential | 0 | 0 | 0 | 0 | 0 | 0 | 0 | 0 | 0 | 0 | 0 | 0 | 0 | 0 | 0 | 0 | 0 | 0 | 0 | 0 | 0 | 0 | 0 | 0 | 0 | 0 | 0 | 0 | 0 | 0 | 0
F4_Industrial_Instruments_Existing_Space Heating_Natural Gas_Gas Boiler - Stack Economizer_A_Achievable Economic UCT Potential | F4 | Industrial | Instruments | Existing | Space Heating | Natural Gas | Gas Boiler - Stack Economizer | A | Incremental Energy Savings (MWh or mTherms) | Achievable Economic UCT Potential | 0 | 0 | 0 | 0 | 0 | 0.029418 | 0.029185 | 0.028791 | 0.028574 | 0.028356 | 0.024977 | 0.019747 | 0.015618 | 0.012174 | 0.0096707 | 0.0075814 | 0.0060004 | 0.0047249 | 0.0037061 | 0.0029376 | 0.0023168 | 1.5576e-05 | 5.4894e-06 | 1.8491e-06 | 5.9599e-07 | 5.0122e-07 | 4.9655e-07 | 4.9228e-07 | 5.1908e-07 | 5.1594e-07 | 5.1313e-07
F5_Industrial_Instruments_Existing_Space Heating_Natural Gas_Gas Boiler - Stack Economizer_A_Achievable Economic UCT Potential | F5 | Industrial | Instruments | Existing | Space Heating | Natural Gas | Gas Boiler - Stack Economizer | A | Incremental Summer Peak Savings (MW) | Achievable Economic UCT Potential | 0 | 0 | 0 | 0 | 0 | 0 | 0 | 0 | 0 | 0 | 0 | 0 | 0 | 0 | 0 | 0 | 0 | 0 | 0 | 0 | 0 | 0 | 0 | 0 | 0 | 0 | 0 | 0 | 0 | 0 | 0
F6_Industrial_Instruments_Existing_Space Heating_Natural Gas_Gas Boiler - Stack Economizer_A_Achievable Economic UCT Potential | F6 | Industrial | Instruments | Existing | Space Heating | Natural Gas | Gas Boiler - Stack Economizer | A | Incremental Winter Peak Savings (MW) | Achievable Economic UCT Potential | 0 | 0 | 0 | 0 | 0 | 0 | 0 | 0 | 0 | 0 | 0 | 0 | 0 | 0 | 0 | 0 | 0 | 0 | 0 | 0 | 0 | 0 | 0 | 0 | 0 | 0 | 0 | 0 | 0 | 0 | 0
F7_Industrial_Instruments_Existing_Space Heating_Natural Gas_Gas Boiler - Stack Economizer_A_Achievable Economic UCT Potential | F7 | Industrial | Instruments | Existing | Space Heating | Natural Gas | Gas Boiler - Stack Economizer | A | Cumulative Energy Savings (MWh or mTherms) | Achievable Economic UCT Potential | 0 | 0 | 0 | 0 | 0 | 0.029418 | 0.058386 | 0.086729 | 0.1146 | 0.14199 | 0.16573 | 0.18398 | 0.19788 | 0.2081 | 0.21551 | 0.2208 | 0.22442 | 0.22673 | 0.22802 | 0.22859 | 0.2286 | 0.22623 | 0.22406 | 0.22214 | 0.22027 | 0.21857 | 0.21711 | 0.21577 | 0 | 0 | 0
F8_Industrial_Instruments_Existing_Space Heating_Natural Gas_Gas Boiler - Stack Economizer_A_Achievable Economic UCT Potential | F8 | Industrial | Instruments | Existing | Space Heating | Natural Gas | Gas Boiler - Stack Economizer | A | Cumulative Summer Peak Savings (MW) | Achievable Economic UCT Potential | 0 | 0 | 0 | 0 | 0 | 0 | 0 | 0 | 0 | 0 | 0 | 0 | 0 | 0 | 0 | 0 | 0 | 0 | 0 | 0 | 0 | 0 | 0 | 0 | 0 | 0 | 0 | 0 | 0 | 0 | 0
F9_Industrial_Instruments_Existing_Space Heating_Natural Gas_Gas Boiler - Stack Economizer_A_Achievable Economic UCT Potential | F9 | Industrial | Instruments | Existing | Space Heating | Natural Gas | Gas Boiler - Stack Economizer | A | Cumulative Winter Peak Savings (MW) | Achievable Economic UCT Potential | 0 | 0 | 0 | 0 | 0 | 0 | 0 | 0 | 0 | 0 | 0 | 0 | 0 | 0 | 0 | 0 | 0 | 0 | 0 | 0 | 0 | 0 | 0 | 0 | 0 | 0 | 0 | 0 | 0 | 0 | 0
F10_Industrial_Instruments_Existing_Space Heating_Natural Gas_Gas Boiler - Stack Economizer_A_Achievable Economic UCT Potential | F10 | Industrial | Instruments | Existing | Space Heating | Natural Gas | Gas Boiler - Stack Economizer | A | Purchases (Incremental) | Achievable Economic UCT Potential | 0 | 0 | 0 | 0 | 0 | 7.2438 | 7.2398 | 7.1971 | 7.201 | 7.207 | 6.4039 | 5.1091 | 4.079 | 3.2114 | 2.5789 | 2.0435 | 1.635 | 1.3014 | 1.0318 | 0.82645 | 0.65842 | 0.0044735 | 0.0015919 | 0.00054083 | 0.0001758 | 0.000149 | 0.0001486 | 0.00014824 | 0.00014792 | 0.00014763 | 0.00014738
F11_Industrial_Instruments_Existing_Space Heating_Natural Gas_Gas Boiler - Stack Economizer_A_Achievable Economic UCT Potential | F11 | Industrial | Instruments | Existing | Space Heating | Natural Gas | Gas Boiler - Stack Economizer | A | Purchases (Cumulative) | Achievable Economic UCT Potential | 0 | 0 | 0 | 0 | 0 | 7.2438 | 14.4837 | 21.6808 | 28.8818 | 36.0888 | 42.4927 | 47.6019 | 51.6809 | 54.8923 | 57.4712 | 59.5147 | 61.1497 | 62.4511 | 63.4829 | 64.3093 | 64.9678 | 64.9722 | 64.9738 | 64.9744 | 64.9745 | 64.9747 | 64.9748 | 64.975 | 64.9751 | 64.9753 | 64.9754
F1_Industrial_Instruments_Existing_Process_Natural Gas_Gas Boiler - Stack Economizer_A_Achievable Economic UCT Potential | F1 | Industrial | Instruments | Existing | Process | Natural Gas | Gas Boiler - Stack Economizer | A | Integrated Unit Energy Savings (kWh or therms) | Achievable Economic UCT Potential | 0 | 0 | 0 | 0 | 0 | 3.3764 | 3.3757 | 3.3752 | 3.3748 | 3.3745 | 3.3741 | 3.3739 | 3.3736 | 3.3734 | 3.3733 | 3.3731 | 3.373 | 3.3729 | 3.3728 | 3.3728 | 3.3727 | 3.3726 | 3.3726 | 3.3726 | 3.3725 | 3.3725 | 3.3725 | 3.3725 | 3.3775 | 3.3775 | 3.3775
F2_Industrial_Instruments_Existing_Process_Natural Gas_Gas Boiler - Stack Economizer_A_Achievable Economic UCT Potential | F2 | Industrial | Instruments | Existing | Process | Natural Gas | Gas Boiler - Stack Economizer | A | Integrated Unit Summer Peak Savings (kW) | Achievable Economic UCT Potential | 0 | 0 | 0 | 0 | 0 | 0 | 0 | 0 | 0 | 0 | 0 | 0 | 0 | 0 | 0 | 0 | 0 | 0 | 0 | 0 | 0 | 0 | 0 | 0 | 0 | 0 | 0 | 0 | 0 | 0 | 0
F3_Industrial_Instruments_Existing_Process_Natural Gas_Gas Boiler - Stack Economizer_A_Achievable Economic UCT Potential | F3 | Industrial | Instruments | Existing | Process | Natural Gas | Gas Boiler - Stack Economizer | A | Integrated Unit Winter Peak Savings (kW) | Achievable Economic UCT Potential | 0 | 0 | 0 | 0 | 0 | 0 | 0 | 0 | 0 | 0 | 0 | 0 | 0 | 0 | 0 | 0 | 0 | 0 | 0 | 0 | 0 | 0 | 0 | 0 | 0 | 0 | 0 | 0 | 0 | 0 | 0
F4_Industrial_Instruments_Existing_Process_Natural Gas_Gas Boiler - Stack Economizer_A_Achievable Economic UCT Potential | F4 | Industrial | Instruments | Existing | Process | Natural Gas | Gas Boiler - Stack Economizer | A | Incremental Energy Savings (MWh or mTherms) | Achievable Economic UCT Potential | 0 | 0 | 0 | 0 | 0 | 0.74194 | 0.74137 | 0.73689 | 0.7372 | 0.73773 | 0.65546 | 0.5229 | 0.41744 | 0.32863 | 0.26389 | 0.20909 | 0.16729 | 0.13315 | 0.10557 | 0.084555 | 0.067363 | 0.00045767 | 0.00016286 | 5.533e-05 | 1.7985e-05 | 1.5243e-05 | 1.5202e-05 | 1.5165e-05 | 1.5155e-05 | 1.5125e-05 | 1.51e-05
F5_Industrial_Instruments_Existing_Process_Natural Gas_Gas Boiler - Stack Economizer_A_Achievable Economic UCT Potential | F5 | Industrial | Instruments | Existing | Process | Natural Gas | Gas Boiler - Stack Economizer | A | Incremental Summer Peak Savings (MW) | Achievable Economic UCT Potential | 0 | 0 | 0 | 0 | 0 | 0 | 0 | 0 | 0 | 0 | 0 | 0 | 0 | 0 | 0 | 0 | 0 | 0 | 0 | 0 | 0 | 0 | 0 | 0 | 0 | 0 | 0 | 0 | 0 | 0 | 0
F6_Industrial_Instruments_Existing_Process_Natural Gas_Gas Boiler - Stack Economizer_A_Achievable Economic UCT Potential | F6 | Industrial | Instruments | Existing | Process | Natural Gas | Gas Boiler - Stack Economizer | A | Incremental Winter Peak Savings (MW) | Achievable Economic UCT Potential | 0 | 0 | 0 | 0 | 0 | 0 | 0 | 0 | 0 | 0 | 0 | 0 | 0 | 0 | 0 | 0 | 0 | 0 | 0 | 0 | 0 | 0 | 0 | 0 | 0 | 0 | 0 | 0 | 0 | 0 | 0
F7_Industrial_Instruments_Existing_Process_Natural Gas_Gas Boiler - Stack Economizer_A_Achievable Economic UCT Potential | F7 | Industrial | Instruments | Existing | Process | Natural Gas | Gas Boiler - Stack Economizer | A | Cumulative Energy Savings (MWh or mTherms) | Achievable Economic UCT Potential | 0 | 0 | 0 | 0 | 0 | 0.74194 | 1.4831 | 2.2198 | 2.9568 | 3.6942 | 4.3493 | 4.8718 | 5.289 | 5.6172 | 5.8809 | 6.0897 | 6.2568 | 6.3897 | 6.4951 | 6.5796 | 6.6468 | 6.6472 | 6.6473 | 6.6472 | 6.6472 | 6.6472 | 6.6472 | 6.6472 | 0 | 0 | 0
F8_Industrial_Instruments_Existing_Process_Natural Gas_Gas Boiler - Stack Economizer_A_Achievable Economic UCT Potential | F8 | Industrial | Instruments | Existing | Process | Natural Gas | Gas Boiler - Stack Economizer | A | Cumulative Summer Peak Savings (MW) | Achievable Economic UCT Potential | 0 | 0 | 0 | 0 | 0 | 0 | 0 | 0 | 0 | 0 | 0 | 0 | 0 | 0 | 0 | 0 | 0 | 0 | 0 | 0 | 0 | 0 | 0 | 0 | 0 | 0 | 0 | 0 | 0 | 0 | 0
F9_Industrial_Instruments_Existing_Process_Natural Gas_Gas Boiler - Stack Economizer_A_Achievable Economic UCT Potential | F9 | Industrial | Instruments | Existing | Process | Natural Gas | Gas Boiler - Stack Economizer | A | Cumulative Winter Peak Savings (MW) | Achievable Economic UCT Potential | 0 | 0 | 0 | 0 | 0 | 0 | 0 | 0 | 0 | 0 | 0 | 0 | 0 | 0 | 0 | 0 | 0 | 0 | 0 | 0 | 0 | 0 | 0 | 0 | 0 | 0 | 0 | 0 | 0 | 0 | 0
F10_Industrial_Instruments_Existing_Process_Natural Gas_Gas Boiler - Stack Economizer_A_Achievable Economic UCT Potential | F10 | Industrial | Instruments | Existing | Process | Natural Gas | Gas Boiler - Stack Economizer | A | Purchases (Incremental) | Achievable Economic UCT Potential | 0 | 0 | 0 | 0 | 0 | 219.7396 | 219.619 | 218.3239 | 218.4419 | 218.6225 | 194.2616 | 154.9846 | 123.7359 | 97.4168 | 78.231 | 61.988 | 49.5968 | 39.4778 | 31.3005 | 25.0701 | 19.9731 | 0.1357 | 0.048288 | 0.016406 | 0.0053329 | 0.0045198 | 0.0045077 | 0.0044968 | 0.004487 | 0.0044783 | 0.0044707
F11_Industrial_Instruments_Existing_Process_Natural Gas_Gas Boiler - Stack Economizer_A_Achievable Economic UCT Potential | F11 | Industrial | Instruments | Existing | Process | Natural Gas | Gas Boiler - Stack Economizer | A | Purchases (Cumulative) | Achievable Economic UCT Potential | 0 | 0 | 0 | 0 | 0 | 219.7396 | 439.3587 | 657.6826 | 876.1245 | 1094.747 | 1289.0086 | 1443.9932 | 1567.7292 | 1665.146 | 1743.377 | 1805.365 | 1854.9619 | 1894.4396 | 1925.7401 | 1950.8102 | 1970.7833 | 1970.919 | 1970.9673 | 1970.9837 | 1970.9891 | 1970.9936 | 1970.9981 | 1971.0026 | 1971.0071 | 1971.0115 | 1971.016
F1_Industrial_Instruments_Existing_Space Heating_Natural Gas_Gas Furnace Tube Inserts_A_Achievable Economic UCT Potential | F1 | Industrial | Instruments | Existing | Space Heating | Natural Gas | Gas Furnace Tube Inserts | A | Integrated Unit Energy Savings (kWh or therms) | Achievable Economic UCT Potential | 0 | 0 | 0 | 0 | 0 | 0.086153 | 0.085315 | 0.084246 | 0.083137 | 0.081995 | 0.080846 | 0.079685 | 0.078557 | 0.077446 | 0.076294 | 0.075233 | 0.074207 | 0.07323 | 0.072298 | 0.071394 | 0.070523 | 0.069657 | 0.068822 | 0.068079 | 0.067375 | 0.066721 | 0.066142 | 0.065598 | 0.069231 | 0.068805 | 0.068405
F2_Industrial_Instruments_Existing_Space Heating_Natural Gas_Gas Furnace Tube Inserts_A_Achievable Economic UCT Potential | F2 | Industrial | Instruments | Existing | Space Heating | Natural Gas | Gas Furnace Tube Inserts | A | Integrated Unit Summer Peak Savings (kW) | Achievable Economic UCT Potential | 0 | 0 | 0 | 0 | 0 | 0 | 0 | 0 | 0 | 0 | 0 | 0 | 0 | 0 | 0 | 0 | 0 | 0 | 0 | 0 | 0 | 0 | 0 | 0 | 0 | 0 | 0 | 0 | 0 | 0 | 0
F3_Industrial_Instruments_Existing_Space Heating_Natural Gas_Gas Furnace Tube Inserts_A_Achievable Economic UCT Potential | F3 | Industrial | Instruments | Existing | Space Heating | Natural Gas | Gas Furnace Tube Inserts | A | Integrated Unit Winter Peak Savings (kW) | Achievable Economic UCT Potential | 0 | 0 | 0 | 0 | 0 | 0 | 0 | 0 | 0 | 0 | 0 | 0 | 0 | 0 | 0 | 0 | 0 | 0 | 0 | 0 | 0 | 0 | 0 | 0 | 0 | 0 | 0 | 0 | 0 | 0 | 0
F4_Industrial_Instruments_Existing_Space Heating_Natural Gas_Gas Furnace Tube Inserts_A_Achievable Economic UCT Potential | F4 | Industrial | Instruments | Existing | Space Heating | Natural Gas | Gas Furnace Tube Inserts | A | Incremental Energy Savings (MWh or mTherms) | Achievable Economic UCT Potential | 0 | 0 | 0 | 0 | 0 | 0 | 0 | 0 | 0 | 0 | 0 | 0 | 0 | 0 | 0 | 0 | 0 | 0 | 0 | 0 | 0 | 0 | 0 | 0 | 0 | 0 | 0 | 0 | 0 | 0 | 0
F5_Industrial_Instruments_Existing_Space Heating_Natural Gas_Gas Furnace Tube Inserts_A_Achievable Economic UCT Potential | F5 | Industrial | Instruments | Existing | Space Heating | Natural Gas | Gas Furnace Tube Inserts | A | Incremental Summer Peak Savings (MW) | Achievable Economic UCT Potential | 0 | 0 | 0 | 0 | 0 | 0 | 0 | 0 | 0 | 0 | 0 | 0 | 0 | 0 | 0 | 0 | 0 | 0 | 0 | 0 | 0 | 0 | 0 | 0 | 0 | 0 | 0 | 0 | 0 | 0 | 0
F6_Industrial_Instruments_Existing_Space Heating_Natural Gas_Gas Furnace Tube Inserts_A_Achievable Economic UCT Potential | F6 | Industrial | Instruments | Existing | Space Heating | Natural Gas | Gas Furnace Tube Inserts | A | Incremental Winter Peak Savings (MW) | Achievable Economic UCT Potential | 0 | 0 | 0 | 0 | 0 | 0 | 0 | 0 | 0 | 0 | 0 | 0 | 0 | 0 | 0 | 0 | 0 | 0 | 0 | 0 | 0 | 0 | 0 | 0 | 0 | 0 | 0 | 0 | 0 | 0 | 0
F7_Industrial_Instruments_Existing_Space Heating_Natural Gas_Gas Furnace Tube Inserts_A_Achievable Economic UCT Potential | F7 | Industrial | Instruments | Existing | Space Heating | Natural Gas | Gas Furnace Tube Inserts | A | Cumulative Energy Savings (MWh or mTherms) | Achievable Economic UCT Potential | 0 | 0 | 0 | 0 | 0 | 0 | 0 | 0 | 0 | 0 | 0 | 0 | 0 | 0 | 0 | 0 | 0 | 0 | 0 | 0 | 0 | 0 | 0 | 0 | 0 | 0 | 0 | 0 | 0 | 0 | 0
F8_Industrial_Instruments_Existing_Space Heating_Natural Gas_Gas Furnace Tube Inserts_A_Achievable Economic UCT Potential | F8 | Industrial | Instruments | Existing | Space Heating | Natural Gas | Gas Furnace Tube Inserts | A | Cumulative Summer Peak Savings (MW) | Achievable Economic UCT Potential | 0 | 0 | 0 | 0 | 0 | 0 | 0 | 0 | 0 | 0 | 0 | 0 | 0 | 0 | 0 | 0 | 0 | 0 | 0 | 0 | 0 | 0 | 0 | 0 | 0 | 0 | 0 | 0 | 0 | 0 | 0
F9_Industrial_Instruments_Existing_Space Heating_Natural Gas_Gas Furnace Tube Inserts_A_Achievable Economic UCT Potential | F9 | Industrial | Instruments | Existing | Space Heating | Natural Gas | Gas Furnace Tube Inserts | A | Cumulative Winter Peak Savings (MW) | Achievable Economic UCT Potential | 0 | 0 | 0 | 0 | 0 | 0 | 0 | 0 | 0 | 0 | 0 | 0 | 0 | 0 | 0 | 0 | 0 | 0 | 0 | 0 | 0 | 0 | 0 | 0 | 0 | 0 | 0 | 0 | 0 | 0 | 0
F10_Industrial_Instruments_Existing_Space Heating_Natural Gas_Gas Furnace Tube Inserts_A_Achievable Economic UCT Potential | F10 | Industrial | Instruments | Existing | Space Heating | Natural Gas | Gas Furnace Tube Inserts | A | Purchases (Incremental) | Achievable Economic UCT Potential | 0 | 0 | 0 | 0 | 0 | 0 | 0 | 0 | 0 | 0 | 0 | 0 | 0 | 0 | 0 | 0 | 0 | 0 | 0 | 0 | 0 | 0 | 0 | 0 | 0 | 0 | 0 | 0 | 0 | 0 | 0
F11_Industrial_Instruments_Existing_Space Heating_Natural Gas_Gas Furnace Tube Inserts_A_Achievable Economic UCT Potential | F11 | Industrial | Instruments | Existing | Space Heating | Natural Gas | Gas Furnace Tube Inserts | A | Purchases (Cumulative) | Achievable Economic UCT Potential | 0 | 0 | 0 | 0 | 0 | 0 | 0 | 0 | 0 | 0 | 0 | 0 | 0 | 0 | 0 | 0 | 0 | 0 | 0 | 0 | 0 | 0 | 0 | 0 | 0 | 0 | 0 | 0 | 0 | 0 | 0
F1_Industrial_Instruments_Existing_Space Heating_Natural Gas_Space Heating - Heat Recovery Ventilator_A_Achievable Economic UCT Potential | F1 | Industrial | Instruments | Existing | Space Heating | Natural Gas | Space Heating - Heat Recovery Ventilator | A | Integrated Unit Energy Savings (kWh or therms) | Achievable Economic UCT Potential | 0 | 0 | 0 | 0 | 0 | 0.01315 | 0.012966 | 0.012713 | 0.012399 | 0.012026 | 0.011598 | 0.011153 | 0.010705 | 0.01025 | 0.009855 | 0.0094778 | 0.0091678 | 0.0088924 | 0.008648 | 0.0084688 | 0.0083038 | 0.0081582 | 0.0080377 | 0.0079457 | 0.0078623 | 0.0077998 | 0.0077475 | 0.0076988 | 0 | 0 | 0
F2_Industrial_Instruments_Existing_Space Heating_Natural Gas_Space Heating - Heat Recovery Ventilator_A_Achievable Economic UCT Potential | F2 | Industrial | Instruments | Existing | Space Heating | Natural Gas | Space Heating - Heat Recovery Ventilator | A | Integrated Unit Summer Peak Savings (kW) | Achievable Economic UCT Potential | 0 | 0 | 0 | 0 | 0 | 0 | 0 | 0 | 0 | 0 | 0 | 0 | 0 | 0 | 0 | 0 | 0 | 0 | 0 | 0 | 0 | 0 | 0 | 0 | 0 | 0 | 0 | 0 | 0 | 0 | 0
F3_Industrial_Instruments_Existing_Space Heating_Natural Gas_Space Heating - Heat Recovery Ventilator_A_Achievable Economic UCT Potential | F3 | Industrial | Instruments | Existing | Space Heating | Natural Gas | Space Heating - Heat Recovery Ventilator | A | Integrated Unit Winter Peak Savings (kW) | Achievable Economic UCT Potential | 0 | 0 | 0 | 0 | 0 | 0 | 0 | 0 | 0 | 0 | 0 | 0 | 0 | 0 | 0 | 0 | 0 | 0 | 0 | 0 | 0 | 0 | 0 | 0 | 0 | 0 | 0 | 0 | 0 | 0 | 0
F4_Industrial_Instruments_Existing_Space Heating_Natural Gas_Space Heating - Heat Recovery Ventilator_A_Achievable Economic UCT Potential | F4 | Industrial | Instruments | Existing | Space Heating | Natural Gas | Space Heating - Heat Recovery Ventilator | A | Incremental Energy Savings (MWh or mTherms) | Achievable Economic UCT Potential | 0 | 0 | 0 | 0 | 0 | 0 | 0 | 0 | 0 | 0 | 0 | 0 | 0 | 0 | 0 | 0 | 0 | 0 | 0 | 0 | 0 | 0 | 0 | 0 | 0 | 0 | 0 | 0 | 0 | 0 | 0
F5_Industrial_Instruments_Existing_Space Heating_Natural Gas_Space Heating - Heat Recovery Ventilator_A_Achievable Economic UCT Potential | F5 | Industrial | Instruments | Existing | Space Heating | Natural Gas | Space Heating - Heat Recovery Ventilator | A | Incremental Summer Peak Savings (MW) | Achievable Economic UCT Potential | 0 | 0 | 0 | 0 | 0 | 0 | 0 | 0 | 0 | 0 | 0 | 0 | 0 | 0 | 0 | 0 | 0 | 0 | 0 | 0 | 0 | 0 | 0 | 0 | 0 | 0 | 0 | 0 | 0 | 0 | 0
F6_Industrial_Instruments_Existing_Space Heating_Natural Gas_Space Heating - Heat Recovery Ventilator_A_Achievable Economic UCT Potential | F6 | Industrial | Instruments | Existing | Space Heating | Natural Gas | Space Heating - Heat Recovery Ventilator | A | Incremental Winter Peak Savings (MW) | Achievable Economic UCT Potential | 0 | 0 | 0 | 0 | 0 | 0 | 0 | 0 | 0 | 0 | 0 | 0 | 0 | 0 | 0 | 0 | 0 | 0 | 0 | 0 | 0 | 0 | 0 | 0 | 0 | 0 | 0 | 0 | 0 | 0 | 0
F7_Industrial_Instruments_Existing_Space Heating_Natural Gas_Space Heating - Heat Recovery Ventilator_A_Achievable Economic UCT Potential | F7 | Industrial | Instruments | Existing | Space Heating | Natural Gas | Space Heating - Heat Recovery Ventilator | A | Cumulative Energy Savings (MWh or mTherms) | Achievable Economic UCT Potential | 0 | 0 | 0 | 0 | 0 | 0 | 0 | 0 | 0 | 0 | 0 | 0 | 0 | 0 | 0 | 0 | 0 | 0 | 0 | 0 | 0 | 0 | 0 | 0 | 0 | 0 | 0 | 0 | 0 | 0 | 0
F8_Industrial_Instruments_Existing_Space Heating_Natural Gas_Space Heating - Heat Recovery Ventilator_A_Achievable Economic UCT Potential | F8 | Industrial | Instruments | Existing | Space Heating | Natural Gas | Space Heating - Heat Recovery Ventilator | A | Cumulative Summer Peak Savings (MW) | Achievable Economic UCT Potential | 0 | 0 | 0 | 0 | 0 | 0 | 0 | 0 | 0 | 0 | 0 | 0 | 0 | 0 | 0 | 0 | 0 | 0 | 0 | 0 | 0 | 0 | 0 | 0 | 0 | 0 | 0 | 0 | 0 | 0 | 0
F9_Industrial_Instruments_Existing_Space Heating_Natural Gas_Space Heating - Heat Recovery Ventilator_A_Achievable Economic UCT Potential | F9 | Industrial | Instruments | Existing | Space Heating | Natural Gas | Space Heating - Heat Recovery Ventilator | A | Cumulative Winter Peak Savings (MW) | Achievable Economic UCT Potential | 0 | 0 | 0 | 0 | 0 | 0 | 0 | 0 | 0 | 0 | 0 | 0 | 0 | 0 | 0 | 0 | 0 | 0 | 0 | 0 | 0 | 0 | 0 | 0 | 0 | 0 | 0 | 0 | 0 | 0 | 0
F10_Industrial_Instruments_Existing_Space Heating_Natural Gas_Space Heating - Heat Recovery Ventilator_A_Achievable Economic UCT Potential | F10 | Industrial | Instruments | Existing | Space Heating | Natural Gas | Space Heating - Heat Recovery Ventilator | A | Purchases (Incremental) | Achievable Economic UCT Potential | 0 | 0 | 0 | 0 | 0 | 0 | 0 | 0 | 0 | 0 | 0 | 0 | 0 | 0 | 0 | 0 | 0 | 0 | 0 | 0 | 0 | 0 | 0 | 0 | 0 | 0 | 0 | 0 | 0 | 0 | 0
F11_Industrial_Instruments_Existing_Space Heating_Natural Gas_Space Heating - Heat Recovery Ventilator_A_Achievable Economic UCT Potential | F11 | Industrial | Instruments | Existing | Space Heating | Natural Gas | Space Heating - Heat Recovery Ventilator | A | Purchases (Cumulative) | Achievable Economic UCT Potential | 0 | 0 | 0 | 0 | 0 | 0 | 0 | 0 | 0 | 0 | 0 | 0 | 0 | 0 | 0 | 0 | 0 | 0 | 0 | 0 | 0 | 0 | 0 | 0 | 0 | 0 | 0 | 0 | 0 | 0 | 0
F1_Industrial_Instruments_Existing_Space Heating_Natural Gas_Thermostat - Programmable_A_Achievable Economic UCT Potential | F1 | Industrial | Instruments | Existing | Space Heating | Natural Gas | Thermostat - Programmable | A | Integrated Unit Energy Savings (kWh or therms) | Achievable Economic UCT Potential | 0 | 0 | 0 | 0 | 0 | 0.0065329 | 0.0064414 | 0.0063159 | 0.0061599 | 0.0059746 | 0.005762 | 0.0055404 | 0.0053183 | 0.005092 | 0.0048958 | 0.0047084 | 0.0045544 | 0.0044176 | 0.0042962 | 0.0042072 | 0.0041252 | 0.0040529 | 0.003993 | 0.0039473 | 0.0039059 | 0.0038748 | 0.0038488 | 0.0038247 | 0 | 0 | 0
F2_Industrial_Instruments_Existing_Space Heating_Natural Gas_Thermostat - Programmable_A_Achievable Economic UCT Potential | F2 | Industrial | Instruments | Existing | Space Heating | Natural Gas | Thermostat - Programmable | A | Integrated Unit Summer Peak Savings (kW) | Achievable Economic UCT Potential | 0 | 0 | 0 | 0 | 0 | 0 | 0 | 0 | 0 | 0 | 0 | 0 | 0 | 0 | 0 | 0 | 0 | 0 | 0 | 0 | 0 | 0 | 0 | 0 | 0 | 0 | 0 | 0 | 0 | 0 | 0
F3_Industrial_Instruments_Existing_Space Heating_Natural Gas_Thermostat - Programmable_A_Achievable Economic UCT Potential | F3 | Industrial | Instruments | Existing | Space Heating | Natural Gas | Thermostat - Programmable | A | Integrated Unit Winter Peak Savings (kW) | Achievable Economic UCT Potential | 0 | 0 | 0 | 0 | 0 | 0 | 0 | 0 | 0 | 0 | 0 | 0 | 0 | 0 | 0 | 0 | 0 | 0 | 0 | 0 | 0 | 0 | 0 | 0 | 0 | 0 | 0 | 0 | 0 | 0 | 0
F4_Industrial_Instruments_Existing_Space Heating_Natural Gas_Thermostat - Programmable_A_Achievable Economic UCT Potential | F4 | Industrial | Instruments | Existing | Space Heating | Natural Gas | Thermostat - Programmable | A | Incremental Energy Savings (MWh or mTherms) | Achievable Economic UCT Potential | 0 | 0 | 0 | 0 | 0 | 0 | 0 | 0 | 0 | 0 | 0 | 0 | 0 | 0 | 0 | 0 | 0 | 0 | 0 | 0 | 0 | 0 | 0 | 0 | 0 | 0 | 0 | 0 | 0 | 0 | 0
F5_Industrial_Instruments_Existing_Space Heating_Natural Gas_Thermostat - Programmable_A_Achievable Economic UCT Potential | F5 | Industrial | Instruments | Existing | Space Heating | Natural Gas | Thermostat - Programmable | A | Incremental Summer Peak Savings (MW) | Achievable Economic UCT Potential | 0 | 0 | 0 | 0 | 0 | 0 | 0 | 0 | 0 | 0 | 0 | 0 | 0 | 0 | 0 | 0 | 0 | 0 | 0 | 0 | 0 | 0 | 0 | 0 | 0 | 0 | 0 | 0 | 0 | 0 | 0
F6_Industrial_Instruments_Existing_Space Heating_Natural Gas_Thermostat - Programmable_A_Achievable Economic UCT Potential | F6 | Industrial | Instruments | Existing | Space Heating | Natural Gas | Thermostat - Programmable | A | Incremental Winter Peak Savings (MW) | Achievable Economic UCT Potential | 0 | 0 | 0 | 0 | 0 | 0 | 0 | 0 | 0 | 0 | 0 | 0 | 0 | 0 | 0 | 0 | 0 | 0 | 0 | 0 | 0 | 0 | 0 | 0 | 0 | 0 | 0 | 0 | 0 | 0 | 0
F7_Industrial_Instruments_Existing_Space Heating_Natural Gas_Thermostat - Programmable_A_Achievable Economic UCT Potential | F7 | Industrial | Instruments | Existing | Space Heating | Natural Gas | Thermostat - Programmable | A | Cumulative Energy Savings (MWh or mTherms) | Achievable Economic UCT Potential | 0 | 0 | 0 | 0 | 0 | 0 | 0 | 0 | 0 | 0 | 0 | 0 | 0 | 0 | 0 | 0 | 0 | 0 | 0 | 0 | 0 | 0 | 0 | 0 | 0 | 0 | 0 | 0 | 0 | 0 | 0
F8_Industrial_Instruments_Existing_Space Heating_Natural Gas_Thermostat - Programmable_A_Achievable Economic UCT Potential | F8 | Industrial | Instruments | Existing | Space Heating | Natural Gas | Thermostat - Programmable | A | Cumulative Summer Peak Savings (MW) | Achievable Economic UCT Potential | 0 | 0 | 0 | 0 | 0 | 0 | 0 | 0 | 0 | 0 | 0 | 0 | 0 | 0 | 0 | 0 | 0 | 0 | 0 | 0 | 0 | 0 | 0 | 0 | 0 | 0 | 0 | 0 | 0 | 0 | 0
F9_Industrial_Instruments_Existing_Space Heating_Natural Gas_Thermostat - Programmable_A_Achievable Economic UCT Potential | F9 | Industrial | Instruments | Existing | Space Heating | Natural Gas | Thermostat - Programmable | A | Cumulative Winter Peak Savings (MW) | Achievable Economic UCT Potential | 0 | 0 | 0 | 0 | 0 | 0 | 0 | 0 | 0 | 0 | 0 | 0 | 0 | 0 | 0 | 0 | 0 | 0 | 0 | 0 | 0 | 0 | 0 | 0 | 0 | 0 | 0 | 0 | 0 | 0 | 0
F10_Industrial_Instruments_Existing_Space Heating_Natural Gas_Thermostat - Programmable_A_Achievable Economic UCT Potential | F10 | Industrial | Instruments | Existing | Space Heating | Natural Gas | Thermostat - Programmable | A | Purchases (Incremental) | Achievable Economic UCT Potential | 0 | 0 | 0 | 0 | 0 | 0 | 0 | 0 | 0 | 0 | 0 | 0 | 0 | 0 | 0 | 0 | 0 | 0 | 0 | 0 | 0 | 0 | 0 | 0 | 0 | 0 | 0 | 0 | 0 | 0 | 0
F11_Industrial_Instruments_Existing_Space Heating_Natural Gas_Thermostat - Programmable_A_Achievable Economic UCT Potential | F11 | Industrial | Instruments | Existing | Space Heating | Natural Gas | Thermostat - Programmable | A | Purchases (Cumulative) | Achievable Economic UCT Potential | 0 | 0 | 0 | 0 | 0 | 0 | 0 | 0 | 0 | 0 | 0 | 0 | 0 | 0 | 0 | 0 | 0 | 0 | 0 | 0 | 0 | 0 | 0 | 0 | 0 | 0 | 0 | 0 | 0 | 0 | 0
F1_Industrial_Instruments_Existing_Space Heating_Natural Gas_ENERGY STAR Connected Thermostat_A_Achievable Economic UCT Potential | F1 | Industrial | Instruments | Existing | Space Heating | Natural Gas | ENERGY STAR Connected Thermostat | A | Integrated Unit Energy Savings (kWh or therms) | Achievable Economic UCT Potential | 0 | 0 | 0 | 0 | 0 | 0.015379 | 0.015163 | 0.014868 | 0.0145 | 0.014064 | 0.013564 | 0.013042 | 0.012519 | 0.011987 | 0.011525 | 0.011084 | 0.010721 | 0.010399 | 0.010113 | 0.0099037 | 0.0097108 | 0.0095406 | 0.0093997 | 0.0092921 | 0.0091945 | 0.0091214 | 0.0090602 | 0.0090033 | 0 | 0 | 0
F2_Industrial_Instruments_Existing_Space Heating_Natural Gas_ENERGY STAR Connected Thermostat_A_Achievable Economic UCT Potential | F2 | Industrial | Instruments | Existing | Space Heating | Natural Gas | ENERGY STAR Connected Thermostat | A | Integrated Unit Summer Peak Savings (kW) | Achievable Economic UCT Potential | 0 | 0 | 0 | 0 | 0 | 0 | 0 | 0 | 0 | 0 | 0 | 0 | 0 | 0 | 0 | 0 | 0 | 0 | 0 | 0 | 0 | 0 | 0 | 0 | 0 | 0 | 0 | 0 | 0 | 0 | 0
F3_Industrial_Instruments_Existing_Space Heating_Natural Gas_ENERGY STAR Connected Thermostat_A_Achievable Economic UCT Potential | F3 | Industrial | Instruments | Existing | Space Heating | Natural Gas | ENERGY STAR Connected Thermostat | A | Integrated Unit Winter Peak Savings (kW) | Achievable Economic UCT Potential | 0 | 0 | 0 | 0 | 0 | 0 | 0 | 0 | 0 | 0 | 0 | 0 | 0 | 0 | 0 | 0 | 0 | 0 | 0 | 0 | 0 | 0 | 0 | 0 | 0 | 0 | 0 | 0 | 0 | 0 | 0
F4_Industrial_Instruments_Existing_Space Heating_Natural Gas_ENERGY STAR Connected Thermostat_A_Achievable Economic UCT Potential | F4 | Industrial | Instruments | Existing | Space Heating | Natural Gas | ENERGY STAR Connected Thermostat | A | Incremental Energy Savings (MWh or mTherms) | Achievable Economic UCT Potential | 0 | 0 | 0 | 0 | 0 | 0 | 0 | 0 | 0 | 0 | 0 | 0 | 0 | 0 | 0 | 0 | 0 | 0 | 0 | 0 | 0 | 0 | 0 | 0 | 0 | 0 | 0 | 0 | 0 | 0 | 0
F5_Industrial_Instruments_Existing_Space Heating_Natural Gas_ENERGY STAR Connected Thermostat_A_Achievable Economic UCT Potential | F5 | Industrial | Instruments | Existing | Space Heating | Natural Gas | ENERGY STAR Connected Thermostat | A | Incremental Summer Peak Savings (MW) | Achievable Economic UCT Potential | 0 | 0 | 0 | 0 | 0 | 0 | 0 | 0 | 0 | 0 | 0 | 0 | 0 | 0 | 0 | 0 | 0 | 0 | 0 | 0 | 0 | 0 | 0 | 0 | 0 | 0 | 0 | 0 | 0 | 0 | 0
F6_Industrial_Instruments_Existing_Space Heating_Natural Gas_ENERGY STAR Connected Thermostat_A_Achievable Economic UCT Potential | F6 | Industrial | Instruments | Existing | Space Heating | Natural Gas | ENERGY STAR Connected Thermostat | A | Incremental Winter Peak Savings (MW) | Achievable Economic UCT Potential | 0 | 0 | 0 | 0 | 0 | 0 | 0 | 0 | 0 | 0 | 0 | 0 | 0 | 0 | 0 | 0 | 0 | 0 | 0 | 0 | 0 | 0 | 0 | 0 | 0 | 0 | 0 | 0 | 0 | 0 | 0
F7_Industrial_Instruments_Existing_Space Heating_Natural Gas_ENERGY STAR Connected Thermostat_A_Achievable Economic UCT Potential | F7 | Industrial | Instruments | Existing | Space Heating | Natural Gas | ENERGY STAR Connected Thermostat | A | Cumulative Energy Savings (MWh or mTherms) | Achievable Economic UCT Potential | 0 | 0 | 0 | 0 | 0 | 0 | 0 | 0 | 0 | 0 | 0 | 0 | 0 | 0 | 0 | 0 | 0 | 0 | 0 | 0 | 0 | 0 | 0 | 0 | 0 | 0 | 0 | 0 | 0 | 0 | 0
F8_Industrial_Instruments_Existing_Space Heating_Natural Gas_ENERGY STAR Connected Thermostat_A_Achievable Economic UCT Potential | F8 | Industrial | Instruments | Existing | Space Heating | Natural Gas | ENERGY STAR Connected Thermostat | A | Cumulative Summer Peak Savings (MW) | Achievable Economic UCT Potential | 0 | 0 | 0 | 0 | 0 | 0 | 0 | 0 | 0 | 0 | 0 | 0 | 0 | 0 | 0 | 0 | 0 | 0 | 0 | 0 | 0 | 0 | 0 | 0 | 0 | 0 | 0 | 0 | 0 | 0 | 0
F9_Industrial_Instruments_Existing_Space Heating_Natural Gas_ENERGY STAR Connected Thermostat_A_Achievable Economic UCT Potential | F9 | Industrial | Instruments | Existing | Space Heating | Natural Gas | ENERGY STAR Connected Thermostat | A | Cumulative Winter Peak Savings (MW) | Achievable Economic UCT Potential | 0 | 0 | 0 | 0 | 0 | 0 | 0 | 0 | 0 | 0 | 0 | 0 | 0 | 0 | 0 | 0 | 0 | 0 | 0 | 0 | 0 | 0 | 0 | 0 | 0 | 0 | 0 | 0 | 0 | 0 | 0
F10_Industrial_Instruments_Existing_Space Heating_Natural Gas_ENERGY STAR Connected Thermostat_A_Achievable Economic UCT Potential | F10 | Industrial | Instruments | Existing | Space Heating | Natural Gas | ENERGY STAR Connected Thermostat | A | Purchases (Incremental) | Achievable Economic UCT Potential | 0 | 0 | 0 | 0 | 0 | 0 | 0 | 0 | 0 | 0 | 0 | 0 | 0 | 0 | 0 | 0 | 0 | 0 | 0 | 0 | 0 | 0 | 0 | 0 | 0 | 0 | 0 | 0 | 0 | 0 | 0
F11_Industrial_Instruments_Existing_Space Heating_Natural Gas_ENERGY STAR Connected Thermostat_A_Achievable Economic UCT Potential | F11 | Industrial | Instruments | Existing | Space Heating | Natural Gas | ENERGY STAR Connected Thermostat | A | Purchases (Cumulative) | Achievable Economic UCT Potential | 0 | 0 | 0 | 0 | 0 | 0 | 0 | 0 | 0 | 0 | 0 | 0 | 0 | 0 | 0 | 0 | 0 | 0 | 0 | 0 | 0 | 0 | 0 | 0 | 0 | 0 | 0 | 0 | 0 | 0 | 0
F1_Industrial_Instruments_Existing_Space Heating_Natural Gas_Destratification Fans (HVLS)_A_Achievable Economic UCT Potential | F1 | Industrial | Instruments | Existing | Space Heating | Natural Gas | Destratification Fans (HVLS) | A | Integrated Unit Energy Savings (kWh or therms) | Achievable Economic UCT Potential | 0 | 0 | 0 | 0 | 0 | 0.015379 | 0.015163 | 0.014868 | 0.0145 | 0.014064 | 0.013564 | 0.013042 | 0.012519 | 0.011987 | 0.011525 | 0.011084 | 0.010721 | 0.010399 | 0.010113 | 0.0099037 | 0.0097108 | 0.0095406 | 0.0093997 | 0.0092921 | 0.0091945 | 0.0091214 | 0.0090602 | 0.0090033 | 0 | 0 | 0
F2_Industrial_Instruments_Existing_Space Heating_Natural Gas_Destratification Fans (HVLS)_A_Achievable Economic UCT Potential | F2 | Industrial | Instruments | Existing | Space Heating | Natural Gas | Destratification Fans (HVLS) | A | Integrated Unit Summer Peak Savings (kW) | Achievable Economic UCT Potential | 0 | 0 | 0 | 0 | 0 | 0 | 0 | 0 | 0 | 0 | 0 | 0 | 0 | 0 | 0 | 0 | 0 | 0 | 0 | 0 | 0 | 0 | 0 | 0 | 0 | 0 | 0 | 0 | 0 | 0 | 0
F3_Industrial_Instruments_Existing_Space Heating_Natural Gas_Destratification Fans (HVLS)_A_Achievable Economic UCT Potential | F3 | Industrial | Instruments | Existing | Space Heating | Natural Gas | Destratification Fans (HVLS) | A | Integrated Unit Winter Peak Savings (kW) | Achievable Economic UCT Potential | 0 | 0 | 0 | 0 | 0 | 0 | 0 | 0 | 0 | 0 | 0 | 0 | 0 | 0 | 0 | 0 | 0 | 0 | 0 | 0 | 0 | 0 | 0 | 0 | 0 | 0 | 0 | 0 | 0 | 0 | 0
F4_Industrial_Instruments_Existing_Space Heating_Natural Gas_Destratification Fans (HVLS)_A_Achievable Economic UCT Potential | F4 | Industrial | Instruments | Existing | Space Heating | Natural Gas | Destratification Fans (HVLS) | A | Incremental Energy Savings (MWh or mTherms) | Achievable Economic UCT Potential | 0 | 0 | 0 | 0 | 0 | 0 | 0 | 0 | 0 | 0 | 0 | 0 | 0 | 0 | 0 | 0 | 0 | 0 | 0 | 0 | 0 | 0 | 0 | 0 | 0 | 0 | 0 | 0 | 0 | 0 | 0
F5_Industrial_Instruments_Existing_Space Heating_Natural Gas_Destratification Fans (HVLS)_A_Achievable Economic UCT Potential | F5 | Industrial | Instruments | Existing | Space Heating | Natural Gas | Destratification Fans (HVLS) | A | Incremental Summer Peak Savings (MW) | Achievable Economic UCT Potential | 0 | 0 | 0 | 0 | 0 | 0 | 0 | 0 | 0 | 0 | 0 | 0 | 0 | 0 | 0 | 0 | 0 | 0 | 0 | 0 | 0 | 0 | 0 | 0 | 0 | 0 | 0 | 0 | 0 | 0 | 0
F6_Industrial_Instruments_Existing_Space Heating_Natural Gas_Destratification Fans (HVLS)_A_Achievable Economic UCT Potential | F6 | Industrial | Instruments | Existing | Space Heating | Natural Gas | Destratification Fans (HVLS) | A | Incremental Winter Peak Savings (MW) | Achievable Economic UCT Potential | 0 | 0 | 0 | 0 | 0 | 0 | 0 | 0 | 0 | 0 | 0 | 0 | 0 | 0 | 0 | 0 | 0 | 0 | 0 | 0 | 0 | 0 | 0 | 0 | 0 | 0 | 0 | 0 | 0 | 0 | 0
F7_Industrial_Instruments_Existing_Space Heating_Natural Gas_Destratification Fans (HVLS)_A_Achievable Economic UCT Potential | F7 | Industrial | Instruments | Existing | Space Heating | Natural Gas | Destratification Fans (HVLS) | A | Cumulative Energy Savings (MWh or mTherms) | Achievable Economic UCT Potential | 0 | 0 | 0 | 0 | 0 | 0 | 0 | 0 | 0 | 0 | 0 | 0 | 0 | 0 | 0 | 0 | 0 | 0 | 0 | 0 | 0 | 0 | 0 | 0 | 0 | 0 | 0 | 0 | 0 | 0 | 0
F8_Industrial_Instruments_Existing_Space Heating_Natural Gas_Destratification Fans (HVLS)_A_Achievable Economic UCT Potential | F8 | Industrial | Instruments | Existing | Space Heating | Natural Gas | Destratification Fans (HVLS) | A | Cumulative Summer Peak Savings (MW) | Achievable Economic UCT Potential | 0 | 0 | 0 | 0 | 0 | 0 | 0 | 0 | 0 | 0 | 0 | 0 | 0 | 0 | 0 | 0 | 0 | 0 | 0 | 0 | 0 | 0 | 0 | 0 | 0 | 0 | 0 | 0 | 0 | 0 | 0
F9_Industrial_Instruments_Existing_Space Heating_Natural Gas_Destratification Fans (HVLS)_A_Achievable Economic UCT Potential | F9 | Industrial | Instruments | Existing | Space Heating | Natural Gas | Destratification Fans (HVLS) | A | Cumulative Winter Peak Savings (MW) | Achievable Economic UCT Potential | 0 | 0 | 0 | 0 | 0 | 0 | 0 | 0 | 0 | 0 | 0 | 0 | 0 | 0 | 0 | 0 | 0 | 0 | 0 | 0 | 0 | 0 | 0 | 0 | 0 | 0 | 0 | 0 | 0 | 0 | 0
F10_Industrial_Instruments_Existing_Space Heating_Natural Gas_Destratification Fans (HVLS)_A_Achievable Economic UCT Potential | F10 | Industrial | Instruments | Existing | Space Heating | Natural Gas | Destratification Fans (HVLS) | A | Purchases (Incremental) | Achievable Economic UCT Potential | 0 | 0 | 0 | 0 | 0 | 0 | 0 | 0 | 0 | 0 | 0 | 0 | 0 | 0 | 0 | 0 | 0 | 0 | 0 | 0 | 0 | 0 | 0 | 0 | 0 | 0 | 0 | 0 | 0 | 0 | 0
F11_Industrial_Instruments_Existing_Space Heating_Natural Gas_Destratification Fans (HVLS)_A_Achievable Economic UCT Potential | F11 | Industrial | Instruments | Existing | Space Heating | Natural Gas | Destratification Fans (HVLS) | A | Purchases (Cumulative) | Achievable Economic UCT Potential | 0 | 0 | 0 | 0 | 0 | 0 | 0 | 0 | 0 | 0 | 0 | 0 | 0 | 0 | 0 | 0 | 0 | 0 | 0 | 0 | 0 | 0 | 0 | 0 | 0 | 0 | 0 | 0 | 0 | 0 | 0
F1_Industrial_Instruments_Existing_Space Heating_Natural Gas_Gas Boiler - Insulate Steam Lines/Condensate Tank_A_Achievable Economic UCT Potential | F1 | Industrial | Instruments | Existing | Space Heating | Natural Gas | Gas Boiler - Insulate Steam Lines/Condensate Tank | A | Integrated Unit Energy Savings (kWh or therms) | Achievable Economic UCT Potential | 0 | 0 | 0 | 0 | 0 | 44.1224 | 43.7189 | 43.2972 | 42.8501 | 42.3731 | 41.8634 | 41.326 | 40.7543 | 40.1298 | 39.4695 | 38.7923 | 38.1214 | 37.4548 | 36.8035 | 36.217 | 35.6648 | 35.1376 | 34.677 | 34.2836 | 33.9138 | 33.6362 | 33.4049 | 33.192 | 38.1785 | 38.0217 | 37.8785
F2_Industrial_Instruments_Existing_Space Heating_Natural Gas_Gas Boiler - Insulate Steam Lines/Condensate Tank_A_Achievable Economic UCT Potential | F2 | Industrial | Instruments | Existing | Space Heating | Natural Gas | Gas Boiler - Insulate Steam Lines/Condensate Tank | A | Integrated Unit Summer Peak Savings (kW) | Achievable Economic UCT Potential | 0 | 0 | 0 | 0 | 0 | 0 | 0 | 0 | 0 | 0 | 0 | 0 | 0 | 0 | 0 | 0 | 0 | 0 | 0 | 0 | 0 | 0 | 0 | 0 | 0 | 0 | 0 | 0 | 0 | 0 | 0
F3_Industrial_Instruments_Existing_Space Heating_Natural Gas_Gas Boiler - Insulate Steam Lines/Condensate Tank_A_Achievable Economic UCT Potential | F3 | Industrial | Instruments | Existing | Space Heating | Natural Gas | Gas Boiler - Insulate Steam Lines/Condensate Tank | A | Integrated Unit Winter Peak Savings (kW) | Achievable Economic UCT Potential | 0 | 0 | 0 | 0 | 0 | 0 | 0 | 0 | 0 | 0 | 0 | 0 | 0 | 0 | 0 | 0 | 0 | 0 | 0 | 0 | 0 | 0 | 0 | 0 | 0 | 0 | 0 | 0 | 0 | 0 | 0
F4_Industrial_Instruments_Existing_Space Heating_Natural Gas_Gas Boiler - Insulate Steam Lines/Condensate Tank_A_Achievable Economic UCT Potential | F4 | Industrial | Instruments | Existing | Space Heating | Natural Gas | Gas Boiler - Insulate Steam Lines/Condensate Tank | A | Incremental Energy Savings (MWh or mTherms) | Achievable Economic UCT Potential | 0 | 0 | 0 | 0 | 0 | 0.018264 | 0.018087 | 0.017807 | 0.017632 | 0.01745 | 0.017022 | 0.016757 | 0.016492 | 0.015981 | 0.015778 | 0.01536 | 0.015096 | 0.014757 | 0.014371 | 0.014159 | 0.013886 | 0.013627 | 0.0134 | 0.013202 | 0.013019 | 0 | 0 | 0 | 0 | 0 | 0
F5_Industrial_Instruments_Existing_Space Heating_Natural Gas_Gas Boiler - Insulate Steam Lines/Condensate Tank_A_Achievable Economic UCT Potential | F5 | Industrial | Instruments | Existing | Space Heating | Natural Gas | Gas Boiler - Insulate Steam Lines/Condensate Tank | A | Incremental Summer Peak Savings (MW) | Achievable Economic UCT Potential | 0 | 0 | 0 | 0 | 0 | 0 | 0 | 0 | 0 | 0 | 0 | 0 | 0 | 0 | 0 | 0 | 0 | 0 | 0 | 0 | 0 | 0 | 0 | 0 | 0 | 0 | 0 | 0 | 0 | 0 | 0
F6_Industrial_Instruments_Existing_Space Heating_Natural Gas_Gas Boiler - Insulate Steam Lines/Condensate Tank_A_Achievable Economic UCT Potential | F6 | Industrial | Instruments | Existing | Space Heating | Natural Gas | Gas Boiler - Insulate Steam Lines/Condensate Tank | A | Incremental Winter Peak Savings (MW) | Achievable Economic UCT Potential | 0 | 0 | 0 | 0 | 0 | 0 | 0 | 0 | 0 | 0 | 0 | 0 | 0 | 0 | 0 | 0 | 0 | 0 | 0 | 0 | 0 | 0 | 0 | 0 | 0 | 0 | 0 | 0 | 0 | 0 | 0
F7_Industrial_Instruments_Existing_Space Heating_Natural Gas_Gas Boiler - Insulate Steam Lines/Condensate Tank_A_Achievable Economic UCT Potential | F7 | Industrial | Instruments | Existing | Space Heating | Natural Gas | Gas Boiler - Insulate Steam Lines/Condensate Tank | A | Cumulative Energy Savings (MWh or mTherms) | Achievable Economic UCT Potential | 0 | 0 | 0 | 0 | 0 | 0.018264 | 0.036184 | 0.053641 | 0.07072 | 0.087383 | 0.10335 | 0.11878 | 0.13363 | 0.14757 | 0.16092 | 0.17351 | 0.18561 | 0.19712 | 0.20807 | 0.21891 | 0.22946 | 0.23969 | 0.24995 | 0.26032 | 0.27053 | 0.26831 | 0.26647 | 0.26477 | 0 | 0 | 0
F8_Industrial_Instruments_Existing_Space Heating_Natural Gas_Gas Boiler - Insulate Steam Lines/Condensate Tank_A_Achievable Economic UCT Potential | F8 | Industrial | Instruments | Existing | Space Heating | Natural Gas | Gas Boiler - Insulate Steam Lines/Condensate Tank | A | Cumulative Summer Peak Savings (MW) | Achievable Economic UCT Potential | 0 | 0 | 0 | 0 | 0 | 0 | 0 | 0 | 0 | 0 | 0 | 0 | 0 | 0 | 0 | 0 | 0 | 0 | 0 | 0 | 0 | 0 | 0 | 0 | 0 | 0 | 0 | 0 | 0 | 0 | 0
F9_Industrial_Instruments_Existing_Space Heating_Natural Gas_Gas Boiler - Insulate Steam Lines/Condensate Tank_A_Achievable Economic UCT Potential | F9 | Industrial | Instruments | Existing | Space Heating | Natural Gas | Gas Boiler - Insulate Steam Lines/Condensate Tank | A | Cumulative Winter Peak Savings (MW) | Achievable Economic UCT Potential | 0 | 0 | 0 | 0 | 0 | 0 | 0 | 0 | 0 | 0 | 0 | 0 | 0 | 0 | 0 | 0 | 0 | 0 | 0 | 0 | 0 | 0 | 0 | 0 | 0 | 0 | 0 | 0 | 0 | 0 | 0
F10_Industrial_Instruments_Existing_Space Heating_Natural Gas_Gas Boiler - Insulate Steam Lines/Condensate Tank_A_Achievable Economic UCT Potential | F10 | Industrial | Instruments | Existing | Space Heating | Natural Gas | Gas Boiler - Insulate Steam Lines/Condensate Tank | A | Purchases (Incremental) | Achievable Economic UCT Potential | 0 | 0 | 0 | 0 | 0 | 0.41393 | 0.41371 | 0.41127 | 0.41149 | 0.41183 | 0.4066 | 0.40549 | 0.40467 | 0.39824 | 0.39976 | 0.39595 | 0.396 | 0.39401 | 0.39049 | 0.39095 | 0.38934 | 0.38782 | 0.38641 | 0.3851 | 0.38388 | 0 | 0 | 0 | 0 | 0 | 0
F11_Industrial_Instruments_Existing_Space Heating_Natural Gas_Gas Boiler - Insulate Steam Lines/Condensate Tank_A_Achievable Economic UCT Potential | F11 | Industrial | Instruments | Existing | Space Heating | Natural Gas | Gas Boiler - Insulate Steam Lines/Condensate Tank | A | Purchases (Cumulative) | Achievable Economic UCT Potential | 0 | 0 | 0 | 0 | 0 | 0.41393 | 0.82764 | 1.2389 | 1.6504 | 2.0622 | 2.4688 | 2.8743 | 3.279 | 3.6772 | 4.077 | 4.4729 | 4.8689 | 5.2629 | 5.6534 | 6.0444 | 6.4337 | 6.8215 | 7.2079 | 7.593 | 7.9769 | 7.9769 | 7.9769 | 7.9769 | 7.9769 | 7.9769 | 7.9769
F1_Industrial_Instruments_Existing_Process_Natural Gas_Gas Boiler - Insulate Steam Lines/Condensate Tank_A_Achievable Economic UCT Potential | F1 | Industrial | Instruments | Existing | Process | Natural Gas | Gas Boiler - Insulate Steam Lines/Condensate Tank | A | Integrated Unit Energy Savings (kWh or therms) | Achievable Economic UCT Potential | 0 | 0 | 0 | 0 | 0 | 27.8533 | 27.7663 | 27.6784 | 27.591 | 27.5024 | 27.4083 | 27.3211 | 27.2374 | 27.1478 | 27.0774 | 27.0012 | 26.9391 | 26.8765 | 26.8128 | 26.762 | 26.7063 | 26.6531 | 26.6002 | 26.5475 | 26.4951 | 26.4909 | 26.4871 | 26.4837 | 27.9412 | 27.9412 | 27.9412
F2_Industrial_Instruments_Existing_Process_Natural Gas_Gas Boiler - Insulate Steam Lines/Condensate Tank_A_Achievable Economic UCT Potential | F2 | Industrial | Instruments | Existing | Process | Natural Gas | Gas Boiler - Insulate Steam Lines/Condensate Tank | A | Integrated Unit Summer Peak Savings (kW) | Achievable Economic UCT Potential | 0 | 0 | 0 | 0 | 0 | 0 | 0 | 0 | 0 | 0 | 0 | 0 | 0 | 0 | 0 | 0 | 0 | 0 | 0 | 0 | 0 | 0 | 0 | 0 | 0 | 0 | 0 | 0 | 0 | 0 | 0
F3_Industrial_Instruments_Existing_Process_Natural Gas_Gas Boiler - Insulate Steam Lines/Condensate Tank_A_Achievable Economic UCT Potential | F3 | Industrial | Instruments | Existing | Process | Natural Gas | Gas Boiler - Insulate Steam Lines/Condensate Tank | A | Integrated Unit Winter Peak Savings (kW) | Achievable Economic UCT Potential | 0 | 0 | 0 | 0 | 0 | 0 | 0 | 0 | 0 | 0 | 0 | 0 | 0 | 0 | 0 | 0 | 0 | 0 | 0 | 0 | 0 | 0 | 0 | 0 | 0 | 0 | 0 | 0 | 0 | 0 | 0
F4_Industrial_Instruments_Existing_Process_Natural Gas_Gas Boiler - Insulate Steam Lines/Condensate Tank_A_Achievable Economic UCT Potential | F4 | Industrial | Instruments | Existing | Process | Natural Gas | Gas Boiler - Insulate Steam Lines/Condensate Tank | A | Incremental Energy Savings (MWh or mTherms) | Achievable Economic UCT Potential | 0 | 0 | 0 | 0 | 0 | 0.34974 | 0.34846 | 0.34531 | 0.3444 | 0.34358 | 0.33806 | 0.33606 | 0.33435 | 0.32796 | 0.32836 | 0.32431 | 0.32361 | 0.32123 | 0.31761 | 0.31738 | 0.31541 | 0.31356 | 0.3118 | 0.31012 | 0.30854 | 0 | 0 | 0 | 0 | 0 | 0
F5_Industrial_Instruments_Existing_Process_Natural Gas_Gas Boiler - Insulate Steam Lines/Condensate Tank_A_Achievable Economic UCT Potential | F5 | Industrial | Instruments | Existing | Process | Natural Gas | Gas Boiler - Insulate Steam Lines/Condensate Tank | A | Incremental Summer Peak Savings (MW) | Achievable Economic UCT Potential | 0 | 0 | 0 | 0 | 0 | 0 | 0 | 0 | 0 | 0 | 0 | 0 | 0 | 0 | 0 | 0 | 0 | 0 | 0 | 0 | 0 | 0 | 0 | 0 | 0 | 0 | 0 | 0 | 0 | 0 | 0
F6_Industrial_Instruments_Existing_Process_Natural Gas_Gas Boiler - Insulate Steam Lines/Condensate Tank_A_Achievable Economic UCT Potential | F6 | Industrial | Instruments | Existing | Process | Natural Gas | Gas Boiler - Insulate Steam Lines/Condensate Tank | A | Incremental Winter Peak Savings (MW) | Achievable Economic UCT Potential | 0 | 0 | 0 | 0 | 0 | 0 | 0 | 0 | 0 | 0 | 0 | 0 | 0 | 0 | 0 | 0 | 0 | 0 | 0 | 0 | 0 | 0 | 0 | 0 | 0 | 0 | 0 | 0 | 0 | 0 | 0
F7_Industrial_Instruments_Existing_Process_Natural Gas_Gas Boiler - Insulate Steam Lines/Condensate Tank_A_Achievable Economic UCT Potential | F7 | Industrial | Instruments | Existing | Process | Natural Gas | Gas Boiler - Insulate Steam Lines/Condensate Tank | A | Cumulative Energy Savings (MWh or mTherms) | Achievable Economic UCT Potential | 0 | 0 | 0 | 0 | 0 | 0.34974 | 0.69711 | 1.0402 | 1.3813 | 1.7205 | 2.0526 | 2.3822 | 2.7092 | 3.0283 | 3.3488 | 3.6637 | 3.9788 | 4.2908 | 4.5983 | 4.9069 | 5.2121 | 5.5153 | 5.8162 | 6.1148 | 6.4112 | 6.4102 | 6.4093 | 6.4085 | 0 | 0 | 0
F8_Industrial_Instruments_Existing_Process_Natural Gas_Gas Boiler - Insulate Steam Lines/Condensate Tank_A_Achievable Economic UCT Potential | F8 | Industrial | Instruments | Existing | Process | Natural Gas | Gas Boiler - Insulate Steam Lines/Condensate Tank | A | Cumulative Summer Peak Savings (MW) | Achievable Economic UCT Potential | 0 | 0 | 0 | 0 | 0 | 0 | 0 | 0 | 0 | 0 | 0 | 0 | 0 | 0 | 0 | 0 | 0 | 0 | 0 | 0 | 0 | 0 | 0 | 0 | 0 | 0 | 0 | 0 | 0 | 0 | 0
F9_Industrial_Instruments_Existing_Process_Natural Gas_Gas Boiler - Insulate Steam Lines/Condensate Tank_A_Achievable Economic UCT Potential | F9 | Industrial | Instruments | Existing | Process | Natural Gas | Gas Boiler - Insulate Steam Lines/Condensate Tank | A | Cumulative Winter Peak Savings (MW) | Achievable Economic UCT Potential | 0 | 0 | 0 | 0 | 0 | 0 | 0 | 0 | 0 | 0 | 0 | 0 | 0 | 0 | 0 | 0 | 0 | 0 | 0 | 0 | 0 | 0 | 0 | 0 | 0 | 0 | 0 | 0 | 0 | 0 | 0
F10_Industrial_Instruments_Existing_Process_Natural Gas_Gas Boiler - Insulate Steam Lines/Condensate Tank_A_Achievable Economic UCT Potential | F10 | Industrial | Instruments | Existing | Process | Natural Gas | Gas Boiler - Insulate Steam Lines/Condensate Tank | A | Purchases (Incremental) | Achievable Economic UCT Potential | 0 | 0 | 0 | 0 | 0 | 12.5566 | 12.5497 | 12.4757 | 12.4824 | 12.4928 | 12.3341 | 12.3004 | 12.2754 | 12.0805 | 12.1266 | 12.011 | 12.0125 | 11.9521 | 11.8455 | 11.8595 | 11.8105 | 11.7645 | 11.7217 | 11.6818 | 11.645 | 0 | 0 | 0 | 0 | 0 | 0
F11_Industrial_Instruments_Existing_Process_Natural Gas_Gas Boiler - Insulate Steam Lines/Condensate Tank_A_Achievable Economic UCT Potential | F11 | Industrial | Instruments | Existing | Process | Natural Gas | Gas Boiler - Insulate Steam Lines/Condensate Tank | A | Purchases (Cumulative) | Achievable Economic UCT Potential | 0 | 0 | 0 | 0 | 0 | 12.5566 | 25.1063 | 37.582 | 50.0644 | 62.5572 | 74.8913 | 87.1917 | 99.4672 | 111.5477 | 123.6743 | 135.6853 | 147.6978 | 159.6499 | 171.4954 | 183.3549 | 195.1654 | 206.9299 | 218.6516 | 230.3334 | 241.9784 | 241.9784 | 241.9784 | 241.9784 | 241.9784 | 241.9784 | 241.9784
F1_Industrial_Instruments_Existing_Space Heating_Natural Gas_Gas Boiler - Insulate Hot Water Lines_A_Achievable Economic UCT Potential | F1 | Industrial | Instruments | Existing | Space Heating | Natural Gas | Gas Boiler - Insulate Hot Water Lines | A | Integrated Unit Energy Savings (kWh or therms) | Achievable Economic UCT Potential | 0 | 0 | 0 | 0 | 0 | 49.9255 | 49.5411 | 49.1453 | 48.7325 | 48.3024 | 47.8621 | 47.4115 | 46.9494 | 46.467 | 45.949 | 45.4463 | 44.9448 | 44.4522 | 43.9673 | 43.5047 | 43.059 | 42.6023 | 42.1859 | 41.8187 | 41.4599 | 41.1393 | 40.8646 | 40.6114 | 43.1537 | 42.9764 | 42.8146
F2_Industrial_Instruments_Existing_Space Heating_Natural Gas_Gas Boiler - Insulate Hot Water Lines_A_Achievable Economic UCT Potential | F2 | Industrial | Instruments | Existing | Space Heating | Natural Gas | Gas Boiler - Insulate Hot Water Lines | A | Integrated Unit Summer Peak Savings (kW) | Achievable Economic UCT Potential | 0 | 0 | 0 | 0 | 0 | 0 | 0 | 0 | 0 | 0 | 0 | 0 | 0 | 0 | 0 | 0 | 0 | 0 | 0 | 0 | 0 | 0 | 0 | 0 | 0 | 0 | 0 | 0 | 0 | 0 | 0
F3_Industrial_Instruments_Existing_Space Heating_Natural Gas_Gas Boiler - Insulate Hot Water Lines_A_Achievable Economic UCT Potential | F3 | Industrial | Instruments | Existing | Space Heating | Natural Gas | Gas Boiler - Insulate Hot Water Lines | A | Integrated Unit Winter Peak Savings (kW) | Achievable Economic UCT Potential | 0 | 0 | 0 | 0 | 0 | 0 | 0 | 0 | 0 | 0 | 0 | 0 | 0 | 0 | 0 | 0 | 0 | 0 | 0 | 0 | 0 | 0 | 0 | 0 | 0 | 0 | 0 | 0 | 0 | 0 | 0
F4_Industrial_Instruments_Existing_Space Heating_Natural Gas_Gas Boiler - Insulate Hot Water Lines_A_Achievable Economic UCT Potential | F4 | Industrial | Instruments | Existing | Space Heating | Natural Gas | Gas Boiler - Insulate Hot Water Lines | A | Incremental Energy Savings (MWh or mTherms) | Achievable Economic UCT Potential | 0 | 0 | 0 | 0 | 0 | 0.041332 | 0.040991 | 0.040424 | 0.040106 | 0.039785 | 0.038921 | 0.03845 | 0.037998 | 0.03701 | 0.036737 | 0.035989 | 0.035596 | 0.035029 | 0.034338 | 0.034017 | 0.033529 | 0.033044 | 0.032602 | 0.032208 | 0.031831 | 0 | 0 | 0 | 0 | 0 | 0
F5_Industrial_Instruments_Existing_Space Heating_Natural Gas_Gas Boiler - Insulate Hot Water Lines_A_Achievable Economic UCT Potential | F5 | Industrial | Instruments | Existing | Space Heating | Natural Gas | Gas Boiler - Insulate Hot Water Lines | A | Incremental Summer Peak Savings (MW) | Achievable Economic UCT Potential | 0 | 0 | 0 | 0 | 0 | 0 | 0 | 0 | 0 | 0 | 0 | 0 | 0 | 0 | 0 | 0 | 0 | 0 | 0 | 0 | 0 | 0 | 0 | 0 | 0 | 0 | 0 | 0 | 0 | 0 | 0
F6_Industrial_Instruments_Existing_Space Heating_Natural Gas_Gas Boiler - Insulate Hot Water Lines_A_Achievable Economic UCT Potential | F6 | Industrial | Instruments | Existing | Space Heating | Natural Gas | Gas Boiler - Insulate Hot Water Lines | A | Incremental Winter Peak Savings (MW) | Achievable Economic UCT Potential | 0 | 0 | 0 | 0 | 0 | 0 | 0 | 0 | 0 | 0 | 0 | 0 | 0 | 0 | 0 | 0 | 0 | 0 | 0 | 0 | 0 | 0 | 0 | 0 | 0 | 0 | 0 | 0 | 0 | 0 | 0
F7_Industrial_Instruments_Existing_Space Heating_Natural Gas_Gas Boiler - Insulate Hot Water Lines_A_Achievable Economic UCT Potential | F7 | Industrial | Instruments | Existing | Space Heating | Natural Gas | Gas Boiler - Insulate Hot Water Lines | A | Cumulative Energy Savings (MWh or mTherms) | Achievable Economic UCT Potential | 0 | 0 | 0 | 0 | 0 | 0.041332 | 0.082004 | 0.12177 | 0.16086 | 0.19922 | 0.23633 | 0.27255 | 0.30789 | 0.34174 | 0.37467 | 0.40656 | 0.43767 | 0.4679 | 0.49713 | 0.52592 | 0.55406 | 0.58123 | 0.60815 | 0.63506 | 0.66145 | 0.65633 | 0.65195 | 0.64791 | 0 | 0 | 0
F8_Industrial_Instruments_Existing_Space Heating_Natural Gas_Gas Boiler - Insulate Hot Water Lines_A_Achievable Economic UCT Potential | F8 | Industrial | Instruments | Existing | Space Heating | Natural Gas | Gas Boiler - Insulate Hot Water Lines | A | Cumulative Summer Peak Savings (MW) | Achievable Economic UCT Potential | 0 | 0 | 0 | 0 | 0 | 0 | 0 | 0 | 0 | 0 | 0 | 0 | 0 | 0 | 0 | 0 | 0 | 0 | 0 | 0 | 0 | 0 | 0 | 0 | 0 | 0 | 0 | 0 | 0 | 0 | 0
F9_Industrial_Instruments_Existing_Space Heating_Natural Gas_Gas Boiler - Insulate Hot Water Lines_A_Achievable Economic UCT Potential | F9 | Industrial | Instruments | Existing | Space Heating | Natural Gas | Gas Boiler - Insulate Hot Water Lines | A | Cumulative Winter Peak Savings (MW) | Achievable Economic UCT Potential | 0 | 0 | 0 | 0 | 0 | 0 | 0 | 0 | 0 | 0 | 0 | 0 | 0 | 0 | 0 | 0 | 0 | 0 | 0 | 0 | 0 | 0 | 0 | 0 | 0 | 0 | 0 | 0 | 0 | 0 | 0
F10_Industrial_Instruments_Existing_Space Heating_Natural Gas_Gas Boiler - Insulate Hot Water Lines_A_Achievable Economic UCT Potential | F10 | Industrial | Instruments | Existing | Space Heating | Natural Gas | Gas Boiler - Insulate Hot Water Lines | A | Purchases (Incremental) | Achievable Economic UCT Potential | 0 | 0 | 0 | 0 | 0 | 0.82787 | 0.82741 | 0.82253 | 0.82298 | 0.82366 | 0.8132 | 0.81098 | 0.80933 | 0.79648 | 0.79952 | 0.7919 | 0.792 | 0.78801 | 0.78098 | 0.78191 | 0.77867 | 0.77565 | 0.77282 | 0.77019 | 0.76776 | 0 | 0 | 0 | 0 | 0 | 0
F11_Industrial_Instruments_Existing_Space Heating_Natural Gas_Gas Boiler - Insulate Hot Water Lines_A_Achievable Economic UCT Potential | F11 | Industrial | Instruments | Existing | Space Heating | Natural Gas | Gas Boiler - Insulate Hot Water Lines | A | Purchases (Cumulative) | Achievable Economic UCT Potential | 0 | 0 | 0 | 0 | 0 | 0.82787 | 1.6553 | 2.4778 | 3.3008 | 4.1245 | 4.9377 | 5.7486 | 6.558 | 7.3544 | 8.154 | 8.9459 | 9.7379 | 10.5259 | 11.3068 | 12.0888 | 12.8674 | 13.6431 | 14.4159 | 15.1861 | 15.9539 | 15.9539 | 15.9539 | 15.9539 | 15.9539 | 15.9539 | 15.9539
F1_Industrial_Instruments_Existing_Process_Natural Gas_Gas Boiler - Insulate Hot Water Lines_A_Achievable Economic UCT Potential | F1 | Industrial | Instruments | Existing | Process | Natural Gas | Gas Boiler - Insulate Hot Water Lines | A | Integrated Unit Energy Savings (kWh or therms) | Achievable Economic UCT Potential | 0 | 0 | 0 | 0 | 0 | 31.5356 | 31.4899 | 31.4434 | 31.3966 | 31.3482 | 31.2968 | 31.2506 | 31.2081 | 31.1647 | 31.1344 | 31.1044 | 31.0852 | 31.0686 | 31.0538 | 31.0466 | 31.0379 | 31.032 | 31.0264 | 31.0209 | 31.0157 | 31.014 | 31.0125 | 31.0111 | 31.5823 | 31.5823 | 31.5823
F2_Industrial_Instruments_Existing_Process_Natural Gas_Gas Boiler - Insulate Hot Water Lines_A_Achievable Economic UCT Potential | F2 | Industrial | Instruments | Existing | Process | Natural Gas | Gas Boiler - Insulate Hot Water Lines | A | Integrated Unit Summer Peak Savings (kW) | Achievable Economic UCT Potential | 0 | 0 | 0 | 0 | 0 | 0 | 0 | 0 | 0 | 0 | 0 | 0 | 0 | 0 | 0 | 0 | 0 | 0 | 0 | 0 | 0 | 0 | 0 | 0 | 0 | 0 | 0 | 0 | 0 | 0 | 0
F3_Industrial_Instruments_Existing_Process_Natural Gas_Gas Boiler - Insulate Hot Water Lines_A_Achievable Economic UCT Potential | F3 | Industrial | Instruments | Existing | Process | Natural Gas | Gas Boiler - Insulate Hot Water Lines | A | Integrated Unit Winter Peak Savings (kW) | Achievable Economic UCT Potential | 0 | 0 | 0 | 0 | 0 | 0 | 0 | 0 | 0 | 0 | 0 | 0 | 0 | 0 | 0 | 0 | 0 | 0 | 0 | 0 | 0 | 0 | 0 | 0 | 0 | 0 | 0 | 0 | 0 | 0 | 0
F4_Industrial_Instruments_Existing_Process_Natural Gas_Gas Boiler - Insulate Hot Water Lines_A_Achievable Economic UCT Potential | F4 | Industrial | Instruments | Existing | Process | Natural Gas | Gas Boiler - Insulate Hot Water Lines | A | Incremental Energy Savings (MWh or mTherms) | Achievable Economic UCT Potential | 0 | 0 | 0 | 0 | 0 | 0.79196 | 0.79038 | 0.78456 | 0.78381 | 0.78325 | 0.77204 | 0.76879 | 0.76619 | 0.75297 | 0.75511 | 0.74719 | 0.74682 | 0.74267 | 0.7357 | 0.7364 | 0.73314 | 0.73015 | 0.72736 | 0.72476 | 0.72235 | 0 | 0 | 0 | 0 | 0 | 0
F5_Industrial_Instruments_Existing_Process_Natural Gas_Gas Boiler - Insulate Hot Water Lines_A_Achievable Economic UCT Potential | F5 | Industrial | Instruments | Existing | Process | Natural Gas | Gas Boiler - Insulate Hot Water Lines | A | Incremental Summer Peak Savings (MW) | Achievable Economic UCT Potential | 0 | 0 | 0 | 0 | 0 | 0 | 0 | 0 | 0 | 0 | 0 | 0 | 0 | 0 | 0 | 0 | 0 | 0 | 0 | 0 | 0 | 0 | 0 | 0 | 0 | 0 | 0 | 0 | 0 | 0 | 0
F6_Industrial_Instruments_Existing_Process_Natural Gas_Gas Boiler - Insulate Hot Water Lines_A_Achievable Economic UCT Potential | F6 | Industrial | Instruments | Existing | Process | Natural Gas | Gas Boiler - Insulate Hot Water Lines | A | Incremental Winter Peak Savings (MW) | Achievable Economic UCT Potential | 0 | 0 | 0 | 0 | 0 | 0 | 0 | 0 | 0 | 0 | 0 | 0 | 0 | 0 | 0 | 0 | 0 | 0 | 0 | 0 | 0 | 0 | 0 | 0 | 0 | 0 | 0 | 0 | 0 | 0 | 0
F7_Industrial_Instruments_Existing_Process_Natural Gas_Gas Boiler - Insulate Hot Water Lines_A_Achievable Economic UCT Potential | F7 | Industrial | Instruments | Existing | Process | Natural Gas | Gas Boiler - Insulate Hot Water Lines | A | Cumulative Energy Savings (MWh or mTherms) | Achievable Economic UCT Potential | 0 | 0 | 0 | 0 | 0 | 0.79196 | 1.5812 | 2.3634 | 3.1437 | 3.9221 | 4.6877 | 5.4496 | 6.2084 | 6.9527 | 7.7011 | 8.4408 | 9.1824 | 9.9202 | 10.6512 | 11.3851 | 12.115 | 12.8429 | 13.5679 | 14.2903 | 15.0102 | 15.0094 | 15.0087 | 15.0081 | 0 | 0 | 0
F8_Industrial_Instruments_Existing_Process_Natural Gas_Gas Boiler - Insulate Hot Water Lines_A_Achievable Economic UCT Potential | F8 | Industrial | Instruments | Existing | Process | Natural Gas | Gas Boiler - Insulate Hot Water Lines | A | Cumulative Summer Peak Savings (MW) | Achievable Economic UCT Potential | 0 | 0 | 0 | 0 | 0 | 0 | 0 | 0 | 0 | 0 | 0 | 0 | 0 | 0 | 0 | 0 | 0 | 0 | 0 | 0 | 0 | 0 | 0 | 0 | 0 | 0 | 0 | 0 | 0 | 0 | 0
F9_Industrial_Instruments_Existing_Process_Natural Gas_Gas Boiler - Insulate Hot Water Lines_A_Achievable Economic UCT Potential | F9 | Industrial | Instruments | Existing | Process | Natural Gas | Gas Boiler - Insulate Hot Water Lines | A | Cumulative Winter Peak Savings (MW) | Achievable Economic UCT Potential | 0 | 0 | 0 | 0 | 0 | 0 | 0 | 0 | 0 | 0 | 0 | 0 | 0 | 0 | 0 | 0 | 0 | 0 | 0 | 0 | 0 | 0 | 0 | 0 | 0 | 0 | 0 | 0 | 0 | 0 | 0
F10_Industrial_Instruments_Existing_Process_Natural Gas_Gas Boiler - Insulate Hot Water Lines_A_Achievable Economic UCT Potential | F10 | Industrial | Instruments | Existing | Process | Natural Gas | Gas Boiler - Insulate Hot Water Lines | A | Purchases (Incremental) | Achievable Economic UCT Potential | 0 | 0 | 0 | 0 | 0 | 25.1132 | 25.0994 | 24.9514 | 24.9649 | 24.9855 | 24.6682 | 24.6008 | 24.5509 | 24.161 | 24.2533 | 24.022 | 24.0251 | 23.9042 | 23.6909 | 23.719 | 23.6209 | 23.5291 | 23.4433 | 23.3637 | 23.29 | 0 | 0 | 0 | 0 | 0 | 0
F11_Industrial_Instruments_Existing_Process_Natural Gas_Gas Boiler - Insulate Hot Water Lines_A_Achievable Economic UCT Potential | F11 | Industrial | Instruments | Existing | Process | Natural Gas | Gas Boiler - Insulate Hot Water Lines | A | Purchases (Cumulative) | Achievable Economic UCT Potential | 0 | 0 | 0 | 0 | 0 | 25.1132 | 50.2126 | 75.164 | 100.1289 | 125.1144 | 149.7826 | 174.3835 | 198.9343 | 223.0954 | 247.3486 | 271.3706 | 295.3957 | 319.2999 | 342.9908 | 366.7098 | 390.3307 | 413.8598 | 437.3031 | 460.6668 | 483.9568 | 483.9568 | 483.9568 | 483.9568 | 483.9568 | 483.9568 | 483.9568
F1_Industrial_Instruments_Existing_Process_Natural Gas_Process - Insulate Heated Process Fluids_A_Achievable Economic UCT Potential | F1 | Industrial | Instruments | Existing | Process | Natural Gas | Process - Insulate Heated Process Fluids | A | Integrated Unit Energy Savings (kWh or therms) | Achievable Economic UCT Potential | 0 | 0 | 0 | 0 | 0 | 9.1959 | 9.1606 | 9.1245 | 9.0882 | 9.051 | 9.011 | 8.9735 | 8.9371 | 8.8979 | 8.8666 | 8.8329 | 8.8053 | 8.7777 | 8.7502 | 8.7285 | 8.7053 | 8.6834 | 8.662 | 8.6409 | 8.6199 | 8.6182 | 8.6166 | 8.6152 | 9.2315 | 9.2315 | 9.2315
F2_Industrial_Instruments_Existing_Process_Natural Gas_Process - Insulate Heated Process Fluids_A_Achievable Economic UCT Potential | F2 | Industrial | Instruments | Existing | Process | Natural Gas | Process - Insulate Heated Process Fluids | A | Integrated Unit Summer Peak Savings (kW) | Achievable Economic UCT Potential | 0 | 0 | 0 | 0 | 0 | 0 | 0 | 0 | 0 | 0 | 0 | 0 | 0 | 0 | 0 | 0 | 0 | 0 | 0 | 0 | 0 | 0 | 0 | 0 | 0 | 0 | 0 | 0 | 0 | 0 | 0
F3_Industrial_Instruments_Existing_Process_Natural Gas_Process - Insulate Heated Process Fluids_A_Achievable Economic UCT Potential | F3 | Industrial | Instruments | Existing | Process | Natural Gas | Process - Insulate Heated Process Fluids | A | Integrated Unit Winter Peak Savings (kW) | Achievable Economic UCT Potential | 0 | 0 | 0 | 0 | 0 | 0 | 0 | 0 | 0 | 0 | 0 | 0 | 0 | 0 | 0 | 0 | 0 | 0 | 0 | 0 | 0 | 0 | 0 | 0 | 0 | 0 | 0 | 0 | 0 | 0 | 0
F4_Industrial_Instruments_Existing_Process_Natural Gas_Process - Insulate Heated Process Fluids_A_Achievable Economic UCT Potential | F4 | Industrial | Instruments | Existing | Process | Natural Gas | Process - Insulate Heated Process Fluids | A | Incremental Energy Savings (MWh or mTherms) | Achievable Economic UCT Potential | 0 | 0 | 0 | 0 | 0 | 0 | 0 | 0 | 0 | 0 | 0 | 0 | 0 | 0 | 0 | 0 | 0 | 0 | 0 | 0 | 0 | 0 | 0 | 0 | 0 | 0 | 0 | 0 | 0 | 0 | 0
F5_Industrial_Instruments_Existing_Process_Natural Gas_Process - Insulate Heated Process Fluids_A_Achievable Economic UCT Potential | F5 | Industrial | Instruments | Existing | Process | Natural Gas | Process - Insulate Heated Process Fluids | A | Incremental Summer Peak Savings (MW) | Achievable Economic UCT Potential | 0 | 0 | 0 | 0 | 0 | 0 | 0 | 0 | 0 | 0 | 0 | 0 | 0 | 0 | 0 | 0 | 0 | 0 | 0 | 0 | 0 | 0 | 0 | 0 | 0 | 0 | 0 | 0 | 0 | 0 | 0
F6_Industrial_Instruments_Existing_Process_Natural Gas_Process - Insulate Heated Process Fluids_A_Achievable Economic UCT Potential | F6 | Industrial | Instruments | Existing | Process | Natural Gas | Process - Insulate Heated Process Fluids | A | Incremental Winter Peak Savings (MW) | Achievable Economic UCT Potential | 0 | 0 | 0 | 0 | 0 | 0 | 0 | 0 | 0 | 0 | 0 | 0 | 0 | 0 | 0 | 0 | 0 | 0 | 0 | 0 | 0 | 0 | 0 | 0 | 0 | 0 | 0 | 0 | 0 | 0 | 0
F7_Industrial_Instruments_Existing_Process_Natural Gas_Process - Insulate Heated Process Fluids_A_Achievable Economic UCT Potential | F7 | Industrial | Instruments | Existing | Process | Natural Gas | Process - Insulate Heated Process Fluids | A | Cumulative Energy Savings (MWh or mTherms) | Achievable Economic UCT Potential | 0 | 0 | 0 | 0 | 0 | 0 | 0 | 0 | 0 | 0 | 0 | 0 | 0 | 0 | 0 | 0 | 0 | 0 | 0 | 0 | 0 | 0 | 0 | 0 | 0 | 0 | 0 | 0 | 0 | 0 | 0
F8_Industrial_Instruments_Existing_Process_Natural Gas_Process - Insulate Heated Process Fluids_A_Achievable Economic UCT Potential | F8 | Industrial | Instruments | Existing | Process | Natural Gas | Process - Insulate Heated Process Fluids | A | Cumulative Summer Peak Savings (MW) | Achievable Economic UCT Potential | 0 | 0 | 0 | 0 | 0 | 0 | 0 | 0 | 0 | 0 | 0 | 0 | 0 | 0 | 0 | 0 | 0 | 0 | 0 | 0 | 0 | 0 | 0 | 0 | 0 | 0 | 0 | 0 | 0 | 0 | 0
F9_Industrial_Instruments_Existing_Process_Natural Gas_Process - Insulate Heated Process Fluids_A_Achievable Economic UCT Potential | F9 | Industrial | Instruments | Existing | Process | Natural Gas | Process - Insulate Heated Process Fluids | A | Cumulative Winter Peak Savings (MW) | Achievable Economic UCT Potential | 0 | 0 | 0 | 0 | 0 | 0 | 0 | 0 | 0 | 0 | 0 | 0 | 0 | 0 | 0 | 0 | 0 | 0 | 0 | 0 | 0 | 0 | 0 | 0 | 0 | 0 | 0 | 0 | 0 | 0 | 0
F10_Industrial_Instruments_Existing_Process_Natural Gas_Process - Insulate Heated Process Fluids_A_Achievable Economic UCT Potential | F10 | Industrial | Instruments | Existing | Process | Natural Gas | Process - Insulate Heated Process Fluids | A | Purchases (Incremental) | Achievable Economic UCT Potential | 0 | 0 | 0 | 0 | 0 | 0 | 0 | 0 | 0 | 0 | 0 | 0 | 0 | 0 | 0 | 0 | 0 | 0 | 0 | 0 | 0 | 0 | 0 | 0 | 0 | 0 | 0 | 0 | 0 | 0 | 0
F11_Industrial_Instruments_Existing_Process_Natural Gas_Process - Insulate Heated Process Fluids_A_Achievable Economic UCT Potential | F11 | Industrial | Instruments | Existing | Process | Natural Gas | Process - Insulate Heated Process Fluids | A | Purchases (Cumulative) | Achievable Economic UCT Potential | 0 | 0 | 0 | 0 | 0 | 0 | 0 | 0 | 0 | 0 | 0 | 0 | 0 | 0 | 0 | 0 | 0 | 0 | 0 | 0 | 0 | 0 | 0 | 0 | 0 | 0 | 0 | 0 | 0 | 0 | 0
F1_Industrial_Instruments_Existing_Process_Natural Gas_Process Heat Recovery_A_Achievable Economic UCT Potential | F1 | Industrial | Instruments | Existing | Process | Natural Gas | Process Heat Recovery | A | Integrated Unit Energy Savings (kWh or therms) | Achievable Economic UCT Potential | 0 | 0 | 0 | 0 | 0 | 0.13962 | 0.13909 | 0.13854 | 0.13799 | 0.13742 | 0.13682 | 0.13625 | 0.1357 | 0.1351 | 0.13462 | 0.13411 | 0.13369 | 0.13328 | 0.13286 | 0.13253 | 0.13217 | 0.13184 | 0.13152 | 0.1312 | 0.13088 | 0.13085 | 0.13083 | 0.13081 | 0 | 0 | 0
F2_Industrial_Instruments_Existing_Process_Natural Gas_Process Heat Recovery_A_Achievable Economic UCT Potential | F2 | Industrial | Instruments | Existing | Process | Natural Gas | Process Heat Recovery | A | Integrated Unit Summer Peak Savings (kW) | Achievable Economic UCT Potential | 0 | 0 | 0 | 0 | 0 | 0 | 0 | 0 | 0 | 0 | 0 | 0 | 0 | 0 | 0 | 0 | 0 | 0 | 0 | 0 | 0 | 0 | 0 | 0 | 0 | 0 | 0 | 0 | 0 | 0 | 0
F3_Industrial_Instruments_Existing_Process_Natural Gas_Process Heat Recovery_A_Achievable Economic UCT Potential | F3 | Industrial | Instruments | Existing | Process | Natural Gas | Process Heat Recovery | A | Integrated Unit Winter Peak Savings (kW) | Achievable Economic UCT Potential | 0 | 0 | 0 | 0 | 0 | 0 | 0 | 0 | 0 | 0 | 0 | 0 | 0 | 0 | 0 | 0 | 0 | 0 | 0 | 0 | 0 | 0 | 0 | 0 | 0 | 0 | 0 | 0 | 0 | 0 | 0
F4_Industrial_Instruments_Existing_Process_Natural Gas_Process Heat Recovery_A_Achievable Economic UCT Potential | F4 | Industrial | Instruments | Existing | Process | Natural Gas | Process Heat Recovery | A | Incremental Energy Savings (MWh or mTherms) | Achievable Economic UCT Potential | 0 | 0 | 0 | 0 | 0 | 0 | 0 | 0 | 0 | 0 | 0 | 0 | 0 | 0 | 0 | 0 | 0 | 0 | 0 | 0 | 0 | 0 | 0 | 0 | 0 | 0 | 0 | 0 | 0 | 0 | 0
F5_Industrial_Instruments_Existing_Process_Natural Gas_Process Heat Recovery_A_Achievable Economic UCT Potential | F5 | Industrial | Instruments | Existing | Process | Natural Gas | Process Heat Recovery | A | Incremental Summer Peak Savings (MW) | Achievable Economic UCT Potential | 0 | 0 | 0 | 0 | 0 | 0 | 0 | 0 | 0 | 0 | 0 | 0 | 0 | 0 | 0 | 0 | 0 | 0 | 0 | 0 | 0 | 0 | 0 | 0 | 0 | 0 | 0 | 0 | 0 | 0 | 0
F6_Industrial_Instruments_Existing_Process_Natural Gas_Process Heat Recovery_A_Achievable Economic UCT Potential | F6 | Industrial | Instruments | Existing | Process | Natural Gas | Process Heat Recovery | A | Incremental Winter Peak Savings (MW) | Achievable Economic UCT Potential | 0 | 0 | 0 | 0 | 0 | 0 | 0 | 0 | 0 | 0 | 0 | 0 | 0 | 0 | 0 | 0 | 0 | 0 | 0 | 0 | 0 | 0 | 0 | 0 | 0 | 0 | 0 | 0 | 0 | 0 | 0
F7_Industrial_Instruments_Existing_Process_Natural Gas_Process Heat Recovery_A_Achievable Economic UCT Potential | F7 | Industrial | Instruments | Existing | Process | Natural Gas | Process Heat Recovery | A | Cumulative Energy Savings (MWh or mTherms) | Achievable Economic UCT Potential | 0 | 0 | 0 | 0 | 0 | 0 | 0 | 0 | 0 | 0 | 0 | 0 | 0 | 0 | 0 | 0 | 0 | 0 | 0 | 0 | 0 | 0 | 0 | 0 | 0 | 0 | 0 | 0 | 0 | 0 | 0
F8_Industrial_Instruments_Existing_Process_Natural Gas_Process Heat Recovery_A_Achievable Economic UCT Potential | F8 | Industrial | Instruments | Existing | Process | Natural Gas | Process Heat Recovery | A | Cumulative Summer Peak Savings (MW) | Achievable Economic UCT Potential | 0 | 0 | 0 | 0 | 0 | 0 | 0 | 0 | 0 | 0 | 0 | 0 | 0 | 0 | 0 | 0 | 0 | 0 | 0 | 0 | 0 | 0 | 0 | 0 | 0 | 0 | 0 | 0 | 0 | 0 | 0
F9_Industrial_Instruments_Existing_Process_Natural Gas_Process Heat Recovery_A_Achievable Economic UCT Potential | F9 | Industrial | Instruments | Existing | Process | Natural Gas | Process Heat Recovery | A | Cumulative Winter Peak Savings (MW) | Achievable Economic UCT Potential | 0 | 0 | 0 | 0 | 0 | 0 | 0 | 0 | 0 | 0 | 0 | 0 | 0 | 0 | 0 | 0 | 0 | 0 | 0 | 0 | 0 | 0 | 0 | 0 | 0 | 0 | 0 | 0 | 0 | 0 | 0
F10_Industrial_Instruments_Existing_Process_Natural Gas_Process Heat Recovery_A_Achievable Economic UCT Potential | F10 | Industrial | Instruments | Existing | Process | Natural Gas | Process Heat Recovery | A | Purchases (Incremental) | Achievable Economic UCT Potential | 0 | 0 | 0 | 0 | 0 | 0 | 0 | 0 | 0 | 0 | 0 | 0 | 0 | 0 | 0 | 0 | 0 | 0 | 0 | 0 | 0 | 0 | 0 | 0 | 0 | 0 | 0 | 0 | 0 | 0 | 0
F11_Industrial_Instruments_Existing_Process_Natural Gas_Process Heat Recovery_A_Achievable Economic UCT Potential | F11 | Industrial | Instruments | Existing | Process | Natural Gas | Process Heat Recovery | A | Purchases (Cumulative) | Achievable Economic UCT Potential | 0 | 0 | 0 | 0 | 0 | 0 | 0 | 0 | 0 | 0 | 0 | 0 | 0 | 0 | 0 | 0 | 0 | 0 | 0 | 0 | 0 | 0 | 0 | 0 | 0 | 0 | 0 | 0 | 0 | 0 | 0
F1_Industrial_Instruments_Existing_Space Heating_Natural Gas_Building Automation System_A_Achievable Economic UCT Potential | F1 | Industrial | Instruments | Existing | Space Heating | Natural Gas | Building Automation System | A | Integrated Unit Energy Savings (kWh or therms) | Achievable Economic UCT Potential | 0 | 0 | 0 | 0 | 0 | 0.015441 | 0.015337 | 0.01521 | 0.015075 | 0.014929 | 0.014775 | 0.014615 | 0.014451 | 0.014279 | 0.014096 | 0.013916 | 0.013739 | 0.01357 | 0.013408 | 0.013257 | 0.013112 | 0.012966 | 0.012837 | 0.012724 | 0.012618 | 0.012534 | 0.012461 | 0.012394 | 0 | 0 | 0
F2_Industrial_Instruments_Existing_Space Heating_Natural Gas_Building Automation System_A_Achievable Economic UCT Potential | F2 | Industrial | Instruments | Existing | Space Heating | Natural Gas | Building Automation System | A | Integrated Unit Summer Peak Savings (kW) | Achievable Economic UCT Potential | 0 | 0 | 0 | 0 | 0 | 0 | 0 | 0 | 0 | 0 | 0 | 0 | 0 | 0 | 0 | 0 | 0 | 0 | 0 | 0 | 0 | 0 | 0 | 0 | 0 | 0 | 0 | 0 | 0 | 0 | 0
F3_Industrial_Instruments_Existing_Space Heating_Natural Gas_Building Automation System_A_Achievable Economic UCT Potential | F3 | Industrial | Instruments | Existing | Space Heating | Natural Gas | Building Automation System | A | Integrated Unit Winter Peak Savings (kW) | Achievable Economic UCT Potential | 0 | 0 | 0 | 0 | 0 | 0 | 0 | 0 | 0 | 0 | 0 | 0 | 0 | 0 | 0 | 0 | 0 | 0 | 0 | 0 | 0 | 0 | 0 | 0 | 0 | 0 | 0 | 0 | 0 | 0 | 0
F4_Industrial_Instruments_Existing_Space Heating_Natural Gas_Building Automation System_A_Achievable Economic UCT Potential | F4 | Industrial | Instruments | Existing | Space Heating | Natural Gas | Building Automation System | A | Incremental Energy Savings (MWh or mTherms) | Achievable Economic UCT Potential | 0 | 0 | 0 | 0 | 0 | 0.046703 | 0.092676 | 0.16223 | 0.26168 | 0.39367 | 0.55092 | 0.73926 | 0.94568 | 1.1374 | 1.3291 | 1.4581 | 1.5316 | 1.5114 | 1.3952 | 1.2143 | 0.98916 | 0.74507 | 0.50882 | 0.32114 | 0.20704 | 0 | 0 | 0 | 0 | 0 | 0
F5_Industrial_Instruments_Existing_Space Heating_Natural Gas_Building Automation System_A_Achievable Economic UCT Potential | F5 | Industrial | Instruments | Existing | Space Heating | Natural Gas | Building Automation System | A | Incremental Summer Peak Savings (MW) | Achievable Economic UCT Potential | 0 | 0 | 0 | 0 | 0 | 0 | 0 | 0 | 0 | 0 | 0 | 0 | 0 | 0 | 0 | 0 | 0 | 0 | 0 | 0 | 0 | 0 | 0 | 0 | 0 | 0 | 0 | 0 | 0 | 0 | 0
F6_Industrial_Instruments_Existing_Space Heating_Natural Gas_Building Automation System_A_Achievable Economic UCT Potential | F6 | Industrial | Instruments | Existing | Space Heating | Natural Gas | Building Automation System | A | Incremental Winter Peak Savings (MW) | Achievable Economic UCT Potential | 0 | 0 | 0 | 0 | 0 | 0 | 0 | 0 | 0 | 0 | 0 | 0 | 0 | 0 | 0 | 0 | 0 | 0 | 0 | 0 | 0 | 0 | 0 | 0 | 0 | 0 | 0 | 0 | 0 | 0 | 0
F7_Industrial_Instruments_Existing_Space Heating_Natural Gas_Building Automation System_A_Achievable Economic UCT Potential | F7 | Industrial | Instruments | Existing | Space Heating | Natural Gas | Building Automation System | A | Cumulative Energy Savings (MWh or mTherms) | Achievable Economic UCT Potential | 0 | 0 | 0 | 0 | 0 | 0.046703 | 0.13906 | 0.30015 | 0.55915 | 0.94742 | 1.4886 | 2.2117 | 3.1326 | 4.2327 | 5.5075 | 6.8955 | 8.3394 | 9.7482 | 11.0269 | 12.1171 | 12.9739 | 13.5742 | 13.9479 | 14.1468 | 14.236 | 14.1406 | 14.0588 | 13.9825 | 0 | 0 | 0
F8_Industrial_Instruments_Existing_Space Heating_Natural Gas_Building Automation System_A_Achievable Economic UCT Potential | F8 | Industrial | Instruments | Existing | Space Heating | Natural Gas | Building Automation System | A | Cumulative Summer Peak Savings (MW) | Achievable Economic UCT Potential | 0 | 0 | 0 | 0 | 0 | 0 | 0 | 0 | 0 | 0 | 0 | 0 | 0 | 0 | 0 | 0 | 0 | 0 | 0 | 0 | 0 | 0 | 0 | 0 | 0 | 0 | 0 | 0 | 0 | 0 | 0
F9_Industrial_Instruments_Existing_Space Heating_Natural Gas_Building Automation System_A_Achievable Economic UCT Potential | F9 | Industrial | Instruments | Existing | Space Heating | Natural Gas | Building Automation System | A | Cumulative Winter Peak Savings (MW) | Achievable Economic UCT Potential | 0 | 0 | 0 | 0 | 0 | 0 | 0 | 0 | 0 | 0 | 0 | 0 | 0 | 0 | 0 | 0 | 0 | 0 | 0 | 0 | 0 | 0 | 0 | 0 | 0 | 0 | 0 | 0 | 0 | 0 | 0
F10_Industrial_Instruments_Existing_Space Heating_Natural Gas_Building Automation System_A_Achievable Economic UCT Potential | F10 | Industrial | Instruments | Existing | Space Heating | Natural Gas | Building Automation System | A | Purchases (Incremental) | Achievable Economic UCT Potential | 0 | 0 | 0 | 0 | 0 | 3024.6588 | 6042.7762 | 10665.9486 | 17359.0072 | 26370.3355 | 37288.341 | 50583.7764 | 65441.6986 | 79654.8015 | 94290.5685 | 104779.0647 | 111479.6626 | 111381.651 | 104059.4323 | 91599.8912 | 75438.8449 | 57464.1586 | 39637.9242 | 25238.1696 | 16407.771 | 0 | 0 | 0 | 0 | 0 | 0
F11_Industrial_Instruments_Existing_Space Heating_Natural Gas_Building Automation System_A_Achievable Economic UCT Potential | F11 | Industrial | Instruments | Existing | Space Heating | Natural Gas | Building Automation System | A | Purchases (Cumulative) | Achievable Economic UCT Potential | 0 | 0 | 0 | 0 | 0 | 3024.6588 | 9067.4349 | 19733.3835 | 37092.3908 | 63462.7263 | 100751.0673 | 151334.8437 | 216776.5424 | 296431.3439 | 390721.9124 | 495500.977 | 606980.6396 | 718362.2907 | 822421.723 | 914021.6141 | 989460.459 | 1046924.6176 | 1086562.5418 | 1111800.7114 | 1128208.4824 | 1128208.4824 | 1128208.4824 | 1128208.4824 | 1128208.4824 | 1128208.4824 | 1128208.4824
F1_Industrial_Instruments_Existing_Space Heating_Natural Gas_Steam System Efficiency Improvements_A_Achievable Economic UCT Potential | F1 | Industrial | Instruments | Existing | Space Heating | Natural Gas | Steam System Efficiency Improvements | A | Integrated Unit Energy Savings (kWh or therms) | Achievable Economic UCT Potential | 0 | 0 | 0 | 0 | 0 | 0.13702 | 0.13484 | 0.13212 | 0.12881 | 0.12492 | 0.1205 | 0.11592 | 0.11133 | 0.10666 | 0.10263 | 0.098777 | 0.09562 | 0.092781 | 0.09023 | 0.088343 | 0.086595 | 0.085038 | 0.083713 | 0.082676 | 0.081705 | 0.080967 | 0.080347 | 0.079778 | 0.11902 | 0.11854 | 0.11809
F2_Industrial_Instruments_Existing_Space Heating_Natural Gas_Steam System Efficiency Improvements_A_Achievable Economic UCT Potential | F2 | Industrial | Instruments | Existing | Space Heating | Natural Gas | Steam System Efficiency Improvements | A | Integrated Unit Summer Peak Savings (kW) | Achievable Economic UCT Potential | 0 | 0 | 0 | 0 | 0 | 0 | 0 | 0 | 0 | 0 | 0 | 0 | 0 | 0 | 0 | 0 | 0 | 0 | 0 | 0 | 0 | 0 | 0 | 0 | 0 | 0 | 0 | 0 | 0 | 0 | 0
F3_Industrial_Instruments_Existing_Space Heating_Natural Gas_Steam System Efficiency Improvements_A_Achievable Economic UCT Potential | F3 | Industrial | Instruments | Existing | Space Heating | Natural Gas | Steam System Efficiency Improvements | A | Integrated Unit Winter Peak Savings (kW) | Achievable Economic UCT Potential | 0 | 0 | 0 | 0 | 0 | 0 | 0 | 0 | 0 | 0 | 0 | 0 | 0 | 0 | 0 | 0 | 0 | 0 | 0 | 0 | 0 | 0 | 0 | 0 | 0 | 0 | 0 | 0 | 0 | 0 | 0
F4_Industrial_Instruments_Existing_Space Heating_Natural Gas_Steam System Efficiency Improvements_A_Achievable Economic UCT Potential | F4 | Industrial | Instruments | Existing | Space Heating | Natural Gas | Steam System Efficiency Improvements | A | Incremental Energy Savings (MWh or mTherms) | Achievable Economic UCT Potential | 0 | 0 | 0 | 0 | 0 | 0.0029371 | 0.0057748 | 0.0099872 | 0.015846 | 0.023347 | 0.031845 | 0.041558 | 0.051636 | 0.060211 | 0.068582 | 0.07335 | 0.075547 | 0.073239 | 0.066543 | 0.057351 | 0.046297 | 0.034632 | 0.023516 | 0.014788 | 0.0095009 | 0 | 0 | 0 | 0 | 0 | 0
F5_Industrial_Instruments_Existing_Space Heating_Natural Gas_Steam System Efficiency Improvements_A_Achievable Economic UCT Potential | F5 | Industrial | Instruments | Existing | Space Heating | Natural Gas | Steam System Efficiency Improvements | A | Incremental Summer Peak Savings (MW) | Achievable Economic UCT Potential | 0 | 0 | 0 | 0 | 0 | 0 | 0 | 0 | 0 | 0 | 0 | 0 | 0 | 0 | 0 | 0 | 0 | 0 | 0 | 0 | 0 | 0 | 0 | 0 | 0 | 0 | 0 | 0 | 0 | 0 | 0
F6_Industrial_Instruments_Existing_Space Heating_Natural Gas_Steam System Efficiency Improvements_A_Achievable Economic UCT Potential | F6 | Industrial | Instruments | Existing | Space Heating | Natural Gas | Steam System Efficiency Improvements | A | Incremental Winter Peak Savings (MW) | Achievable Economic UCT Potential | 0 | 0 | 0 | 0 | 0 | 0 | 0 | 0 | 0 | 0 | 0 | 0 | 0 | 0 | 0 | 0 | 0 | 0 | 0 | 0 | 0 | 0 | 0 | 0 | 0 | 0 | 0 | 0 | 0 | 0 | 0
F7_Industrial_Instruments_Existing_Space Heating_Natural Gas_Steam System Efficiency Improvements_A_Achievable Economic UCT Potential | F7 | Industrial | Instruments | Existing | Space Heating | Natural Gas | Steam System Efficiency Improvements | A | Cumulative Energy Savings (MWh or mTherms) | Achievable Economic UCT Potential | 0 | 0 | 0 | 0 | 0 | 0.0029371 | 0.0086653 | 0.018478 | 0.03386 | 0.056186 | 0.086043 | 0.12433 | 0.17105 | 0.22407 | 0.28419 | 0.34687 | 0.41133 | 0.47236 | 0.52592 | 0.57227 | 0.60724 | 0.63096 | 0.64464 | 0.65144 | 0.65329 | 0.64739 | 0.64243 | 0.63788 | 0 | 0 | 0
F8_Industrial_Instruments_Existing_Space Heating_Natural Gas_Steam System Efficiency Improvements_A_Achievable Economic UCT Potential | F8 | Industrial | Instruments | Existing | Space Heating | Natural Gas | Steam System Efficiency Improvements | A | Cumulative Summer Peak Savings (MW) | Achievable Economic UCT Potential | 0 | 0 | 0 | 0 | 0 | 0 | 0 | 0 | 0 | 0 | 0 | 0 | 0 | 0 | 0 | 0 | 0 | 0 | 0 | 0 | 0 | 0 | 0 | 0 | 0 | 0 | 0 | 0 | 0 | 0 | 0
F9_Industrial_Instruments_Existing_Space Heating_Natural Gas_Steam System Efficiency Improvements_A_Achievable Economic UCT Potential | F9 | Industrial | Instruments | Existing | Space Heating | Natural Gas | Steam System Efficiency Improvements | A | Cumulative Winter Peak Savings (MW) | Achievable Economic UCT Potential | 0 | 0 | 0 | 0 | 0 | 0 | 0 | 0 | 0 | 0 | 0 | 0 | 0 | 0 | 0 | 0 | 0 | 0 | 0 | 0 | 0 | 0 | 0 | 0 | 0 | 0 | 0 | 0 | 0 | 0 | 0
F10_Industrial_Instruments_Existing_Space Heating_Natural Gas_Steam System Efficiency Improvements_A_Achievable Economic UCT Potential | F10 | Industrial | Instruments | Existing | Space Heating | Natural Gas | Steam System Efficiency Improvements | A | Purchases (Incremental) | Achievable Economic UCT Potential | 0 | 0 | 0 | 0 | 0 | 21.4361 | 42.8259 | 75.5909 | 123.0254 | 186.8898 | 264.267 | 358.4934 | 463.7933 | 564.5233 | 668.2488 | 742.582 | 790.07 | 789.3754 | 737.4819 | 649.1796 | 534.6443 | 407.2555 | 280.9188 | 178.866 | 116.2839 | 0 | 0 | 0 | 0 | 0 | 0
F11_Industrial_Instruments_Existing_Space Heating_Natural Gas_Steam System Efficiency Improvements_A_Achievable Economic UCT Potential | F11 | Industrial | Instruments | Existing | Space Heating | Natural Gas | Steam System Efficiency Improvements | A | Purchases (Cumulative) | Achievable Economic UCT Potential | 0 | 0 | 0 | 0 | 0 | 21.4361 | 64.262 | 139.8529 | 262.8783 | 449.7681 | 714.0351 | 1072.5285 | 1536.3219 | 2100.8452 | 2769.094 | 3511.676 | 4301.746 | 5091.1214 | 5828.6033 | 6477.783 | 7012.4273 | 7419.6828 | 7700.6016 | 7879.4676 | 7995.7515 | 7995.7515 | 7995.7515 | 7995.7515 | 7995.7515 | 7995.7515 | 7995.7515
F1_Industrial_Instruments_Existing_Process_Natural Gas_Steam System Efficiency Improvements_A_Achievable Economic UCT Potential | F1 | Industrial | Instruments | Existing | Process | Natural Gas | Steam System Efficiency Improvements | A | Integrated Unit Energy Savings (kWh or therms) | Achievable Economic UCT Potential | 0 | 0 | 0 | 0 | 0 | 0.086773 | 0.086439 | 0.086099 | 0.085757 | 0.085405 | 0.085028 | 0.084674 | 0.084331 | 0.083961 | 0.083665 | 0.083348 | 0.083087 | 0.082827 | 0.082567 | 0.082363 | 0.082143 | 0.081937 | 0.081735 | 0.081535 | 0.081338 | 0.081322 | 0.081307 | 0.081293 | 0.087109 | 0.087109 | 0.087109
F2_Industrial_Instruments_Existing_Process_Natural Gas_Steam System Efficiency Improvements_A_Achievable Economic UCT Potential | F2 | Industrial | Instruments | Existing | Process | Natural Gas | Steam System Efficiency Improvements | A | Integrated Unit Summer Peak Savings (kW) | Achievable Economic UCT Potential | 0 | 0 | 0 | 0 | 0 | 0 | 0 | 0 | 0 | 0 | 0 | 0 | 0 | 0 | 0 | 0 | 0 | 0 | 0 | 0 | 0 | 0 | 0 | 0 | 0 | 0 | 0 | 0 | 0 | 0 | 0
F3_Industrial_Instruments_Existing_Process_Natural Gas_Steam System Efficiency Improvements_A_Achievable Economic UCT Potential | F3 | Industrial | Instruments | Existing | Process | Natural Gas | Steam System Efficiency Improvements | A | Integrated Unit Winter Peak Savings (kW) | Achievable Economic UCT Potential | 0 | 0 | 0 | 0 | 0 | 0 | 0 | 0 | 0 | 0 | 0 | 0 | 0 | 0 | 0 | 0 | 0 | 0 | 0 | 0 | 0 | 0 | 0 | 0 | 0 | 0 | 0 | 0 | 0 | 0 | 0
F4_Industrial_Instruments_Existing_Process_Natural Gas_Steam System Efficiency Improvements_A_Achievable Economic UCT Potential | F4 | Industrial | Instruments | Existing | Process | Natural Gas | Steam System Efficiency Improvements | A | Incremental Energy Savings (MWh or mTherms) | Achievable Economic UCT Potential | 0 | 0 | 0 | 0 | 0 | 0 | 0 | 0 | 0 | 0 | 0 | 0 | 0 | 0 | 0 | 0 | 0 | 0 | 0 | 0 | 0 | 0 | 0 | 0 | 0 | 0 | 0 | 0 | 0 | 0 | 0
F5_Industrial_Instruments_Existing_Process_Natural Gas_Steam System Efficiency Improvements_A_Achievable Economic UCT Potential | F5 | Industrial | Instruments | Existing | Process | Natural Gas | Steam System Efficiency Improvements | A | Incremental Summer Peak Savings (MW) | Achievable Economic UCT Potential | 0 | 0 | 0 | 0 | 0 | 0 | 0 | 0 | 0 | 0 | 0 | 0 | 0 | 0 | 0 | 0 | 0 | 0 | 0 | 0 | 0 | 0 | 0 | 0 | 0 | 0 | 0 | 0 | 0 | 0 | 0
F6_Industrial_Instruments_Existing_Process_Natural Gas_Steam System Efficiency Improvements_A_Achievable Economic UCT Potential | F6 | Industrial | Instruments | Existing | Process | Natural Gas | Steam System Efficiency Improvements | A | Incremental Winter Peak Savings (MW) | Achievable Economic UCT Potential | 0 | 0 | 0 | 0 | 0 | 0 | 0 | 0 | 0 | 0 | 0 | 0 | 0 | 0 | 0 | 0 | 0 | 0 | 0 | 0 | 0 | 0 | 0 | 0 | 0 | 0 | 0 | 0 | 0 | 0 | 0
F7_Industrial_Instruments_Existing_Process_Natural Gas_Steam System Efficiency Improvements_A_Achievable Economic UCT Potential | F7 | Industrial | Instruments | Existing | Process | Natural Gas | Steam System Efficiency Improvements | A | Cumulative Energy Savings (MWh or mTherms) | Achievable Economic UCT Potential | 0 | 0 | 0 | 0 | 0 | 0 | 0 | 0 | 0 | 0 | 0 | 0 | 0 | 0 | 0 | 0 | 0 | 0 | 0 | 0 | 0 | 0 | 0 | 0 | 0 | 0 | 0 | 0 | 0 | 0 | 0
F8_Industrial_Instruments_Existing_Process_Natural Gas_Steam System Efficiency Improvements_A_Achievable Economic UCT Potential | F8 | Industrial | Instruments | Existing | Process | Natural Gas | Steam System Efficiency Improvements | A | Cumulative Summer Peak Savings (MW) | Achievable Economic UCT Potential | 0 | 0 | 0 | 0 | 0 | 0 | 0 | 0 | 0 | 0 | 0 | 0 | 0 | 0 | 0 | 0 | 0 | 0 | 0 | 0 | 0 | 0 | 0 | 0 | 0 | 0 | 0 | 0 | 0 | 0 | 0
F9_Industrial_Instruments_Existing_Process_Natural Gas_Steam System Efficiency Improvements_A_Achievable Economic UCT Potential | F9 | Industrial | Instruments | Existing | Process | Natural Gas | Steam System Efficiency Improvements | A | Cumulative Winter Peak Savings (MW) | Achievable Economic UCT Potential | 0 | 0 | 0 | 0 | 0 | 0 | 0 | 0 | 0 | 0 | 0 | 0 | 0 | 0 | 0 | 0 | 0 | 0 | 0 | 0 | 0 | 0 | 0 | 0 | 0 | 0 | 0 | 0 | 0 | 0 | 0
F10_Industrial_Instruments_Existing_Process_Natural Gas_Steam System Efficiency Improvements_A_Achievable Economic UCT Potential | F10 | Industrial | Instruments | Existing | Process | Natural Gas | Steam System Efficiency Improvements | A | Purchases (Incremental) | Achievable Economic UCT Potential | 0 | 0 | 0 | 0 | 0 | 0 | 0 | 0 | 0 | 0 | 0 | 0 | 0 | 0 | 0 | 0 | 0 | 0 | 0 | 0 | 0 | 0 | 0 | 0 | 0 | 0 | 0 | 0 | 0 | 0 | 0
F11_Industrial_Instruments_Existing_Process_Natural Gas_Steam System Efficiency Improvements_A_Achievable Economic UCT Potential | F11 | Industrial | Instruments | Existing | Process | Natural Gas | Steam System Efficiency Improvements | A | Purchases (Cumulative) | Achievable Economic UCT Potential | 0 | 0 | 0 | 0 | 0 | 0 | 0 | 0 | 0 | 0 | 0 | 0 | 0 | 0 | 0 | 0 | 0 | 0 | 0 | 0 | 0 | 0 | 0 | 0 | 0 | 0 | 0 | 0 | 0 | 0 | 0
F1_Industrial_Instruments_Existing_Space Heating_Natural Gas_Strategic Energy Management_A_Achievable Economic UCT Potential | F1 | Industrial | Instruments | Existing | Space Heating | Natural Gas | Strategic Energy Management | A | Integrated Unit Energy Savings (kWh or therms) | Achievable Economic UCT Potential | 0 | 0 | 0 | 0 | 0 | 3.1752 | 3.1564 | 3.133 | 3.1076 | 3.08 | 3.0509 | 3.0204 | 2.989 | 2.9562 | 2.9207 | 2.8861 | 2.8517 | 2.8191 | 2.7881 | 2.7589 | 2.7312 | 2.7031 | 2.6786 | 2.6575 | 2.6377 | 2.6202 | 2.6051 | 2.5911 | 0 | 0 | 0
F2_Industrial_Instruments_Existing_Space Heating_Natural Gas_Strategic Energy Management_A_Achievable Economic UCT Potential | F2 | Industrial | Instruments | Existing | Space Heating | Natural Gas | Strategic Energy Management | A | Integrated Unit Summer Peak Savings (kW) | Achievable Economic UCT Potential | 0 | 0 | 0 | 0 | 0 | 0 | 0 | 0 | 0 | 0 | 0 | 0 | 0 | 0 | 0 | 0 | 0 | 0 | 0 | 0 | 0 | 0 | 0 | 0 | 0 | 0 | 0 | 0 | 0 | 0 | 0
F3_Industrial_Instruments_Existing_Space Heating_Natural Gas_Strategic Energy Management_A_Achievable Economic UCT Potential | F3 | Industrial | Instruments | Existing | Space Heating | Natural Gas | Strategic Energy Management | A | Integrated Unit Winter Peak Savings (kW) | Achievable Economic UCT Potential | 0 | 0 | 0 | 0 | 0 | 0 | 0 | 0 | 0 | 0 | 0 | 0 | 0 | 0 | 0 | 0 | 0 | 0 | 0 | 0 | 0 | 0 | 0 | 0 | 0 | 0 | 0 | 0 | 0 | 0 | 0
F4_Industrial_Instruments_Existing_Space Heating_Natural Gas_Strategic Energy Management_A_Achievable Economic UCT Potential | F4 | Industrial | Instruments | Existing | Space Heating | Natural Gas | Strategic Energy Management | A | Incremental Energy Savings (MWh or mTherms) | Achievable Economic UCT Potential | 0 | 0 | 0 | 0 | 0 | 0.29391 | 0.29201 | 0.28814 | 0.28596 | 0.28366 | 0.27741 | 0.27388 | 0.27049 | 0.26327 | 0.2611 | 0.25555 | 0.25254 | 0.24839 | 0.24346 | 0.2412 | 0.23779 | 0.23443 | 0.23146 | 0.22885 | 0.22643 | 0 | 0 | 0 | 0 | 0 | 0
F5_Industrial_Instruments_Existing_Space Heating_Natural Gas_Strategic Energy Management_A_Achievable Economic UCT Potential | F5 | Industrial | Instruments | Existing | Space Heating | Natural Gas | Strategic Energy Management | A | Incremental Summer Peak Savings (MW) | Achievable Economic UCT Potential | 0 | 0 | 0 | 0 | 0 | 0 | 0 | 0 | 0 | 0 | 0 | 0 | 0 | 0 | 0 | 0 | 0 | 0 | 0 | 0 | 0 | 0 | 0 | 0 | 0 | 0 | 0 | 0 | 0 | 0 | 0
F6_Industrial_Instruments_Existing_Space Heating_Natural Gas_Strategic Energy Management_A_Achievable Economic UCT Potential | F6 | Industrial | Instruments | Existing | Space Heating | Natural Gas | Strategic Energy Management | A | Incremental Winter Peak Savings (MW) | Achievable Economic UCT Potential | 0 | 0 | 0 | 0 | 0 | 0 | 0 | 0 | 0 | 0 | 0 | 0 | 0 | 0 | 0 | 0 | 0 | 0 | 0 | 0 | 0 | 0 | 0 | 0 | 0 | 0 | 0 | 0 | 0 | 0 | 0
F7_Industrial_Instruments_Existing_Space Heating_Natural Gas_Strategic Energy Management_A_Achievable Economic UCT Potential | F7 | Industrial | Instruments | Existing | Space Heating | Natural Gas | Strategic Energy Management | A | Cumulative Energy Savings (MWh or mTherms) | Achievable Economic UCT Potential | 0 | 0 | 0 | 0 | 0 | 0.29391 | 0.58418 | 0.868 | 1.1469 | 1.4204 | 1.6844 | 1.9414 | 2.1918 | 2.431 | 2.6628 | 2.8869 | 3.105 | 3.3179 | 3.5248 | 3.7292 | 3.9295 | 4.1235 | 4.3176 | 4.5124 | 4.7052 | 4.6739 | 4.6471 | 4.6221 | 0 | 0 | 0
F8_Industrial_Instruments_Existing_Space Heating_Natural Gas_Strategic Energy Management_A_Achievable Economic UCT Potential | F8 | Industrial | Instruments | Existing | Space Heating | Natural Gas | Strategic Energy Management | A | Cumulative Summer Peak Savings (MW) | Achievable Economic UCT Potential | 0 | 0 | 0 | 0 | 0 | 0 | 0 | 0 | 0 | 0 | 0 | 0 | 0 | 0 | 0 | 0 | 0 | 0 | 0 | 0 | 0 | 0 | 0 | 0 | 0 | 0 | 0 | 0 | 0 | 0 | 0
F9_Industrial_Instruments_Existing_Space Heating_Natural Gas_Strategic Energy Management_A_Achievable Economic UCT Potential | F9 | Industrial | Instruments | Existing | Space Heating | Natural Gas | Strategic Energy Management | A | Cumulative Winter Peak Savings (MW) | Achievable Economic UCT Potential | 0 | 0 | 0 | 0 | 0 | 0 | 0 | 0 | 0 | 0 | 0 | 0 | 0 | 0 | 0 | 0 | 0 | 0 | 0 | 0 | 0 | 0 | 0 | 0 | 0 | 0 | 0 | 0 | 0 | 0 | 0
F10_Industrial_Instruments_Existing_Space Heating_Natural Gas_Strategic Energy Management_A_Achievable Economic UCT Potential | F10 | Industrial | Instruments | Existing | Space Heating | Natural Gas | Strategic Energy Management | A | Purchases (Incremental) | Achievable Economic UCT Potential | 0 | 0 | 0 | 0 | 0 | 92.566 | 92.5152 | 91.9696 | 92.0193 | 92.0954 | 90.9259 | 90.6774 | 90.4933 | 89.0563 | 89.3963 | 88.5438 | 88.5553 | 88.1096 | 87.3236 | 87.4271 | 87.0655 | 86.7269 | 86.4109 | 86.1173 | 85.8457 | 0 | 0 | 0 | 0 | 0 | 0
F11_Industrial_Instruments_Existing_Space Heating_Natural Gas_Strategic Energy Management_A_Achievable Economic UCT Potential | F11 | Industrial | Instruments | Existing | Space Heating | Natural Gas | Strategic Energy Management | A | Purchases (Cumulative) | Achievable Economic UCT Potential | 0 | 0 | 0 | 0 | 0 | 92.566 | 185.0811 | 277.0507 | 369.07 | 461.1653 | 552.0912 | 642.7686 | 733.2619 | 822.3181 | 911.7144 | 1000.2582 | 1088.8135 | 1176.923 | 1264.2467 | 1351.6738 | 1438.7393 | 1525.4662 | 1611.8771 | 1697.9944 | 1783.8401 | 1783.8401 | 1783.8401 | 1783.8401 | 1783.8401 | 1783.8401 | 1783.8401
F1_Industrial_Instruments_Existing_Process_Natural Gas_Strategic Energy Management_A_Achievable Economic UCT Potential | F1 | Industrial | Instruments | Existing | Process | Natural Gas | Strategic Energy Management | A | Integrated Unit Energy Savings (kWh or therms) | Achievable Economic UCT Potential | 0 | 0 | 0 | 0 | 0 | 1.6954 | 1.6915 | 1.6876 | 1.6836 | 1.6796 | 1.6753 | 1.6714 | 1.6677 | 1.6638 | 1.6608 | 1.6576 | 1.6552 | 1.6528 | 1.6504 | 1.6486 | 1.6466 | 1.6448 | 1.643 | 1.6412 | 1.6394 | 1.6393 | 1.6391 | 1.639 | 0 | 0 | 0
F2_Industrial_Instruments_Existing_Process_Natural Gas_Strategic Energy Management_A_Achievable Economic UCT Potential | F2 | Industrial | Instruments | Existing | Process | Natural Gas | Strategic Energy Management | A | Integrated Unit Summer Peak Savings (kW) | Achievable Economic UCT Potential | 0 | 0 | 0 | 0 | 0 | 0 | 0 | 0 | 0 | 0 | 0 | 0 | 0 | 0 | 0 | 0 | 0 | 0 | 0 | 0 | 0 | 0 | 0 | 0 | 0 | 0 | 0 | 0 | 0 | 0 | 0
F3_Industrial_Instruments_Existing_Process_Natural Gas_Strategic Energy Management_A_Achievable Economic UCT Potential | F3 | Industrial | Instruments | Existing | Process | Natural Gas | Strategic Energy Management | A | Integrated Unit Winter Peak Savings (kW) | Achievable Economic UCT Potential | 0 | 0 | 0 | 0 | 0 | 0 | 0 | 0 | 0 | 0 | 0 | 0 | 0 | 0 | 0 | 0 | 0 | 0 | 0 | 0 | 0 | 0 | 0 | 0 | 0 | 0 | 0 | 0 | 0 | 0 | 0
F4_Industrial_Instruments_Existing_Process_Natural Gas_Strategic Energy Management_A_Achievable Economic UCT Potential | F4 | Industrial | Instruments | Existing | Process | Natural Gas | Strategic Energy Management | A | Incremental Energy Savings (MWh or mTherms) | Achievable Economic UCT Potential | 0 | 0 | 0 | 0 | 0 | 0.76639 | 0.76421 | 0.75793 | 0.75657 | 0.75538 | 0.74389 | 0.74012 | 0.73697 | 0.72356 | 0.72502 | 0.71674 | 0.71578 | 0.71115 | 0.70379 | 0.70386 | 0.70011 | 0.69662 | 0.69332 | 0.69021 | 0.68728 | 0 | 0 | 0 | 0 | 0 | 0
F5_Industrial_Instruments_Existing_Process_Natural Gas_Strategic Energy Management_A_Achievable Economic UCT Potential | F5 | Industrial | Instruments | Existing | Process | Natural Gas | Strategic Energy Management | A | Incremental Summer Peak Savings (MW) | Achievable Economic UCT Potential | 0 | 0 | 0 | 0 | 0 | 0 | 0 | 0 | 0 | 0 | 0 | 0 | 0 | 0 | 0 | 0 | 0 | 0 | 0 | 0 | 0 | 0 | 0 | 0 | 0 | 0 | 0 | 0 | 0 | 0 | 0
F6_Industrial_Instruments_Existing_Process_Natural Gas_Strategic Energy Management_A_Achievable Economic UCT Potential | F6 | Industrial | Instruments | Existing | Process | Natural Gas | Strategic Energy Management | A | Incremental Winter Peak Savings (MW) | Achievable Economic UCT Potential | 0 | 0 | 0 | 0 | 0 | 0 | 0 | 0 | 0 | 0 | 0 | 0 | 0 | 0 | 0 | 0 | 0 | 0 | 0 | 0 | 0 | 0 | 0 | 0 | 0 | 0 | 0 | 0 | 0 | 0 | 0
F7_Industrial_Instruments_Existing_Process_Natural Gas_Strategic Energy Management_A_Achievable Economic UCT Potential | F7 | Industrial | Instruments | Existing | Process | Natural Gas | Strategic Energy Management | A | Cumulative Energy Savings (MWh or mTherms) | Achievable Economic UCT Potential | 0 | 0 | 0 | 0 | 0 | 0.76639 | 1.5288 | 2.2832 | 3.0344 | 3.7826 | 4.5168 | 5.2464 | 5.9717 | 6.6811 | 7.3942 | 8.0968 | 8.8007 | 9.4991 | 10.1892 | 10.8821 | 11.5692 | 12.253 | 12.9329 | 13.609 | 14.2815 | 14.28 | 14.2786 | 14.2773 | 0 | 0 | 0
F8_Industrial_Instruments_Existing_Process_Natural Gas_Strategic Energy Management_A_Achievable Economic UCT Potential | F8 | Industrial | Instruments | Existing | Process | Natural Gas | Strategic Energy Management | A | Cumulative Summer Peak Savings (MW) | Achievable Economic UCT Potential | 0 | 0 | 0 | 0 | 0 | 0 | 0 | 0 | 0 | 0 | 0 | 0 | 0 | 0 | 0 | 0 | 0 | 0 | 0 | 0 | 0 | 0 | 0 | 0 | 0 | 0 | 0 | 0 | 0 | 0 | 0
F9_Industrial_Instruments_Existing_Process_Natural Gas_Strategic Energy Management_A_Achievable Economic UCT Potential | F9 | Industrial | Instruments | Existing | Process | Natural Gas | Strategic Energy Management | A | Cumulative Winter Peak Savings (MW) | Achievable Economic UCT Potential | 0 | 0 | 0 | 0 | 0 | 0 | 0 | 0 | 0 | 0 | 0 | 0 | 0 | 0 | 0 | 0 | 0 | 0 | 0 | 0 | 0 | 0 | 0 | 0 | 0 | 0 | 0 | 0 | 0 | 0 | 0
F10_Industrial_Instruments_Existing_Process_Natural Gas_Strategic Energy Management_A_Achievable Economic UCT Potential | F10 | Industrial | Instruments | Existing | Process | Natural Gas | Strategic Energy Management | A | Purchases (Incremental) | Achievable Economic UCT Potential | 0 | 0 | 0 | 0 | 0 | 452.0375 | 451.7894 | 449.1251 | 449.3679 | 449.7394 | 444.0282 | 442.8148 | 441.9157 | 434.8983 | 436.5587 | 432.3956 | 432.4517 | 430.2751 | 426.4371 | 426.9422 | 425.1767 | 423.5231 | 421.9799 | 420.5459 | 419.2197 | 0 | 0 | 0 | 0 | 0 | 0
F11_Industrial_Instruments_Existing_Process_Natural Gas_Strategic Energy Management_A_Achievable Economic UCT Potential | F11 | Industrial | Instruments | Existing | Process | Natural Gas | Strategic Energy Management | A | Purchases (Cumulative) | Achievable Economic UCT Potential | 0 | 0 | 0 | 0 | 0 | 452.0375 | 903.8269 | 1352.952 | 1802.3198 | 2252.0593 | 2696.0875 | 3138.9023 | 3580.818 | 4015.7163 | 4452.275 | 4884.6706 | 5317.1222 | 5747.3974 | 6173.8345 | 6600.7767 | 7025.9534 | 7449.4765 | 7871.4564 | 8292.0023 | 8711.222 | 8711.222 | 8711.222 | 8711.222 | 8711.222 | 8711.222 | 8711.222
F1_Industrial_Instruments_Existing_Miscellaneous_Natural Gas_Strategic Energy Management_A_Achievable Economic UCT Potential | F1 | Industrial | Instruments | Existing | Miscellaneous | Natural Gas | Strategic Energy Management | A | Integrated Unit Energy Savings (kWh or therms) | Achievable Economic UCT Potential | 0 | 0 | 0 | 0 | 0 | 1.1153 | 1.1153 | 1.1153 | 1.1153 | 1.1153 | 1.1153 | 1.1153 | 1.1153 | 1.1153 | 1.1153 | 1.1153 | 1.1153 | 1.1153 | 1.1153 | 1.1153 | 1.1153 | 1.1153 | 1.1153 | 1.1153 | 1.1153 | 1.1153 | 1.1153 | 1.1153 | 0 | 0 | 0
F2_Industrial_Instruments_Existing_Miscellaneous_Natural Gas_Strategic Energy Management_A_Achievable Economic UCT Potential | F2 | Industrial | Instruments | Existing | Miscellaneous | Natural Gas | Strategic Energy Management | A | Integrated Unit Summer Peak Savings (kW) | Achievable Economic UCT Potential | 0 | 0 | 0 | 0 | 0 | 0 | 0 | 0 | 0 | 0 | 0 | 0 | 0 | 0 | 0 | 0 | 0 | 0 | 0 | 0 | 0 | 0 | 0 | 0 | 0 | 0 | 0 | 0 | 0 | 0 | 0
F3_Industrial_Instruments_Existing_Miscellaneous_Natural Gas_Strategic Energy Management_A_Achievable Economic UCT Potential | F3 | Industrial | Instruments | Existing | Miscellaneous | Natural Gas | Strategic Energy Management | A | Integrated Unit Winter Peak Savings (kW) | Achievable Economic UCT Potential | 0 | 0 | 0 | 0 | 0 | 0 | 0 | 0 | 0 | 0 | 0 | 0 | 0 | 0 | 0 | 0 | 0 | 0 | 0 | 0 | 0 | 0 | 0 | 0 | 0 | 0 | 0 | 0 | 0 | 0 | 0
F4_Industrial_Instruments_Existing_Miscellaneous_Natural Gas_Strategic Energy Management_A_Achievable Economic UCT Potential | F4 | Industrial | Instruments | Existing | Miscellaneous | Natural Gas | Strategic Energy Management | A | Incremental Energy Savings (MWh or mTherms) | Achievable Economic UCT Potential | 0 | 0 | 0 | 0 | 0 | 0.12604 | 0.12597 | 0.12522 | 0.12529 | 0.1254 | 0.1238 | 0.12347 | 0.12321 | 0.12126 | 0.12172 | 0.12056 | 0.12058 | 0.11997 | 0.1189 | 0.11904 | 0.11855 | 0.11809 | 0.11766 | 0.11726 | 0.11689 | 0 | 0 | 0 | 0 | 0 | 0
F5_Industrial_Instruments_Existing_Miscellaneous_Natural Gas_Strategic Energy Management_A_Achievable Economic UCT Potential | F5 | Industrial | Instruments | Existing | Miscellaneous | Natural Gas | Strategic Energy Management | A | Incremental Summer Peak Savings (MW) | Achievable Economic UCT Potential | 0 | 0 | 0 | 0 | 0 | 0 | 0 | 0 | 0 | 0 | 0 | 0 | 0 | 0 | 0 | 0 | 0 | 0 | 0 | 0 | 0 | 0 | 0 | 0 | 0 | 0 | 0 | 0 | 0 | 0 | 0
F6_Industrial_Instruments_Existing_Miscellaneous_Natural Gas_Strategic Energy Management_A_Achievable Economic UCT Potential | F6 | Industrial | Instruments | Existing | Miscellaneous | Natural Gas | Strategic Energy Management | A | Incremental Winter Peak Savings (MW) | Achievable Economic UCT Potential | 0 | 0 | 0 | 0 | 0 | 0 | 0 | 0 | 0 | 0 | 0 | 0 | 0 | 0 | 0 | 0 | 0 | 0 | 0 | 0 | 0 | 0 | 0 | 0 | 0 | 0 | 0 | 0 | 0 | 0 | 0
F7_Industrial_Instruments_Existing_Miscellaneous_Natural Gas_Strategic Energy Management_A_Achievable Economic UCT Potential | F7 | Industrial | Instruments | Existing | Miscellaneous | Natural Gas | Strategic Energy Management | A | Cumulative Energy Savings (MWh or mTherms) | Achievable Economic UCT Potential | 0 | 0 | 0 | 0 | 0 | 0.12604 | 0.252 | 0.37723 | 0.50252 | 0.62792 | 0.75172 | 0.87519 | 0.9984 | 1.1197 | 1.2414 | 1.3619 | 1.4825 | 1.6025 | 1.7214 | 1.8404 | 1.959 | 2.0771 | 2.1947 | 2.312 | 2.4289 | 2.4289 | 2.4289 | 2.4289 | 0 | 0 | 0
F8_Industrial_Instruments_Existing_Miscellaneous_Natural Gas_Strategic Energy Management_A_Achievable Economic UCT Potential | F8 | Industrial | Instruments | Existing | Miscellaneous | Natural Gas | Strategic Energy Management | A | Cumulative Summer Peak Savings (MW) | Achievable Economic UCT Potential | 0 | 0 | 0 | 0 | 0 | 0 | 0 | 0 | 0 | 0 | 0 | 0 | 0 | 0 | 0 | 0 | 0 | 0 | 0 | 0 | 0 | 0 | 0 | 0 | 0 | 0 | 0 | 0 | 0 | 0 | 0
F9_Industrial_Instruments_Existing_Miscellaneous_Natural Gas_Strategic Energy Management_A_Achievable Economic UCT Potential | F9 | Industrial | Instruments | Existing | Miscellaneous | Natural Gas | Strategic Energy Management | A | Cumulative Winter Peak Savings (MW) | Achievable Economic UCT Potential | 0 | 0 | 0 | 0 | 0 | 0 | 0 | 0 | 0 | 0 | 0 | 0 | 0 | 0 | 0 | 0 | 0 | 0 | 0 | 0 | 0 | 0 | 0 | 0 | 0 | 0 | 0 | 0 | 0 | 0 | 0
F10_Industrial_Instruments_Existing_Miscellaneous_Natural Gas_Strategic Energy Management_A_Achievable Economic UCT Potential | F10 | Industrial | Instruments | Existing | Miscellaneous | Natural Gas | Strategic Energy Management | A | Purchases (Incremental) | Achievable Economic UCT Potential | 0 | 0 | 0 | 0 | 0 | 113.0094 | 112.9474 | 112.2813 | 112.342 | 112.4349 | 111.0071 | 110.7037 | 110.4789 | 108.7246 | 109.1397 | 108.0989 | 108.1129 | 107.5688 | 106.6093 | 106.7356 | 106.2942 | 105.8808 | 105.495 | 105.1365 | 104.8049 | 0 | 0 | 0 | 0 | 0 | 0
F11_Industrial_Instruments_Existing_Miscellaneous_Natural Gas_Strategic Energy Management_A_Achievable Economic UCT Potential | F11 | Industrial | Instruments | Existing | Miscellaneous | Natural Gas | Strategic Energy Management | A | Purchases (Cumulative) | Achievable Economic UCT Potential | 0 | 0 | 0 | 0 | 0 | 113.0094 | 225.9567 | 338.238 | 450.58 | 563.0148 | 674.0219 | 784.7256 | 895.2045 | 1003.9291 | 1113.0688 | 1221.1676 | 1329.2806 | 1436.8493 | 1543.4586 | 1650.1942 | 1756.4884 | 1862.3691 | 1967.8641 | 2073.0006 | 2177.8055 | 2177.8055 | 2177.8055 | 2177.8055 | 2177.8055 | 2177.8055 | 2177.8055
F1_Industrial_Instruments_Existing_Space Heating_Natural Gas_Commissioning_A_Achievable Economic UCT Potential | F1 | Industrial | Instruments | Existing | Space Heating | Natural Gas | Commissioning | A | Integrated Unit Energy Savings (kWh or therms) | Achievable Economic UCT Potential | 0 | 0 | 0 | 0 | 0 | 3.6305 | 3.6105 | 3.5854 | 3.558 | 3.5281 | 3.4966 | 3.4634 | 3.4292 | 3.3934 | 3.354 | 3.3158 | 3.2775 | 3.2411 | 3.2065 | 3.1738 | 3.1428 | 3.1114 | 3.084 | 3.0606 | 3.0386 | 3.0184 | 3.0012 | 2.985 | 0 | 0 | 0
F2_Industrial_Instruments_Existing_Space Heating_Natural Gas_Commissioning_A_Achievable Economic UCT Potential | F2 | Industrial | Instruments | Existing | Space Heating | Natural Gas | Commissioning | A | Integrated Unit Summer Peak Savings (kW) | Achievable Economic UCT Potential | 0 | 0 | 0 | 0 | 0 | 0 | 0 | 0 | 0 | 0 | 0 | 0 | 0 | 0 | 0 | 0 | 0 | 0 | 0 | 0 | 0 | 0 | 0 | 0 | 0 | 0 | 0 | 0 | 0 | 0 | 0
F3_Industrial_Instruments_Existing_Space Heating_Natural Gas_Commissioning_A_Achievable Economic UCT Potential | F3 | Industrial | Instruments | Existing | Space Heating | Natural Gas | Commissioning | A | Integrated Unit Winter Peak Savings (kW) | Achievable Economic UCT Potential | 0 | 0 | 0 | 0 | 0 | 0 | 0 | 0 | 0 | 0 | 0 | 0 | 0 | 0 | 0 | 0 | 0 | 0 | 0 | 0 | 0 | 0 | 0 | 0 | 0 | 0 | 0 | 0 | 0 | 0 | 0
F4_Industrial_Instruments_Existing_Space Heating_Natural Gas_Commissioning_A_Achievable Economic UCT Potential | F4 | Industrial | Instruments | Existing | Space Heating | Natural Gas | Commissioning | A | Incremental Energy Savings (MWh or mTherms) | Achievable Economic UCT Potential | 0 | 0 | 0 | 0 | 0 | 0 | 0 | 0 | 0 | 0 | 0 | 0 | 0 | 0 | 0 | 0 | 0 | 0 | 0 | 0 | 0 | 0 | 0 | 0 | 0 | 0 | 0 | 0 | 0 | 0 | 0
F5_Industrial_Instruments_Existing_Space Heating_Natural Gas_Commissioning_A_Achievable Economic UCT Potential | F5 | Industrial | Instruments | Existing | Space Heating | Natural Gas | Commissioning | A | Incremental Summer Peak Savings (MW) | Achievable Economic UCT Potential | 0 | 0 | 0 | 0 | 0 | 0 | 0 | 0 | 0 | 0 | 0 | 0 | 0 | 0 | 0 | 0 | 0 | 0 | 0 | 0 | 0 | 0 | 0 | 0 | 0 | 0 | 0 | 0 | 0 | 0 | 0
F6_Industrial_Instruments_Existing_Space Heating_Natural Gas_Commissioning_A_Achievable Economic UCT Potential | F6 | Industrial | Instruments | Existing | Space Heating | Natural Gas | Commissioning | A | Incremental Winter Peak Savings (MW) | Achievable Economic UCT Potential | 0 | 0 | 0 | 0 | 0 | 0 | 0 | 0 | 0 | 0 | 0 | 0 | 0 | 0 | 0 | 0 | 0 | 0 | 0 | 0 | 0 | 0 | 0 | 0 | 0 | 0 | 0 | 0 | 0 | 0 | 0
F7_Industrial_Instruments_Existing_Space Heating_Natural Gas_Commissioning_A_Achievable Economic UCT Potential | F7 | Industrial | Instruments | Existing | Space Heating | Natural Gas | Commissioning | A | Cumulative Energy Savings (MWh or mTherms) | Achievable Economic UCT Potential | 0 | 0 | 0 | 0 | 0 | 0 | 0 | 0 | 0 | 0 | 0 | 0 | 0 | 0 | 0 | 0 | 0 | 0 | 0 | 0 | 0 | 0 | 0 | 0 | 0 | 0 | 0 | 0 | 0 | 0 | 0
F8_Industrial_Instruments_Existing_Space Heating_Natural Gas_Commissioning_A_Achievable Economic UCT Potential | F8 | Industrial | Instruments | Existing | Space Heating | Natural Gas | Commissioning | A | Cumulative Summer Peak Savings (MW) | Achievable Economic UCT Potential | 0 | 0 | 0 | 0 | 0 | 0 | 0 | 0 | 0 | 0 | 0 | 0 | 0 | 0 | 0 | 0 | 0 | 0 | 0 | 0 | 0 | 0 | 0 | 0 | 0 | 0 | 0 | 0 | 0 | 0 | 0
F9_Industrial_Instruments_Existing_Space Heating_Natural Gas_Commissioning_A_Achievable Economic UCT Potential | F9 | Industrial | Instruments | Existing | Space Heating | Natural Gas | Commissioning | A | Cumulative Winter Peak Savings (MW) | Achievable Economic UCT Potential | 0 | 0 | 0 | 0 | 0 | 0 | 0 | 0 | 0 | 0 | 0 | 0 | 0 | 0 | 0 | 0 | 0 | 0 | 0 | 0 | 0 | 0 | 0 | 0 | 0 | 0 | 0 | 0 | 0 | 0 | 0
F10_Industrial_Instruments_Existing_Space Heating_Natural Gas_Commissioning_A_Achievable Economic UCT Potential | F10 | Industrial | Instruments | Existing | Space Heating | Natural Gas | Commissioning | A | Purchases (Incremental) | Achievable Economic UCT Potential | 0 | 0 | 0 | 0 | 0 | 0 | 0 | 0 | 0 | 0 | 0 | 0 | 0 | 0 | 0 | 0 | 0 | 0 | 0 | 0 | 0 | 0 | 0 | 0 | 0 | 0 | 0 | 0 | 0 | 0 | 0
F11_Industrial_Instruments_Existing_Space Heating_Natural Gas_Commissioning_A_Achievable Economic UCT Potential | F11 | Industrial | Instruments | Existing | Space Heating | Natural Gas | Commissioning | A | Purchases (Cumulative) | Achievable Economic UCT Potential | 0 | 0 | 0 | 0 | 0 | 0 | 0 | 0 | 0 | 0 | 0 | 0 | 0 | 0 | 0 | 0 | 0 | 0 | 0 | 0 | 0 | 0 | 0 | 0 | 0 | 0 | 0 | 0 | 0 | 0 | 0
F1_Industrial_Instruments_Existing_Process_Natural Gas_Commissioning_A_Achievable Economic UCT Potential | F1 | Industrial | Instruments | Existing | Process | Natural Gas | Commissioning | A | Integrated Unit Energy Savings (kWh or therms) | Achievable Economic UCT Potential | 0 | 0 | 0 | 0 | 0 | 9.4819 | 9.4799 | 9.4785 | 9.4774 | 9.4764 | 9.4755 | 9.4747 | 9.4741 | 9.4734 | 9.473 | 9.4726 | 9.4723 | 9.472 | 9.4717 | 9.4716 | 9.4714 | 9.4713 | 9.4711 | 9.471 | 9.4709 | 9.4709 | 9.4708 | 9.4708 | 0 | 0 | 0
F2_Industrial_Instruments_Existing_Process_Natural Gas_Commissioning_A_Achievable Economic UCT Potential | F2 | Industrial | Instruments | Existing | Process | Natural Gas | Commissioning | A | Integrated Unit Summer Peak Savings (kW) | Achievable Economic UCT Potential | 0 | 0 | 0 | 0 | 0 | 0 | 0 | 0 | 0 | 0 | 0 | 0 | 0 | 0 | 0 | 0 | 0 | 0 | 0 | 0 | 0 | 0 | 0 | 0 | 0 | 0 | 0 | 0 | 0 | 0 | 0
F3_Industrial_Instruments_Existing_Process_Natural Gas_Commissioning_A_Achievable Economic UCT Potential | F3 | Industrial | Instruments | Existing | Process | Natural Gas | Commissioning | A | Integrated Unit Winter Peak Savings (kW) | Achievable Economic UCT Potential | 0 | 0 | 0 | 0 | 0 | 0 | 0 | 0 | 0 | 0 | 0 | 0 | 0 | 0 | 0 | 0 | 0 | 0 | 0 | 0 | 0 | 0 | 0 | 0 | 0 | 0 | 0 | 0 | 0 | 0 | 0
F4_Industrial_Instruments_Existing_Process_Natural Gas_Commissioning_A_Achievable Economic UCT Potential | F4 | Industrial | Instruments | Existing | Process | Natural Gas | Commissioning | A | Incremental Energy Savings (MWh or mTherms) | Achievable Economic UCT Potential | 0 | 0 | 0 | 0 | 0 | 0 | 0 | 0 | 0 | 0 | 0 | 0 | 0 | 0 | 0 | 0 | 0 | 0 | 0 | 0 | 0 | 0 | 0 | 0 | 0 | 0 | 0 | 0 | 0 | 0 | 0
F5_Industrial_Instruments_Existing_Process_Natural Gas_Commissioning_A_Achievable Economic UCT Potential | F5 | Industrial | Instruments | Existing | Process | Natural Gas | Commissioning | A | Incremental Summer Peak Savings (MW) | Achievable Economic UCT Potential | 0 | 0 | 0 | 0 | 0 | 0 | 0 | 0 | 0 | 0 | 0 | 0 | 0 | 0 | 0 | 0 | 0 | 0 | 0 | 0 | 0 | 0 | 0 | 0 | 0 | 0 | 0 | 0 | 0 | 0 | 0
F6_Industrial_Instruments_Existing_Process_Natural Gas_Commissioning_A_Achievable Economic UCT Potential | F6 | Industrial | Instruments | Existing | Process | Natural Gas | Commissioning | A | Incremental Winter Peak Savings (MW) | Achievable Economic UCT Potential | 0 | 0 | 0 | 0 | 0 | 0 | 0 | 0 | 0 | 0 | 0 | 0 | 0 | 0 | 0 | 0 | 0 | 0 | 0 | 0 | 0 | 0 | 0 | 0 | 0 | 0 | 0 | 0 | 0 | 0 | 0
F7_Industrial_Instruments_Existing_Process_Natural Gas_Commissioning_A_Achievable Economic UCT Potential | F7 | Industrial | Instruments | Existing | Process | Natural Gas | Commissioning | A | Cumulative Energy Savings (MWh or mTherms) | Achievable Economic UCT Potential | 0 | 0 | 0 | 0 | 0 | 0 | 0 | 0 | 0 | 0 | 0 | 0 | 0 | 0 | 0 | 0 | 0 | 0 | 0 | 0 | 0 | 0 | 0 | 0 | 0 | 0 | 0 | 0 | 0 | 0 | 0
F8_Industrial_Instruments_Existing_Process_Natural Gas_Commissioning_A_Achievable Economic UCT Potential | F8 | Industrial | Instruments | Existing | Process | Natural Gas | Commissioning | A | Cumulative Summer Peak Savings (MW) | Achievable Economic UCT Potential | 0 | 0 | 0 | 0 | 0 | 0 | 0 | 0 | 0 | 0 | 0 | 0 | 0 | 0 | 0 | 0 | 0 | 0 | 0 | 0 | 0 | 0 | 0 | 0 | 0 | 0 | 0 | 0 | 0 | 0 | 0
F9_Industrial_Instruments_Existing_Process_Natural Gas_Commissioning_A_Achievable Economic UCT Potential | F9 | Industrial | Instruments | Existing | Process | Natural Gas | Commissioning | A | Cumulative Winter Peak Savings (MW) | Achievable Economic UCT Potential | 0 | 0 | 0 | 0 | 0 | 0 | 0 | 0 | 0 | 0 | 0 | 0 | 0 | 0 | 0 | 0 | 0 | 0 | 0 | 0 | 0 | 0 | 0 | 0 | 0 | 0 | 0 | 0 | 0 | 0 | 0
F10_Industrial_Instruments_Existing_Process_Natural Gas_Commissioning_A_Achievable Economic UCT Potential | F10 | Industrial | Instruments | Existing | Process | Natural Gas | Commissioning | A | Purchases (Incremental) | Achievable Economic UCT Potential | 0 | 0 | 0 | 0 | 0 | 0 | 0 | 0 | 0 | 0 | 0 | 0 | 0 | 0 | 0 | 0 | 0 | 0 | 0 | 0 | 0 | 0 | 0 | 0 | 0 | 0 | 0 | 0 | 0 | 0 | 0
F11_Industrial_Instruments_Existing_Process_Natural Gas_Commissioning_A_Achievable Economic UCT Potential | F11 | Industrial | Instruments | Existing | Process | Natural Gas | Commissioning | A | Purchases (Cumulative) | Achievable Economic UCT Potential | 0 | 0 | 0 | 0 | 0 | 0 | 0 | 0 | 0 | 0 | 0 | 0 | 0 | 0 | 0 | 0 | 0 | 0 | 0 | 0 | 0 | 0 | 0 | 0 | 0 | 0 | 0 | 0 | 0 | 0 | 0
F1_Industrial_Instruments_Existing_Space Heating_Natural Gas_Retrocommissioning_A_Achievable Economic UCT Potential | F1 | Industrial | Instruments | Existing | Space Heating | Natural Gas | Retrocommissioning | A | Integrated Unit Energy Savings (kWh or therms) | Achievable Economic UCT Potential | 0 | 0 | 0 | 0 | 0 | 0.50421 | 0.50139 | 0.49787 | 0.49401 | 0.48983 | 0.48542 | 0.48078 | 0.476 | 0.47101 | 0.46553 | 0.46022 | 0.45489 | 0.44983 | 0.44502 | 0.44048 | 0.43618 | 0.43181 | 0.42801 | 0.42475 | 0.4217 | 0.41891 | 0.41651 | 0.41427 | 0 | 0 | 0
F2_Industrial_Instruments_Existing_Space Heating_Natural Gas_Retrocommissioning_A_Achievable Economic UCT Potential | F2 | Industrial | Instruments | Existing | Space Heating | Natural Gas | Retrocommissioning | A | Integrated Unit Summer Peak Savings (kW) | Achievable Economic UCT Potential | 0 | 0 | 0 | 0 | 0 | 0 | 0 | 0 | 0 | 0 | 0 | 0 | 0 | 0 | 0 | 0 | 0 | 0 | 0 | 0 | 0 | 0 | 0 | 0 | 0 | 0 | 0 | 0 | 0 | 0 | 0
F3_Industrial_Instruments_Existing_Space Heating_Natural Gas_Retrocommissioning_A_Achievable Economic UCT Potential | F3 | Industrial | Instruments | Existing | Space Heating | Natural Gas | Retrocommissioning | A | Integrated Unit Winter Peak Savings (kW) | Achievable Economic UCT Potential | 0 | 0 | 0 | 0 | 0 | 0 | 0 | 0 | 0 | 0 | 0 | 0 | 0 | 0 | 0 | 0 | 0 | 0 | 0 | 0 | 0 | 0 | 0 | 0 | 0 | 0 | 0 | 0 | 0 | 0 | 0
F4_Industrial_Instruments_Existing_Space Heating_Natural Gas_Retrocommissioning_A_Achievable Economic UCT Potential | F4 | Industrial | Instruments | Existing | Space Heating | Natural Gas | Retrocommissioning | A | Incremental Energy Savings (MWh or mTherms) | Achievable Economic UCT Potential | 0 | 0 | 0 | 0 | 0 | 0.044318 | 0.044046 | 0.043479 | 0.043165 | 0.042835 | 0.041911 | 0.041396 | 0.040902 | 0.03983 | 0.039517 | 0.038694 | 0.03825 | 0.037635 | 0.0369 | 0.036567 | 0.03606 | 0.03556 | 0.035119 | 0.034733 | 0.034375 | 0 | 0 | 0 | 0 | 0 | 0
F5_Industrial_Instruments_Existing_Space Heating_Natural Gas_Retrocommissioning_A_Achievable Economic UCT Potential | F5 | Industrial | Instruments | Existing | Space Heating | Natural Gas | Retrocommissioning | A | Incremental Summer Peak Savings (MW) | Achievable Economic UCT Potential | 0 | 0 | 0 | 0 | 0 | 0 | 0 | 0 | 0 | 0 | 0 | 0 | 0 | 0 | 0 | 0 | 0 | 0 | 0 | 0 | 0 | 0 | 0 | 0 | 0 | 0 | 0 | 0 | 0 | 0 | 0
F6_Industrial_Instruments_Existing_Space Heating_Natural Gas_Retrocommissioning_A_Achievable Economic UCT Potential | F6 | Industrial | Instruments | Existing | Space Heating | Natural Gas | Retrocommissioning | A | Incremental Winter Peak Savings (MW) | Achievable Economic UCT Potential | 0 | 0 | 0 | 0 | 0 | 0 | 0 | 0 | 0 | 0 | 0 | 0 | 0 | 0 | 0 | 0 | 0 | 0 | 0 | 0 | 0 | 0 | 0 | 0 | 0 | 0 | 0 | 0 | 0 | 0 | 0
F7_Industrial_Instruments_Existing_Space Heating_Natural Gas_Retrocommissioning_A_Achievable Economic UCT Potential | F7 | Industrial | Instruments | Existing | Space Heating | Natural Gas | Retrocommissioning | A | Cumulative Energy Savings (MWh or mTherms) | Achievable Economic UCT Potential | 0 | 0 | 0 | 0 | 0 | 0.044318 | 0.088117 | 0.13098 | 0.17313 | 0.2145 | 0.25448 | 0.29344 | 0.33143 | 0.36778 | 0.40302 | 0.43711 | 0.4703 | 0.50271 | 0.53423 | 0.56535 | 0.59588 | 0.62548 | 0.6551 | 0.68484 | 0.7143 | 0.70956 | 0.7055 | 0.70171 | 0 | 0 | 0
F8_Industrial_Instruments_Existing_Space Heating_Natural Gas_Retrocommissioning_A_Achievable Economic UCT Potential | F8 | Industrial | Instruments | Existing | Space Heating | Natural Gas | Retrocommissioning | A | Cumulative Summer Peak Savings (MW) | Achievable Economic UCT Potential | 0 | 0 | 0 | 0 | 0 | 0 | 0 | 0 | 0 | 0 | 0 | 0 | 0 | 0 | 0 | 0 | 0 | 0 | 0 | 0 | 0 | 0 | 0 | 0 | 0 | 0 | 0 | 0 | 0 | 0 | 0
F9_Industrial_Instruments_Existing_Space Heating_Natural Gas_Retrocommissioning_A_Achievable Economic UCT Potential | F9 | Industrial | Instruments | Existing | Space Heating | Natural Gas | Retrocommissioning | A | Cumulative Winter Peak Savings (MW) | Achievable Economic UCT Potential | 0 | 0 | 0 | 0 | 0 | 0 | 0 | 0 | 0 | 0 | 0 | 0 | 0 | 0 | 0 | 0 | 0 | 0 | 0 | 0 | 0 | 0 | 0 | 0 | 0 | 0 | 0 | 0 | 0 | 0 | 0
F10_Industrial_Instruments_Existing_Space Heating_Natural Gas_Retrocommissioning_A_Achievable Economic UCT Potential | F10 | Industrial | Instruments | Existing | Space Heating | Natural Gas | Retrocommissioning | A | Purchases (Incremental) | Achievable Economic UCT Potential | 0 | 0 | 0 | 0 | 0 | 87.8962 | 87.8479 | 87.3299 | 87.3771 | 87.4493 | 86.3388 | 86.1029 | 85.9281 | 84.5635 | 84.8864 | 84.0769 | 84.0878 | 83.6646 | 82.9183 | 83.0165 | 82.6733 | 82.3517 | 82.0516 | 81.7728 | 81.5149 | 0 | 0 | 0 | 0 | 0 | 0
F11_Industrial_Instruments_Existing_Space Heating_Natural Gas_Retrocommissioning_A_Achievable Economic UCT Potential | F11 | Industrial | Instruments | Existing | Space Heating | Natural Gas | Retrocommissioning | A | Purchases (Cumulative) | Achievable Economic UCT Potential | 0 | 0 | 0 | 0 | 0 | 87.8962 | 175.7441 | 263.074 | 350.4511 | 437.9004 | 524.2392 | 610.3421 | 696.2702 | 780.8337 | 865.7201 | 949.7971 | 1033.8849 | 1117.5495 | 1200.4678 | 1283.4844 | 1366.1576 | 1448.5093 | 1530.561 | 1612.3338 | 1693.8487 | 1693.8487 | 1693.8487 | 1693.8487 | 1693.8487 | 1693.8487 | 1693.8487
F1_Industrial_Instruments_Existing_Process_Natural Gas_Retrocommissioning_A_Achievable Economic UCT Potential | F1 | Industrial | Instruments | Existing | Process | Natural Gas | Retrocommissioning | A | Integrated Unit Energy Savings (kWh or therms) | Achievable Economic UCT Potential | 0 | 0 | 0 | 0 | 0 | 0 | 0 | 0 | 0 | 0 | 0 | 0 | 0 | 0 | 0 | 0 | 0 | 0 | 0 | 0 | 0 | 0 | 0 | 0 | 0 | 0 | 0 | 0 | 0 | 0 | 0
F2_Industrial_Instruments_Existing_Process_Natural Gas_Retrocommissioning_A_Achievable Economic UCT Potential | F2 | Industrial | Instruments | Existing | Process | Natural Gas | Retrocommissioning | A | Integrated Unit Summer Peak Savings (kW) | Achievable Economic UCT Potential | 0 | 0 | 0 | 0 | 0 | 0 | 0 | 0 | 0 | 0 | 0 | 0 | 0 | 0 | 0 | 0 | 0 | 0 | 0 | 0 | 0 | 0 | 0 | 0 | 0 | 0 | 0 | 0 | 0 | 0 | 0
F3_Industrial_Instruments_Existing_Process_Natural Gas_Retrocommissioning_A_Achievable Economic UCT Potential | F3 | Industrial | Instruments | Existing | Process | Natural Gas | Retrocommissioning | A | Integrated Unit Winter Peak Savings (kW) | Achievable Economic UCT Potential | 0 | 0 | 0 | 0 | 0 | 0 | 0 | 0 | 0 | 0 | 0 | 0 | 0 | 0 | 0 | 0 | 0 | 0 | 0 | 0 | 0 | 0 | 0 | 0 | 0 | 0 | 0 | 0 | 0 | 0 | 0
F4_Industrial_Instruments_Existing_Process_Natural Gas_Retrocommissioning_A_Achievable Economic UCT Potential | F4 | Industrial | Instruments | Existing | Process | Natural Gas | Retrocommissioning | A | Incremental Energy Savings (MWh or mTherms) | Achievable Economic UCT Potential | 0 | 0 | 0 | 0 | 0 | 0 | 0 | 0 | 0 | 0 | 0 | 0 | 0 | 0 | 0 | 0 | 0 | 0 | 0 | 0 | 0 | 0 | 0 | 0 | 0 | 0 | 0 | 0 | 0 | 0 | 0
F5_Industrial_Instruments_Existing_Process_Natural Gas_Retrocommissioning_A_Achievable Economic UCT Potential | F5 | Industrial | Instruments | Existing | Process | Natural Gas | Retrocommissioning | A | Incremental Summer Peak Savings (MW) | Achievable Economic UCT Potential | 0 | 0 | 0 | 0 | 0 | 0 | 0 | 0 | 0 | 0 | 0 | 0 | 0 | 0 | 0 | 0 | 0 | 0 | 0 | 0 | 0 | 0 | 0 | 0 | 0 | 0 | 0 | 0 | 0 | 0 | 0
F6_Industrial_Instruments_Existing_Process_Natural Gas_Retrocommissioning_A_Achievable Economic UCT Potential | F6 | Industrial | Instruments | Existing | Process | Natural Gas | Retrocommissioning | A | Incremental Winter Peak Savings (MW) | Achievable Economic UCT Potential | 0 | 0 | 0 | 0 | 0 | 0 | 0 | 0 | 0 | 0 | 0 | 0 | 0 | 0 | 0 | 0 | 0 | 0 | 0 | 0 | 0 | 0 | 0 | 0 | 0 | 0 | 0 | 0 | 0 | 0 | 0
F7_Industrial_Instruments_Existing_Process_Natural Gas_Retrocommissioning_A_Achievable Economic UCT Potential | F7 | Industrial | Instruments | Existing | Process | Natural Gas | Retrocommissioning | A | Cumulative Energy Savings (MWh or mTherms) | Achievable Economic UCT Potential | 0 | 0 | 0 | 0 | 0 | 0 | 0 | 0 | 0 | 0 | 0 | 0 | 0 | 0 | 0 | 0 | 0 | 0 | 0 | 0 | 0 | 0 | 0 | 0 | 0 | 0 | 0 | 0 | 0 | 0 | 0
F8_Industrial_Instruments_Existing_Process_Natural Gas_Retrocommissioning_A_Achievable Economic UCT Potential | F8 | Industrial | Instruments | Existing | Process | Natural Gas | Retrocommissioning | A | Cumulative Summer Peak Savings (MW) | Achievable Economic UCT Potential | 0 | 0 | 0 | 0 | 0 | 0 | 0 | 0 | 0 | 0 | 0 | 0 | 0 | 0 | 0 | 0 | 0 | 0 | 0 | 0 | 0 | 0 | 0 | 0 | 0 | 0 | 0 | 0 | 0 | 0 | 0
F9_Industrial_Instruments_Existing_Process_Natural Gas_Retrocommissioning_A_Achievable Economic UCT Potential | F9 | Industrial | Instruments | Existing | Process | Natural Gas | Retrocommissioning | A | Cumulative Winter Peak Savings (MW) | Achievable Economic UCT Potential | 0 | 0 | 0 | 0 | 0 | 0 | 0 | 0 | 0 | 0 | 0 | 0 | 0 | 0 | 0 | 0 | 0 | 0 | 0 | 0 | 0 | 0 | 0 | 0 | 0 | 0 | 0 | 0 | 0 | 0 | 0
F10_Industrial_Instruments_Existing_Process_Natural Gas_Retrocommissioning_A_Achievable Economic UCT Potential | F10 | Industrial | Instruments | Existing | Process | Natural Gas | Retrocommissioning | A | Purchases (Incremental) | Achievable Economic UCT Potential | 0 | 0 | 0 | 0 | 0 | 87.8962 | 87.8479 | 87.3299 | 87.3771 | 87.4493 | 86.3388 | 86.1029 | 85.9281 | 84.5635 | 84.8864 | 84.0769 | 84.0878 | 83.6646 | 82.9183 | 83.0165 | 82.6733 | 82.3517 | 82.0516 | 81.7728 | 81.5149 | 0 | 0 | 0 | 0 | 0 | 0
F11_Industrial_Instruments_Existing_Process_Natural Gas_Retrocommissioning_A_Achievable Economic UCT Potential | F11 | Industrial | Instruments | Existing | Process | Natural Gas | Retrocommissioning | A | Purchases (Cumulative) | Achievable Economic UCT Potential | 0 | 0 | 0 | 0 | 0 | 87.8962 | 175.7441 | 263.074 | 350.4511 | 437.9004 | 524.2392 | 610.3421 | 696.2702 | 780.8337 | 865.7201 | 949.7971 | 1033.8849 | 1117.5495 | 1200.4678 | 1283.4844 | 1366.1576 | 1448.5093 | 1530.561 | 1612.3338 | 1693.8487 | 1693.8487 | 1693.8487 | 1693.8487 | 1693.8487 | 1693.8487 | 1693.8487
F1_Industrial_Instruments_New_Space Heating_Natural Gas_Insulation - Roof/Ceiling_A_Achievable Economic UCT Potential | F1 | Industrial | Instruments | New | Space Heating | Natural Gas | Insulation - Roof/Ceiling | A | Integrated Unit Energy Savings (kWh or therms) | Achievable Economic UCT Potential | 0 | 0 | 0 | 0 | 0 | 0.093608 | 0.092013 | 0.090675 | 0.089498 | 0.088413 | 0.087424 | 0.086229 | 0.084918 | 0.083559 | 0.082187 | 0.080907 | 0.079722 | 0.078698 | 0.077452 | 0.076489 | 0.075773 | 0.075236 | 0.074967 | 0.074834 | 0.074801 | 0.074838 | 0.074892 | 0.074965 | 0 | 0 | 0
F2_Industrial_Instruments_New_Space Heating_Natural Gas_Insulation - Roof/Ceiling_A_Achievable Economic UCT Potential | F2 | Industrial | Instruments | New | Space Heating | Natural Gas | Insulation - Roof/Ceiling | A | Integrated Unit Summer Peak Savings (kW) | Achievable Economic UCT Potential | 0 | 0 | 0 | 0 | 0 | 0 | 0 | 0 | 0 | 0 | 0 | 0 | 0 | 0 | 0 | 0 | 0 | 0 | 0 | 0 | 0 | 0 | 0 | 0 | 0 | 0 | 0 | 0 | 0 | 0 | 0
F3_Industrial_Instruments_New_Space Heating_Natural Gas_Insulation - Roof/Ceiling_A_Achievable Economic UCT Potential | F3 | Industrial | Instruments | New | Space Heating | Natural Gas | Insulation - Roof/Ceiling | A | Integrated Unit Winter Peak Savings (kW) | Achievable Economic UCT Potential | 0 | 0 | 0 | 0 | 0 | 0 | 0 | 0 | 0 | 0 | 0 | 0 | 0 | 0 | 0 | 0 | 0 | 0 | 0 | 0 | 0 | 0 | 0 | 0 | 0 | 0 | 0 | 0 | 0 | 0 | 0
F4_Industrial_Instruments_New_Space Heating_Natural Gas_Insulation - Roof/Ceiling_A_Achievable Economic UCT Potential | F4 | Industrial | Instruments | New | Space Heating | Natural Gas | Insulation - Roof/Ceiling | A | Incremental Energy Savings (MWh or mTherms) | Achievable Economic UCT Potential | 0 | 0 | 0 | 0 | 0 | 0 | 0 | 0 | 0 | 0 | 0 | 0 | 0 | 0 | 0 | 0 | 0 | 0 | 0 | 0 | 0 | 0 | 0 | 0 | 0 | 0 | 0 | 0 | 0 | 0 | 0
F5_Industrial_Instruments_New_Space Heating_Natural Gas_Insulation - Roof/Ceiling_A_Achievable Economic UCT Potential | F5 | Industrial | Instruments | New | Space Heating | Natural Gas | Insulation - Roof/Ceiling | A | Incremental Summer Peak Savings (MW) | Achievable Economic UCT Potential | 0 | 0 | 0 | 0 | 0 | 0 | 0 | 0 | 0 | 0 | 0 | 0 | 0 | 0 | 0 | 0 | 0 | 0 | 0 | 0 | 0 | 0 | 0 | 0 | 0 | 0 | 0 | 0 | 0 | 0 | 0
F6_Industrial_Instruments_New_Space Heating_Natural Gas_Insulation - Roof/Ceiling_A_Achievable Economic UCT Potential | F6 | Industrial | Instruments | New | Space Heating | Natural Gas | Insulation - Roof/Ceiling | A | Incremental Winter Peak Savings (MW) | Achievable Economic UCT Potential | 0 | 0 | 0 | 0 | 0 | 0 | 0 | 0 | 0 | 0 | 0 | 0 | 0 | 0 | 0 | 0 | 0 | 0 | 0 | 0 | 0 | 0 | 0 | 0 | 0 | 0 | 0 | 0 | 0 | 0 | 0
F7_Industrial_Instruments_New_Space Heating_Natural Gas_Insulation - Roof/Ceiling_A_Achievable Economic UCT Potential | F7 | Industrial | Instruments | New | Space Heating | Natural Gas | Insulation - Roof/Ceiling | A | Cumulative Energy Savings (MWh or mTherms) | Achievable Economic UCT Potential | 0 | 0 | 0 | 0 | 0 | 0 | 0 | 0 | 0 | 0 | 0 | 0 | 0 | 0 | 0 | 0 | 0 | 0 | 0 | 0 | 0 | 0 | 0 | 0 | 0 | 0 | 0 | 0 | 0 | 0 | 0
F8_Industrial_Instruments_New_Space Heating_Natural Gas_Insulation - Roof/Ceiling_A_Achievable Economic UCT Potential | F8 | Industrial | Instruments | New | Space Heating | Natural Gas | Insulation - Roof/Ceiling | A | Cumulative Summer Peak Savings (MW) | Achievable Economic UCT Potential | 0 | 0 | 0 | 0 | 0 | 0 | 0 | 0 | 0 | 0 | 0 | 0 | 0 | 0 | 0 | 0 | 0 | 0 | 0 | 0 | 0 | 0 | 0 | 0 | 0 | 0 | 0 | 0 | 0 | 0 | 0
F9_Industrial_Instruments_New_Space Heating_Natural Gas_Insulation - Roof/Ceiling_A_Achievable Economic UCT Potential | F9 | Industrial | Instruments | New | Space Heating | Natural Gas | Insulation - Roof/Ceiling | A | Cumulative Winter Peak Savings (MW) | Achievable Economic UCT Potential | 0 | 0 | 0 | 0 | 0 | 0 | 0 | 0 | 0 | 0 | 0 | 0 | 0 | 0 | 0 | 0 | 0 | 0 | 0 | 0 | 0 | 0 | 0 | 0 | 0 | 0 | 0 | 0 | 0 | 0 | 0
F10_Industrial_Instruments_New_Space Heating_Natural Gas_Insulation - Roof/Ceiling_A_Achievable Economic UCT Potential | F10 | Industrial | Instruments | New | Space Heating | Natural Gas | Insulation - Roof/Ceiling | A | Purchases (Incremental) | Achievable Economic UCT Potential | 0 | 0 | 0 | 0 | 0 | 0 | 0 | 0 | 0 | 0 | 0 | 0 | 0 | 0 | 0 | 0 | 0 | 0 | 0 | 0 | 0 | 0 | 0 | 0 | 0 | 0 | 0 | 0 | 0 | 0 | 0
F11_Industrial_Instruments_New_Space Heating_Natural Gas_Insulation - Roof/Ceiling_A_Achievable Economic UCT Potential | F11 | Industrial | Instruments | New | Space Heating | Natural Gas | Insulation - Roof/Ceiling | A | Purchases (Cumulative) | Achievable Economic UCT Potential | 0 | 0 | 0 | 0 | 0 | 0 | 0 | 0 | 0 | 0 | 0 | 0 | 0 | 0 | 0 | 0 | 0 | 0 | 0 | 0 | 0 | 0 | 0 | 0 | 0 | 0 | 0 | 0 | 0 | 0 | 0
F1_Industrial_Instruments_New_Space Heating_Natural Gas_Insulation - Wall Cavity_A_Achievable Economic UCT Potential | F1 | Industrial | Instruments | New | Space Heating | Natural Gas | Insulation - Wall Cavity | A | Integrated Unit Energy Savings (kWh or therms) | Achievable Economic UCT Potential | 0 | 0 | 0 | 0 | 0 | 0.016858 | 0.016571 | 0.01633 | 0.016118 | 0.015922 | 0.015744 | 0.015529 | 0.015293 | 0.015048 | 0.014801 | 0.014571 | 0.014357 | 0.014173 | 0.013948 | 0.013775 | 0.013646 | 0.013549 | 0.013501 | 0.013477 | 0.013471 | 0.013478 | 0.013487 | 0.013501 | 0 | 0 | 0
F2_Industrial_Instruments_New_Space Heating_Natural Gas_Insulation - Wall Cavity_A_Achievable Economic UCT Potential | F2 | Industrial | Instruments | New | Space Heating | Natural Gas | Insulation - Wall Cavity | A | Integrated Unit Summer Peak Savings (kW) | Achievable Economic UCT Potential | 0 | 0 | 0 | 0 | 0 | 0 | 0 | 0 | 0 | 0 | 0 | 0 | 0 | 0 | 0 | 0 | 0 | 0 | 0 | 0 | 0 | 0 | 0 | 0 | 0 | 0 | 0 | 0 | 0 | 0 | 0
F3_Industrial_Instruments_New_Space Heating_Natural Gas_Insulation - Wall Cavity_A_Achievable Economic UCT Potential | F3 | Industrial | Instruments | New | Space Heating | Natural Gas | Insulation - Wall Cavity | A | Integrated Unit Winter Peak Savings (kW) | Achievable Economic UCT Potential | 0 | 0 | 0 | 0 | 0 | 0 | 0 | 0 | 0 | 0 | 0 | 0 | 0 | 0 | 0 | 0 | 0 | 0 | 0 | 0 | 0 | 0 | 0 | 0 | 0 | 0 | 0 | 0 | 0 | 0 | 0
F4_Industrial_Instruments_New_Space Heating_Natural Gas_Insulation - Wall Cavity_A_Achievable Economic UCT Potential | F4 | Industrial | Instruments | New | Space Heating | Natural Gas | Insulation - Wall Cavity | A | Incremental Energy Savings (MWh or mTherms) | Achievable Economic UCT Potential | 0 | 0 | 0 | 0 | 0 | 0 | 0 | 0 | 0 | 0 | 0 | 0 | 0 | 0 | 0 | 0 | 0 | 0 | 0 | 0 | 0 | 0 | 0 | 0 | 0 | 0 | 0 | 0 | 0 | 0 | 0
F5_Industrial_Instruments_New_Space Heating_Natural Gas_Insulation - Wall Cavity_A_Achievable Economic UCT Potential | F5 | Industrial | Instruments | New | Space Heating | Natural Gas | Insulation - Wall Cavity | A | Incremental Summer Peak Savings (MW) | Achievable Economic UCT Potential | 0 | 0 | 0 | 0 | 0 | 0 | 0 | 0 | 0 | 0 | 0 | 0 | 0 | 0 | 0 | 0 | 0 | 0 | 0 | 0 | 0 | 0 | 0 | 0 | 0 | 0 | 0 | 0 | 0 | 0 | 0
F6_Industrial_Instruments_New_Space Heating_Natural Gas_Insulation - Wall Cavity_A_Achievable Economic UCT Potential | F6 | Industrial | Instruments | New | Space Heating | Natural Gas | Insulation - Wall Cavity | A | Incremental Winter Peak Savings (MW) | Achievable Economic UCT Potential | 0 | 0 | 0 | 0 | 0 | 0 | 0 | 0 | 0 | 0 | 0 | 0 | 0 | 0 | 0 | 0 | 0 | 0 | 0 | 0 | 0 | 0 | 0 | 0 | 0 | 0 | 0 | 0 | 0 | 0 | 0
F7_Industrial_Instruments_New_Space Heating_Natural Gas_Insulation - Wall Cavity_A_Achievable Economic UCT Potential | F7 | Industrial | Instruments | New | Space Heating | Natural Gas | Insulation - Wall Cavity | A | Cumulative Energy Savings (MWh or mTherms) | Achievable Economic UCT Potential | 0 | 0 | 0 | 0 | 0 | 0 | 0 | 0 | 0 | 0 | 0 | 0 | 0 | 0 | 0 | 0 | 0 | 0 | 0 | 0 | 0 | 0 | 0 | 0 | 0 | 0 | 0 | 0 | 0 | 0 | 0
F8_Industrial_Instruments_New_Space Heating_Natural Gas_Insulation - Wall Cavity_A_Achievable Economic UCT Potential | F8 | Industrial | Instruments | New | Space Heating | Natural Gas | Insulation - Wall Cavity | A | Cumulative Summer Peak Savings (MW) | Achievable Economic UCT Potential | 0 | 0 | 0 | 0 | 0 | 0 | 0 | 0 | 0 | 0 | 0 | 0 | 0 | 0 | 0 | 0 | 0 | 0 | 0 | 0 | 0 | 0 | 0 | 0 | 0 | 0 | 0 | 0 | 0 | 0 | 0
F9_Industrial_Instruments_New_Space Heating_Natural Gas_Insulation - Wall Cavity_A_Achievable Economic UCT Potential | F9 | Industrial | Instruments | New | Space Heating | Natural Gas | Insulation - Wall Cavity | A | Cumulative Winter Peak Savings (MW) | Achievable Economic UCT Potential | 0 | 0 | 0 | 0 | 0 | 0 | 0 | 0 | 0 | 0 | 0 | 0 | 0 | 0 | 0 | 0 | 0 | 0 | 0 | 0 | 0 | 0 | 0 | 0 | 0 | 0 | 0 | 0 | 0 | 0 | 0
F10_Industrial_Instruments_New_Space Heating_Natural Gas_Insulation - Wall Cavity_A_Achievable Economic UCT Potential | F10 | Industrial | Instruments | New | Space Heating | Natural Gas | Insulation - Wall Cavity | A | Purchases (Incremental) | Achievable Economic UCT Potential | 0 | 0 | 0 | 0 | 0 | 0 | 0 | 0 | 0 | 0 | 0 | 0 | 0 | 0 | 0 | 0 | 0 | 0 | 0 | 0 | 0 | 0 | 0 | 0 | 0 | 0 | 0 | 0 | 0 | 0 | 0
F11_Industrial_Instruments_New_Space Heating_Natural Gas_Insulation - Wall Cavity_A_Achievable Economic UCT Potential | F11 | Industrial | Instruments | New | Space Heating | Natural Gas | Insulation - Wall Cavity | A | Purchases (Cumulative) | Achievable Economic UCT Potential | 0 | 0 | 0 | 0 | 0 | 0 | 0 | 0 | 0 | 0 | 0 | 0 | 0 | 0 | 0 | 0 | 0 | 0 | 0 | 0 | 0 | 0 | 0 | 0 | 0 | 0 | 0 | 0 | 0 | 0 | 0
F1_Industrial_Instruments_New_Space Heating_Natural Gas_Insulation - Ducting_A_Achievable Economic UCT Potential | F1 | Industrial | Instruments | New | Space Heating | Natural Gas | Insulation - Ducting | A | Integrated Unit Energy Savings (kWh or therms) | Achievable Economic UCT Potential | 0 | 0 | 0 | 0 | 0 | 0 | 0 | 0 | 0 | 0 | 0 | 0 | 0 | 0 | 0 | 0 | 0 | 0 | 0 | 0 | 0 | 0 | 0 | 0 | 0 | 0 | 0 | 0 | 0 | 0 | 0
F2_Industrial_Instruments_New_Space Heating_Natural Gas_Insulation - Ducting_A_Achievable Economic UCT Potential | F2 | Industrial | Instruments | New | Space Heating | Natural Gas | Insulation - Ducting | A | Integrated Unit Summer Peak Savings (kW) | Achievable Economic UCT Potential | 0 | 0 | 0 | 0 | 0 | 0 | 0 | 0 | 0 | 0 | 0 | 0 | 0 | 0 | 0 | 0 | 0 | 0 | 0 | 0 | 0 | 0 | 0 | 0 | 0 | 0 | 0 | 0 | 0 | 0 | 0
F3_Industrial_Instruments_New_Space Heating_Natural Gas_Insulation - Ducting_A_Achievable Economic UCT Potential | F3 | Industrial | Instruments | New | Space Heating | Natural Gas | Insulation - Ducting | A | Integrated Unit Winter Peak Savings (kW) | Achievable Economic UCT Potential | 0 | 0 | 0 | 0 | 0 | 0 | 0 | 0 | 0 | 0 | 0 | 0 | 0 | 0 | 0 | 0 | 0 | 0 | 0 | 0 | 0 | 0 | 0 | 0 | 0 | 0 | 0 | 0 | 0 | 0 | 0
F4_Industrial_Instruments_New_Space Heating_Natural Gas_Insulation - Ducting_A_Achievable Economic UCT Potential | F4 | Industrial | Instruments | New | Space Heating | Natural Gas | Insulation - Ducting | A | Incremental Energy Savings (MWh or mTherms) | Achievable Economic UCT Potential | 0 | 0 | 0 | 0 | 0 | 0 | 0 | 0 | 0 | 0 | 0 | 0 | 0 | 0 | 0 | 0 | 0 | 0 | 0 | 0 | 0 | 0 | 0 | 0 | 0 | 0 | 0 | 0 | 0 | 0 | 0
F5_Industrial_Instruments_New_Space Heating_Natural Gas_Insulation - Ducting_A_Achievable Economic UCT Potential | F5 | Industrial | Instruments | New | Space Heating | Natural Gas | Insulation - Ducting | A | Incremental Summer Peak Savings (MW) | Achievable Economic UCT Potential | 0 | 0 | 0 | 0 | 0 | 0 | 0 | 0 | 0 | 0 | 0 | 0 | 0 | 0 | 0 | 0 | 0 | 0 | 0 | 0 | 0 | 0 | 0 | 0 | 0 | 0 | 0 | 0 | 0 | 0 | 0
F6_Industrial_Instruments_New_Space Heating_Natural Gas_Insulation - Ducting_A_Achievable Economic UCT Potential | F6 | Industrial | Instruments | New | Space Heating | Natural Gas | Insulation - Ducting | A | Incremental Winter Peak Savings (MW) | Achievable Economic UCT Potential | 0 | 0 | 0 | 0 | 0 | 0 | 0 | 0 | 0 | 0 | 0 | 0 | 0 | 0 | 0 | 0 | 0 | 0 | 0 | 0 | 0 | 0 | 0 | 0 | 0 | 0 | 0 | 0 | 0 | 0 | 0
F7_Industrial_Instruments_New_Space Heating_Natural Gas_Insulation - Ducting_A_Achievable Economic UCT Potential | F7 | Industrial | Instruments | New | Space Heating | Natural Gas | Insulation - Ducting | A | Cumulative Energy Savings (MWh or mTherms) | Achievable Economic UCT Potential | 0 | 0 | 0 | 0 | 0 | 0 | 0 | 0 | 0 | 0 | 0 | 0 | 0 | 0 | 0 | 0 | 0 | 0 | 0 | 0 | 0 | 0 | 0 | 0 | 0 | 0 | 0 | 0 | 0 | 0 | 0
F8_Industrial_Instruments_New_Space Heating_Natural Gas_Insulation - Ducting_A_Achievable Economic UCT Potential | F8 | Industrial | Instruments | New | Space Heating | Natural Gas | Insulation - Ducting | A | Cumulative Summer Peak Savings (MW) | Achievable Economic UCT Potential | 0 | 0 | 0 | 0 | 0 | 0 | 0 | 0 | 0 | 0 | 0 | 0 | 0 | 0 | 0 | 0 | 0 | 0 | 0 | 0 | 0 | 0 | 0 | 0 | 0 | 0 | 0 | 0 | 0 | 0 | 0
F9_Industrial_Instruments_New_Space Heating_Natural Gas_Insulation - Ducting_A_Achievable Economic UCT Potential | F9 | Industrial | Instruments | New | Space Heating | Natural Gas | Insulation - Ducting | A | Cumulative Winter Peak Savings (MW) | Achievable Economic UCT Potential | 0 | 0 | 0 | 0 | 0 | 0 | 0 | 0 | 0 | 0 | 0 | 0 | 0 | 0 | 0 | 0 | 0 | 0 | 0 | 0 | 0 | 0 | 0 | 0 | 0 | 0 | 0 | 0 | 0 | 0 | 0
F10_Industrial_Instruments_New_Space Heating_Natural Gas_Insulation - Ducting_A_Achievable Economic UCT Potential | F10 | Industrial | Instruments | New | Space Heating | Natural Gas | Insulation - Ducting | A | Purchases (Incremental) | Achievable Economic UCT Potential | 0 | 0 | 0 | 0 | 0 | 0 | 0 | 0 | 0 | 0 | 0 | 0 | 0 | 0 | 0 | 0 | 0 | 0 | 0 | 0 | 0 | 0 | 0 | 0 | 0 | 0 | 0 | 0 | 0 | 0 | 0
F11_Industrial_Instruments_New_Space Heating_Natural Gas_Insulation - Ducting_A_Achievable Economic UCT Potential | F11 | Industrial | Instruments | New | Space Heating | Natural Gas | Insulation - Ducting | A | Purchases (Cumulative) | Achievable Economic UCT Potential | 0 | 0 | 0 | 0 | 0 | 0 | 0 | 0 | 0 | 0 | 0 | 0 | 0 | 0 | 0 | 0 | 0 | 0 | 0 | 0 | 0 | 0 | 0 | 0 | 0 | 0 | 0 | 0 | 0 | 0 | 0
F1_Industrial_Instruments_New_Space Heating_Natural Gas_HVAC - Duct Repair and Sealing_A_Achievable Economic UCT Potential | F1 | Industrial | Instruments | New | Space Heating | Natural Gas | HVAC - Duct Repair and Sealing | A | Integrated Unit Energy Savings (kWh or therms) | Achievable Economic UCT Potential | 0 | 0 | 0 | 0 | 0 | 0 | 0 | 0 | 0 | 0 | 0 | 0 | 0 | 0 | 0 | 0 | 0 | 0 | 0 | 0 | 0 | 0 | 0 | 0 | 0 | 0 | 0 | 0 | 0 | 0 | 0
F2_Industrial_Instruments_New_Space Heating_Natural Gas_HVAC - Duct Repair and Sealing_A_Achievable Economic UCT Potential | F2 | Industrial | Instruments | New | Space Heating | Natural Gas | HVAC - Duct Repair and Sealing | A | Integrated Unit Summer Peak Savings (kW) | Achievable Economic UCT Potential | 0 | 0 | 0 | 0 | 0 | 0 | 0 | 0 | 0 | 0 | 0 | 0 | 0 | 0 | 0 | 0 | 0 | 0 | 0 | 0 | 0 | 0 | 0 | 0 | 0 | 0 | 0 | 0 | 0 | 0 | 0
F3_Industrial_Instruments_New_Space Heating_Natural Gas_HVAC - Duct Repair and Sealing_A_Achievable Economic UCT Potential | F3 | Industrial | Instruments | New | Space Heating | Natural Gas | HVAC - Duct Repair and Sealing | A | Integrated Unit Winter Peak Savings (kW) | Achievable Economic UCT Potential | 0 | 0 | 0 | 0 | 0 | 0 | 0 | 0 | 0 | 0 | 0 | 0 | 0 | 0 | 0 | 0 | 0 | 0 | 0 | 0 | 0 | 0 | 0 | 0 | 0 | 0 | 0 | 0 | 0 | 0 | 0
F4_Industrial_Instruments_New_Space Heating_Natural Gas_HVAC - Duct Repair and Sealing_A_Achievable Economic UCT Potential | F4 | Industrial | Instruments | New | Space Heating | Natural Gas | HVAC - Duct Repair and Sealing | A | Incremental Energy Savings (MWh or mTherms) | Achievable Economic UCT Potential | 0 | 0 | 0 | 0 | 0 | 0 | 0 | 0 | 0 | 0 | 0 | 0 | 0 | 0 | 0 | 0 | 0 | 0 | 0 | 0 | 0 | 0 | 0 | 0 | 0 | 0 | 0 | 0 | 0 | 0 | 0
F5_Industrial_Instruments_New_Space Heating_Natural Gas_HVAC - Duct Repair and Sealing_A_Achievable Economic UCT Potential | F5 | Industrial | Instruments | New | Space Heating | Natural Gas | HVAC - Duct Repair and Sealing | A | Incremental Summer Peak Savings (MW) | Achievable Economic UCT Potential | 0 | 0 | 0 | 0 | 0 | 0 | 0 | 0 | 0 | 0 | 0 | 0 | 0 | 0 | 0 | 0 | 0 | 0 | 0 | 0 | 0 | 0 | 0 | 0 | 0 | 0 | 0 | 0 | 0 | 0 | 0
F6_Industrial_Instruments_New_Space Heating_Natural Gas_HVAC - Duct Repair and Sealing_A_Achievable Economic UCT Potential | F6 | Industrial | Instruments | New | Space Heating | Natural Gas | HVAC - Duct Repair and Sealing | A | Incremental Winter Peak Savings (MW) | Achievable Economic UCT Potential | 0 | 0 | 0 | 0 | 0 | 0 | 0 | 0 | 0 | 0 | 0 | 0 | 0 | 0 | 0 | 0 | 0 | 0 | 0 | 0 | 0 | 0 | 0 | 0 | 0 | 0 | 0 | 0 | 0 | 0 | 0
F7_Industrial_Instruments_New_Space Heating_Natural Gas_HVAC - Duct Repair and Sealing_A_Achievable Economic UCT Potential | F7 | Industrial | Instruments | New | Space Heating | Natural Gas | HVAC - Duct Repair and Sealing | A | Cumulative Energy Savings (MWh or mTherms) | Achievable Economic UCT Potential | 0 | 0 | 0 | 0 | 0 | 0 | 0 | 0 | 0 | 0 | 0 | 0 | 0 | 0 | 0 | 0 | 0 | 0 | 0 | 0 | 0 | 0 | 0 | 0 | 0 | 0 | 0 | 0 | 0 | 0 | 0
F8_Industrial_Instruments_New_Space Heating_Natural Gas_HVAC - Duct Repair and Sealing_A_Achievable Economic UCT Potential | F8 | Industrial | Instruments | New | Space Heating | Natural Gas | HVAC - Duct Repair and Sealing | A | Cumulative Summer Peak Savings (MW) | Achievable Economic UCT Potential | 0 | 0 | 0 | 0 | 0 | 0 | 0 | 0 | 0 | 0 | 0 | 0 | 0 | 0 | 0 | 0 | 0 | 0 | 0 | 0 | 0 | 0 | 0 | 0 | 0 | 0 | 0 | 0 | 0 | 0 | 0
F9_Industrial_Instruments_New_Space Heating_Natural Gas_HVAC - Duct Repair and Sealing_A_Achievable Economic UCT Potential | F9 | Industrial | Instruments | New | Space Heating | Natural Gas | HVAC - Duct Repair and Sealing | A | Cumulative Winter Peak Savings (MW) | Achievable Economic UCT Potential | 0 | 0 | 0 | 0 | 0 | 0 | 0 | 0 | 0 | 0 | 0 | 0 | 0 | 0 | 0 | 0 | 0 | 0 | 0 | 0 | 0 | 0 | 0 | 0 | 0 | 0 | 0 | 0 | 0 | 0 | 0
F10_Industrial_Instruments_New_Space Heating_Natural Gas_HVAC - Duct Repair and Sealing_A_Achievable Economic UCT Potential | F10 | Industrial | Instruments | New | Space Heating | Natural Gas | HVAC - Duct Repair and Sealing | A | Purchases (Incremental) | Achievable Economic UCT Potential | 0 | 0 | 0 | 0 | 0 | 0 | 0 | 0 | 0 | 0 | 0 | 0 | 0 | 0 | 0 | 0 | 0 | 0 | 0 | 0 | 0 | 0 | 0 | 0 | 0 | 0 | 0 | 0 | 0 | 0 | 0
F11_Industrial_Instruments_New_Space Heating_Natural Gas_HVAC - Duct Repair and Sealing_A_Achievable Economic UCT Potential | F11 | Industrial | Instruments | New | Space Heating | Natural Gas | HVAC - Duct Repair and Sealing | A | Purchases (Cumulative) | Achievable Economic UCT Potential | 0 | 0 | 0 | 0 | 0 | 0 | 0 | 0 | 0 | 0 | 0 | 0 | 0 | 0 | 0 | 0 | 0 | 0 | 0 | 0 | 0 | 0 | 0 | 0 | 0 | 0 | 0 | 0 | 0 | 0 | 0
F1_Industrial_Instruments_New_Space Heating_Natural Gas_Windows - High Efficiency_A_Achievable Economic UCT Potential | F1 | Industrial | Instruments | New | Space Heating | Natural Gas | Windows - High Efficiency | A | Integrated Unit Energy Savings (kWh or therms) | Achievable Economic UCT Potential | 0 | 0 | 0 | 0 | 0 | 0.0053502 | 0.005259 | 0.0051825 | 0.0051152 | 0.0050532 | 0.0049967 | 0.0049284 | 0.0048534 | 0.0047758 | 0.0046974 | 0.0046242 | 0.0045565 | 0.004498 | 0.0044267 | 0.0043717 | 0.0043308 | 0.0043001 | 0.0042847 | 0.0042771 | 0.0042752 | 0.0042773 | 0.0042804 | 0.0042846 | 0 | 0 | 0
F2_Industrial_Instruments_New_Space Heating_Natural Gas_Windows - High Efficiency_A_Achievable Economic UCT Potential | F2 | Industrial | Instruments | New | Space Heating | Natural Gas | Windows - High Efficiency | A | Integrated Unit Summer Peak Savings (kW) | Achievable Economic UCT Potential | 0 | 0 | 0 | 0 | 0 | 0 | 0 | 0 | 0 | 0 | 0 | 0 | 0 | 0 | 0 | 0 | 0 | 0 | 0 | 0 | 0 | 0 | 0 | 0 | 0 | 0 | 0 | 0 | 0 | 0 | 0
F3_Industrial_Instruments_New_Space Heating_Natural Gas_Windows - High Efficiency_A_Achievable Economic UCT Potential | F3 | Industrial | Instruments | New | Space Heating | Natural Gas | Windows - High Efficiency | A | Integrated Unit Winter Peak Savings (kW) | Achievable Economic UCT Potential | 0 | 0 | 0 | 0 | 0 | 0 | 0 | 0 | 0 | 0 | 0 | 0 | 0 | 0 | 0 | 0 | 0 | 0 | 0 | 0 | 0 | 0 | 0 | 0 | 0 | 0 | 0 | 0 | 0 | 0 | 0
F4_Industrial_Instruments_New_Space Heating_Natural Gas_Windows - High Efficiency_A_Achievable Economic UCT Potential | F4 | Industrial | Instruments | New | Space Heating | Natural Gas | Windows - High Efficiency | A | Incremental Energy Savings (MWh or mTherms) | Achievable Economic UCT Potential | 0 | 0 | 0 | 0 | 0 | 0 | 0 | 0 | 0 | 0 | 0 | 0 | 0 | 0 | 0 | 0 | 0 | 0 | 0 | 0 | 0 | 0 | 0 | 0 | 0 | 0 | 0 | 0 | 0 | 0 | 0
F5_Industrial_Instruments_New_Space Heating_Natural Gas_Windows - High Efficiency_A_Achievable Economic UCT Potential | F5 | Industrial | Instruments | New | Space Heating | Natural Gas | Windows - High Efficiency | A | Incremental Summer Peak Savings (MW) | Achievable Economic UCT Potential | 0 | 0 | 0 | 0 | 0 | 0 | 0 | 0 | 0 | 0 | 0 | 0 | 0 | 0 | 0 | 0 | 0 | 0 | 0 | 0 | 0 | 0 | 0 | 0 | 0 | 0 | 0 | 0 | 0 | 0 | 0
F6_Industrial_Instruments_New_Space Heating_Natural Gas_Windows - High Efficiency_A_Achievable Economic UCT Potential | F6 | Industrial | Instruments | New | Space Heating | Natural Gas | Windows - High Efficiency | A | Incremental Winter Peak Savings (MW) | Achievable Economic UCT Potential | 0 | 0 | 0 | 0 | 0 | 0 | 0 | 0 | 0 | 0 | 0 | 0 | 0 | 0 | 0 | 0 | 0 | 0 | 0 | 0 | 0 | 0 | 0 | 0 | 0 | 0 | 0 | 0 | 0 | 0 | 0
F7_Industrial_Instruments_New_Space Heating_Natural Gas_Windows - High Efficiency_A_Achievable Economic UCT Potential | F7 | Industrial | Instruments | New | Space Heating | Natural Gas | Windows - High Efficiency | A | Cumulative Energy Savings (MWh or mTherms) | Achievable Economic UCT Potential | 0 | 0 | 0 | 0 | 0 | 0 | 0 | 0 | 0 | 0 | 0 | 0 | 0 | 0 | 0 | 0 | 0 | 0 | 0 | 0 | 0 | 0 | 0 | 0 | 0 | 0 | 0 | 0 | 0 | 0 | 0
F8_Industrial_Instruments_New_Space Heating_Natural Gas_Windows - High Efficiency_A_Achievable Economic UCT Potential | F8 | Industrial | Instruments | New | Space Heating | Natural Gas | Windows - High Efficiency | A | Cumulative Summer Peak Savings (MW) | Achievable Economic UCT Potential | 0 | 0 | 0 | 0 | 0 | 0 | 0 | 0 | 0 | 0 | 0 | 0 | 0 | 0 | 0 | 0 | 0 | 0 | 0 | 0 | 0 | 0 | 0 | 0 | 0 | 0 | 0 | 0 | 0 | 0 | 0
F9_Industrial_Instruments_New_Space Heating_Natural Gas_Windows - High Efficiency_A_Achievable Economic UCT Potential | F9 | Industrial | Instruments | New | Space Heating | Natural Gas | Windows - High Efficiency | A | Cumulative Winter Peak Savings (MW) | Achievable Economic UCT Potential | 0 | 0 | 0 | 0 | 0 | 0 | 0 | 0 | 0 | 0 | 0 | 0 | 0 | 0 | 0 | 0 | 0 | 0 | 0 | 0 | 0 | 0 | 0 | 0 | 0 | 0 | 0 | 0 | 0 | 0 | 0
F10_Industrial_Instruments_New_Space Heating_Natural Gas_Windows - High Efficiency_A_Achievable Economic UCT Potential | F10 | Industrial | Instruments | New | Space Heating | Natural Gas | Windows - High Efficiency | A | Purchases (Incremental) | Achievable Economic UCT Potential | 0 | 0 | 0 | 0 | 0 | 0 | 0 | 0 | 0 | 0 | 0 | 0 | 0 | 0 | 0 | 0 | 0 | 0 | 0 | 0 | 0 | 0 | 0 | 0 | 0 | 0 | 0 | 0 | 0 | 0 | 0
F11_Industrial_Instruments_New_Space Heating_Natural Gas_Windows - High Efficiency_A_Achievable Economic UCT Potential | F11 | Industrial | Instruments | New | Space Heating | Natural Gas | Windows - High Efficiency | A | Purchases (Cumulative) | Achievable Economic UCT Potential | 0 | 0 | 0 | 0 | 0 | 0 | 0 | 0 | 0 | 0 | 0 | 0 | 0 | 0 | 0 | 0 | 0 | 0 | 0 | 0 | 0 | 0 | 0 | 0 | 0 | 0 | 0 | 0 | 0 | 0 | 0
F1_Industrial_Instruments_New_Space Heating_Natural Gas_Gas Boiler - Maintenance_A_Achievable Economic UCT Potential | F1 | Industrial | Instruments | New | Space Heating | Natural Gas | Gas Boiler - Maintenance | A | Integrated Unit Energy Savings (kWh or therms) | Achievable Economic UCT Potential | 0 | 0 | 0 | 0 | 0 | 0 | 0 | 0 | 0 | 0 | 0 | 0 | 0 | 0 | 0 | 0 | 0 | 0 | 0 | 0 | 0 | 0 | 0 | 0 | 0 | 0 | 0 | 0 | 0 | 0 | 0
F2_Industrial_Instruments_New_Space Heating_Natural Gas_Gas Boiler - Maintenance_A_Achievable Economic UCT Potential | F2 | Industrial | Instruments | New | Space Heating | Natural Gas | Gas Boiler - Maintenance | A | Integrated Unit Summer Peak Savings (kW) | Achievable Economic UCT Potential | 0 | 0 | 0 | 0 | 0 | 0 | 0 | 0 | 0 | 0 | 0 | 0 | 0 | 0 | 0 | 0 | 0 | 0 | 0 | 0 | 0 | 0 | 0 | 0 | 0 | 0 | 0 | 0 | 0 | 0 | 0
F3_Industrial_Instruments_New_Space Heating_Natural Gas_Gas Boiler - Maintenance_A_Achievable Economic UCT Potential | F3 | Industrial | Instruments | New | Space Heating | Natural Gas | Gas Boiler - Maintenance | A | Integrated Unit Winter Peak Savings (kW) | Achievable Economic UCT Potential | 0 | 0 | 0 | 0 | 0 | 0 | 0 | 0 | 0 | 0 | 0 | 0 | 0 | 0 | 0 | 0 | 0 | 0 | 0 | 0 | 0 | 0 | 0 | 0 | 0 | 0 | 0 | 0 | 0 | 0 | 0
F4_Industrial_Instruments_New_Space Heating_Natural Gas_Gas Boiler - Maintenance_A_Achievable Economic UCT Potential | F4 | Industrial | Instruments | New | Space Heating | Natural Gas | Gas Boiler - Maintenance | A | Incremental Energy Savings (MWh or mTherms) | Achievable Economic UCT Potential | 0 | 0 | 0 | 0 | 0 | 0 | 0 | 0 | 0 | 0 | 0 | 0 | 0 | 0 | 0 | 0 | 0 | 0 | 0 | 0 | 0 | 0 | 0 | 0 | 0 | 0 | 0 | 0 | 0 | 0 | 0
F5_Industrial_Instruments_New_Space Heating_Natural Gas_Gas Boiler - Maintenance_A_Achievable Economic UCT Potential | F5 | Industrial | Instruments | New | Space Heating | Natural Gas | Gas Boiler - Maintenance | A | Incremental Summer Peak Savings (MW) | Achievable Economic UCT Potential | 0 | 0 | 0 | 0 | 0 | 0 | 0 | 0 | 0 | 0 | 0 | 0 | 0 | 0 | 0 | 0 | 0 | 0 | 0 | 0 | 0 | 0 | 0 | 0 | 0 | 0 | 0 | 0 | 0 | 0 | 0
F6_Industrial_Instruments_New_Space Heating_Natural Gas_Gas Boiler - Maintenance_A_Achievable Economic UCT Potential | F6 | Industrial | Instruments | New | Space Heating | Natural Gas | Gas Boiler - Maintenance | A | Incremental Winter Peak Savings (MW) | Achievable Economic UCT Potential | 0 | 0 | 0 | 0 | 0 | 0 | 0 | 0 | 0 | 0 | 0 | 0 | 0 | 0 | 0 | 0 | 0 | 0 | 0 | 0 | 0 | 0 | 0 | 0 | 0 | 0 | 0 | 0 | 0 | 0 | 0
F7_Industrial_Instruments_New_Space Heating_Natural Gas_Gas Boiler - Maintenance_A_Achievable Economic UCT Potential | F7 | Industrial | Instruments | New | Space Heating | Natural Gas | Gas Boiler - Maintenance | A | Cumulative Energy Savings (MWh or mTherms) | Achievable Economic UCT Potential | 0 | 0 | 0 | 0 | 0 | 0 | 0 | 0 | 0 | 0 | 0 | 0 | 0 | 0 | 0 | 0 | 0 | 0 | 0 | 0 | 0 | 0 | 0 | 0 | 0 | 0 | 0 | 0 | 0 | 0 | 0
F8_Industrial_Instruments_New_Space Heating_Natural Gas_Gas Boiler - Maintenance_A_Achievable Economic UCT Potential | F8 | Industrial | Instruments | New | Space Heating | Natural Gas | Gas Boiler - Maintenance | A | Cumulative Summer Peak Savings (MW) | Achievable Economic UCT Potential | 0 | 0 | 0 | 0 | 0 | 0 | 0 | 0 | 0 | 0 | 0 | 0 | 0 | 0 | 0 | 0 | 0 | 0 | 0 | 0 | 0 | 0 | 0 | 0 | 0 | 0 | 0 | 0 | 0 | 0 | 0
F9_Industrial_Instruments_New_Space Heating_Natural Gas_Gas Boiler - Maintenance_A_Achievable Economic UCT Potential | F9 | Industrial | Instruments | New | Space Heating | Natural Gas | Gas Boiler - Maintenance | A | Cumulative Winter Peak Savings (MW) | Achievable Economic UCT Potential | 0 | 0 | 0 | 0 | 0 | 0 | 0 | 0 | 0 | 0 | 0 | 0 | 0 | 0 | 0 | 0 | 0 | 0 | 0 | 0 | 0 | 0 | 0 | 0 | 0 | 0 | 0 | 0 | 0 | 0 | 0
F10_Industrial_Instruments_New_Space Heating_Natural Gas_Gas Boiler - Maintenance_A_Achievable Economic UCT Potential | F10 | Industrial | Instruments | New | Space Heating | Natural Gas | Gas Boiler - Maintenance | A | Purchases (Incremental) | Achievable Economic UCT Potential | 0 | 0 | 0 | 0 | 0 | 0 | 0 | 0 | 0 | 0 | 0 | 0 | 0 | 0 | 0 | 0 | 0 | 0 | 0 | 0 | 0 | 0 | 0 | 0 | 0 | 0 | 0 | 0 | 0 | 0 | 0
F11_Industrial_Instruments_New_Space Heating_Natural Gas_Gas Boiler - Maintenance_A_Achievable Economic UCT Potential | F11 | Industrial | Instruments | New | Space Heating | Natural Gas | Gas Boiler - Maintenance | A | Purchases (Cumulative) | Achievable Economic UCT Potential | 0 | 0 | 0 | 0 | 0 | 0 | 0 | 0 | 0 | 0 | 0 | 0 | 0 | 0 | 0 | 0 | 0 | 0 | 0 | 0 | 0 | 0 | 0 | 0 | 0 | 0 | 0 | 0 | 0 | 0 | 0
F1_Industrial_Instruments_New_Process_Natural Gas_Gas Boiler - Maintenance_A_Achievable Economic UCT Potential | F1 | Industrial | Instruments | New | Process | Natural Gas | Gas Boiler - Maintenance | A | Integrated Unit Energy Savings (kWh or therms) | Achievable Economic UCT Potential | 0 | 0 | 0 | 0 | 0 | 2.58 | 2.58 | 2.58 | 2.58 | 2.58 | 2.58 | 2.58 | 2.58 | 2.58 | 2.58 | 2.58 | 2.58 | 2.58 | 2.58 | 2.58 | 2.58 | 2.58 | 2.58 | 2.58 | 2.58 | 2.58 | 2.58 | 2.58 | 2.58 | 2.58 | 2.58
F2_Industrial_Instruments_New_Process_Natural Gas_Gas Boiler - Maintenance_A_Achievable Economic UCT Potential | F2 | Industrial | Instruments | New | Process | Natural Gas | Gas Boiler - Maintenance | A | Integrated Unit Summer Peak Savings (kW) | Achievable Economic UCT Potential | 0 | 0 | 0 | 0 | 0 | 0 | 0 | 0 | 0 | 0 | 0 | 0 | 0 | 0 | 0 | 0 | 0 | 0 | 0 | 0 | 0 | 0 | 0 | 0 | 0 | 0 | 0 | 0 | 0 | 0 | 0
F3_Industrial_Instruments_New_Process_Natural Gas_Gas Boiler - Maintenance_A_Achievable Economic UCT Potential | F3 | Industrial | Instruments | New | Process | Natural Gas | Gas Boiler - Maintenance | A | Integrated Unit Winter Peak Savings (kW) | Achievable Economic UCT Potential | 0 | 0 | 0 | 0 | 0 | 0 | 0 | 0 | 0 | 0 | 0 | 0 | 0 | 0 | 0 | 0 | 0 | 0 | 0 | 0 | 0 | 0 | 0 | 0 | 0 | 0 | 0 | 0 | 0 | 0 | 0
F4_Industrial_Instruments_New_Process_Natural Gas_Gas Boiler - Maintenance_A_Achievable Economic UCT Potential | F4 | Industrial | Instruments | New | Process | Natural Gas | Gas Boiler - Maintenance | A | Incremental Energy Savings (MWh or mTherms) | Achievable Economic UCT Potential | 0 | 0 | 0 | 0 | 0 | 0.015517 | 0.012885 | 0.01031 | 0.015517 | 0.012885 | 0.01031 | 0.015517 | 0.012885 | 0.01031 | 0.015517 | 0.012885 | 0.01031 | 0.015517 | 0.012885 | 0.01031 | 0.015517 | 0.012885 | 0.01031 | 0.015517 | 0.012885 | 0.01031 | 0.015517 | 0.012885 | 0.01031 | 0.015517 | 0.012885
F5_Industrial_Instruments_New_Process_Natural Gas_Gas Boiler - Maintenance_A_Achievable Economic UCT Potential | F5 | Industrial | Instruments | New | Process | Natural Gas | Gas Boiler - Maintenance | A | Incremental Summer Peak Savings (MW) | Achievable Economic UCT Potential | 0 | 0 | 0 | 0 | 0 | 0 | 0 | 0 | 0 | 0 | 0 | 0 | 0 | 0 | 0 | 0 | 0 | 0 | 0 | 0 | 0 | 0 | 0 | 0 | 0 | 0 | 0 | 0 | 0 | 0 | 0
F6_Industrial_Instruments_New_Process_Natural Gas_Gas Boiler - Maintenance_A_Achievable Economic UCT Potential | F6 | Industrial | Instruments | New | Process | Natural Gas | Gas Boiler - Maintenance | A | Incremental Winter Peak Savings (MW) | Achievable Economic UCT Potential | 0 | 0 | 0 | 0 | 0 | 0 | 0 | 0 | 0 | 0 | 0 | 0 | 0 | 0 | 0 | 0 | 0 | 0 | 0 | 0 | 0 | 0 | 0 | 0 | 0 | 0 | 0 | 0 | 0 | 0 | 0
F7_Industrial_Instruments_New_Process_Natural Gas_Gas Boiler - Maintenance_A_Achievable Economic UCT Potential | F7 | Industrial | Instruments | New | Process | Natural Gas | Gas Boiler - Maintenance | A | Cumulative Energy Savings (MWh or mTherms) | Achievable Economic UCT Potential | 0 | 0 | 0 | 0 | 0 | 0.015517 | 0.028402 | 0.038712 | 0.038712 | 0.038712 | 0.038712 | 0.038712 | 0.038712 | 0.038712 | 0.038712 | 0.038712 | 0.038712 | 0.038712 | 0.038712 | 0.038712 | 0.038712 | 0.038712 | 0.038712 | 0.038712 | 0.038712 | 0.038712 | 0.038712 | 0.038712 | 0 | 0 | 0
F8_Industrial_Instruments_New_Process_Natural Gas_Gas Boiler - Maintenance_A_Achievable Economic UCT Potential | F8 | Industrial | Instruments | New | Process | Natural Gas | Gas Boiler - Maintenance | A | Cumulative Summer Peak Savings (MW) | Achievable Economic UCT Potential | 0 | 0 | 0 | 0 | 0 | 0 | 0 | 0 | 0 | 0 | 0 | 0 | 0 | 0 | 0 | 0 | 0 | 0 | 0 | 0 | 0 | 0 | 0 | 0 | 0 | 0 | 0 | 0 | 0 | 0 | 0
F9_Industrial_Instruments_New_Process_Natural Gas_Gas Boiler - Maintenance_A_Achievable Economic UCT Potential | F9 | Industrial | Instruments | New | Process | Natural Gas | Gas Boiler - Maintenance | A | Cumulative Winter Peak Savings (MW) | Achievable Economic UCT Potential | 0 | 0 | 0 | 0 | 0 | 0 | 0 | 0 | 0 | 0 | 0 | 0 | 0 | 0 | 0 | 0 | 0 | 0 | 0 | 0 | 0 | 0 | 0 | 0 | 0 | 0 | 0 | 0 | 0 | 0 | 0
F10_Industrial_Instruments_New_Process_Natural Gas_Gas Boiler - Maintenance_A_Achievable Economic UCT Potential | F10 | Industrial | Instruments | New | Process | Natural Gas | Gas Boiler - Maintenance | A | Purchases (Incremental) | Achievable Economic UCT Potential | 0 | 0 | 0 | 0 | 0 | 6.0143 | 4.9943 | 3.9962 | 6.0143 | 4.9943 | 3.9962 | 6.0143 | 4.9943 | 3.9962 | 6.0143 | 4.9943 | 3.9962 | 6.0143 | 4.9943 | 3.9962 | 6.0143 | 4.9943 | 3.9962 | 6.0143 | 4.9943 | 3.9962 | 6.0143 | 4.9943 | 3.9962 | 6.0143 | 4.9943
F11_Industrial_Instruments_New_Process_Natural Gas_Gas Boiler - Maintenance_A_Achievable Economic UCT Potential | F11 | Industrial | Instruments | New | Process | Natural Gas | Gas Boiler - Maintenance | A | Purchases (Cumulative) | Achievable Economic UCT Potential | 0 | 0 | 0 | 0 | 0 | 6.0143 | 11.0086 | 15.0047 | 15.0047 | 15.0047 | 15.0047 | 15.0047 | 15.0047 | 15.0047 | 15.0047 | 15.0047 | 15.0047 | 15.0047 | 15.0047 | 15.0047 | 15.0047 | 15.0047 | 15.0047 | 15.0047 | 15.0047 | 15.0047 | 15.0047 | 15.0047 | 15.0047 | 15.0047 | 15.0047
F1_Industrial_Instruments_New_Space Heating_Natural Gas_Gas Furnace - Maintenance_A_Achievable Economic UCT Potential | F1 | Industrial | Instruments | New | Space Heating | Natural Gas | Gas Furnace - Maintenance | A | Integrated Unit Energy Savings (kWh or therms) | Achievable Economic UCT Potential | 0 | 0 | 0 | 0 | 0 | 0 | 0 | 0 | 0 | 0 | 0 | 0 | 0 | 0 | 0 | 0 | 0 | 0 | 0 | 0 | 0 | 0 | 0 | 0 | 0 | 0 | 0 | 0 | 0 | 0 | 0
F2_Industrial_Instruments_New_Space Heating_Natural Gas_Gas Furnace - Maintenance_A_Achievable Economic UCT Potential | F2 | Industrial | Instruments | New | Space Heating | Natural Gas | Gas Furnace - Maintenance | A | Integrated Unit Summer Peak Savings (kW) | Achievable Economic UCT Potential | 0 | 0 | 0 | 0 | 0 | 0 | 0 | 0 | 0 | 0 | 0 | 0 | 0 | 0 | 0 | 0 | 0 | 0 | 0 | 0 | 0 | 0 | 0 | 0 | 0 | 0 | 0 | 0 | 0 | 0 | 0
F3_Industrial_Instruments_New_Space Heating_Natural Gas_Gas Furnace - Maintenance_A_Achievable Economic UCT Potential | F3 | Industrial | Instruments | New | Space Heating | Natural Gas | Gas Furnace - Maintenance | A | Integrated Unit Winter Peak Savings (kW) | Achievable Economic UCT Potential | 0 | 0 | 0 | 0 | 0 | 0 | 0 | 0 | 0 | 0 | 0 | 0 | 0 | 0 | 0 | 0 | 0 | 0 | 0 | 0 | 0 | 0 | 0 | 0 | 0 | 0 | 0 | 0 | 0 | 0 | 0
F4_Industrial_Instruments_New_Space Heating_Natural Gas_Gas Furnace - Maintenance_A_Achievable Economic UCT Potential | F4 | Industrial | Instruments | New | Space Heating | Natural Gas | Gas Furnace - Maintenance | A | Incremental Energy Savings (MWh or mTherms) | Achievable Economic UCT Potential | 0 | 0 | 0 | 0 | 0 | 0 | 0 | 0 | 0 | 0 | 0 | 0 | 0 | 0 | 0 | 0 | 0 | 0 | 0 | 0 | 0 | 0 | 0 | 0 | 0 | 0 | 0 | 0 | 0 | 0 | 0
F5_Industrial_Instruments_New_Space Heating_Natural Gas_Gas Furnace - Maintenance_A_Achievable Economic UCT Potential | F5 | Industrial | Instruments | New | Space Heating | Natural Gas | Gas Furnace - Maintenance | A | Incremental Summer Peak Savings (MW) | Achievable Economic UCT Potential | 0 | 0 | 0 | 0 | 0 | 0 | 0 | 0 | 0 | 0 | 0 | 0 | 0 | 0 | 0 | 0 | 0 | 0 | 0 | 0 | 0 | 0 | 0 | 0 | 0 | 0 | 0 | 0 | 0 | 0 | 0
F6_Industrial_Instruments_New_Space Heating_Natural Gas_Gas Furnace - Maintenance_A_Achievable Economic UCT Potential | F6 | Industrial | Instruments | New | Space Heating | Natural Gas | Gas Furnace - Maintenance | A | Incremental Winter Peak Savings (MW) | Achievable Economic UCT Potential | 0 | 0 | 0 | 0 | 0 | 0 | 0 | 0 | 0 | 0 | 0 | 0 | 0 | 0 | 0 | 0 | 0 | 0 | 0 | 0 | 0 | 0 | 0 | 0 | 0 | 0 | 0 | 0 | 0 | 0 | 0
F7_Industrial_Instruments_New_Space Heating_Natural Gas_Gas Furnace - Maintenance_A_Achievable Economic UCT Potential | F7 | Industrial | Instruments | New | Space Heating | Natural Gas | Gas Furnace - Maintenance | A | Cumulative Energy Savings (MWh or mTherms) | Achievable Economic UCT Potential | 0 | 0 | 0 | 0 | 0 | 0 | 0 | 0 | 0 | 0 | 0 | 0 | 0 | 0 | 0 | 0 | 0 | 0 | 0 | 0 | 0 | 0 | 0 | 0 | 0 | 0 | 0 | 0 | 0 | 0 | 0
F8_Industrial_Instruments_New_Space Heating_Natural Gas_Gas Furnace - Maintenance_A_Achievable Economic UCT Potential | F8 | Industrial | Instruments | New | Space Heating | Natural Gas | Gas Furnace - Maintenance | A | Cumulative Summer Peak Savings (MW) | Achievable Economic UCT Potential | 0 | 0 | 0 | 0 | 0 | 0 | 0 | 0 | 0 | 0 | 0 | 0 | 0 | 0 | 0 | 0 | 0 | 0 | 0 | 0 | 0 | 0 | 0 | 0 | 0 | 0 | 0 | 0 | 0 | 0 | 0
F9_Industrial_Instruments_New_Space Heating_Natural Gas_Gas Furnace - Maintenance_A_Achievable Economic UCT Potential | F9 | Industrial | Instruments | New | Space Heating | Natural Gas | Gas Furnace - Maintenance | A | Cumulative Winter Peak Savings (MW) | Achievable Economic UCT Potential | 0 | 0 | 0 | 0 | 0 | 0 | 0 | 0 | 0 | 0 | 0 | 0 | 0 | 0 | 0 | 0 | 0 | 0 | 0 | 0 | 0 | 0 | 0 | 0 | 0 | 0 | 0 | 0 | 0 | 0 | 0
F10_Industrial_Instruments_New_Space Heating_Natural Gas_Gas Furnace - Maintenance_A_Achievable Economic UCT Potential | F10 | Industrial | Instruments | New | Space Heating | Natural Gas | Gas Furnace - Maintenance | A | Purchases (Incremental) | Achievable Economic UCT Potential | 0 | 0 | 0 | 0 | 0 | 0 | 0 | 0 | 0 | 0 | 0 | 0 | 0 | 0 | 0 | 0 | 0 | 0 | 0 | 0 | 0 | 0 | 0 | 0 | 0 | 0 | 0 | 0 | 0 | 0 | 0
F11_Industrial_Instruments_New_Space Heating_Natural Gas_Gas Furnace - Maintenance_A_Achievable Economic UCT Potential | F11 | Industrial | Instruments | New | Space Heating | Natural Gas | Gas Furnace - Maintenance | A | Purchases (Cumulative) | Achievable Economic UCT Potential | 0 | 0 | 0 | 0 | 0 | 0 | 0 | 0 | 0 | 0 | 0 | 0 | 0 | 0 | 0 | 0 | 0 | 0 | 0 | 0 | 0 | 0 | 0 | 0 | 0 | 0 | 0 | 0 | 0 | 0 | 0
F1_Industrial_Instruments_New_Space Heating_Natural Gas_Gas Boiler - Hot Water Reset_A_Achievable Economic UCT Potential | F1 | Industrial | Instruments | New | Space Heating | Natural Gas | Gas Boiler - Hot Water Reset | A | Integrated Unit Energy Savings (kWh or therms) | Achievable Economic UCT Potential | 0 | 0 | 0 | 0 | 0 | 0 | 0 | 0 | 0 | 0 | 0 | 0 | 0 | 0 | 0 | 0 | 0 | 0 | 0 | 0 | 0 | 0 | 0 | 0 | 0 | 0 | 0 | 0 | 0 | 0 | 0
F2_Industrial_Instruments_New_Space Heating_Natural Gas_Gas Boiler - Hot Water Reset_A_Achievable Economic UCT Potential | F2 | Industrial | Instruments | New | Space Heating | Natural Gas | Gas Boiler - Hot Water Reset | A | Integrated Unit Summer Peak Savings (kW) | Achievable Economic UCT Potential | 0 | 0 | 0 | 0 | 0 | 0 | 0 | 0 | 0 | 0 | 0 | 0 | 0 | 0 | 0 | 0 | 0 | 0 | 0 | 0 | 0 | 0 | 0 | 0 | 0 | 0 | 0 | 0 | 0 | 0 | 0
F3_Industrial_Instruments_New_Space Heating_Natural Gas_Gas Boiler - Hot Water Reset_A_Achievable Economic UCT Potential | F3 | Industrial | Instruments | New | Space Heating | Natural Gas | Gas Boiler - Hot Water Reset | A | Integrated Unit Winter Peak Savings (kW) | Achievable Economic UCT Potential | 0 | 0 | 0 | 0 | 0 | 0 | 0 | 0 | 0 | 0 | 0 | 0 | 0 | 0 | 0 | 0 | 0 | 0 | 0 | 0 | 0 | 0 | 0 | 0 | 0 | 0 | 0 | 0 | 0 | 0 | 0
F4_Industrial_Instruments_New_Space Heating_Natural Gas_Gas Boiler - Hot Water Reset_A_Achievable Economic UCT Potential | F4 | Industrial | Instruments | New | Space Heating | Natural Gas | Gas Boiler - Hot Water Reset | A | Incremental Energy Savings (MWh or mTherms) | Achievable Economic UCT Potential | 0 | 0 | 0 | 0 | 0 | 0 | 0 | 0 | 0 | 0 | 0 | 0 | 0 | 0 | 0 | 0 | 0 | 0 | 0 | 0 | 0 | 0 | 0 | 0 | 0 | 0 | 0 | 0 | 0 | 0 | 0
F5_Industrial_Instruments_New_Space Heating_Natural Gas_Gas Boiler - Hot Water Reset_A_Achievable Economic UCT Potential | F5 | Industrial | Instruments | New | Space Heating | Natural Gas | Gas Boiler - Hot Water Reset | A | Incremental Summer Peak Savings (MW) | Achievable Economic UCT Potential | 0 | 0 | 0 | 0 | 0 | 0 | 0 | 0 | 0 | 0 | 0 | 0 | 0 | 0 | 0 | 0 | 0 | 0 | 0 | 0 | 0 | 0 | 0 | 0 | 0 | 0 | 0 | 0 | 0 | 0 | 0
F6_Industrial_Instruments_New_Space Heating_Natural Gas_Gas Boiler - Hot Water Reset_A_Achievable Economic UCT Potential | F6 | Industrial | Instruments | New | Space Heating | Natural Gas | Gas Boiler - Hot Water Reset | A | Incremental Winter Peak Savings (MW) | Achievable Economic UCT Potential | 0 | 0 | 0 | 0 | 0 | 0 | 0 | 0 | 0 | 0 | 0 | 0 | 0 | 0 | 0 | 0 | 0 | 0 | 0 | 0 | 0 | 0 | 0 | 0 | 0 | 0 | 0 | 0 | 0 | 0 | 0
F7_Industrial_Instruments_New_Space Heating_Natural Gas_Gas Boiler - Hot Water Reset_A_Achievable Economic UCT Potential | F7 | Industrial | Instruments | New | Space Heating | Natural Gas | Gas Boiler - Hot Water Reset | A | Cumulative Energy Savings (MWh or mTherms) | Achievable Economic UCT Potential | 0 | 0 | 0 | 0 | 0 | 0 | 0 | 0 | 0 | 0 | 0 | 0 | 0 | 0 | 0 | 0 | 0 | 0 | 0 | 0 | 0 | 0 | 0 | 0 | 0 | 0 | 0 | 0 | 0 | 0 | 0
F8_Industrial_Instruments_New_Space Heating_Natural Gas_Gas Boiler - Hot Water Reset_A_Achievable Economic UCT Potential | F8 | Industrial | Instruments | New | Space Heating | Natural Gas | Gas Boiler - Hot Water Reset | A | Cumulative Summer Peak Savings (MW) | Achievable Economic UCT Potential | 0 | 0 | 0 | 0 | 0 | 0 | 0 | 0 | 0 | 0 | 0 | 0 | 0 | 0 | 0 | 0 | 0 | 0 | 0 | 0 | 0 | 0 | 0 | 0 | 0 | 0 | 0 | 0 | 0 | 0 | 0
F9_Industrial_Instruments_New_Space Heating_Natural Gas_Gas Boiler - Hot Water Reset_A_Achievable Economic UCT Potential | F9 | Industrial | Instruments | New | Space Heating | Natural Gas | Gas Boiler - Hot Water Reset | A | Cumulative Winter Peak Savings (MW) | Achievable Economic UCT Potential | 0 | 0 | 0 | 0 | 0 | 0 | 0 | 0 | 0 | 0 | 0 | 0 | 0 | 0 | 0 | 0 | 0 | 0 | 0 | 0 | 0 | 0 | 0 | 0 | 0 | 0 | 0 | 0 | 0 | 0 | 0
F10_Industrial_Instruments_New_Space Heating_Natural Gas_Gas Boiler - Hot Water Reset_A_Achievable Economic UCT Potential | F10 | Industrial | Instruments | New | Space Heating | Natural Gas | Gas Boiler - Hot Water Reset | A | Purchases (Incremental) | Achievable Economic UCT Potential | 0 | 0 | 0 | 0 | 0 | 0 | 0 | 0 | 0 | 0 | 0 | 0 | 0 | 0 | 0 | 0 | 0 | 0 | 0 | 0 | 0 | 0 | 0 | 0 | 0 | 0 | 0 | 0 | 0 | 0 | 0
F11_Industrial_Instruments_New_Space Heating_Natural Gas_Gas Boiler - Hot Water Reset_A_Achievable Economic UCT Potential | F11 | Industrial | Instruments | New | Space Heating | Natural Gas | Gas Boiler - Hot Water Reset | A | Purchases (Cumulative) | Achievable Economic UCT Potential | 0 | 0 | 0 | 0 | 0 | 0 | 0 | 0 | 0 | 0 | 0 | 0 | 0 | 0 | 0 | 0 | 0 | 0 | 0 | 0 | 0 | 0 | 0 | 0 | 0 | 0 | 0 | 0 | 0 | 0 | 0
F1_Industrial_Instruments_New_Process_Natural Gas_Gas Boiler - Hot Water Reset_A_Achievable Economic UCT Potential | F1 | Industrial | Instruments | New | Process | Natural Gas | Gas Boiler - Hot Water Reset | A | Integrated Unit Energy Savings (kWh or therms) | Achievable Economic UCT Potential | 0 | 0 | 0 | 0 | 0 | 4.6865 | 4.683 | 4.68 | 4.6775 | 4.6752 | 4.6734 | 4.6722 | 4.6715 | 4.6712 | 4.6712 | 4.6713 | 4.6716 | 4.672 | 4.6724 | 4.6729 | 4.6737 | 4.6745 | 4.6752 | 4.6759 | 4.6765 | 4.677 | 4.6775 | 4.678 | 4.6909 | 4.6909 | 4.6909
F2_Industrial_Instruments_New_Process_Natural Gas_Gas Boiler - Hot Water Reset_A_Achievable Economic UCT Potential | F2 | Industrial | Instruments | New | Process | Natural Gas | Gas Boiler - Hot Water Reset | A | Integrated Unit Summer Peak Savings (kW) | Achievable Economic UCT Potential | 0 | 0 | 0 | 0 | 0 | 0 | 0 | 0 | 0 | 0 | 0 | 0 | 0 | 0 | 0 | 0 | 0 | 0 | 0 | 0 | 0 | 0 | 0 | 0 | 0 | 0 | 0 | 0 | 0 | 0 | 0
F3_Industrial_Instruments_New_Process_Natural Gas_Gas Boiler - Hot Water Reset_A_Achievable Economic UCT Potential | F3 | Industrial | Instruments | New | Process | Natural Gas | Gas Boiler - Hot Water Reset | A | Integrated Unit Winter Peak Savings (kW) | Achievable Economic UCT Potential | 0 | 0 | 0 | 0 | 0 | 0 | 0 | 0 | 0 | 0 | 0 | 0 | 0 | 0 | 0 | 0 | 0 | 0 | 0 | 0 | 0 | 0 | 0 | 0 | 0 | 0 | 0 | 0 | 0 | 0 | 0
F4_Industrial_Instruments_New_Process_Natural Gas_Gas Boiler - Hot Water Reset_A_Achievable Economic UCT Potential | F4 | Industrial | Instruments | New | Process | Natural Gas | Gas Boiler - Hot Water Reset | A | Incremental Energy Savings (MWh or mTherms) | Achievable Economic UCT Potential | 0 | 0 | 0 | 0 | 0 | 0.027396 | 0.039822 | 0.056288 | 0.074061 | 0.094419 | 0.12202 | 0.14647 | 0.16249 | 0.16523 | 0.15228 | 0.1258 | 0.088482 | 0.054411 | 0.027652 | 0.012309 | 0.0046986 | 0.027326 | 0.039756 | 0.056239 | 0.074044 | 0.094455 | 0.12213 | 0.14665 | 0.16317 | 0.16593 | 0.15292
F5_Industrial_Instruments_New_Process_Natural Gas_Gas Boiler - Hot Water Reset_A_Achievable Economic UCT Potential | F5 | Industrial | Instruments | New | Process | Natural Gas | Gas Boiler - Hot Water Reset | A | Incremental Summer Peak Savings (MW) | Achievable Economic UCT Potential | 0 | 0 | 0 | 0 | 0 | 0 | 0 | 0 | 0 | 0 | 0 | 0 | 0 | 0 | 0 | 0 | 0 | 0 | 0 | 0 | 0 | 0 | 0 | 0 | 0 | 0 | 0 | 0 | 0 | 0 | 0
F6_Industrial_Instruments_New_Process_Natural Gas_Gas Boiler - Hot Water Reset_A_Achievable Economic UCT Potential | F6 | Industrial | Instruments | New | Process | Natural Gas | Gas Boiler - Hot Water Reset | A | Incremental Winter Peak Savings (MW) | Achievable Economic UCT Potential | 0 | 0 | 0 | 0 | 0 | 0 | 0 | 0 | 0 | 0 | 0 | 0 | 0 | 0 | 0 | 0 | 0 | 0 | 0 | 0 | 0 | 0 | 0 | 0 | 0 | 0 | 0 | 0 | 0 | 0 | 0
F7_Industrial_Instruments_New_Process_Natural Gas_Gas Boiler - Hot Water Reset_A_Achievable Economic UCT Potential | F7 | Industrial | Instruments | New | Process | Natural Gas | Gas Boiler - Hot Water Reset | A | Cumulative Energy Savings (MWh or mTherms) | Achievable Economic UCT Potential | 0 | 0 | 0 | 0 | 0 | 0.027396 | 0.067197 | 0.12344 | 0.19744 | 0.29176 | 0.41367 | 0.56004 | 0.72245 | 0.88763 | 1.0399 | 1.1657 | 1.2543 | 1.3088 | 1.3366 | 1.349 | 1.354 | 1.3542 | 1.3544 | 1.3546 | 1.3547 | 1.3549 | 1.355 | 1.3552 | 0 | 0 | 0
F8_Industrial_Instruments_New_Process_Natural Gas_Gas Boiler - Hot Water Reset_A_Achievable Economic UCT Potential | F8 | Industrial | Instruments | New | Process | Natural Gas | Gas Boiler - Hot Water Reset | A | Cumulative Summer Peak Savings (MW) | Achievable Economic UCT Potential | 0 | 0 | 0 | 0 | 0 | 0 | 0 | 0 | 0 | 0 | 0 | 0 | 0 | 0 | 0 | 0 | 0 | 0 | 0 | 0 | 0 | 0 | 0 | 0 | 0 | 0 | 0 | 0 | 0 | 0 | 0
F9_Industrial_Instruments_New_Process_Natural Gas_Gas Boiler - Hot Water Reset_A_Achievable Economic UCT Potential | F9 | Industrial | Instruments | New | Process | Natural Gas | Gas Boiler - Hot Water Reset | A | Cumulative Winter Peak Savings (MW) | Achievable Economic UCT Potential | 0 | 0 | 0 | 0 | 0 | 0 | 0 | 0 | 0 | 0 | 0 | 0 | 0 | 0 | 0 | 0 | 0 | 0 | 0 | 0 | 0 | 0 | 0 | 0 | 0 | 0 | 0 | 0 | 0 | 0 | 0
F10_Industrial_Instruments_New_Process_Natural Gas_Gas Boiler - Hot Water Reset_A_Achievable Economic UCT Potential | F10 | Industrial | Instruments | New | Process | Natural Gas | Gas Boiler - Hot Water Reset | A | Purchases (Incremental) | Achievable Economic UCT Potential | 0 | 0 | 0 | 0 | 0 | 5.8457 | 8.5035 | 12.0275 | 15.8334 | 20.1956 | 26.11 | 31.3497 | 34.7833 | 35.3723 | 32.5991 | 26.9306 | 18.9403 | 11.6463 | 5.9182 | 2.6342 | 1.0053 | 5.8457 | 8.5035 | 12.0275 | 15.8334 | 20.1956 | 26.11 | 31.3497 | 34.7833 | 35.3723 | 32.5991
F11_Industrial_Instruments_New_Process_Natural Gas_Gas Boiler - Hot Water Reset_A_Achievable Economic UCT Potential | F11 | Industrial | Instruments | New | Process | Natural Gas | Gas Boiler - Hot Water Reset | A | Purchases (Cumulative) | Achievable Economic UCT Potential | 0 | 0 | 0 | 0 | 0 | 5.8457 | 14.3493 | 26.3768 | 42.2101 | 62.4058 | 88.5158 | 119.8654 | 154.6487 | 190.021 | 222.6201 | 249.5507 | 268.491 | 280.1373 | 286.0555 | 288.6897 | 289.695 | 289.695 | 289.695 | 289.695 | 289.695 | 289.695 | 289.695 | 289.695 | 289.695 | 289.695 | 289.695
F1_Industrial_Instruments_New_Space Heating_Natural Gas_Steam Trap Maintenance_A_Achievable Economic UCT Potential | F1 | Industrial | Instruments | New | Space Heating | Natural Gas | Steam Trap Maintenance | A | Integrated Unit Energy Savings (kWh or therms) | Achievable Economic UCT Potential | 0 | 0 | 0 | 0 | 0 | 0 | 0 | 0 | 0 | 0 | 0 | 0 | 0 | 0 | 0 | 0 | 0 | 0 | 0 | 0 | 0 | 0 | 0 | 0 | 0 | 0 | 0 | 0 | 0 | 0 | 0
F2_Industrial_Instruments_New_Space Heating_Natural Gas_Steam Trap Maintenance_A_Achievable Economic UCT Potential | F2 | Industrial | Instruments | New | Space Heating | Natural Gas | Steam Trap Maintenance | A | Integrated Unit Summer Peak Savings (kW) | Achievable Economic UCT Potential | 0 | 0 | 0 | 0 | 0 | 0 | 0 | 0 | 0 | 0 | 0 | 0 | 0 | 0 | 0 | 0 | 0 | 0 | 0 | 0 | 0 | 0 | 0 | 0 | 0 | 0 | 0 | 0 | 0 | 0 | 0
F3_Industrial_Instruments_New_Space Heating_Natural Gas_Steam Trap Maintenance_A_Achievable Economic UCT Potential | F3 | Industrial | Instruments | New | Space Heating | Natural Gas | Steam Trap Maintenance | A | Integrated Unit Winter Peak Savings (kW) | Achievable Economic UCT Potential | 0 | 0 | 0 | 0 | 0 | 0 | 0 | 0 | 0 | 0 | 0 | 0 | 0 | 0 | 0 | 0 | 0 | 0 | 0 | 0 | 0 | 0 | 0 | 0 | 0 | 0 | 0 | 0 | 0 | 0 | 0
F4_Industrial_Instruments_New_Space Heating_Natural Gas_Steam Trap Maintenance_A_Achievable Economic UCT Potential | F4 | Industrial | Instruments | New | Space Heating | Natural Gas | Steam Trap Maintenance | A | Incremental Energy Savings (MWh or mTherms) | Achievable Economic UCT Potential | 0 | 0 | 0 | 0 | 0 | 0 | 0 | 0 | 0 | 0 | 0 | 0 | 0 | 0 | 0 | 0 | 0 | 0 | 0 | 0 | 0 | 0 | 0 | 0 | 0 | 0 | 0 | 0 | 0 | 0 | 0
F5_Industrial_Instruments_New_Space Heating_Natural Gas_Steam Trap Maintenance_A_Achievable Economic UCT Potential | F5 | Industrial | Instruments | New | Space Heating | Natural Gas | Steam Trap Maintenance | A | Incremental Summer Peak Savings (MW) | Achievable Economic UCT Potential | 0 | 0 | 0 | 0 | 0 | 0 | 0 | 0 | 0 | 0 | 0 | 0 | 0 | 0 | 0 | 0 | 0 | 0 | 0 | 0 | 0 | 0 | 0 | 0 | 0 | 0 | 0 | 0 | 0 | 0 | 0
F6_Industrial_Instruments_New_Space Heating_Natural Gas_Steam Trap Maintenance_A_Achievable Economic UCT Potential | F6 | Industrial | Instruments | New | Space Heating | Natural Gas | Steam Trap Maintenance | A | Incremental Winter Peak Savings (MW) | Achievable Economic UCT Potential | 0 | 0 | 0 | 0 | 0 | 0 | 0 | 0 | 0 | 0 | 0 | 0 | 0 | 0 | 0 | 0 | 0 | 0 | 0 | 0 | 0 | 0 | 0 | 0 | 0 | 0 | 0 | 0 | 0 | 0 | 0
F7_Industrial_Instruments_New_Space Heating_Natural Gas_Steam Trap Maintenance_A_Achievable Economic UCT Potential | F7 | Industrial | Instruments | New | Space Heating | Natural Gas | Steam Trap Maintenance | A | Cumulative Energy Savings (MWh or mTherms) | Achievable Economic UCT Potential | 0 | 0 | 0 | 0 | 0 | 0 | 0 | 0 | 0 | 0 | 0 | 0 | 0 | 0 | 0 | 0 | 0 | 0 | 0 | 0 | 0 | 0 | 0 | 0 | 0 | 0 | 0 | 0 | 0 | 0 | 0
F8_Industrial_Instruments_New_Space Heating_Natural Gas_Steam Trap Maintenance_A_Achievable Economic UCT Potential | F8 | Industrial | Instruments | New | Space Heating | Natural Gas | Steam Trap Maintenance | A | Cumulative Summer Peak Savings (MW) | Achievable Economic UCT Potential | 0 | 0 | 0 | 0 | 0 | 0 | 0 | 0 | 0 | 0 | 0 | 0 | 0 | 0 | 0 | 0 | 0 | 0 | 0 | 0 | 0 | 0 | 0 | 0 | 0 | 0 | 0 | 0 | 0 | 0 | 0
F9_Industrial_Instruments_New_Space Heating_Natural Gas_Steam Trap Maintenance_A_Achievable Economic UCT Potential | F9 | Industrial | Instruments | New | Space Heating | Natural Gas | Steam Trap Maintenance | A | Cumulative Winter Peak Savings (MW) | Achievable Economic UCT Potential | 0 | 0 | 0 | 0 | 0 | 0 | 0 | 0 | 0 | 0 | 0 | 0 | 0 | 0 | 0 | 0 | 0 | 0 | 0 | 0 | 0 | 0 | 0 | 0 | 0 | 0 | 0 | 0 | 0 | 0 | 0
F10_Industrial_Instruments_New_Space Heating_Natural Gas_Steam Trap Maintenance_A_Achievable Economic UCT Potential | F10 | Industrial | Instruments | New | Space Heating | Natural Gas | Steam Trap Maintenance | A | Purchases (Incremental) | Achievable Economic UCT Potential | 0 | 0 | 0 | 0 | 0 | 0 | 0 | 0 | 0 | 0 | 0 | 0 | 0 | 0 | 0 | 0 | 0 | 0 | 0 | 0 | 0 | 0 | 0 | 0 | 0 | 0 | 0 | 0 | 0 | 0 | 0
F11_Industrial_Instruments_New_Space Heating_Natural Gas_Steam Trap Maintenance_A_Achievable Economic UCT Potential | F11 | Industrial | Instruments | New | Space Heating | Natural Gas | Steam Trap Maintenance | A | Purchases (Cumulative) | Achievable Economic UCT Potential | 0 | 0 | 0 | 0 | 0 | 0 | 0 | 0 | 0 | 0 | 0 | 0 | 0 | 0 | 0 | 0 | 0 | 0 | 0 | 0 | 0 | 0 | 0 | 0 | 0 | 0 | 0 | 0 | 0 | 0 | 0
F1_Industrial_Instruments_New_Process_Natural Gas_Steam Trap Maintenance_A_Achievable Economic UCT Potential | F1 | Industrial | Instruments | New | Process | Natural Gas | Steam Trap Maintenance | A | Integrated Unit Energy Savings (kWh or therms) | Achievable Economic UCT Potential | 0 | 0 | 0 | 0 | 0 | 3.3113 | 3.3088 | 3.3067 | 3.3049 | 3.3033 | 3.302 | 3.3012 | 3.3007 | 3.3005 | 3.3005 | 3.3006 | 3.3008 | 3.301 | 3.3013 | 3.3017 | 3.3023 | 3.3028 | 3.3033 | 3.3038 | 3.3042 | 3.3046 | 3.3049 | 3.3053 | 3.3144 | 3.3144 | 3.3144
F2_Industrial_Instruments_New_Process_Natural Gas_Steam Trap Maintenance_A_Achievable Economic UCT Potential | F2 | Industrial | Instruments | New | Process | Natural Gas | Steam Trap Maintenance | A | Integrated Unit Summer Peak Savings (kW) | Achievable Economic UCT Potential | 0 | 0 | 0 | 0 | 0 | 0 | 0 | 0 | 0 | 0 | 0 | 0 | 0 | 0 | 0 | 0 | 0 | 0 | 0 | 0 | 0 | 0 | 0 | 0 | 0 | 0 | 0 | 0 | 0 | 0 | 0
F3_Industrial_Instruments_New_Process_Natural Gas_Steam Trap Maintenance_A_Achievable Economic UCT Potential | F3 | Industrial | Instruments | New | Process | Natural Gas | Steam Trap Maintenance | A | Integrated Unit Winter Peak Savings (kW) | Achievable Economic UCT Potential | 0 | 0 | 0 | 0 | 0 | 0 | 0 | 0 | 0 | 0 | 0 | 0 | 0 | 0 | 0 | 0 | 0 | 0 | 0 | 0 | 0 | 0 | 0 | 0 | 0 | 0 | 0 | 0 | 0 | 0 | 0
F4_Industrial_Instruments_New_Process_Natural Gas_Steam Trap Maintenance_A_Achievable Economic UCT Potential | F4 | Industrial | Instruments | New | Process | Natural Gas | Steam Trap Maintenance | A | Incremental Energy Savings (MWh or mTherms) | Achievable Economic UCT Potential | 0 | 0 | 0 | 0 | 0 | 0 | 0 | 0 | 0 | 0 | 0 | 0 | 0 | 0 | 0 | 0 | 0 | 0 | 0 | 0 | 0 | 0 | 0 | 0 | 0 | 0 | 0 | 0 | 0 | 0 | 0
F5_Industrial_Instruments_New_Process_Natural Gas_Steam Trap Maintenance_A_Achievable Economic UCT Potential | F5 | Industrial | Instruments | New | Process | Natural Gas | Steam Trap Maintenance | A | Incremental Summer Peak Savings (MW) | Achievable Economic UCT Potential | 0 | 0 | 0 | 0 | 0 | 0 | 0 | 0 | 0 | 0 | 0 | 0 | 0 | 0 | 0 | 0 | 0 | 0 | 0 | 0 | 0 | 0 | 0 | 0 | 0 | 0 | 0 | 0 | 0 | 0 | 0
F6_Industrial_Instruments_New_Process_Natural Gas_Steam Trap Maintenance_A_Achievable Economic UCT Potential | F6 | Industrial | Instruments | New | Process | Natural Gas | Steam Trap Maintenance | A | Incremental Winter Peak Savings (MW) | Achievable Economic UCT Potential | 0 | 0 | 0 | 0 | 0 | 0 | 0 | 0 | 0 | 0 | 0 | 0 | 0 | 0 | 0 | 0 | 0 | 0 | 0 | 0 | 0 | 0 | 0 | 0 | 0 | 0 | 0 | 0 | 0 | 0 | 0
F7_Industrial_Instruments_New_Process_Natural Gas_Steam Trap Maintenance_A_Achievable Economic UCT Potential | F7 | Industrial | Instruments | New | Process | Natural Gas | Steam Trap Maintenance | A | Cumulative Energy Savings (MWh or mTherms) | Achievable Economic UCT Potential | 0 | 0 | 0 | 0 | 0 | 0 | 0 | 0 | 0 | 0 | 0 | 0 | 0 | 0 | 0 | 0 | 0 | 0 | 0 | 0 | 0 | 0 | 0 | 0 | 0 | 0 | 0 | 0 | 0 | 0 | 0
F8_Industrial_Instruments_New_Process_Natural Gas_Steam Trap Maintenance_A_Achievable Economic UCT Potential | F8 | Industrial | Instruments | New | Process | Natural Gas | Steam Trap Maintenance | A | Cumulative Summer Peak Savings (MW) | Achievable Economic UCT Potential | 0 | 0 | 0 | 0 | 0 | 0 | 0 | 0 | 0 | 0 | 0 | 0 | 0 | 0 | 0 | 0 | 0 | 0 | 0 | 0 | 0 | 0 | 0 | 0 | 0 | 0 | 0 | 0 | 0 | 0 | 0
F9_Industrial_Instruments_New_Process_Natural Gas_Steam Trap Maintenance_A_Achievable Economic UCT Potential | F9 | Industrial | Instruments | New | Process | Natural Gas | Steam Trap Maintenance | A | Cumulative Winter Peak Savings (MW) | Achievable Economic UCT Potential | 0 | 0 | 0 | 0 | 0 | 0 | 0 | 0 | 0 | 0 | 0 | 0 | 0 | 0 | 0 | 0 | 0 | 0 | 0 | 0 | 0 | 0 | 0 | 0 | 0 | 0 | 0 | 0 | 0 | 0 | 0
F10_Industrial_Instruments_New_Process_Natural Gas_Steam Trap Maintenance_A_Achievable Economic UCT Potential | F10 | Industrial | Instruments | New | Process | Natural Gas | Steam Trap Maintenance | A | Purchases (Incremental) | Achievable Economic UCT Potential | 0 | 0 | 0 | 0 | 0 | 0 | 0 | 0 | 0 | 0 | 0 | 0 | 0 | 0 | 0 | 0 | 0 | 0 | 0 | 0 | 0 | 0 | 0 | 0 | 0 | 0 | 0 | 0 | 0 | 0 | 0
F11_Industrial_Instruments_New_Process_Natural Gas_Steam Trap Maintenance_A_Achievable Economic UCT Potential | F11 | Industrial | Instruments | New | Process | Natural Gas | Steam Trap Maintenance | A | Purchases (Cumulative) | Achievable Economic UCT Potential | 0 | 0 | 0 | 0 | 0 | 0 | 0 | 0 | 0 | 0 | 0 | 0 | 0 | 0 | 0 | 0 | 0 | 0 | 0 | 0 | 0 | 0 | 0 | 0 | 0 | 0 | 0 | 0 | 0 | 0 | 0
F1_Industrial_Instruments_New_Space Heating_Natural Gas_Gas Boiler - High Turndown_A_Achievable Economic UCT Potential | F1 | Industrial | Instruments | New | Space Heating | Natural Gas | Gas Boiler - High Turndown | A | Integrated Unit Energy Savings (kWh or therms) | Achievable Economic UCT Potential | 0 | 0 | 0 | 0 | 0 | 0 | 0 | 0 | 0 | 0 | 0 | 0 | 0 | 0 | 0 | 0 | 0 | 0 | 0 | 0 | 0 | 0 | 0 | 0 | 0 | 0 | 0 | 0 | 0 | 0 | 0
F2_Industrial_Instruments_New_Space Heating_Natural Gas_Gas Boiler - High Turndown_A_Achievable Economic UCT Potential | F2 | Industrial | Instruments | New | Space Heating | Natural Gas | Gas Boiler - High Turndown | A | Integrated Unit Summer Peak Savings (kW) | Achievable Economic UCT Potential | 0 | 0 | 0 | 0 | 0 | 0 | 0 | 0 | 0 | 0 | 0 | 0 | 0 | 0 | 0 | 0 | 0 | 0 | 0 | 0 | 0 | 0 | 0 | 0 | 0 | 0 | 0 | 0 | 0 | 0 | 0
F3_Industrial_Instruments_New_Space Heating_Natural Gas_Gas Boiler - High Turndown_A_Achievable Economic UCT Potential | F3 | Industrial | Instruments | New | Space Heating | Natural Gas | Gas Boiler - High Turndown | A | Integrated Unit Winter Peak Savings (kW) | Achievable Economic UCT Potential | 0 | 0 | 0 | 0 | 0 | 0 | 0 | 0 | 0 | 0 | 0 | 0 | 0 | 0 | 0 | 0 | 0 | 0 | 0 | 0 | 0 | 0 | 0 | 0 | 0 | 0 | 0 | 0 | 0 | 0 | 0
F4_Industrial_Instruments_New_Space Heating_Natural Gas_Gas Boiler - High Turndown_A_Achievable Economic UCT Potential | F4 | Industrial | Instruments | New | Space Heating | Natural Gas | Gas Boiler - High Turndown | A | Incremental Energy Savings (MWh or mTherms) | Achievable Economic UCT Potential | 0 | 0 | 0 | 0 | 0 | 0 | 0 | 0 | 0 | 0 | 0 | 0 | 0 | 0 | 0 | 0 | 0 | 0 | 0 | 0 | 0 | 0 | 0 | 0 | 0 | 0 | 0 | 0 | 0 | 0 | 0
F5_Industrial_Instruments_New_Space Heating_Natural Gas_Gas Boiler - High Turndown_A_Achievable Economic UCT Potential | F5 | Industrial | Instruments | New | Space Heating | Natural Gas | Gas Boiler - High Turndown | A | Incremental Summer Peak Savings (MW) | Achievable Economic UCT Potential | 0 | 0 | 0 | 0 | 0 | 0 | 0 | 0 | 0 | 0 | 0 | 0 | 0 | 0 | 0 | 0 | 0 | 0 | 0 | 0 | 0 | 0 | 0 | 0 | 0 | 0 | 0 | 0 | 0 | 0 | 0
F6_Industrial_Instruments_New_Space Heating_Natural Gas_Gas Boiler - High Turndown_A_Achievable Economic UCT Potential | F6 | Industrial | Instruments | New | Space Heating | Natural Gas | Gas Boiler - High Turndown | A | Incremental Winter Peak Savings (MW) | Achievable Economic UCT Potential | 0 | 0 | 0 | 0 | 0 | 0 | 0 | 0 | 0 | 0 | 0 | 0 | 0 | 0 | 0 | 0 | 0 | 0 | 0 | 0 | 0 | 0 | 0 | 0 | 0 | 0 | 0 | 0 | 0 | 0 | 0
F7_Industrial_Instruments_New_Space Heating_Natural Gas_Gas Boiler - High Turndown_A_Achievable Economic UCT Potential | F7 | Industrial | Instruments | New | Space Heating | Natural Gas | Gas Boiler - High Turndown | A | Cumulative Energy Savings (MWh or mTherms) | Achievable Economic UCT Potential | 0 | 0 | 0 | 0 | 0 | 0 | 0 | 0 | 0 | 0 | 0 | 0 | 0 | 0 | 0 | 0 | 0 | 0 | 0 | 0 | 0 | 0 | 0 | 0 | 0 | 0 | 0 | 0 | 0 | 0 | 0
F8_Industrial_Instruments_New_Space Heating_Natural Gas_Gas Boiler - High Turndown_A_Achievable Economic UCT Potential | F8 | Industrial | Instruments | New | Space Heating | Natural Gas | Gas Boiler - High Turndown | A | Cumulative Summer Peak Savings (MW) | Achievable Economic UCT Potential | 0 | 0 | 0 | 0 | 0 | 0 | 0 | 0 | 0 | 0 | 0 | 0 | 0 | 0 | 0 | 0 | 0 | 0 | 0 | 0 | 0 | 0 | 0 | 0 | 0 | 0 | 0 | 0 | 0 | 0 | 0
F9_Industrial_Instruments_New_Space Heating_Natural Gas_Gas Boiler - High Turndown_A_Achievable Economic UCT Potential | F9 | Industrial | Instruments | New | Space Heating | Natural Gas | Gas Boiler - High Turndown | A | Cumulative Winter Peak Savings (MW) | Achievable Economic UCT Potential | 0 | 0 | 0 | 0 | 0 | 0 | 0 | 0 | 0 | 0 | 0 | 0 | 0 | 0 | 0 | 0 | 0 | 0 | 0 | 0 | 0 | 0 | 0 | 0 | 0 | 0 | 0 | 0 | 0 | 0 | 0
F10_Industrial_Instruments_New_Space Heating_Natural Gas_Gas Boiler - High Turndown_A_Achievable Economic UCT Potential | F10 | Industrial | Instruments | New | Space Heating | Natural Gas | Gas Boiler - High Turndown | A | Purchases (Incremental) | Achievable Economic UCT Potential | 0 | 0 | 0 | 0 | 0 | 0 | 0 | 0 | 0 | 0 | 0 | 0 | 0 | 0 | 0 | 0 | 0 | 0 | 0 | 0 | 0 | 0 | 0 | 0 | 0 | 0 | 0 | 0 | 0 | 0 | 0
F11_Industrial_Instruments_New_Space Heating_Natural Gas_Gas Boiler - High Turndown_A_Achievable Economic UCT Potential | F11 | Industrial | Instruments | New | Space Heating | Natural Gas | Gas Boiler - High Turndown | A | Purchases (Cumulative) | Achievable Economic UCT Potential | 0 | 0 | 0 | 0 | 0 | 0 | 0 | 0 | 0 | 0 | 0 | 0 | 0 | 0 | 0 | 0 | 0 | 0 | 0 | 0 | 0 | 0 | 0 | 0 | 0 | 0 | 0 | 0 | 0 | 0 | 0
F1_Industrial_Instruments_New_Process_Natural Gas_Gas Boiler - High Turndown_A_Achievable Economic UCT Potential | F1 | Industrial | Instruments | New | Process | Natural Gas | Gas Boiler - High Turndown | A | Integrated Unit Energy Savings (kWh or therms) | Achievable Economic UCT Potential | 0 | 0 | 0 | 0 | 0 | 3.5082 | 3.4998 | 3.4921 | 3.4851 | 3.4782 | 3.4732 | 3.4686 | 3.4646 | 3.461 | 3.4581 | 3.4558 | 3.4542 | 3.4531 | 3.4522 | 3.4515 | 3.4512 | 3.4507 | 3.4502 | 3.4496 | 3.4489 | 3.4515 | 3.4539 | 3.4561 | 3.5182 | 3.5182 | 3.5182
F2_Industrial_Instruments_New_Process_Natural Gas_Gas Boiler - High Turndown_A_Achievable Economic UCT Potential | F2 | Industrial | Instruments | New | Process | Natural Gas | Gas Boiler - High Turndown | A | Integrated Unit Summer Peak Savings (kW) | Achievable Economic UCT Potential | 0 | 0 | 0 | 0 | 0 | 0 | 0 | 0 | 0 | 0 | 0 | 0 | 0 | 0 | 0 | 0 | 0 | 0 | 0 | 0 | 0 | 0 | 0 | 0 | 0 | 0 | 0 | 0 | 0 | 0 | 0
F3_Industrial_Instruments_New_Process_Natural Gas_Gas Boiler - High Turndown_A_Achievable Economic UCT Potential | F3 | Industrial | Instruments | New | Process | Natural Gas | Gas Boiler - High Turndown | A | Integrated Unit Winter Peak Savings (kW) | Achievable Economic UCT Potential | 0 | 0 | 0 | 0 | 0 | 0 | 0 | 0 | 0 | 0 | 0 | 0 | 0 | 0 | 0 | 0 | 0 | 0 | 0 | 0 | 0 | 0 | 0 | 0 | 0 | 0 | 0 | 0 | 0 | 0 | 0
F4_Industrial_Instruments_New_Process_Natural Gas_Gas Boiler - High Turndown_A_Achievable Economic UCT Potential | F4 | Industrial | Instruments | New | Process | Natural Gas | Gas Boiler - High Turndown | A | Incremental Energy Savings (MWh or mTherms) | Achievable Economic UCT Potential | 0 | 0 | 0 | 0 | 0 | 0 | 0 | 0 | 0 | 0 | 0 | 0 | 0 | 0 | 0 | 0 | 0 | 0 | 0 | 0 | 0 | 0 | 0 | 0 | 0 | 0 | 0 | 0 | 0 | 0 | 0
F5_Industrial_Instruments_New_Process_Natural Gas_Gas Boiler - High Turndown_A_Achievable Economic UCT Potential | F5 | Industrial | Instruments | New | Process | Natural Gas | Gas Boiler - High Turndown | A | Incremental Summer Peak Savings (MW) | Achievable Economic UCT Potential | 0 | 0 | 0 | 0 | 0 | 0 | 0 | 0 | 0 | 0 | 0 | 0 | 0 | 0 | 0 | 0 | 0 | 0 | 0 | 0 | 0 | 0 | 0 | 0 | 0 | 0 | 0 | 0 | 0 | 0 | 0
F6_Industrial_Instruments_New_Process_Natural Gas_Gas Boiler - High Turndown_A_Achievable Economic UCT Potential | F6 | Industrial | Instruments | New | Process | Natural Gas | Gas Boiler - High Turndown | A | Incremental Winter Peak Savings (MW) | Achievable Economic UCT Potential | 0 | 0 | 0 | 0 | 0 | 0 | 0 | 0 | 0 | 0 | 0 | 0 | 0 | 0 | 0 | 0 | 0 | 0 | 0 | 0 | 0 | 0 | 0 | 0 | 0 | 0 | 0 | 0 | 0 | 0 | 0
F7_Industrial_Instruments_New_Process_Natural Gas_Gas Boiler - High Turndown_A_Achievable Economic UCT Potential | F7 | Industrial | Instruments | New | Process | Natural Gas | Gas Boiler - High Turndown | A | Cumulative Energy Savings (MWh or mTherms) | Achievable Economic UCT Potential | 0 | 0 | 0 | 0 | 0 | 0 | 0 | 0 | 0 | 0 | 0 | 0 | 0 | 0 | 0 | 0 | 0 | 0 | 0 | 0 | 0 | 0 | 0 | 0 | 0 | 0 | 0 | 0 | 0 | 0 | 0
F8_Industrial_Instruments_New_Process_Natural Gas_Gas Boiler - High Turndown_A_Achievable Economic UCT Potential | F8 | Industrial | Instruments | New | Process | Natural Gas | Gas Boiler - High Turndown | A | Cumulative Summer Peak Savings (MW) | Achievable Economic UCT Potential | 0 | 0 | 0 | 0 | 0 | 0 | 0 | 0 | 0 | 0 | 0 | 0 | 0 | 0 | 0 | 0 | 0 | 0 | 0 | 0 | 0 | 0 | 0 | 0 | 0 | 0 | 0 | 0 | 0 | 0 | 0
F9_Industrial_Instruments_New_Process_Natural Gas_Gas Boiler - High Turndown_A_Achievable Economic UCT Potential | F9 | Industrial | Instruments | New | Process | Natural Gas | Gas Boiler - High Turndown | A | Cumulative Winter Peak Savings (MW) | Achievable Economic UCT Potential | 0 | 0 | 0 | 0 | 0 | 0 | 0 | 0 | 0 | 0 | 0 | 0 | 0 | 0 | 0 | 0 | 0 | 0 | 0 | 0 | 0 | 0 | 0 | 0 | 0 | 0 | 0 | 0 | 0 | 0 | 0
F10_Industrial_Instruments_New_Process_Natural Gas_Gas Boiler - High Turndown_A_Achievable Economic UCT Potential | F10 | Industrial | Instruments | New | Process | Natural Gas | Gas Boiler - High Turndown | A | Purchases (Incremental) | Achievable Economic UCT Potential | 0 | 0 | 0 | 0 | 0 | 0 | 0 | 0 | 0 | 0 | 0 | 0 | 0 | 0 | 0 | 0 | 0 | 0 | 0 | 0 | 0 | 0 | 0 | 0 | 0 | 0 | 0 | 0 | 0 | 0 | 0
F11_Industrial_Instruments_New_Process_Natural Gas_Gas Boiler - High Turndown_A_Achievable Economic UCT Potential | F11 | Industrial | Instruments | New | Process | Natural Gas | Gas Boiler - High Turndown | A | Purchases (Cumulative) | Achievable Economic UCT Potential | 0 | 0 | 0 | 0 | 0 | 0 | 0 | 0 | 0 | 0 | 0 | 0 | 0 | 0 | 0 | 0 | 0 | 0 | 0 | 0 | 0 | 0 | 0 | 0 | 0 | 0 | 0 | 0 | 0 | 0 | 0
F1_Industrial_Instruments_New_Space Heating_Natural Gas_Gas Boiler - Burner Control Optimization_A_Achievable Economic UCT Potential | F1 | Industrial | Instruments | New | Space Heating | Natural Gas | Gas Boiler - Burner Control Optimization | A | Integrated Unit Energy Savings (kWh or therms) | Achievable Economic UCT Potential | 0 | 0 | 0 | 0 | 0 | 0 | 0 | 0 | 0 | 0 | 0 | 0 | 0 | 0 | 0 | 0 | 0 | 0 | 0 | 0 | 0 | 0 | 0 | 0 | 0 | 0 | 0 | 0 | 0 | 0 | 0
F2_Industrial_Instruments_New_Space Heating_Natural Gas_Gas Boiler - Burner Control Optimization_A_Achievable Economic UCT Potential | F2 | Industrial | Instruments | New | Space Heating | Natural Gas | Gas Boiler - Burner Control Optimization | A | Integrated Unit Summer Peak Savings (kW) | Achievable Economic UCT Potential | 0 | 0 | 0 | 0 | 0 | 0 | 0 | 0 | 0 | 0 | 0 | 0 | 0 | 0 | 0 | 0 | 0 | 0 | 0 | 0 | 0 | 0 | 0 | 0 | 0 | 0 | 0 | 0 | 0 | 0 | 0
F3_Industrial_Instruments_New_Space Heating_Natural Gas_Gas Boiler - Burner Control Optimization_A_Achievable Economic UCT Potential | F3 | Industrial | Instruments | New | Space Heating | Natural Gas | Gas Boiler - Burner Control Optimization | A | Integrated Unit Winter Peak Savings (kW) | Achievable Economic UCT Potential | 0 | 0 | 0 | 0 | 0 | 0 | 0 | 0 | 0 | 0 | 0 | 0 | 0 | 0 | 0 | 0 | 0 | 0 | 0 | 0 | 0 | 0 | 0 | 0 | 0 | 0 | 0 | 0 | 0 | 0 | 0
F4_Industrial_Instruments_New_Space Heating_Natural Gas_Gas Boiler - Burner Control Optimization_A_Achievable Economic UCT Potential | F4 | Industrial | Instruments | New | Space Heating | Natural Gas | Gas Boiler - Burner Control Optimization | A | Incremental Energy Savings (MWh or mTherms) | Achievable Economic UCT Potential | 0 | 0 | 0 | 0 | 0 | 0 | 0 | 0 | 0 | 0 | 0 | 0 | 0 | 0 | 0 | 0 | 0 | 0 | 0 | 0 | 0 | 0 | 0 | 0 | 0 | 0 | 0 | 0 | 0 | 0 | 0
F5_Industrial_Instruments_New_Space Heating_Natural Gas_Gas Boiler - Burner Control Optimization_A_Achievable Economic UCT Potential | F5 | Industrial | Instruments | New | Space Heating | Natural Gas | Gas Boiler - Burner Control Optimization | A | Incremental Summer Peak Savings (MW) | Achievable Economic UCT Potential | 0 | 0 | 0 | 0 | 0 | 0 | 0 | 0 | 0 | 0 | 0 | 0 | 0 | 0 | 0 | 0 | 0 | 0 | 0 | 0 | 0 | 0 | 0 | 0 | 0 | 0 | 0 | 0 | 0 | 0 | 0
F6_Industrial_Instruments_New_Space Heating_Natural Gas_Gas Boiler - Burner Control Optimization_A_Achievable Economic UCT Potential | F6 | Industrial | Instruments | New | Space Heating | Natural Gas | Gas Boiler - Burner Control Optimization | A | Incremental Winter Peak Savings (MW) | Achievable Economic UCT Potential | 0 | 0 | 0 | 0 | 0 | 0 | 0 | 0 | 0 | 0 | 0 | 0 | 0 | 0 | 0 | 0 | 0 | 0 | 0 | 0 | 0 | 0 | 0 | 0 | 0 | 0 | 0 | 0 | 0 | 0 | 0
F7_Industrial_Instruments_New_Space Heating_Natural Gas_Gas Boiler - Burner Control Optimization_A_Achievable Economic UCT Potential | F7 | Industrial | Instruments | New | Space Heating | Natural Gas | Gas Boiler - Burner Control Optimization | A | Cumulative Energy Savings (MWh or mTherms) | Achievable Economic UCT Potential | 0 | 0 | 0 | 0 | 0 | 0 | 0 | 0 | 0 | 0 | 0 | 0 | 0 | 0 | 0 | 0 | 0 | 0 | 0 | 0 | 0 | 0 | 0 | 0 | 0 | 0 | 0 | 0 | 0 | 0 | 0
F8_Industrial_Instruments_New_Space Heating_Natural Gas_Gas Boiler - Burner Control Optimization_A_Achievable Economic UCT Potential | F8 | Industrial | Instruments | New | Space Heating | Natural Gas | Gas Boiler - Burner Control Optimization | A | Cumulative Summer Peak Savings (MW) | Achievable Economic UCT Potential | 0 | 0 | 0 | 0 | 0 | 0 | 0 | 0 | 0 | 0 | 0 | 0 | 0 | 0 | 0 | 0 | 0 | 0 | 0 | 0 | 0 | 0 | 0 | 0 | 0 | 0 | 0 | 0 | 0 | 0 | 0
F9_Industrial_Instruments_New_Space Heating_Natural Gas_Gas Boiler - Burner Control Optimization_A_Achievable Economic UCT Potential | F9 | Industrial | Instruments | New | Space Heating | Natural Gas | Gas Boiler - Burner Control Optimization | A | Cumulative Winter Peak Savings (MW) | Achievable Economic UCT Potential | 0 | 0 | 0 | 0 | 0 | 0 | 0 | 0 | 0 | 0 | 0 | 0 | 0 | 0 | 0 | 0 | 0 | 0 | 0 | 0 | 0 | 0 | 0 | 0 | 0 | 0 | 0 | 0 | 0 | 0 | 0
F10_Industrial_Instruments_New_Space Heating_Natural Gas_Gas Boiler - Burner Control Optimization_A_Achievable Economic UCT Potential | F10 | Industrial | Instruments | New | Space Heating | Natural Gas | Gas Boiler - Burner Control Optimization | A | Purchases (Incremental) | Achievable Economic UCT Potential | 0 | 0 | 0 | 0 | 0 | 0 | 0 | 0 | 0 | 0 | 0 | 0 | 0 | 0 | 0 | 0 | 0 | 0 | 0 | 0 | 0 | 0 | 0 | 0 | 0 | 0 | 0 | 0 | 0 | 0 | 0
F11_Industrial_Instruments_New_Space Heating_Natural Gas_Gas Boiler - Burner Control Optimization_A_Achievable Economic UCT Potential | F11 | Industrial | Instruments | New | Space Heating | Natural Gas | Gas Boiler - Burner Control Optimization | A | Purchases (Cumulative) | Achievable Economic UCT Potential | 0 | 0 | 0 | 0 | 0 | 0 | 0 | 0 | 0 | 0 | 0 | 0 | 0 | 0 | 0 | 0 | 0 | 0 | 0 | 0 | 0 | 0 | 0 | 0 | 0 | 0 | 0 | 0 | 0 | 0 | 0
F1_Industrial_Instruments_New_Process_Natural Gas_Gas Boiler - Burner Control Optimization_A_Achievable Economic UCT Potential | F1 | Industrial | Instruments | New | Process | Natural Gas | Gas Boiler - Burner Control Optimization | A | Integrated Unit Energy Savings (kWh or therms) | Achievable Economic UCT Potential | 0 | 0 | 0 | 0 | 0 | 1.0174 | 1.0149 | 1.0127 | 1.0107 | 1.0087 | 1.0072 | 1.0059 | 1.0047 | 1.0037 | 1.0028 | 1.0022 | 1.0017 | 1.0014 | 1.0011 | 1.0009 | 1.0008 | 1.0007 | 1.0006 | 1.0004 | 1.0002 | 1.0009 | 1.0016 | 1.0023 | 1.0203 | 1.0203 | 1.0203
F2_Industrial_Instruments_New_Process_Natural Gas_Gas Boiler - Burner Control Optimization_A_Achievable Economic UCT Potential | F2 | Industrial | Instruments | New | Process | Natural Gas | Gas Boiler - Burner Control Optimization | A | Integrated Unit Summer Peak Savings (kW) | Achievable Economic UCT Potential | 0 | 0 | 0 | 0 | 0 | 0 | 0 | 0 | 0 | 0 | 0 | 0 | 0 | 0 | 0 | 0 | 0 | 0 | 0 | 0 | 0 | 0 | 0 | 0 | 0 | 0 | 0 | 0 | 0 | 0 | 0
F3_Industrial_Instruments_New_Process_Natural Gas_Gas Boiler - Burner Control Optimization_A_Achievable Economic UCT Potential | F3 | Industrial | Instruments | New | Process | Natural Gas | Gas Boiler - Burner Control Optimization | A | Integrated Unit Winter Peak Savings (kW) | Achievable Economic UCT Potential | 0 | 0 | 0 | 0 | 0 | 0 | 0 | 0 | 0 | 0 | 0 | 0 | 0 | 0 | 0 | 0 | 0 | 0 | 0 | 0 | 0 | 0 | 0 | 0 | 0 | 0 | 0 | 0 | 0 | 0 | 0
F4_Industrial_Instruments_New_Process_Natural Gas_Gas Boiler - Burner Control Optimization_A_Achievable Economic UCT Potential | F4 | Industrial | Instruments | New | Process | Natural Gas | Gas Boiler - Burner Control Optimization | A | Incremental Energy Savings (MWh or mTherms) | Achievable Economic UCT Potential | 0 | 0 | 0 | 0 | 0 | 0 | 0 | 0 | 0 | 0 | 0 | 0 | 0 | 0 | 0 | 0 | 0 | 0 | 0 | 0 | 0 | 0 | 0 | 0 | 0 | 0 | 0 | 0 | 0 | 0 | 0
F5_Industrial_Instruments_New_Process_Natural Gas_Gas Boiler - Burner Control Optimization_A_Achievable Economic UCT Potential | F5 | Industrial | Instruments | New | Process | Natural Gas | Gas Boiler - Burner Control Optimization | A | Incremental Summer Peak Savings (MW) | Achievable Economic UCT Potential | 0 | 0 | 0 | 0 | 0 | 0 | 0 | 0 | 0 | 0 | 0 | 0 | 0 | 0 | 0 | 0 | 0 | 0 | 0 | 0 | 0 | 0 | 0 | 0 | 0 | 0 | 0 | 0 | 0 | 0 | 0
F6_Industrial_Instruments_New_Process_Natural Gas_Gas Boiler - Burner Control Optimization_A_Achievable Economic UCT Potential | F6 | Industrial | Instruments | New | Process | Natural Gas | Gas Boiler - Burner Control Optimization | A | Incremental Winter Peak Savings (MW) | Achievable Economic UCT Potential | 0 | 0 | 0 | 0 | 0 | 0 | 0 | 0 | 0 | 0 | 0 | 0 | 0 | 0 | 0 | 0 | 0 | 0 | 0 | 0 | 0 | 0 | 0 | 0 | 0 | 0 | 0 | 0 | 0 | 0 | 0
F7_Industrial_Instruments_New_Process_Natural Gas_Gas Boiler - Burner Control Optimization_A_Achievable Economic UCT Potential | F7 | Industrial | Instruments | New | Process | Natural Gas | Gas Boiler - Burner Control Optimization | A | Cumulative Energy Savings (MWh or mTherms) | Achievable Economic UCT Potential | 0 | 0 | 0 | 0 | 0 | 0 | 0 | 0 | 0 | 0 | 0 | 0 | 0 | 0 | 0 | 0 | 0 | 0 | 0 | 0 | 0 | 0 | 0 | 0 | 0 | 0 | 0 | 0 | 0 | 0 | 0
F8_Industrial_Instruments_New_Process_Natural Gas_Gas Boiler - Burner Control Optimization_A_Achievable Economic UCT Potential | F8 | Industrial | Instruments | New | Process | Natural Gas | Gas Boiler - Burner Control Optimization | A | Cumulative Summer Peak Savings (MW) | Achievable Economic UCT Potential | 0 | 0 | 0 | 0 | 0 | 0 | 0 | 0 | 0 | 0 | 0 | 0 | 0 | 0 | 0 | 0 | 0 | 0 | 0 | 0 | 0 | 0 | 0 | 0 | 0 | 0 | 0 | 0 | 0 | 0 | 0
F9_Industrial_Instruments_New_Process_Natural Gas_Gas Boiler - Burner Control Optimization_A_Achievable Economic UCT Potential | F9 | Industrial | Instruments | New | Process | Natural Gas | Gas Boiler - Burner Control Optimization | A | Cumulative Winter Peak Savings (MW) | Achievable Economic UCT Potential | 0 | 0 | 0 | 0 | 0 | 0 | 0 | 0 | 0 | 0 | 0 | 0 | 0 | 0 | 0 | 0 | 0 | 0 | 0 | 0 | 0 | 0 | 0 | 0 | 0 | 0 | 0 | 0 | 0 | 0 | 0
F10_Industrial_Instruments_New_Process_Natural Gas_Gas Boiler - Burner Control Optimization_A_Achievable Economic UCT Potential | F10 | Industrial | Instruments | New | Process | Natural Gas | Gas Boiler - Burner Control Optimization | A | Purchases (Incremental) | Achievable Economic UCT Potential | 0 | 0 | 0 | 0 | 0 | 0 | 0 | 0 | 0 | 0 | 0 | 0 | 0 | 0 | 0 | 0 | 0 | 0 | 0 | 0 | 0 | 0 | 0 | 0 | 0 | 0 | 0 | 0 | 0 | 0 | 0
F11_Industrial_Instruments_New_Process_Natural Gas_Gas Boiler - Burner Control Optimization_A_Achievable Economic UCT Potential | F11 | Industrial | Instruments | New | Process | Natural Gas | Gas Boiler - Burner Control Optimization | A | Purchases (Cumulative) | Achievable Economic UCT Potential | 0 | 0 | 0 | 0 | 0 | 0 | 0 | 0 | 0 | 0 | 0 | 0 | 0 | 0 | 0 | 0 | 0 | 0 | 0 | 0 | 0 | 0 | 0 | 0 | 0 | 0 | 0 | 0 | 0 | 0 | 0
F1_Industrial_Instruments_New_Space Heating_Natural Gas_HVAC - Demand Controlled Ventilation_A_Achievable Economic UCT Potential | F1 | Industrial | Instruments | New | Space Heating | Natural Gas | HVAC - Demand Controlled Ventilation | A | Integrated Unit Energy Savings (kWh or therms) | Achievable Economic UCT Potential | 0 | 0 | 0 | 0 | 0 | 0 | 0 | 0 | 0 | 0 | 0 | 0 | 0 | 0 | 0 | 0 | 0 | 0 | 0 | 0 | 0 | 0 | 0 | 0 | 0 | 0 | 0 | 0 | 0 | 0 | 0
F2_Industrial_Instruments_New_Space Heating_Natural Gas_HVAC - Demand Controlled Ventilation_A_Achievable Economic UCT Potential | F2 | Industrial | Instruments | New | Space Heating | Natural Gas | HVAC - Demand Controlled Ventilation | A | Integrated Unit Summer Peak Savings (kW) | Achievable Economic UCT Potential | 0 | 0 | 0 | 0 | 0 | 0 | 0 | 0 | 0 | 0 | 0 | 0 | 0 | 0 | 0 | 0 | 0 | 0 | 0 | 0 | 0 | 0 | 0 | 0 | 0 | 0 | 0 | 0 | 0 | 0 | 0
F3_Industrial_Instruments_New_Space Heating_Natural Gas_HVAC - Demand Controlled Ventilation_A_Achievable Economic UCT Potential | F3 | Industrial | Instruments | New | Space Heating | Natural Gas | HVAC - Demand Controlled Ventilation | A | Integrated Unit Winter Peak Savings (kW) | Achievable Economic UCT Potential | 0 | 0 | 0 | 0 | 0 | 0 | 0 | 0 | 0 | 0 | 0 | 0 | 0 | 0 | 0 | 0 | 0 | 0 | 0 | 0 | 0 | 0 | 0 | 0 | 0 | 0 | 0 | 0 | 0 | 0 | 0
F4_Industrial_Instruments_New_Space Heating_Natural Gas_HVAC - Demand Controlled Ventilation_A_Achievable Economic UCT Potential | F4 | Industrial | Instruments | New | Space Heating | Natural Gas | HVAC - Demand Controlled Ventilation | A | Incremental Energy Savings (MWh or mTherms) | Achievable Economic UCT Potential | 0 | 0 | 0 | 0 | 0 | 0 | 0 | 0 | 0 | 0 | 0 | 0 | 0 | 0 | 0 | 0 | 0 | 0 | 0 | 0 | 0 | 0 | 0 | 0 | 0 | 0 | 0 | 0 | 0 | 0 | 0
F5_Industrial_Instruments_New_Space Heating_Natural Gas_HVAC - Demand Controlled Ventilation_A_Achievable Economic UCT Potential | F5 | Industrial | Instruments | New | Space Heating | Natural Gas | HVAC - Demand Controlled Ventilation | A | Incremental Summer Peak Savings (MW) | Achievable Economic UCT Potential | 0 | 0 | 0 | 0 | 0 | 0 | 0 | 0 | 0 | 0 | 0 | 0 | 0 | 0 | 0 | 0 | 0 | 0 | 0 | 0 | 0 | 0 | 0 | 0 | 0 | 0 | 0 | 0 | 0 | 0 | 0
F6_Industrial_Instruments_New_Space Heating_Natural Gas_HVAC - Demand Controlled Ventilation_A_Achievable Economic UCT Potential | F6 | Industrial | Instruments | New | Space Heating | Natural Gas | HVAC - Demand Controlled Ventilation | A | Incremental Winter Peak Savings (MW) | Achievable Economic UCT Potential | 0 | 0 | 0 | 0 | 0 | 0 | 0 | 0 | 0 | 0 | 0 | 0 | 0 | 0 | 0 | 0 | 0 | 0 | 0 | 0 | 0 | 0 | 0 | 0 | 0 | 0 | 0 | 0 | 0 | 0 | 0
F7_Industrial_Instruments_New_Space Heating_Natural Gas_HVAC - Demand Controlled Ventilation_A_Achievable Economic UCT Potential | F7 | Industrial | Instruments | New | Space Heating | Natural Gas | HVAC - Demand Controlled Ventilation | A | Cumulative Energy Savings (MWh or mTherms) | Achievable Economic UCT Potential | 0 | 0 | 0 | 0 | 0 | 0 | 0 | 0 | 0 | 0 | 0 | 0 | 0 | 0 | 0 | 0 | 0 | 0 | 0 | 0 | 0 | 0 | 0 | 0 | 0 | 0 | 0 | 0 | 0 | 0 | 0
F8_Industrial_Instruments_New_Space Heating_Natural Gas_HVAC - Demand Controlled Ventilation_A_Achievable Economic UCT Potential | F8 | Industrial | Instruments | New | Space Heating | Natural Gas | HVAC - Demand Controlled Ventilation | A | Cumulative Summer Peak Savings (MW) | Achievable Economic UCT Potential | 0 | 0 | 0 | 0 | 0 | 0 | 0 | 0 | 0 | 0 | 0 | 0 | 0 | 0 | 0 | 0 | 0 | 0 | 0 | 0 | 0 | 0 | 0 | 0 | 0 | 0 | 0 | 0 | 0 | 0 | 0
F9_Industrial_Instruments_New_Space Heating_Natural Gas_HVAC - Demand Controlled Ventilation_A_Achievable Economic UCT Potential | F9 | Industrial | Instruments | New | Space Heating | Natural Gas | HVAC - Demand Controlled Ventilation | A | Cumulative Winter Peak Savings (MW) | Achievable Economic UCT Potential | 0 | 0 | 0 | 0 | 0 | 0 | 0 | 0 | 0 | 0 | 0 | 0 | 0 | 0 | 0 | 0 | 0 | 0 | 0 | 0 | 0 | 0 | 0 | 0 | 0 | 0 | 0 | 0 | 0 | 0 | 0
F10_Industrial_Instruments_New_Space Heating_Natural Gas_HVAC - Demand Controlled Ventilation_A_Achievable Economic UCT Potential | F10 | Industrial | Instruments | New | Space Heating | Natural Gas | HVAC - Demand Controlled Ventilation | A | Purchases (Incremental) | Achievable Economic UCT Potential | 0 | 0 | 0 | 0 | 0 | 0 | 0 | 0 | 0 | 0 | 0 | 0 | 0 | 0 | 0 | 0 | 0 | 0 | 0 | 0 | 0 | 0 | 0 | 0 | 0 | 0 | 0 | 0 | 0 | 0 | 0
F11_Industrial_Instruments_New_Space Heating_Natural Gas_HVAC - Demand Controlled Ventilation_A_Achievable Economic UCT Potential | F11 | Industrial | Instruments | New | Space Heating | Natural Gas | HVAC - Demand Controlled Ventilation | A | Purchases (Cumulative) | Achievable Economic UCT Potential | 0 | 0 | 0 | 0 | 0 | 0 | 0 | 0 | 0 | 0 | 0 | 0 | 0 | 0 | 0 | 0 | 0 | 0 | 0 | 0 | 0 | 0 | 0 | 0 | 0 | 0 | 0 | 0 | 0 | 0 | 0
F1_Industrial_Instruments_New_Space Heating_Natural Gas_Gas Boiler - Stack Economizer_A_Achievable Economic UCT Potential | F1 | Industrial | Instruments | New | Space Heating | Natural Gas | Gas Boiler - Stack Economizer | A | Integrated Unit Energy Savings (kWh or therms) | Achievable Economic UCT Potential | 0 | 0 | 0 | 0 | 0 | 0 | 0 | 0 | 0 | 0 | 0 | 0 | 0 | 0 | 0 | 0 | 0 | 0 | 0 | 0 | 0 | 0 | 0 | 0 | 0 | 0 | 0 | 0 | 0 | 0 | 0
F2_Industrial_Instruments_New_Space Heating_Natural Gas_Gas Boiler - Stack Economizer_A_Achievable Economic UCT Potential | F2 | Industrial | Instruments | New | Space Heating | Natural Gas | Gas Boiler - Stack Economizer | A | Integrated Unit Summer Peak Savings (kW) | Achievable Economic UCT Potential | 0 | 0 | 0 | 0 | 0 | 0 | 0 | 0 | 0 | 0 | 0 | 0 | 0 | 0 | 0 | 0 | 0 | 0 | 0 | 0 | 0 | 0 | 0 | 0 | 0 | 0 | 0 | 0 | 0 | 0 | 0
F3_Industrial_Instruments_New_Space Heating_Natural Gas_Gas Boiler - Stack Economizer_A_Achievable Economic UCT Potential | F3 | Industrial | Instruments | New | Space Heating | Natural Gas | Gas Boiler - Stack Economizer | A | Integrated Unit Winter Peak Savings (kW) | Achievable Economic UCT Potential | 0 | 0 | 0 | 0 | 0 | 0 | 0 | 0 | 0 | 0 | 0 | 0 | 0 | 0 | 0 | 0 | 0 | 0 | 0 | 0 | 0 | 0 | 0 | 0 | 0 | 0 | 0 | 0 | 0 | 0 | 0
F4_Industrial_Instruments_New_Space Heating_Natural Gas_Gas Boiler - Stack Economizer_A_Achievable Economic UCT Potential | F4 | Industrial | Instruments | New | Space Heating | Natural Gas | Gas Boiler - Stack Economizer | A | Incremental Energy Savings (MWh or mTherms) | Achievable Economic UCT Potential | 0 | 0 | 0 | 0 | 0 | 0 | 0 | 0 | 0 | 0 | 0 | 0 | 0 | 0 | 0 | 0 | 0 | 0 | 0 | 0 | 0 | 0 | 0 | 0 | 0 | 0 | 0 | 0 | 0 | 0 | 0
F5_Industrial_Instruments_New_Space Heating_Natural Gas_Gas Boiler - Stack Economizer_A_Achievable Economic UCT Potential | F5 | Industrial | Instruments | New | Space Heating | Natural Gas | Gas Boiler - Stack Economizer | A | Incremental Summer Peak Savings (MW) | Achievable Economic UCT Potential | 0 | 0 | 0 | 0 | 0 | 0 | 0 | 0 | 0 | 0 | 0 | 0 | 0 | 0 | 0 | 0 | 0 | 0 | 0 | 0 | 0 | 0 | 0 | 0 | 0 | 0 | 0 | 0 | 0 | 0 | 0
F6_Industrial_Instruments_New_Space Heating_Natural Gas_Gas Boiler - Stack Economizer_A_Achievable Economic UCT Potential | F6 | Industrial | Instruments | New | Space Heating | Natural Gas | Gas Boiler - Stack Economizer | A | Incremental Winter Peak Savings (MW) | Achievable Economic UCT Potential | 0 | 0 | 0 | 0 | 0 | 0 | 0 | 0 | 0 | 0 | 0 | 0 | 0 | 0 | 0 | 0 | 0 | 0 | 0 | 0 | 0 | 0 | 0 | 0 | 0 | 0 | 0 | 0 | 0 | 0 | 0
F7_Industrial_Instruments_New_Space Heating_Natural Gas_Gas Boiler - Stack Economizer_A_Achievable Economic UCT Potential | F7 | Industrial | Instruments | New | Space Heating | Natural Gas | Gas Boiler - Stack Economizer | A | Cumulative Energy Savings (MWh or mTherms) | Achievable Economic UCT Potential | 0 | 0 | 0 | 0 | 0 | 0 | 0 | 0 | 0 | 0 | 0 | 0 | 0 | 0 | 0 | 0 | 0 | 0 | 0 | 0 | 0 | 0 | 0 | 0 | 0 | 0 | 0 | 0 | 0 | 0 | 0
F8_Industrial_Instruments_New_Space Heating_Natural Gas_Gas Boiler - Stack Economizer_A_Achievable Economic UCT Potential | F8 | Industrial | Instruments | New | Space Heating | Natural Gas | Gas Boiler - Stack Economizer | A | Cumulative Summer Peak Savings (MW) | Achievable Economic UCT Potential | 0 | 0 | 0 | 0 | 0 | 0 | 0 | 0 | 0 | 0 | 0 | 0 | 0 | 0 | 0 | 0 | 0 | 0 | 0 | 0 | 0 | 0 | 0 | 0 | 0 | 0 | 0 | 0 | 0 | 0 | 0
F9_Industrial_Instruments_New_Space Heating_Natural Gas_Gas Boiler - Stack Economizer_A_Achievable Economic UCT Potential | F9 | Industrial | Instruments | New | Space Heating | Natural Gas | Gas Boiler - Stack Economizer | A | Cumulative Winter Peak Savings (MW) | Achievable Economic UCT Potential | 0 | 0 | 0 | 0 | 0 | 0 | 0 | 0 | 0 | 0 | 0 | 0 | 0 | 0 | 0 | 0 | 0 | 0 | 0 | 0 | 0 | 0 | 0 | 0 | 0 | 0 | 0 | 0 | 0 | 0 | 0
F10_Industrial_Instruments_New_Space Heating_Natural Gas_Gas Boiler - Stack Economizer_A_Achievable Economic UCT Potential | F10 | Industrial | Instruments | New | Space Heating | Natural Gas | Gas Boiler - Stack Economizer | A | Purchases (Incremental) | Achievable Economic UCT Potential | 0 | 0 | 0 | 0 | 0 | 0 | 0 | 0 | 0 | 0 | 0 | 0 | 0 | 0 | 0 | 0 | 0 | 0 | 0 | 0 | 0 | 0 | 0 | 0 | 0 | 0 | 0 | 0 | 0 | 0 | 0
F11_Industrial_Instruments_New_Space Heating_Natural Gas_Gas Boiler - Stack Economizer_A_Achievable Economic UCT Potential | F11 | Industrial | Instruments | New | Space Heating | Natural Gas | Gas Boiler - Stack Economizer | A | Purchases (Cumulative) | Achievable Economic UCT Potential | 0 | 0 | 0 | 0 | 0 | 0 | 0 | 0 | 0 | 0 | 0 | 0 | 0 | 0 | 0 | 0 | 0 | 0 | 0 | 0 | 0 | 0 | 0 | 0 | 0 | 0 | 0 | 0 | 0 | 0 | 0
F1_Industrial_Instruments_New_Process_Natural Gas_Gas Boiler - Stack Economizer_A_Achievable Economic UCT Potential | F1 | Industrial | Instruments | New | Process | Natural Gas | Gas Boiler - Stack Economizer | A | Integrated Unit Energy Savings (kWh or therms) | Achievable Economic UCT Potential | 0 | 0 | 0 | 0 | 0 | 3.377 | 3.3767 | 3.3765 | 3.3766 | 3.3767 | 3.3768 | 3.3769 | 3.3769 | 3.377 | 3.377 | 3.377 | 3.377 | 3.3771 | 3.3771 | 3.3771 | 3.3771 | 3.3771 | 3.3772 | 3.3772 | 3.3772 | 3.3772 | 3.3772 | 3.3772 | 3.3775 | 3.3775 | 3.3775
F2_Industrial_Instruments_New_Process_Natural Gas_Gas Boiler - Stack Economizer_A_Achievable Economic UCT Potential | F2 | Industrial | Instruments | New | Process | Natural Gas | Gas Boiler - Stack Economizer | A | Integrated Unit Summer Peak Savings (kW) | Achievable Economic UCT Potential | 0 | 0 | 0 | 0 | 0 | 0 | 0 | 0 | 0 | 0 | 0 | 0 | 0 | 0 | 0 | 0 | 0 | 0 | 0 | 0 | 0 | 0 | 0 | 0 | 0 | 0 | 0 | 0 | 0 | 0 | 0
F3_Industrial_Instruments_New_Process_Natural Gas_Gas Boiler - Stack Economizer_A_Achievable Economic UCT Potential | F3 | Industrial | Instruments | New | Process | Natural Gas | Gas Boiler - Stack Economizer | A | Integrated Unit Winter Peak Savings (kW) | Achievable Economic UCT Potential | 0 | 0 | 0 | 0 | 0 | 0 | 0 | 0 | 0 | 0 | 0 | 0 | 0 | 0 | 0 | 0 | 0 | 0 | 0 | 0 | 0 | 0 | 0 | 0 | 0 | 0 | 0 | 0 | 0 | 0 | 0
F4_Industrial_Instruments_New_Process_Natural Gas_Gas Boiler - Stack Economizer_A_Achievable Economic UCT Potential | F4 | Industrial | Instruments | New | Process | Natural Gas | Gas Boiler - Stack Economizer | A | Incremental Energy Savings (MWh or mTherms) | Achievable Economic UCT Potential | 0 | 0 | 0 | 0 | 0 | 0.08034 | 0.095173 | 0.11 | 0.12475 | 0.1395 | 0.13884 | 0.12157 | 0.10563 | 0.091194 | 0.078219 | 0.066803 | 0.056792 | 0.048114 | 0.040625 | 0.034191 | 0.080344 | 0.095186 | 0.11002 | 0.12477 | 0.13952 | 0.13886 | 0.12159 | 0.10564 | 0.091208 | 0.078231 | 0.066812
F5_Industrial_Instruments_New_Process_Natural Gas_Gas Boiler - Stack Economizer_A_Achievable Economic UCT Potential | F5 | Industrial | Instruments | New | Process | Natural Gas | Gas Boiler - Stack Economizer | A | Incremental Summer Peak Savings (MW) | Achievable Economic UCT Potential | 0 | 0 | 0 | 0 | 0 | 0 | 0 | 0 | 0 | 0 | 0 | 0 | 0 | 0 | 0 | 0 | 0 | 0 | 0 | 0 | 0 | 0 | 0 | 0 | 0 | 0 | 0 | 0 | 0 | 0 | 0
F6_Industrial_Instruments_New_Process_Natural Gas_Gas Boiler - Stack Economizer_A_Achievable Economic UCT Potential | F6 | Industrial | Instruments | New | Process | Natural Gas | Gas Boiler - Stack Economizer | A | Incremental Winter Peak Savings (MW) | Achievable Economic UCT Potential | 0 | 0 | 0 | 0 | 0 | 0 | 0 | 0 | 0 | 0 | 0 | 0 | 0 | 0 | 0 | 0 | 0 | 0 | 0 | 0 | 0 | 0 | 0 | 0 | 0 | 0 | 0 | 0 | 0 | 0 | 0
F7_Industrial_Instruments_New_Process_Natural Gas_Gas Boiler - Stack Economizer_A_Achievable Economic UCT Potential | F7 | Industrial | Instruments | New | Process | Natural Gas | Gas Boiler - Stack Economizer | A | Cumulative Energy Savings (MWh or mTherms) | Achievable Economic UCT Potential | 0 | 0 | 0 | 0 | 0 | 0.08034 | 0.17551 | 0.2855 | 0.41026 | 0.54977 | 0.68863 | 0.81021 | 0.91586 | 1.0071 | 1.0853 | 1.1521 | 1.2089 | 1.257 | 1.2977 | 1.3319 | 1.3319 | 1.3319 | 1.3319 | 1.3319 | 1.3319 | 1.3319 | 1.3319 | 1.3319 | 0 | 0 | 0
F8_Industrial_Instruments_New_Process_Natural Gas_Gas Boiler - Stack Economizer_A_Achievable Economic UCT Potential | F8 | Industrial | Instruments | New | Process | Natural Gas | Gas Boiler - Stack Economizer | A | Cumulative Summer Peak Savings (MW) | Achievable Economic UCT Potential | 0 | 0 | 0 | 0 | 0 | 0 | 0 | 0 | 0 | 0 | 0 | 0 | 0 | 0 | 0 | 0 | 0 | 0 | 0 | 0 | 0 | 0 | 0 | 0 | 0 | 0 | 0 | 0 | 0 | 0 | 0
F9_Industrial_Instruments_New_Process_Natural Gas_Gas Boiler - Stack Economizer_A_Achievable Economic UCT Potential | F9 | Industrial | Instruments | New | Process | Natural Gas | Gas Boiler - Stack Economizer | A | Cumulative Winter Peak Savings (MW) | Achievable Economic UCT Potential | 0 | 0 | 0 | 0 | 0 | 0 | 0 | 0 | 0 | 0 | 0 | 0 | 0 | 0 | 0 | 0 | 0 | 0 | 0 | 0 | 0 | 0 | 0 | 0 | 0 | 0 | 0 | 0 | 0 | 0 | 0
F10_Industrial_Instruments_New_Process_Natural Gas_Gas Boiler - Stack Economizer_A_Achievable Economic UCT Potential | F10 | Industrial | Instruments | New | Process | Natural Gas | Gas Boiler - Stack Economizer | A | Purchases (Incremental) | Achievable Economic UCT Potential | 0 | 0 | 0 | 0 | 0 | 23.7907 | 28.1855 | 32.5779 | 36.9444 | 41.3132 | 41.1171 | 36.0019 | 31.2812 | 27.0048 | 23.1625 | 19.7817 | 16.8172 | 14.2473 | 12.0295 | 10.1244 | 23.7907 | 28.1855 | 32.5779 | 36.9444 | 41.3132 | 41.1171 | 36.0019 | 31.2812 | 27.0048 | 23.1625 | 19.7817
F11_Industrial_Instruments_New_Process_Natural Gas_Gas Boiler - Stack Economizer_A_Achievable Economic UCT Potential | F11 | Industrial | Instruments | New | Process | Natural Gas | Gas Boiler - Stack Economizer | A | Purchases (Cumulative) | Achievable Economic UCT Potential | 0 | 0 | 0 | 0 | 0 | 23.7907 | 51.9762 | 84.5541 | 121.4985 | 162.8117 | 203.9288 | 239.9307 | 271.2119 | 298.2167 | 321.3792 | 341.1609 | 357.978 | 372.2253 | 384.2548 | 394.3792 | 394.3792 | 394.3792 | 394.3792 | 394.3792 | 394.3792 | 394.3792 | 394.3792 | 394.3792 | 394.3792 | 394.3792 | 394.3792
F1_Industrial_Instruments_New_Space Heating_Natural Gas_Gas Furnace Tube Inserts_A_Achievable Economic UCT Potential | F1 | Industrial | Instruments | New | Space Heating | Natural Gas | Gas Furnace Tube Inserts | A | Integrated Unit Energy Savings (kWh or therms) | Achievable Economic UCT Potential | 0 | 0 | 0 | 0 | 0 | 0 | 0 | 0 | 0 | 0 | 0 | 0 | 0 | 0 | 0 | 0 | 0 | 0 | 0 | 0 | 0 | 0 | 0 | 0 | 0 | 0 | 0 | 0 | 0 | 0 | 0
F2_Industrial_Instruments_New_Space Heating_Natural Gas_Gas Furnace Tube Inserts_A_Achievable Economic UCT Potential | F2 | Industrial | Instruments | New | Space Heating | Natural Gas | Gas Furnace Tube Inserts | A | Integrated Unit Summer Peak Savings (kW) | Achievable Economic UCT Potential | 0 | 0 | 0 | 0 | 0 | 0 | 0 | 0 | 0 | 0 | 0 | 0 | 0 | 0 | 0 | 0 | 0 | 0 | 0 | 0 | 0 | 0 | 0 | 0 | 0 | 0 | 0 | 0 | 0 | 0 | 0
F3_Industrial_Instruments_New_Space Heating_Natural Gas_Gas Furnace Tube Inserts_A_Achievable Economic UCT Potential | F3 | Industrial | Instruments | New | Space Heating | Natural Gas | Gas Furnace Tube Inserts | A | Integrated Unit Winter Peak Savings (kW) | Achievable Economic UCT Potential | 0 | 0 | 0 | 0 | 0 | 0 | 0 | 0 | 0 | 0 | 0 | 0 | 0 | 0 | 0 | 0 | 0 | 0 | 0 | 0 | 0 | 0 | 0 | 0 | 0 | 0 | 0 | 0 | 0 | 0 | 0
F4_Industrial_Instruments_New_Space Heating_Natural Gas_Gas Furnace Tube Inserts_A_Achievable Economic UCT Potential | F4 | Industrial | Instruments | New | Space Heating | Natural Gas | Gas Furnace Tube Inserts | A | Incremental Energy Savings (MWh or mTherms) | Achievable Economic UCT Potential | 0 | 0 | 0 | 0 | 0 | 0 | 0 | 0 | 0 | 0 | 0 | 0 | 0 | 0 | 0 | 0 | 0 | 0 | 0 | 0 | 0 | 0 | 0 | 0 | 0 | 0 | 0 | 0 | 0 | 0 | 0
F5_Industrial_Instruments_New_Space Heating_Natural Gas_Gas Furnace Tube Inserts_A_Achievable Economic UCT Potential | F5 | Industrial | Instruments | New | Space Heating | Natural Gas | Gas Furnace Tube Inserts | A | Incremental Summer Peak Savings (MW) | Achievable Economic UCT Potential | 0 | 0 | 0 | 0 | 0 | 0 | 0 | 0 | 0 | 0 | 0 | 0 | 0 | 0 | 0 | 0 | 0 | 0 | 0 | 0 | 0 | 0 | 0 | 0 | 0 | 0 | 0 | 0 | 0 | 0 | 0
F6_Industrial_Instruments_New_Space Heating_Natural Gas_Gas Furnace Tube Inserts_A_Achievable Economic UCT Potential | F6 | Industrial | Instruments | New | Space Heating | Natural Gas | Gas Furnace Tube Inserts | A | Incremental Winter Peak Savings (MW) | Achievable Economic UCT Potential | 0 | 0 | 0 | 0 | 0 | 0 | 0 | 0 | 0 | 0 | 0 | 0 | 0 | 0 | 0 | 0 | 0 | 0 | 0 | 0 | 0 | 0 | 0 | 0 | 0 | 0 | 0 | 0 | 0 | 0 | 0
F7_Industrial_Instruments_New_Space Heating_Natural Gas_Gas Furnace Tube Inserts_A_Achievable Economic UCT Potential | F7 | Industrial | Instruments | New | Space Heating | Natural Gas | Gas Furnace Tube Inserts | A | Cumulative Energy Savings (MWh or mTherms) | Achievable Economic UCT Potential | 0 | 0 | 0 | 0 | 0 | 0 | 0 | 0 | 0 | 0 | 0 | 0 | 0 | 0 | 0 | 0 | 0 | 0 | 0 | 0 | 0 | 0 | 0 | 0 | 0 | 0 | 0 | 0 | 0 | 0 | 0
F8_Industrial_Instruments_New_Space Heating_Natural Gas_Gas Furnace Tube Inserts_A_Achievable Economic UCT Potential | F8 | Industrial | Instruments | New | Space Heating | Natural Gas | Gas Furnace Tube Inserts | A | Cumulative Summer Peak Savings (MW) | Achievable Economic UCT Potential | 0 | 0 | 0 | 0 | 0 | 0 | 0 | 0 | 0 | 0 | 0 | 0 | 0 | 0 | 0 | 0 | 0 | 0 | 0 | 0 | 0 | 0 | 0 | 0 | 0 | 0 | 0 | 0 | 0 | 0 | 0
F9_Industrial_Instruments_New_Space Heating_Natural Gas_Gas Furnace Tube Inserts_A_Achievable Economic UCT Potential | F9 | Industrial | Instruments | New | Space Heating | Natural Gas | Gas Furnace Tube Inserts | A | Cumulative Winter Peak Savings (MW) | Achievable Economic UCT Potential | 0 | 0 | 0 | 0 | 0 | 0 | 0 | 0 | 0 | 0 | 0 | 0 | 0 | 0 | 0 | 0 | 0 | 0 | 0 | 0 | 0 | 0 | 0 | 0 | 0 | 0 | 0 | 0 | 0 | 0 | 0
F10_Industrial_Instruments_New_Space Heating_Natural Gas_Gas Furnace Tube Inserts_A_Achievable Economic UCT Potential | F10 | Industrial | Instruments | New | Space Heating | Natural Gas | Gas Furnace Tube Inserts | A | Purchases (Incremental) | Achievable Economic UCT Potential | 0 | 0 | 0 | 0 | 0 | 0 | 0 | 0 | 0 | 0 | 0 | 0 | 0 | 0 | 0 | 0 | 0 | 0 | 0 | 0 | 0 | 0 | 0 | 0 | 0 | 0 | 0 | 0 | 0 | 0 | 0
F11_Industrial_Instruments_New_Space Heating_Natural Gas_Gas Furnace Tube Inserts_A_Achievable Economic UCT Potential | F11 | Industrial | Instruments | New | Space Heating | Natural Gas | Gas Furnace Tube Inserts | A | Purchases (Cumulative) | Achievable Economic UCT Potential | 0 | 0 | 0 | 0 | 0 | 0 | 0 | 0 | 0 | 0 | 0 | 0 | 0 | 0 | 0 | 0 | 0 | 0 | 0 | 0 | 0 | 0 | 0 | 0 | 0 | 0 | 0 | 0 | 0 | 0 | 0
F1_Industrial_Instruments_New_Space Heating_Natural Gas_Space Heating - Heat Recovery Ventilator_A_Achievable Economic UCT Potential | F1 | Industrial | Instruments | New | Space Heating | Natural Gas | Space Heating - Heat Recovery Ventilator | A | Integrated Unit Energy Savings (kWh or therms) | Achievable Economic UCT Potential | 0 | 0 | 0 | 0 | 0 | 0.012431 | 0.012219 | 0.012041 | 0.011885 | 0.011741 | 0.011609 | 0.011451 | 0.011276 | 0.011096 | 0.010914 | 0.010744 | 0.010587 | 0.010451 | 0.010285 | 0.010157 | 0.010062 | 0.0099908 | 0.009955 | 0.0099375 | 0.0099331 | 0.0099379 | 0.0099451 | 0.0099548 | 0 | 0 | 0
F2_Industrial_Instruments_New_Space Heating_Natural Gas_Space Heating - Heat Recovery Ventilator_A_Achievable Economic UCT Potential | F2 | Industrial | Instruments | New | Space Heating | Natural Gas | Space Heating - Heat Recovery Ventilator | A | Integrated Unit Summer Peak Savings (kW) | Achievable Economic UCT Potential | 0 | 0 | 0 | 0 | 0 | 0 | 0 | 0 | 0 | 0 | 0 | 0 | 0 | 0 | 0 | 0 | 0 | 0 | 0 | 0 | 0 | 0 | 0 | 0 | 0 | 0 | 0 | 0 | 0 | 0 | 0
F3_Industrial_Instruments_New_Space Heating_Natural Gas_Space Heating - Heat Recovery Ventilator_A_Achievable Economic UCT Potential | F3 | Industrial | Instruments | New | Space Heating | Natural Gas | Space Heating - Heat Recovery Ventilator | A | Integrated Unit Winter Peak Savings (kW) | Achievable Economic UCT Potential | 0 | 0 | 0 | 0 | 0 | 0 | 0 | 0 | 0 | 0 | 0 | 0 | 0 | 0 | 0 | 0 | 0 | 0 | 0 | 0 | 0 | 0 | 0 | 0 | 0 | 0 | 0 | 0 | 0 | 0 | 0
F4_Industrial_Instruments_New_Space Heating_Natural Gas_Space Heating - Heat Recovery Ventilator_A_Achievable Economic UCT Potential | F4 | Industrial | Instruments | New | Space Heating | Natural Gas | Space Heating - Heat Recovery Ventilator | A | Incremental Energy Savings (MWh or mTherms) | Achievable Economic UCT Potential | 0 | 0 | 0 | 0 | 0 | 0 | 0 | 0 | 0 | 0 | 0 | 0 | 0 | 0 | 0 | 0 | 0 | 0 | 0 | 0 | 0 | 0 | 0 | 0 | 0 | 0 | 0 | 0 | 0 | 0 | 0
F5_Industrial_Instruments_New_Space Heating_Natural Gas_Space Heating - Heat Recovery Ventilator_A_Achievable Economic UCT Potential | F5 | Industrial | Instruments | New | Space Heating | Natural Gas | Space Heating - Heat Recovery Ventilator | A | Incremental Summer Peak Savings (MW) | Achievable Economic UCT Potential | 0 | 0 | 0 | 0 | 0 | 0 | 0 | 0 | 0 | 0 | 0 | 0 | 0 | 0 | 0 | 0 | 0 | 0 | 0 | 0 | 0 | 0 | 0 | 0 | 0 | 0 | 0 | 0 | 0 | 0 | 0
F6_Industrial_Instruments_New_Space Heating_Natural Gas_Space Heating - Heat Recovery Ventilator_A_Achievable Economic UCT Potential | F6 | Industrial | Instruments | New | Space Heating | Natural Gas | Space Heating - Heat Recovery Ventilator | A | Incremental Winter Peak Savings (MW) | Achievable Economic UCT Potential | 0 | 0 | 0 | 0 | 0 | 0 | 0 | 0 | 0 | 0 | 0 | 0 | 0 | 0 | 0 | 0 | 0 | 0 | 0 | 0 | 0 | 0 | 0 | 0 | 0 | 0 | 0 | 0 | 0 | 0 | 0
F7_Industrial_Instruments_New_Space Heating_Natural Gas_Space Heating - Heat Recovery Ventilator_A_Achievable Economic UCT Potential | F7 | Industrial | Instruments | New | Space Heating | Natural Gas | Space Heating - Heat Recovery Ventilator | A | Cumulative Energy Savings (MWh or mTherms) | Achievable Economic UCT Potential | 0 | 0 | 0 | 0 | 0 | 0 | 0 | 0 | 0 | 0 | 0 | 0 | 0 | 0 | 0 | 0 | 0 | 0 | 0 | 0 | 0 | 0 | 0 | 0 | 0 | 0 | 0 | 0 | 0 | 0 | 0
F8_Industrial_Instruments_New_Space Heating_Natural Gas_Space Heating - Heat Recovery Ventilator_A_Achievable Economic UCT Potential | F8 | Industrial | Instruments | New | Space Heating | Natural Gas | Space Heating - Heat Recovery Ventilator | A | Cumulative Summer Peak Savings (MW) | Achievable Economic UCT Potential | 0 | 0 | 0 | 0 | 0 | 0 | 0 | 0 | 0 | 0 | 0 | 0 | 0 | 0 | 0 | 0 | 0 | 0 | 0 | 0 | 0 | 0 | 0 | 0 | 0 | 0 | 0 | 0 | 0 | 0 | 0
F9_Industrial_Instruments_New_Space Heating_Natural Gas_Space Heating - Heat Recovery Ventilator_A_Achievable Economic UCT Potential | F9 | Industrial | Instruments | New | Space Heating | Natural Gas | Space Heating - Heat Recovery Ventilator | A | Cumulative Winter Peak Savings (MW) | Achievable Economic UCT Potential | 0 | 0 | 0 | 0 | 0 | 0 | 0 | 0 | 0 | 0 | 0 | 0 | 0 | 0 | 0 | 0 | 0 | 0 | 0 | 0 | 0 | 0 | 0 | 0 | 0 | 0 | 0 | 0 | 0 | 0 | 0
F10_Industrial_Instruments_New_Space Heating_Natural Gas_Space Heating - Heat Recovery Ventilator_A_Achievable Economic UCT Potential | F10 | Industrial | Instruments | New | Space Heating | Natural Gas | Space Heating - Heat Recovery Ventilator | A | Purchases (Incremental) | Achievable Economic UCT Potential | 0 | 0 | 0 | 0 | 0 | 0 | 0 | 0 | 0 | 0 | 0 | 0 | 0 | 0 | 0 | 0 | 0 | 0 | 0 | 0 | 0 | 0 | 0 | 0 | 0 | 0 | 0 | 0 | 0 | 0 | 0
F11_Industrial_Instruments_New_Space Heating_Natural Gas_Space Heating - Heat Recovery Ventilator_A_Achievable Economic UCT Potential | F11 | Industrial | Instruments | New | Space Heating | Natural Gas | Space Heating - Heat Recovery Ventilator | A | Purchases (Cumulative) | Achievable Economic UCT Potential | 0 | 0 | 0 | 0 | 0 | 0 | 0 | 0 | 0 | 0 | 0 | 0 | 0 | 0 | 0 | 0 | 0 | 0 | 0 | 0 | 0 | 0 | 0 | 0 | 0 | 0 | 0 | 0 | 0 | 0 | 0
F1_Industrial_Instruments_New_Space Heating_Natural Gas_Thermostat - Programmable_A_Achievable Economic UCT Potential | F1 | Industrial | Instruments | New | Space Heating | Natural Gas | Thermostat - Programmable | A | Integrated Unit Energy Savings (kWh or therms) | Achievable Economic UCT Potential | 0 | 0 | 0 | 0 | 0 | 0.0061753 | 0.0060701 | 0.0059818 | 0.0059042 | 0.0058326 | 0.0057673 | 0.0056885 | 0.005602 | 0.0055123 | 0.0054219 | 0.0053374 | 0.0052593 | 0.0051917 | 0.0051095 | 0.005046 | 0.0049987 | 0.0049633 | 0.0049455 | 0.0049368 | 0.0049346 | 0.004937 | 0.0049406 | 0.0049454 | 0 | 0 | 0
F2_Industrial_Instruments_New_Space Heating_Natural Gas_Thermostat - Programmable_A_Achievable Economic UCT Potential | F2 | Industrial | Instruments | New | Space Heating | Natural Gas | Thermostat - Programmable | A | Integrated Unit Summer Peak Savings (kW) | Achievable Economic UCT Potential | 0 | 0 | 0 | 0 | 0 | 0 | 0 | 0 | 0 | 0 | 0 | 0 | 0 | 0 | 0 | 0 | 0 | 0 | 0 | 0 | 0 | 0 | 0 | 0 | 0 | 0 | 0 | 0 | 0 | 0 | 0
F3_Industrial_Instruments_New_Space Heating_Natural Gas_Thermostat - Programmable_A_Achievable Economic UCT Potential | F3 | Industrial | Instruments | New | Space Heating | Natural Gas | Thermostat - Programmable | A | Integrated Unit Winter Peak Savings (kW) | Achievable Economic UCT Potential | 0 | 0 | 0 | 0 | 0 | 0 | 0 | 0 | 0 | 0 | 0 | 0 | 0 | 0 | 0 | 0 | 0 | 0 | 0 | 0 | 0 | 0 | 0 | 0 | 0 | 0 | 0 | 0 | 0 | 0 | 0
F4_Industrial_Instruments_New_Space Heating_Natural Gas_Thermostat - Programmable_A_Achievable Economic UCT Potential | F4 | Industrial | Instruments | New | Space Heating | Natural Gas | Thermostat - Programmable | A | Incremental Energy Savings (MWh or mTherms) | Achievable Economic UCT Potential | 0 | 0 | 0 | 0 | 0 | 0 | 0 | 0 | 0 | 0 | 0 | 0 | 0 | 0 | 0 | 0 | 0 | 0 | 0 | 0 | 0 | 0 | 0 | 0 | 0 | 0 | 0 | 0 | 0 | 0 | 0
F5_Industrial_Instruments_New_Space Heating_Natural Gas_Thermostat - Programmable_A_Achievable Economic UCT Potential | F5 | Industrial | Instruments | New | Space Heating | Natural Gas | Thermostat - Programmable | A | Incremental Summer Peak Savings (MW) | Achievable Economic UCT Potential | 0 | 0 | 0 | 0 | 0 | 0 | 0 | 0 | 0 | 0 | 0 | 0 | 0 | 0 | 0 | 0 | 0 | 0 | 0 | 0 | 0 | 0 | 0 | 0 | 0 | 0 | 0 | 0 | 0 | 0 | 0
F6_Industrial_Instruments_New_Space Heating_Natural Gas_Thermostat - Programmable_A_Achievable Economic UCT Potential | F6 | Industrial | Instruments | New | Space Heating | Natural Gas | Thermostat - Programmable | A | Incremental Winter Peak Savings (MW) | Achievable Economic UCT Potential | 0 | 0 | 0 | 0 | 0 | 0 | 0 | 0 | 0 | 0 | 0 | 0 | 0 | 0 | 0 | 0 | 0 | 0 | 0 | 0 | 0 | 0 | 0 | 0 | 0 | 0 | 0 | 0 | 0 | 0 | 0
F7_Industrial_Instruments_New_Space Heating_Natural Gas_Thermostat - Programmable_A_Achievable Economic UCT Potential | F7 | Industrial | Instruments | New | Space Heating | Natural Gas | Thermostat - Programmable | A | Cumulative Energy Savings (MWh or mTherms) | Achievable Economic UCT Potential | 0 | 0 | 0 | 0 | 0 | 0 | 0 | 0 | 0 | 0 | 0 | 0 | 0 | 0 | 0 | 0 | 0 | 0 | 0 | 0 | 0 | 0 | 0 | 0 | 0 | 0 | 0 | 0 | 0 | 0 | 0
F8_Industrial_Instruments_New_Space Heating_Natural Gas_Thermostat - Programmable_A_Achievable Economic UCT Potential | F8 | Industrial | Instruments | New | Space Heating | Natural Gas | Thermostat - Programmable | A | Cumulative Summer Peak Savings (MW) | Achievable Economic UCT Potential | 0 | 0 | 0 | 0 | 0 | 0 | 0 | 0 | 0 | 0 | 0 | 0 | 0 | 0 | 0 | 0 | 0 | 0 | 0 | 0 | 0 | 0 | 0 | 0 | 0 | 0 | 0 | 0 | 0 | 0 | 0
F9_Industrial_Instruments_New_Space Heating_Natural Gas_Thermostat - Programmable_A_Achievable Economic UCT Potential | F9 | Industrial | Instruments | New | Space Heating | Natural Gas | Thermostat - Programmable | A | Cumulative Winter Peak Savings (MW) | Achievable Economic UCT Potential | 0 | 0 | 0 | 0 | 0 | 0 | 0 | 0 | 0 | 0 | 0 | 0 | 0 | 0 | 0 | 0 | 0 | 0 | 0 | 0 | 0 | 0 | 0 | 0 | 0 | 0 | 0 | 0 | 0 | 0 | 0
F10_Industrial_Instruments_New_Space Heating_Natural Gas_Thermostat - Programmable_A_Achievable Economic UCT Potential | F10 | Industrial | Instruments | New | Space Heating | Natural Gas | Thermostat - Programmable | A | Purchases (Incremental) | Achievable Economic UCT Potential | 0 | 0 | 0 | 0 | 0 | 0 | 0 | 0 | 0 | 0 | 0 | 0 | 0 | 0 | 0 | 0 | 0 | 0 | 0 | 0 | 0 | 0 | 0 | 0 | 0 | 0 | 0 | 0 | 0 | 0 | 0
F11_Industrial_Instruments_New_Space Heating_Natural Gas_Thermostat - Programmable_A_Achievable Economic UCT Potential | F11 | Industrial | Instruments | New | Space Heating | Natural Gas | Thermostat - Programmable | A | Purchases (Cumulative) | Achievable Economic UCT Potential | 0 | 0 | 0 | 0 | 0 | 0 | 0 | 0 | 0 | 0 | 0 | 0 | 0 | 0 | 0 | 0 | 0 | 0 | 0 | 0 | 0 | 0 | 0 | 0 | 0 | 0 | 0 | 0 | 0 | 0 | 0
F1_Industrial_Instruments_New_Space Heating_Natural Gas_ENERGY STAR Connected Thermostat_A_Achievable Economic UCT Potential | F1 | Industrial | Instruments | New | Space Heating | Natural Gas | ENERGY STAR Connected Thermostat | A | Integrated Unit Energy Savings (kWh or therms) | Achievable Economic UCT Potential | 0 | 0 | 0 | 0 | 0 | 0.014537 | 0.014289 | 0.014081 | 0.013898 | 0.01373 | 0.013576 | 0.013391 | 0.013187 | 0.012976 | 0.012763 | 0.012564 | 0.01238 | 0.012221 | 0.012028 | 0.011878 | 0.011767 | 0.011684 | 0.011642 | 0.011621 | 0.011616 | 0.011622 | 0.01163 | 0.011642 | 0 | 0 | 0
F2_Industrial_Instruments_New_Space Heating_Natural Gas_ENERGY STAR Connected Thermostat_A_Achievable Economic UCT Potential | F2 | Industrial | Instruments | New | Space Heating | Natural Gas | ENERGY STAR Connected Thermostat | A | Integrated Unit Summer Peak Savings (kW) | Achievable Economic UCT Potential | 0 | 0 | 0 | 0 | 0 | 0 | 0 | 0 | 0 | 0 | 0 | 0 | 0 | 0 | 0 | 0 | 0 | 0 | 0 | 0 | 0 | 0 | 0 | 0 | 0 | 0 | 0 | 0 | 0 | 0 | 0
F3_Industrial_Instruments_New_Space Heating_Natural Gas_ENERGY STAR Connected Thermostat_A_Achievable Economic UCT Potential | F3 | Industrial | Instruments | New | Space Heating | Natural Gas | ENERGY STAR Connected Thermostat | A | Integrated Unit Winter Peak Savings (kW) | Achievable Economic UCT Potential | 0 | 0 | 0 | 0 | 0 | 0 | 0 | 0 | 0 | 0 | 0 | 0 | 0 | 0 | 0 | 0 | 0 | 0 | 0 | 0 | 0 | 0 | 0 | 0 | 0 | 0 | 0 | 0 | 0 | 0 | 0
F4_Industrial_Instruments_New_Space Heating_Natural Gas_ENERGY STAR Connected Thermostat_A_Achievable Economic UCT Potential | F4 | Industrial | Instruments | New | Space Heating | Natural Gas | ENERGY STAR Connected Thermostat | A | Incremental Energy Savings (MWh or mTherms) | Achievable Economic UCT Potential | 0 | 0 | 0 | 0 | 0 | 0 | 0 | 0 | 0 | 0 | 0 | 0 | 0 | 0 | 0 | 0 | 0 | 0 | 0 | 0 | 0 | 0 | 0 | 0 | 0 | 0 | 0 | 0 | 0 | 0 | 0
F5_Industrial_Instruments_New_Space Heating_Natural Gas_ENERGY STAR Connected Thermostat_A_Achievable Economic UCT Potential | F5 | Industrial | Instruments | New | Space Heating | Natural Gas | ENERGY STAR Connected Thermostat | A | Incremental Summer Peak Savings (MW) | Achievable Economic UCT Potential | 0 | 0 | 0 | 0 | 0 | 0 | 0 | 0 | 0 | 0 | 0 | 0 | 0 | 0 | 0 | 0 | 0 | 0 | 0 | 0 | 0 | 0 | 0 | 0 | 0 | 0 | 0 | 0 | 0 | 0 | 0
F6_Industrial_Instruments_New_Space Heating_Natural Gas_ENERGY STAR Connected Thermostat_A_Achievable Economic UCT Potential | F6 | Industrial | Instruments | New | Space Heating | Natural Gas | ENERGY STAR Connected Thermostat | A | Incremental Winter Peak Savings (MW) | Achievable Economic UCT Potential | 0 | 0 | 0 | 0 | 0 | 0 | 0 | 0 | 0 | 0 | 0 | 0 | 0 | 0 | 0 | 0 | 0 | 0 | 0 | 0 | 0 | 0 | 0 | 0 | 0 | 0 | 0 | 0 | 0 | 0 | 0
F7_Industrial_Instruments_New_Space Heating_Natural Gas_ENERGY STAR Connected Thermostat_A_Achievable Economic UCT Potential | F7 | Industrial | Instruments | New | Space Heating | Natural Gas | ENERGY STAR Connected Thermostat | A | Cumulative Energy Savings (MWh or mTherms) | Achievable Economic UCT Potential | 0 | 0 | 0 | 0 | 0 | 0 | 0 | 0 | 0 | 0 | 0 | 0 | 0 | 0 | 0 | 0 | 0 | 0 | 0 | 0 | 0 | 0 | 0 | 0 | 0 | 0 | 0 | 0 | 0 | 0 | 0
F8_Industrial_Instruments_New_Space Heating_Natural Gas_ENERGY STAR Connected Thermostat_A_Achievable Economic UCT Potential | F8 | Industrial | Instruments | New | Space Heating | Natural Gas | ENERGY STAR Connected Thermostat | A | Cumulative Summer Peak Savings (MW) | Achievable Economic UCT Potential | 0 | 0 | 0 | 0 | 0 | 0 | 0 | 0 | 0 | 0 | 0 | 0 | 0 | 0 | 0 | 0 | 0 | 0 | 0 | 0 | 0 | 0 | 0 | 0 | 0 | 0 | 0 | 0 | 0 | 0 | 0
F9_Industrial_Instruments_New_Space Heating_Natural Gas_ENERGY STAR Connected Thermostat_A_Achievable Economic UCT Potential | F9 | Industrial | Instruments | New | Space Heating | Natural Gas | ENERGY STAR Connected Thermostat | A | Cumulative Winter Peak Savings (MW) | Achievable Economic UCT Potential | 0 | 0 | 0 | 0 | 0 | 0 | 0 | 0 | 0 | 0 | 0 | 0 | 0 | 0 | 0 | 0 | 0 | 0 | 0 | 0 | 0 | 0 | 0 | 0 | 0 | 0 | 0 | 0 | 0 | 0 | 0
F10_Industrial_Instruments_New_Space Heating_Natural Gas_ENERGY STAR Connected Thermostat_A_Achievable Economic UCT Potential | F10 | Industrial | Instruments | New | Space Heating | Natural Gas | ENERGY STAR Connected Thermostat | A | Purchases (Incremental) | Achievable Economic UCT Potential | 0 | 0 | 0 | 0 | 0 | 0 | 0 | 0 | 0 | 0 | 0 | 0 | 0 | 0 | 0 | 0 | 0 | 0 | 0 | 0 | 0 | 0 | 0 | 0 | 0 | 0 | 0 | 0 | 0 | 0 | 0
F11_Industrial_Instruments_New_Space Heating_Natural Gas_ENERGY STAR Connected Thermostat_A_Achievable Economic UCT Potential | F11 | Industrial | Instruments | New | Space Heating | Natural Gas | ENERGY STAR Connected Thermostat | A | Purchases (Cumulative) | Achievable Economic UCT Potential | 0 | 0 | 0 | 0 | 0 | 0 | 0 | 0 | 0 | 0 | 0 | 0 | 0 | 0 | 0 | 0 | 0 | 0 | 0 | 0 | 0 | 0 | 0 | 0 | 0 | 0 | 0 | 0 | 0 | 0 | 0
F1_Industrial_Instruments_New_Space Heating_Natural Gas_Destratification Fans (HVLS)_A_Achievable Economic UCT Potential | F1 | Industrial | Instruments | New | Space Heating | Natural Gas | Destratification Fans (HVLS) | A | Integrated Unit Energy Savings (kWh or therms) | Achievable Economic UCT Potential | 0 | 0 | 0 | 0 | 0 | 0.014537 | 0.014289 | 0.014081 | 0.013898 | 0.01373 | 0.013576 | 0.013391 | 0.013187 | 0.012976 | 0.012763 | 0.012564 | 0.01238 | 0.012221 | 0.012028 | 0.011878 | 0.011767 | 0.011684 | 0.011642 | 0.011621 | 0.011616 | 0.011622 | 0.01163 | 0.011642 | 0 | 0 | 0
F2_Industrial_Instruments_New_Space Heating_Natural Gas_Destratification Fans (HVLS)_A_Achievable Economic UCT Potential | F2 | Industrial | Instruments | New | Space Heating | Natural Gas | Destratification Fans (HVLS) | A | Integrated Unit Summer Peak Savings (kW) | Achievable Economic UCT Potential | 0 | 0 | 0 | 0 | 0 | 0 | 0 | 0 | 0 | 0 | 0 | 0 | 0 | 0 | 0 | 0 | 0 | 0 | 0 | 0 | 0 | 0 | 0 | 0 | 0 | 0 | 0 | 0 | 0 | 0 | 0
F3_Industrial_Instruments_New_Space Heating_Natural Gas_Destratification Fans (HVLS)_A_Achievable Economic UCT Potential | F3 | Industrial | Instruments | New | Space Heating | Natural Gas | Destratification Fans (HVLS) | A | Integrated Unit Winter Peak Savings (kW) | Achievable Economic UCT Potential | 0 | 0 | 0 | 0 | 0 | 0 | 0 | 0 | 0 | 0 | 0 | 0 | 0 | 0 | 0 | 0 | 0 | 0 | 0 | 0 | 0 | 0 | 0 | 0 | 0 | 0 | 0 | 0 | 0 | 0 | 0
F4_Industrial_Instruments_New_Space Heating_Natural Gas_Destratification Fans (HVLS)_A_Achievable Economic UCT Potential | F4 | Industrial | Instruments | New | Space Heating | Natural Gas | Destratification Fans (HVLS) | A | Incremental Energy Savings (MWh or mTherms) | Achievable Economic UCT Potential | 0 | 0 | 0 | 0 | 0 | 0 | 0 | 0 | 0 | 0 | 0 | 0 | 0 | 0 | 0 | 0 | 0 | 0 | 0 | 0 | 0 | 0 | 0 | 0 | 0 | 0 | 0 | 0 | 0 | 0 | 0
F5_Industrial_Instruments_New_Space Heating_Natural Gas_Destratification Fans (HVLS)_A_Achievable Economic UCT Potential | F5 | Industrial | Instruments | New | Space Heating | Natural Gas | Destratification Fans (HVLS) | A | Incremental Summer Peak Savings (MW) | Achievable Economic UCT Potential | 0 | 0 | 0 | 0 | 0 | 0 | 0 | 0 | 0 | 0 | 0 | 0 | 0 | 0 | 0 | 0 | 0 | 0 | 0 | 0 | 0 | 0 | 0 | 0 | 0 | 0 | 0 | 0 | 0 | 0 | 0
F6_Industrial_Instruments_New_Space Heating_Natural Gas_Destratification Fans (HVLS)_A_Achievable Economic UCT Potential | F6 | Industrial | Instruments | New | Space Heating | Natural Gas | Destratification Fans (HVLS) | A | Incremental Winter Peak Savings (MW) | Achievable Economic UCT Potential | 0 | 0 | 0 | 0 | 0 | 0 | 0 | 0 | 0 | 0 | 0 | 0 | 0 | 0 | 0 | 0 | 0 | 0 | 0 | 0 | 0 | 0 | 0 | 0 | 0 | 0 | 0 | 0 | 0 | 0 | 0
F7_Industrial_Instruments_New_Space Heating_Natural Gas_Destratification Fans (HVLS)_A_Achievable Economic UCT Potential | F7 | Industrial | Instruments | New | Space Heating | Natural Gas | Destratification Fans (HVLS) | A | Cumulative Energy Savings (MWh or mTherms) | Achievable Economic UCT Potential | 0 | 0 | 0 | 0 | 0 | 0 | 0 | 0 | 0 | 0 | 0 | 0 | 0 | 0 | 0 | 0 | 0 | 0 | 0 | 0 | 0 | 0 | 0 | 0 | 0 | 0 | 0 | 0 | 0 | 0 | 0
F8_Industrial_Instruments_New_Space Heating_Natural Gas_Destratification Fans (HVLS)_A_Achievable Economic UCT Potential | F8 | Industrial | Instruments | New | Space Heating | Natural Gas | Destratification Fans (HVLS) | A | Cumulative Summer Peak Savings (MW) | Achievable Economic UCT Potential | 0 | 0 | 0 | 0 | 0 | 0 | 0 | 0 | 0 | 0 | 0 | 0 | 0 | 0 | 0 | 0 | 0 | 0 | 0 | 0 | 0 | 0 | 0 | 0 | 0 | 0 | 0 | 0 | 0 | 0 | 0
F9_Industrial_Instruments_New_Space Heating_Natural Gas_Destratification Fans (HVLS)_A_Achievable Economic UCT Potential | F9 | Industrial | Instruments | New | Space Heating | Natural Gas | Destratification Fans (HVLS) | A | Cumulative Winter Peak Savings (MW) | Achievable Economic UCT Potential | 0 | 0 | 0 | 0 | 0 | 0 | 0 | 0 | 0 | 0 | 0 | 0 | 0 | 0 | 0 | 0 | 0 | 0 | 0 | 0 | 0 | 0 | 0 | 0 | 0 | 0 | 0 | 0 | 0 | 0 | 0
F10_Industrial_Instruments_New_Space Heating_Natural Gas_Destratification Fans (HVLS)_A_Achievable Economic UCT Potential | F10 | Industrial | Instruments | New | Space Heating | Natural Gas | Destratification Fans (HVLS) | A | Purchases (Incremental) | Achievable Economic UCT Potential | 0 | 0 | 0 | 0 | 0 | 0 | 0 | 0 | 0 | 0 | 0 | 0 | 0 | 0 | 0 | 0 | 0 | 0 | 0 | 0 | 0 | 0 | 0 | 0 | 0 | 0 | 0 | 0 | 0 | 0 | 0
F11_Industrial_Instruments_New_Space Heating_Natural Gas_Destratification Fans (HVLS)_A_Achievable Economic UCT Potential | F11 | Industrial | Instruments | New | Space Heating | Natural Gas | Destratification Fans (HVLS) | A | Purchases (Cumulative) | Achievable Economic UCT Potential | 0 | 0 | 0 | 0 | 0 | 0 | 0 | 0 | 0 | 0 | 0 | 0 | 0 | 0 | 0 | 0 | 0 | 0 | 0 | 0 | 0 | 0 | 0 | 0 | 0 | 0 | 0 | 0 | 0 | 0 | 0
F1_Industrial_Instruments_New_Space Heating_Natural Gas_Gas Boiler - Insulate Steam Lines/Condensate Tank_A_Achievable Economic UCT Potential | F1 | Industrial | Instruments | New | Space Heating | Natural Gas | Gas Boiler - Insulate Steam Lines/Condensate Tank | A | Integrated Unit Energy Savings (kWh or therms) | Achievable Economic UCT Potential | 0 | 0 | 0 | 0 | 0 | 0 | 0 | 0 | 0 | 0 | 0 | 0 | 0 | 0 | 0 | 0 | 0 | 0 | 0 | 0 | 0 | 0 | 0 | 0 | 0 | 0 | 0 | 0 | 0 | 0 | 0
F2_Industrial_Instruments_New_Space Heating_Natural Gas_Gas Boiler - Insulate Steam Lines/Condensate Tank_A_Achievable Economic UCT Potential | F2 | Industrial | Instruments | New | Space Heating | Natural Gas | Gas Boiler - Insulate Steam Lines/Condensate Tank | A | Integrated Unit Summer Peak Savings (kW) | Achievable Economic UCT Potential | 0 | 0 | 0 | 0 | 0 | 0 | 0 | 0 | 0 | 0 | 0 | 0 | 0 | 0 | 0 | 0 | 0 | 0 | 0 | 0 | 0 | 0 | 0 | 0 | 0 | 0 | 0 | 0 | 0 | 0 | 0
F3_Industrial_Instruments_New_Space Heating_Natural Gas_Gas Boiler - Insulate Steam Lines/Condensate Tank_A_Achievable Economic UCT Potential | F3 | Industrial | Instruments | New | Space Heating | Natural Gas | Gas Boiler - Insulate Steam Lines/Condensate Tank | A | Integrated Unit Winter Peak Savings (kW) | Achievable Economic UCT Potential | 0 | 0 | 0 | 0 | 0 | 0 | 0 | 0 | 0 | 0 | 0 | 0 | 0 | 0 | 0 | 0 | 0 | 0 | 0 | 0 | 0 | 0 | 0 | 0 | 0 | 0 | 0 | 0 | 0 | 0 | 0
F4_Industrial_Instruments_New_Space Heating_Natural Gas_Gas Boiler - Insulate Steam Lines/Condensate Tank_A_Achievable Economic UCT Potential | F4 | Industrial | Instruments | New | Space Heating | Natural Gas | Gas Boiler - Insulate Steam Lines/Condensate Tank | A | Incremental Energy Savings (MWh or mTherms) | Achievable Economic UCT Potential | 0 | 0 | 0 | 0 | 0 | 0 | 0 | 0 | 0 | 0 | 0 | 0 | 0 | 0 | 0 | 0 | 0 | 0 | 0 | 0 | 0 | 0 | 0 | 0 | 0 | 0 | 0 | 0 | 0 | 0 | 0
F5_Industrial_Instruments_New_Space Heating_Natural Gas_Gas Boiler - Insulate Steam Lines/Condensate Tank_A_Achievable Economic UCT Potential | F5 | Industrial | Instruments | New | Space Heating | Natural Gas | Gas Boiler - Insulate Steam Lines/Condensate Tank | A | Incremental Summer Peak Savings (MW) | Achievable Economic UCT Potential | 0 | 0 | 0 | 0 | 0 | 0 | 0 | 0 | 0 | 0 | 0 | 0 | 0 | 0 | 0 | 0 | 0 | 0 | 0 | 0 | 0 | 0 | 0 | 0 | 0 | 0 | 0 | 0 | 0 | 0 | 0
F6_Industrial_Instruments_New_Space Heating_Natural Gas_Gas Boiler - Insulate Steam Lines/Condensate Tank_A_Achievable Economic UCT Potential | F6 | Industrial | Instruments | New | Space Heating | Natural Gas | Gas Boiler - Insulate Steam Lines/Condensate Tank | A | Incremental Winter Peak Savings (MW) | Achievable Economic UCT Potential | 0 | 0 | 0 | 0 | 0 | 0 | 0 | 0 | 0 | 0 | 0 | 0 | 0 | 0 | 0 | 0 | 0 | 0 | 0 | 0 | 0 | 0 | 0 | 0 | 0 | 0 | 0 | 0 | 0 | 0 | 0
F7_Industrial_Instruments_New_Space Heating_Natural Gas_Gas Boiler - Insulate Steam Lines/Condensate Tank_A_Achievable Economic UCT Potential | F7 | Industrial | Instruments | New | Space Heating | Natural Gas | Gas Boiler - Insulate Steam Lines/Condensate Tank | A | Cumulative Energy Savings (MWh or mTherms) | Achievable Economic UCT Potential | 0 | 0 | 0 | 0 | 0 | 0 | 0 | 0 | 0 | 0 | 0 | 0 | 0 | 0 | 0 | 0 | 0 | 0 | 0 | 0 | 0 | 0 | 0 | 0 | 0 | 0 | 0 | 0 | 0 | 0 | 0
F8_Industrial_Instruments_New_Space Heating_Natural Gas_Gas Boiler - Insulate Steam Lines/Condensate Tank_A_Achievable Economic UCT Potential | F8 | Industrial | Instruments | New | Space Heating | Natural Gas | Gas Boiler - Insulate Steam Lines/Condensate Tank | A | Cumulative Summer Peak Savings (MW) | Achievable Economic UCT Potential | 0 | 0 | 0 | 0 | 0 | 0 | 0 | 0 | 0 | 0 | 0 | 0 | 0 | 0 | 0 | 0 | 0 | 0 | 0 | 0 | 0 | 0 | 0 | 0 | 0 | 0 | 0 | 0 | 0 | 0 | 0
F9_Industrial_Instruments_New_Space Heating_Natural Gas_Gas Boiler - Insulate Steam Lines/Condensate Tank_A_Achievable Economic UCT Potential | F9 | Industrial | Instruments | New | Space Heating | Natural Gas | Gas Boiler - Insulate Steam Lines/Condensate Tank | A | Cumulative Winter Peak Savings (MW) | Achievable Economic UCT Potential | 0 | 0 | 0 | 0 | 0 | 0 | 0 | 0 | 0 | 0 | 0 | 0 | 0 | 0 | 0 | 0 | 0 | 0 | 0 | 0 | 0 | 0 | 0 | 0 | 0 | 0 | 0 | 0 | 0 | 0 | 0
F10_Industrial_Instruments_New_Space Heating_Natural Gas_Gas Boiler - Insulate Steam Lines/Condensate Tank_A_Achievable Economic UCT Potential | F10 | Industrial | Instruments | New | Space Heating | Natural Gas | Gas Boiler - Insulate Steam Lines/Condensate Tank | A | Purchases (Incremental) | Achievable Economic UCT Potential | 0 | 0 | 0 | 0 | 0 | 0 | 0 | 0 | 0 | 0 | 0 | 0 | 0 | 0 | 0 | 0 | 0 | 0 | 0 | 0 | 0 | 0 | 0 | 0 | 0 | 0 | 0 | 0 | 0 | 0 | 0
F11_Industrial_Instruments_New_Space Heating_Natural Gas_Gas Boiler - Insulate Steam Lines/Condensate Tank_A_Achievable Economic UCT Potential | F11 | Industrial | Instruments | New | Space Heating | Natural Gas | Gas Boiler - Insulate Steam Lines/Condensate Tank | A | Purchases (Cumulative) | Achievable Economic UCT Potential | 0 | 0 | 0 | 0 | 0 | 0 | 0 | 0 | 0 | 0 | 0 | 0 | 0 | 0 | 0 | 0 | 0 | 0 | 0 | 0 | 0 | 0 | 0 | 0 | 0 | 0 | 0 | 0 | 0 | 0 | 0
F1_Industrial_Instruments_New_Process_Natural Gas_Gas Boiler - Insulate Steam Lines/Condensate Tank_A_Achievable Economic UCT Potential | F1 | Industrial | Instruments | New | Process | Natural Gas | Gas Boiler - Insulate Steam Lines/Condensate Tank | A | Integrated Unit Energy Savings (kWh or therms) | Achievable Economic UCT Potential | 0 | 0 | 0 | 0 | 0 | 27.8724 | 27.8139 | 27.7608 | 27.7122 | 27.6647 | 27.6311 | 27.601 | 27.5748 | 27.5528 | 27.5353 | 27.5232 | 27.5159 | 27.5125 | 27.5116 | 27.5117 | 27.5144 | 27.5166 | 27.518 | 27.5188 | 27.519 | 27.5348 | 27.5494 | 27.5629 | 27.9412 | 27.9412 | 27.9412
F2_Industrial_Instruments_New_Process_Natural Gas_Gas Boiler - Insulate Steam Lines/Condensate Tank_A_Achievable Economic UCT Potential | F2 | Industrial | Instruments | New | Process | Natural Gas | Gas Boiler - Insulate Steam Lines/Condensate Tank | A | Integrated Unit Summer Peak Savings (kW) | Achievable Economic UCT Potential | 0 | 0 | 0 | 0 | 0 | 0 | 0 | 0 | 0 | 0 | 0 | 0 | 0 | 0 | 0 | 0 | 0 | 0 | 0 | 0 | 0 | 0 | 0 | 0 | 0 | 0 | 0 | 0 | 0 | 0 | 0
F3_Industrial_Instruments_New_Process_Natural Gas_Gas Boiler - Insulate Steam Lines/Condensate Tank_A_Achievable Economic UCT Potential | F3 | Industrial | Instruments | New | Process | Natural Gas | Gas Boiler - Insulate Steam Lines/Condensate Tank | A | Integrated Unit Winter Peak Savings (kW) | Achievable Economic UCT Potential | 0 | 0 | 0 | 0 | 0 | 0 | 0 | 0 | 0 | 0 | 0 | 0 | 0 | 0 | 0 | 0 | 0 | 0 | 0 | 0 | 0 | 0 | 0 | 0 | 0 | 0 | 0 | 0 | 0 | 0 | 0
F4_Industrial_Instruments_New_Process_Natural Gas_Gas Boiler - Insulate Steam Lines/Condensate Tank_A_Achievable Economic UCT Potential | F4 | Industrial | Instruments | New | Process | Natural Gas | Gas Boiler - Insulate Steam Lines/Condensate Tank | A | Incremental Energy Savings (MWh or mTherms) | Achievable Economic UCT Potential | 0 | 0 | 0 | 0 | 0 | 0.037892 | 0.044797 | 0.05168 | 0.058504 | 0.06531 | 0.072134 | 0.078864 | 0.085573 | 0.092269 | 0.098864 | 0.1055 | 0.11208 | 0.11867 | 0.12525 | 0.13176 | 0.1383 | 0.14481 | 0.1513 | 0.15775 | 0.16418 | 0.037433 | 0.044371 | 0.051311 | 0.058987 | 0.065963 | 0.072944
F5_Industrial_Instruments_New_Process_Natural Gas_Gas Boiler - Insulate Steam Lines/Condensate Tank_A_Achievable Economic UCT Potential | F5 | Industrial | Instruments | New | Process | Natural Gas | Gas Boiler - Insulate Steam Lines/Condensate Tank | A | Incremental Summer Peak Savings (MW) | Achievable Economic UCT Potential | 0 | 0 | 0 | 0 | 0 | 0 | 0 | 0 | 0 | 0 | 0 | 0 | 0 | 0 | 0 | 0 | 0 | 0 | 0 | 0 | 0 | 0 | 0 | 0 | 0 | 0 | 0 | 0 | 0 | 0 | 0
F6_Industrial_Instruments_New_Process_Natural Gas_Gas Boiler - Insulate Steam Lines/Condensate Tank_A_Achievable Economic UCT Potential | F6 | Industrial | Instruments | New | Process | Natural Gas | Gas Boiler - Insulate Steam Lines/Condensate Tank | A | Incremental Winter Peak Savings (MW) | Achievable Economic UCT Potential | 0 | 0 | 0 | 0 | 0 | 0 | 0 | 0 | 0 | 0 | 0 | 0 | 0 | 0 | 0 | 0 | 0 | 0 | 0 | 0 | 0 | 0 | 0 | 0 | 0 | 0 | 0 | 0 | 0 | 0 | 0
F7_Industrial_Instruments_New_Process_Natural Gas_Gas Boiler - Insulate Steam Lines/Condensate Tank_A_Achievable Economic UCT Potential | F7 | Industrial | Instruments | New | Process | Natural Gas | Gas Boiler - Insulate Steam Lines/Condensate Tank | A | Cumulative Energy Savings (MWh or mTherms) | Achievable Economic UCT Potential | 0 | 0 | 0 | 0 | 0 | 0.037892 | 0.08261 | 0.13413 | 0.1924 | 0.25738 | 0.3292 | 0.40771 | 0.49289 | 0.58477 | 0.68326 | 0.78846 | 0.90033 | 1.0189 | 1.1441 | 1.2759 | 1.4143 | 1.5592 | 1.7106 | 1.8684 | 2.0326 | 2.0338 | 2.0348 | 2.0358 | 0 | 0 | 0
F8_Industrial_Instruments_New_Process_Natural Gas_Gas Boiler - Insulate Steam Lines/Condensate Tank_A_Achievable Economic UCT Potential | F8 | Industrial | Instruments | New | Process | Natural Gas | Gas Boiler - Insulate Steam Lines/Condensate Tank | A | Cumulative Summer Peak Savings (MW) | Achievable Economic UCT Potential | 0 | 0 | 0 | 0 | 0 | 0 | 0 | 0 | 0 | 0 | 0 | 0 | 0 | 0 | 0 | 0 | 0 | 0 | 0 | 0 | 0 | 0 | 0 | 0 | 0 | 0 | 0 | 0 | 0 | 0 | 0
F9_Industrial_Instruments_New_Process_Natural Gas_Gas Boiler - Insulate Steam Lines/Condensate Tank_A_Achievable Economic UCT Potential | F9 | Industrial | Instruments | New | Process | Natural Gas | Gas Boiler - Insulate Steam Lines/Condensate Tank | A | Cumulative Winter Peak Savings (MW) | Achievable Economic UCT Potential | 0 | 0 | 0 | 0 | 0 | 0 | 0 | 0 | 0 | 0 | 0 | 0 | 0 | 0 | 0 | 0 | 0 | 0 | 0 | 0 | 0 | 0 | 0 | 0 | 0 | 0 | 0 | 0 | 0 | 0 | 0
F10_Industrial_Instruments_New_Process_Natural Gas_Gas Boiler - Insulate Steam Lines/Condensate Tank_A_Achievable Economic UCT Potential | F10 | Industrial | Instruments | New | Process | Natural Gas | Gas Boiler - Insulate Steam Lines/Condensate Tank | A | Purchases (Incremental) | Achievable Economic UCT Potential | 0 | 0 | 0 | 0 | 0 | 1.3595 | 1.6106 | 1.8616 | 2.1111 | 2.3608 | 2.6106 | 2.8573 | 3.1033 | 3.3488 | 3.5904 | 3.833 | 4.0732 | 4.3134 | 4.5525 | 4.7894 | 5.0266 | 5.2628 | 5.4981 | 5.7325 | 5.9661 | 1.3595 | 1.6106 | 1.8616 | 2.1111 | 2.3608 | 2.6106
F11_Industrial_Instruments_New_Process_Natural Gas_Gas Boiler - Insulate Steam Lines/Condensate Tank_A_Achievable Economic UCT Potential | F11 | Industrial | Instruments | New | Process | Natural Gas | Gas Boiler - Insulate Steam Lines/Condensate Tank | A | Purchases (Cumulative) | Achievable Economic UCT Potential | 0 | 0 | 0 | 0 | 0 | 1.3595 | 2.9701 | 4.8317 | 6.9428 | 9.3036 | 11.9142 | 14.7715 | 17.8748 | 21.2236 | 24.814 | 28.647 | 32.7202 | 37.0336 | 41.5861 | 46.3755 | 51.402 | 56.6648 | 62.1629 | 67.8954 | 73.8615 | 73.8615 | 73.8615 | 73.8615 | 73.8615 | 73.8615 | 73.8615
F1_Industrial_Instruments_New_Space Heating_Natural Gas_Gas Boiler - Insulate Hot Water Lines_A_Achievable Economic UCT Potential | F1 | Industrial | Instruments | New | Space Heating | Natural Gas | Gas Boiler - Insulate Hot Water Lines | A | Integrated Unit Energy Savings (kWh or therms) | Achievable Economic UCT Potential | 0 | 0 | 0 | 0 | 0 | 0 | 0 | 0 | 0 | 0 | 0 | 0 | 0 | 0 | 0 | 0 | 0 | 0 | 0 | 0 | 0 | 0 | 0 | 0 | 0 | 0 | 0 | 0 | 0 | 0 | 0
F2_Industrial_Instruments_New_Space Heating_Natural Gas_Gas Boiler - Insulate Hot Water Lines_A_Achievable Economic UCT Potential | F2 | Industrial | Instruments | New | Space Heating | Natural Gas | Gas Boiler - Insulate Hot Water Lines | A | Integrated Unit Summer Peak Savings (kW) | Achievable Economic UCT Potential | 0 | 0 | 0 | 0 | 0 | 0 | 0 | 0 | 0 | 0 | 0 | 0 | 0 | 0 | 0 | 0 | 0 | 0 | 0 | 0 | 0 | 0 | 0 | 0 | 0 | 0 | 0 | 0 | 0 | 0 | 0
F3_Industrial_Instruments_New_Space Heating_Natural Gas_Gas Boiler - Insulate Hot Water Lines_A_Achievable Economic UCT Potential | F3 | Industrial | Instruments | New | Space Heating | Natural Gas | Gas Boiler - Insulate Hot Water Lines | A | Integrated Unit Winter Peak Savings (kW) | Achievable Economic UCT Potential | 0 | 0 | 0 | 0 | 0 | 0 | 0 | 0 | 0 | 0 | 0 | 0 | 0 | 0 | 0 | 0 | 0 | 0 | 0 | 0 | 0 | 0 | 0 | 0 | 0 | 0 | 0 | 0 | 0 | 0 | 0
F4_Industrial_Instruments_New_Space Heating_Natural Gas_Gas Boiler - Insulate Hot Water Lines_A_Achievable Economic UCT Potential | F4 | Industrial | Instruments | New | Space Heating | Natural Gas | Gas Boiler - Insulate Hot Water Lines | A | Incremental Energy Savings (MWh or mTherms) | Achievable Economic UCT Potential | 0 | 0 | 0 | 0 | 0 | 0 | 0 | 0 | 0 | 0 | 0 | 0 | 0 | 0 | 0 | 0 | 0 | 0 | 0 | 0 | 0 | 0 | 0 | 0 | 0 | 0 | 0 | 0 | 0 | 0 | 0
F5_Industrial_Instruments_New_Space Heating_Natural Gas_Gas Boiler - Insulate Hot Water Lines_A_Achievable Economic UCT Potential | F5 | Industrial | Instruments | New | Space Heating | Natural Gas | Gas Boiler - Insulate Hot Water Lines | A | Incremental Summer Peak Savings (MW) | Achievable Economic UCT Potential | 0 | 0 | 0 | 0 | 0 | 0 | 0 | 0 | 0 | 0 | 0 | 0 | 0 | 0 | 0 | 0 | 0 | 0 | 0 | 0 | 0 | 0 | 0 | 0 | 0 | 0 | 0 | 0 | 0 | 0 | 0
F6_Industrial_Instruments_New_Space Heating_Natural Gas_Gas Boiler - Insulate Hot Water Lines_A_Achievable Economic UCT Potential | F6 | Industrial | Instruments | New | Space Heating | Natural Gas | Gas Boiler - Insulate Hot Water Lines | A | Incremental Winter Peak Savings (MW) | Achievable Economic UCT Potential | 0 | 0 | 0 | 0 | 0 | 0 | 0 | 0 | 0 | 0 | 0 | 0 | 0 | 0 | 0 | 0 | 0 | 0 | 0 | 0 | 0 | 0 | 0 | 0 | 0 | 0 | 0 | 0 | 0 | 0 | 0
F7_Industrial_Instruments_New_Space Heating_Natural Gas_Gas Boiler - Insulate Hot Water Lines_A_Achievable Economic UCT Potential | F7 | Industrial | Instruments | New | Space Heating | Natural Gas | Gas Boiler - Insulate Hot Water Lines | A | Cumulative Energy Savings (MWh or mTherms) | Achievable Economic UCT Potential | 0 | 0 | 0 | 0 | 0 | 0 | 0 | 0 | 0 | 0 | 0 | 0 | 0 | 0 | 0 | 0 | 0 | 0 | 0 | 0 | 0 | 0 | 0 | 0 | 0 | 0 | 0 | 0 | 0 | 0 | 0
F8_Industrial_Instruments_New_Space Heating_Natural Gas_Gas Boiler - Insulate Hot Water Lines_A_Achievable Economic UCT Potential | F8 | Industrial | Instruments | New | Space Heating | Natural Gas | Gas Boiler - Insulate Hot Water Lines | A | Cumulative Summer Peak Savings (MW) | Achievable Economic UCT Potential | 0 | 0 | 0 | 0 | 0 | 0 | 0 | 0 | 0 | 0 | 0 | 0 | 0 | 0 | 0 | 0 | 0 | 0 | 0 | 0 | 0 | 0 | 0 | 0 | 0 | 0 | 0 | 0 | 0 | 0 | 0
F9_Industrial_Instruments_New_Space Heating_Natural Gas_Gas Boiler - Insulate Hot Water Lines_A_Achievable Economic UCT Potential | F9 | Industrial | Instruments | New | Space Heating | Natural Gas | Gas Boiler - Insulate Hot Water Lines | A | Cumulative Winter Peak Savings (MW) | Achievable Economic UCT Potential | 0 | 0 | 0 | 0 | 0 | 0 | 0 | 0 | 0 | 0 | 0 | 0 | 0 | 0 | 0 | 0 | 0 | 0 | 0 | 0 | 0 | 0 | 0 | 0 | 0 | 0 | 0 | 0 | 0 | 0 | 0
F10_Industrial_Instruments_New_Space Heating_Natural Gas_Gas Boiler - Insulate Hot Water Lines_A_Achievable Economic UCT Potential | F10 | Industrial | Instruments | New | Space Heating | Natural Gas | Gas Boiler - Insulate Hot Water Lines | A | Purchases (Incremental) | Achievable Economic UCT Potential | 0 | 0 | 0 | 0 | 0 | 0 | 0 | 0 | 0 | 0 | 0 | 0 | 0 | 0 | 0 | 0 | 0 | 0 | 0 | 0 | 0 | 0 | 0 | 0 | 0 | 0 | 0 | 0 | 0 | 0 | 0
F11_Industrial_Instruments_New_Space Heating_Natural Gas_Gas Boiler - Insulate Hot Water Lines_A_Achievable Economic UCT Potential | F11 | Industrial | Instruments | New | Space Heating | Natural Gas | Gas Boiler - Insulate Hot Water Lines | A | Purchases (Cumulative) | Achievable Economic UCT Potential | 0 | 0 | 0 | 0 | 0 | 0 | 0 | 0 | 0 | 0 | 0 | 0 | 0 | 0 | 0 | 0 | 0 | 0 | 0 | 0 | 0 | 0 | 0 | 0 | 0 | 0 | 0 | 0 | 0 | 0 | 0
F1_Industrial_Instruments_New_Process_Natural Gas_Gas Boiler - Insulate Hot Water Lines_A_Achievable Economic UCT Potential | F1 | Industrial | Instruments | New | Process | Natural Gas | Gas Boiler - Insulate Hot Water Lines | A | Integrated Unit Energy Savings (kWh or therms) | Achievable Economic UCT Potential | 0 | 0 | 0 | 0 | 0 | 31.5439 | 31.5109 | 31.4803 | 31.4524 | 31.4241 | 31.3968 | 31.373 | 31.3529 | 31.3372 | 31.3265 | 31.3213 | 31.3216 | 31.326 | 31.3331 | 31.3413 | 31.3522 | 31.3625 | 31.3719 | 31.3805 | 31.3884 | 31.3957 | 31.4024 | 31.4087 | 31.5823 | 31.5823 | 31.5823
F2_Industrial_Instruments_New_Process_Natural Gas_Gas Boiler - Insulate Hot Water Lines_A_Achievable Economic UCT Potential | F2 | Industrial | Instruments | New | Process | Natural Gas | Gas Boiler - Insulate Hot Water Lines | A | Integrated Unit Summer Peak Savings (kW) | Achievable Economic UCT Potential | 0 | 0 | 0 | 0 | 0 | 0 | 0 | 0 | 0 | 0 | 0 | 0 | 0 | 0 | 0 | 0 | 0 | 0 | 0 | 0 | 0 | 0 | 0 | 0 | 0 | 0 | 0 | 0 | 0 | 0 | 0
F3_Industrial_Instruments_New_Process_Natural Gas_Gas Boiler - Insulate Hot Water Lines_A_Achievable Economic UCT Potential | F3 | Industrial | Instruments | New | Process | Natural Gas | Gas Boiler - Insulate Hot Water Lines | A | Integrated Unit Winter Peak Savings (kW) | Achievable Economic UCT Potential | 0 | 0 | 0 | 0 | 0 | 0 | 0 | 0 | 0 | 0 | 0 | 0 | 0 | 0 | 0 | 0 | 0 | 0 | 0 | 0 | 0 | 0 | 0 | 0 | 0 | 0 | 0 | 0 | 0 | 0 | 0
F4_Industrial_Instruments_New_Process_Natural Gas_Gas Boiler - Insulate Hot Water Lines_A_Achievable Economic UCT Potential | F4 | Industrial | Instruments | New | Process | Natural Gas | Gas Boiler - Insulate Hot Water Lines | A | Incremental Energy Savings (MWh or mTherms) | Achievable Economic UCT Potential | 0 | 0 | 0 | 0 | 0 | 0.042883 | 0.050752 | 0.058604 | 0.0664 | 0.074185 | 0.081965 | 0.089642 | 0.097298 | 0.10494 | 0.11248 | 0.12005 | 0.12758 | 0.13512 | 0.14264 | 0.15011 | 0.15759 | 0.16505 | 0.17249 | 0.17989 | 0.18727 | 0.042682 | 0.050577 | 0.05847 | 0.066674 | 0.074558 | 0.082449
F5_Industrial_Instruments_New_Process_Natural Gas_Gas Boiler - Insulate Hot Water Lines_A_Achievable Economic UCT Potential | F5 | Industrial | Instruments | New | Process | Natural Gas | Gas Boiler - Insulate Hot Water Lines | A | Incremental Summer Peak Savings (MW) | Achievable Economic UCT Potential | 0 | 0 | 0 | 0 | 0 | 0 | 0 | 0 | 0 | 0 | 0 | 0 | 0 | 0 | 0 | 0 | 0 | 0 | 0 | 0 | 0 | 0 | 0 | 0 | 0 | 0 | 0 | 0 | 0 | 0 | 0
F6_Industrial_Instruments_New_Process_Natural Gas_Gas Boiler - Insulate Hot Water Lines_A_Achievable Economic UCT Potential | F6 | Industrial | Instruments | New | Process | Natural Gas | Gas Boiler - Insulate Hot Water Lines | A | Incremental Winter Peak Savings (MW) | Achievable Economic UCT Potential | 0 | 0 | 0 | 0 | 0 | 0 | 0 | 0 | 0 | 0 | 0 | 0 | 0 | 0 | 0 | 0 | 0 | 0 | 0 | 0 | 0 | 0 | 0 | 0 | 0 | 0 | 0 | 0 | 0 | 0 | 0
F7_Industrial_Instruments_New_Process_Natural Gas_Gas Boiler - Insulate Hot Water Lines_A_Achievable Economic UCT Potential | F7 | Industrial | Instruments | New | Process | Natural Gas | Gas Boiler - Insulate Hot Water Lines | A | Cumulative Energy Savings (MWh or mTherms) | Achievable Economic UCT Potential | 0 | 0 | 0 | 0 | 0 | 0.042883 | 0.09359 | 0.1521 | 0.21837 | 0.29236 | 0.37407 | 0.46343 | 0.56043 | 0.66509 | 0.77734 | 0.89726 | 1.0248 | 1.1601 | 1.303 | 1.4535 | 1.6116 | 1.7772 | 1.9502 | 2.1306 | 2.3184 | 2.3189 | 2.3194 | 2.3199 | 0 | 0 | 0
F8_Industrial_Instruments_New_Process_Natural Gas_Gas Boiler - Insulate Hot Water Lines_A_Achievable Economic UCT Potential | F8 | Industrial | Instruments | New | Process | Natural Gas | Gas Boiler - Insulate Hot Water Lines | A | Cumulative Summer Peak Savings (MW) | Achievable Economic UCT Potential | 0 | 0 | 0 | 0 | 0 | 0 | 0 | 0 | 0 | 0 | 0 | 0 | 0 | 0 | 0 | 0 | 0 | 0 | 0 | 0 | 0 | 0 | 0 | 0 | 0 | 0 | 0 | 0 | 0 | 0 | 0
F9_Industrial_Instruments_New_Process_Natural Gas_Gas Boiler - Insulate Hot Water Lines_A_Achievable Economic UCT Potential | F9 | Industrial | Instruments | New | Process | Natural Gas | Gas Boiler - Insulate Hot Water Lines | A | Cumulative Winter Peak Savings (MW) | Achievable Economic UCT Potential | 0 | 0 | 0 | 0 | 0 | 0 | 0 | 0 | 0 | 0 | 0 | 0 | 0 | 0 | 0 | 0 | 0 | 0 | 0 | 0 | 0 | 0 | 0 | 0 | 0 | 0 | 0 | 0 | 0 | 0 | 0
F10_Industrial_Instruments_New_Process_Natural Gas_Gas Boiler - Insulate Hot Water Lines_A_Achievable Economic UCT Potential | F10 | Industrial | Instruments | New | Process | Natural Gas | Gas Boiler - Insulate Hot Water Lines | A | Purchases (Incremental) | Achievable Economic UCT Potential | 0 | 0 | 0 | 0 | 0 | 1.3595 | 1.6106 | 1.8616 | 2.1111 | 2.3608 | 2.6106 | 2.8573 | 3.1033 | 3.3488 | 3.5904 | 3.833 | 4.0732 | 4.3134 | 4.5525 | 4.7894 | 5.0266 | 5.2628 | 5.4981 | 5.7325 | 5.9661 | 1.3595 | 1.6106 | 1.8616 | 2.1111 | 2.3608 | 2.6106
F11_Industrial_Instruments_New_Process_Natural Gas_Gas Boiler - Insulate Hot Water Lines_A_Achievable Economic UCT Potential | F11 | Industrial | Instruments | New | Process | Natural Gas | Gas Boiler - Insulate Hot Water Lines | A | Purchases (Cumulative) | Achievable Economic UCT Potential | 0 | 0 | 0 | 0 | 0 | 1.3595 | 2.9701 | 4.8317 | 6.9428 | 9.3036 | 11.9142 | 14.7715 | 17.8748 | 21.2236 | 24.814 | 28.647 | 32.7202 | 37.0336 | 41.5861 | 46.3755 | 51.402 | 56.6648 | 62.1629 | 67.8954 | 73.8615 | 73.8615 | 73.8615 | 73.8615 | 73.8615 | 73.8615 | 73.8615
F1_Industrial_Instruments_New_Process_Natural Gas_Process - Insulate Heated Process Fluids_A_Achievable Economic UCT Potential | F1 | Industrial | Instruments | New | Process | Natural Gas | Process - Insulate Heated Process Fluids | A | Integrated Unit Energy Savings (kWh or therms) | Achievable Economic UCT Potential | 0 | 0 | 0 | 0 | 0 | 9.2053 | 9.1831 | 9.163 | 9.1445 | 9.1266 | 9.1134 | 9.1014 | 9.0907 | 9.0815 | 9.0738 | 9.0679 | 9.0636 | 9.0606 | 9.0584 | 9.0565 | 9.0556 | 9.0544 | 9.0531 | 9.0515 | 9.0497 | 9.0565 | 9.0628 | 9.0686 | 9.2315 | 9.2315 | 9.2315
F2_Industrial_Instruments_New_Process_Natural Gas_Process - Insulate Heated Process Fluids_A_Achievable Economic UCT Potential | F2 | Industrial | Instruments | New | Process | Natural Gas | Process - Insulate Heated Process Fluids | A | Integrated Unit Summer Peak Savings (kW) | Achievable Economic UCT Potential | 0 | 0 | 0 | 0 | 0 | 0 | 0 | 0 | 0 | 0 | 0 | 0 | 0 | 0 | 0 | 0 | 0 | 0 | 0 | 0 | 0 | 0 | 0 | 0 | 0 | 0 | 0 | 0 | 0 | 0 | 0
F3_Industrial_Instruments_New_Process_Natural Gas_Process - Insulate Heated Process Fluids_A_Achievable Economic UCT Potential | F3 | Industrial | Instruments | New | Process | Natural Gas | Process - Insulate Heated Process Fluids | A | Integrated Unit Winter Peak Savings (kW) | Achievable Economic UCT Potential | 0 | 0 | 0 | 0 | 0 | 0 | 0 | 0 | 0 | 0 | 0 | 0 | 0 | 0 | 0 | 0 | 0 | 0 | 0 | 0 | 0 | 0 | 0 | 0 | 0 | 0 | 0 | 0 | 0 | 0 | 0
F4_Industrial_Instruments_New_Process_Natural Gas_Process - Insulate Heated Process Fluids_A_Achievable Economic UCT Potential | F4 | Industrial | Instruments | New | Process | Natural Gas | Process - Insulate Heated Process Fluids | A | Incremental Energy Savings (MWh or mTherms) | Achievable Economic UCT Potential | 0 | 0 | 0 | 0 | 0 | 0 | 0 | 0 | 0 | 0 | 0 | 0 | 0 | 0 | 0 | 0 | 0 | 0 | 0 | 0 | 0 | 0 | 0 | 0 | 0 | 0 | 0 | 0 | 0 | 0 | 0
F5_Industrial_Instruments_New_Process_Natural Gas_Process - Insulate Heated Process Fluids_A_Achievable Economic UCT Potential | F5 | Industrial | Instruments | New | Process | Natural Gas | Process - Insulate Heated Process Fluids | A | Incremental Summer Peak Savings (MW) | Achievable Economic UCT Potential | 0 | 0 | 0 | 0 | 0 | 0 | 0 | 0 | 0 | 0 | 0 | 0 | 0 | 0 | 0 | 0 | 0 | 0 | 0 | 0 | 0 | 0 | 0 | 0 | 0 | 0 | 0 | 0 | 0 | 0 | 0
F6_Industrial_Instruments_New_Process_Natural Gas_Process - Insulate Heated Process Fluids_A_Achievable Economic UCT Potential | F6 | Industrial | Instruments | New | Process | Natural Gas | Process - Insulate Heated Process Fluids | A | Incremental Winter Peak Savings (MW) | Achievable Economic UCT Potential | 0 | 0 | 0 | 0 | 0 | 0 | 0 | 0 | 0 | 0 | 0 | 0 | 0 | 0 | 0 | 0 | 0 | 0 | 0 | 0 | 0 | 0 | 0 | 0 | 0 | 0 | 0 | 0 | 0 | 0 | 0
F7_Industrial_Instruments_New_Process_Natural Gas_Process - Insulate Heated Process Fluids_A_Achievable Economic UCT Potential | F7 | Industrial | Instruments | New | Process | Natural Gas | Process - Insulate Heated Process Fluids | A | Cumulative Energy Savings (MWh or mTherms) | Achievable Economic UCT Potential | 0 | 0 | 0 | 0 | 0 | 0 | 0 | 0 | 0 | 0 | 0 | 0 | 0 | 0 | 0 | 0 | 0 | 0 | 0 | 0 | 0 | 0 | 0 | 0 | 0 | 0 | 0 | 0 | 0 | 0 | 0
F8_Industrial_Instruments_New_Process_Natural Gas_Process - Insulate Heated Process Fluids_A_Achievable Economic UCT Potential | F8 | Industrial | Instruments | New | Process | Natural Gas | Process - Insulate Heated Process Fluids | A | Cumulative Summer Peak Savings (MW) | Achievable Economic UCT Potential | 0 | 0 | 0 | 0 | 0 | 0 | 0 | 0 | 0 | 0 | 0 | 0 | 0 | 0 | 0 | 0 | 0 | 0 | 0 | 0 | 0 | 0 | 0 | 0 | 0 | 0 | 0 | 0 | 0 | 0 | 0
F9_Industrial_Instruments_New_Process_Natural Gas_Process - Insulate Heated Process Fluids_A_Achievable Economic UCT Potential | F9 | Industrial | Instruments | New | Process | Natural Gas | Process - Insulate Heated Process Fluids | A | Cumulative Winter Peak Savings (MW) | Achievable Economic UCT Potential | 0 | 0 | 0 | 0 | 0 | 0 | 0 | 0 | 0 | 0 | 0 | 0 | 0 | 0 | 0 | 0 | 0 | 0 | 0 | 0 | 0 | 0 | 0 | 0 | 0 | 0 | 0 | 0 | 0 | 0 | 0
F10_Industrial_Instruments_New_Process_Natural Gas_Process - Insulate Heated Process Fluids_A_Achievable Economic UCT Potential | F10 | Industrial | Instruments | New | Process | Natural Gas | Process - Insulate Heated Process Fluids | A | Purchases (Incremental) | Achievable Economic UCT Potential | 0 | 0 | 0 | 0 | 0 | 0 | 0 | 0 | 0 | 0 | 0 | 0 | 0 | 0 | 0 | 0 | 0 | 0 | 0 | 0 | 0 | 0 | 0 | 0 | 0 | 0 | 0 | 0 | 0 | 0 | 0
F11_Industrial_Instruments_New_Process_Natural Gas_Process - Insulate Heated Process Fluids_A_Achievable Economic UCT Potential | F11 | Industrial | Instruments | New | Process | Natural Gas | Process - Insulate Heated Process Fluids | A | Purchases (Cumulative) | Achievable Economic UCT Potential | 0 | 0 | 0 | 0 | 0 | 0 | 0 | 0 | 0 | 0 | 0 | 0 | 0 | 0 | 0 | 0 | 0 | 0 | 0 | 0 | 0 | 0 | 0 | 0 | 0 | 0 | 0 | 0 | 0 | 0 | 0
F1_Industrial_Instruments_New_Process_Natural Gas_Process Heat Recovery_A_Achievable Economic UCT Potential | F1 | Industrial | Instruments | New | Process | Natural Gas | Process Heat Recovery | A | Integrated Unit Energy Savings (kWh or therms) | Achievable Economic UCT Potential | 0 | 0 | 0 | 0 | 0 | 0.13977 | 0.13943 | 0.13912 | 0.13884 | 0.13857 | 0.13837 | 0.13819 | 0.13803 | 0.13789 | 0.13777 | 0.13768 | 0.13762 | 0.13757 | 0.13754 | 0.13751 | 0.13749 | 0.13748 | 0.13746 | 0.13743 | 0.13741 | 0.13751 | 0.1376 | 0.13769 | 0 | 0 | 0
F2_Industrial_Instruments_New_Process_Natural Gas_Process Heat Recovery_A_Achievable Economic UCT Potential | F2 | Industrial | Instruments | New | Process | Natural Gas | Process Heat Recovery | A | Integrated Unit Summer Peak Savings (kW) | Achievable Economic UCT Potential | 0 | 0 | 0 | 0 | 0 | 0 | 0 | 0 | 0 | 0 | 0 | 0 | 0 | 0 | 0 | 0 | 0 | 0 | 0 | 0 | 0 | 0 | 0 | 0 | 0 | 0 | 0 | 0 | 0 | 0 | 0
F3_Industrial_Instruments_New_Process_Natural Gas_Process Heat Recovery_A_Achievable Economic UCT Potential | F3 | Industrial | Instruments | New | Process | Natural Gas | Process Heat Recovery | A | Integrated Unit Winter Peak Savings (kW) | Achievable Economic UCT Potential | 0 | 0 | 0 | 0 | 0 | 0 | 0 | 0 | 0 | 0 | 0 | 0 | 0 | 0 | 0 | 0 | 0 | 0 | 0 | 0 | 0 | 0 | 0 | 0 | 0 | 0 | 0 | 0 | 0 | 0 | 0
F4_Industrial_Instruments_New_Process_Natural Gas_Process Heat Recovery_A_Achievable Economic UCT Potential | F4 | Industrial | Instruments | New | Process | Natural Gas | Process Heat Recovery | A | Incremental Energy Savings (MWh or mTherms) | Achievable Economic UCT Potential | 0 | 0 | 0 | 0 | 0 | 0 | 0 | 0 | 0 | 0 | 0 | 0 | 0 | 0 | 0 | 0 | 0 | 0 | 0 | 0 | 0 | 0 | 0 | 0 | 0 | 0 | 0 | 0 | 0 | 0 | 0
F5_Industrial_Instruments_New_Process_Natural Gas_Process Heat Recovery_A_Achievable Economic UCT Potential | F5 | Industrial | Instruments | New | Process | Natural Gas | Process Heat Recovery | A | Incremental Summer Peak Savings (MW) | Achievable Economic UCT Potential | 0 | 0 | 0 | 0 | 0 | 0 | 0 | 0 | 0 | 0 | 0 | 0 | 0 | 0 | 0 | 0 | 0 | 0 | 0 | 0 | 0 | 0 | 0 | 0 | 0 | 0 | 0 | 0 | 0 | 0 | 0
F6_Industrial_Instruments_New_Process_Natural Gas_Process Heat Recovery_A_Achievable Economic UCT Potential | F6 | Industrial | Instruments | New | Process | Natural Gas | Process Heat Recovery | A | Incremental Winter Peak Savings (MW) | Achievable Economic UCT Potential | 0 | 0 | 0 | 0 | 0 | 0 | 0 | 0 | 0 | 0 | 0 | 0 | 0 | 0 | 0 | 0 | 0 | 0 | 0 | 0 | 0 | 0 | 0 | 0 | 0 | 0 | 0 | 0 | 0 | 0 | 0
F7_Industrial_Instruments_New_Process_Natural Gas_Process Heat Recovery_A_Achievable Economic UCT Potential | F7 | Industrial | Instruments | New | Process | Natural Gas | Process Heat Recovery | A | Cumulative Energy Savings (MWh or mTherms) | Achievable Economic UCT Potential | 0 | 0 | 0 | 0 | 0 | 0 | 0 | 0 | 0 | 0 | 0 | 0 | 0 | 0 | 0 | 0 | 0 | 0 | 0 | 0 | 0 | 0 | 0 | 0 | 0 | 0 | 0 | 0 | 0 | 0 | 0
F8_Industrial_Instruments_New_Process_Natural Gas_Process Heat Recovery_A_Achievable Economic UCT Potential | F8 | Industrial | Instruments | New | Process | Natural Gas | Process Heat Recovery | A | Cumulative Summer Peak Savings (MW) | Achievable Economic UCT Potential | 0 | 0 | 0 | 0 | 0 | 0 | 0 | 0 | 0 | 0 | 0 | 0 | 0 | 0 | 0 | 0 | 0 | 0 | 0 | 0 | 0 | 0 | 0 | 0 | 0 | 0 | 0 | 0 | 0 | 0 | 0
F9_Industrial_Instruments_New_Process_Natural Gas_Process Heat Recovery_A_Achievable Economic UCT Potential | F9 | Industrial | Instruments | New | Process | Natural Gas | Process Heat Recovery | A | Cumulative Winter Peak Savings (MW) | Achievable Economic UCT Potential | 0 | 0 | 0 | 0 | 0 | 0 | 0 | 0 | 0 | 0 | 0 | 0 | 0 | 0 | 0 | 0 | 0 | 0 | 0 | 0 | 0 | 0 | 0 | 0 | 0 | 0 | 0 | 0 | 0 | 0 | 0
F10_Industrial_Instruments_New_Process_Natural Gas_Process Heat Recovery_A_Achievable Economic UCT Potential | F10 | Industrial | Instruments | New | Process | Natural Gas | Process Heat Recovery | A | Purchases (Incremental) | Achievable Economic UCT Potential | 0 | 0 | 0 | 0 | 0 | 0 | 0 | 0 | 0 | 0 | 0 | 0 | 0 | 0 | 0 | 0 | 0 | 0 | 0 | 0 | 0 | 0 | 0 | 0 | 0 | 0 | 0 | 0 | 0 | 0 | 0
F11_Industrial_Instruments_New_Process_Natural Gas_Process Heat Recovery_A_Achievable Economic UCT Potential | F11 | Industrial | Instruments | New | Process | Natural Gas | Process Heat Recovery | A | Purchases (Cumulative) | Achievable Economic UCT Potential | 0 | 0 | 0 | 0 | 0 | 0 | 0 | 0 | 0 | 0 | 0 | 0 | 0 | 0 | 0 | 0 | 0 | 0 | 0 | 0 | 0 | 0 | 0 | 0 | 0 | 0 | 0 | 0 | 0 | 0 | 0
F1_Industrial_Instruments_New_Space Heating_Natural Gas_Building Automation System_A_Achievable Economic UCT Potential | F1 | Industrial | Instruments | New | Space Heating | Natural Gas | Building Automation System | A | Integrated Unit Energy Savings (kWh or therms) | Achievable Economic UCT Potential | 0 | 0 | 0 | 0 | 0 | 0.014549 | 0.014313 | 0.014117 | 0.013949 | 0.013799 | 0.013662 | 0.013499 | 0.013323 | 0.013145 | 0.01297 | 0.012811 | 0.012669 | 0.012549 | 0.012388 | 0.012265 | 0.012171 | 0.012096 | 0.012055 | 0.012028 | 0.012011 | 0.012002 | 0.011996 | 0.011995 | 0 | 0 | 0
F2_Industrial_Instruments_New_Space Heating_Natural Gas_Building Automation System_A_Achievable Economic UCT Potential | F2 | Industrial | Instruments | New | Space Heating | Natural Gas | Building Automation System | A | Integrated Unit Summer Peak Savings (kW) | Achievable Economic UCT Potential | 0 | 0 | 0 | 0 | 0 | 0 | 0 | 0 | 0 | 0 | 0 | 0 | 0 | 0 | 0 | 0 | 0 | 0 | 0 | 0 | 0 | 0 | 0 | 0 | 0 | 0 | 0 | 0 | 0 | 0 | 0
F3_Industrial_Instruments_New_Space Heating_Natural Gas_Building Automation System_A_Achievable Economic UCT Potential | F3 | Industrial | Instruments | New | Space Heating | Natural Gas | Building Automation System | A | Integrated Unit Winter Peak Savings (kW) | Achievable Economic UCT Potential | 0 | 0 | 0 | 0 | 0 | 0 | 0 | 0 | 0 | 0 | 0 | 0 | 0 | 0 | 0 | 0 | 0 | 0 | 0 | 0 | 0 | 0 | 0 | 0 | 0 | 0 | 0 | 0 | 0 | 0 | 0
F4_Industrial_Instruments_New_Space Heating_Natural Gas_Building Automation System_A_Achievable Economic UCT Potential | F4 | Industrial | Instruments | New | Space Heating | Natural Gas | Building Automation System | A | Incremental Energy Savings (MWh or mTherms) | Achievable Economic UCT Potential | 0 | 0 | 0 | 0 | 0 | 0.00045229 | 0.0010537 | 0.002133 | 0.0038877 | 0.0065276 | 0.010236 | 0.015058 | 0.020924 | 0.027554 | 0.034372 | 0.040666 | 0.04546 | 0.047886 | 0.047032 | 0.04307 | 0.037097 | 0.029519 | 0.021277 | 0.014141 | 0.0095852 | 0.0089921 | 0.013382 | 0.018839 | 0 | 0 | 0
F5_Industrial_Instruments_New_Space Heating_Natural Gas_Building Automation System_A_Achievable Economic UCT Potential | F5 | Industrial | Instruments | New | Space Heating | Natural Gas | Building Automation System | A | Incremental Summer Peak Savings (MW) | Achievable Economic UCT Potential | 0 | 0 | 0 | 0 | 0 | 0 | 0 | 0 | 0 | 0 | 0 | 0 | 0 | 0 | 0 | 0 | 0 | 0 | 0 | 0 | 0 | 0 | 0 | 0 | 0 | 0 | 0 | 0 | 0 | 0 | 0
F6_Industrial_Instruments_New_Space Heating_Natural Gas_Building Automation System_A_Achievable Economic UCT Potential | F6 | Industrial | Instruments | New | Space Heating | Natural Gas | Building Automation System | A | Incremental Winter Peak Savings (MW) | Achievable Economic UCT Potential | 0 | 0 | 0 | 0 | 0 | 0 | 0 | 0 | 0 | 0 | 0 | 0 | 0 | 0 | 0 | 0 | 0 | 0 | 0 | 0 | 0 | 0 | 0 | 0 | 0 | 0 | 0 | 0 | 0 | 0 | 0
F7_Industrial_Instruments_New_Space Heating_Natural Gas_Building Automation System_A_Achievable Economic UCT Potential | F7 | Industrial | Instruments | New | Space Heating | Natural Gas | Building Automation System | A | Cumulative Energy Savings (MWh or mTherms) | Achievable Economic UCT Potential | 0 | 0 | 0 | 0 | 0 | 0.00045229 | 0.0014987 | 0.0036112 | 0.0074559 | 0.013903 | 0.024002 | 0.038772 | 0.059191 | 0.085954 | 0.11918 | 0.15839 | 0.20209 | 0.24807 | 0.29192 | 0.33208 | 0.36626 | 0.39264 | 0.41076 | 0.42062 | 0.42394 | 0.42361 | 0.42342 | 0.42337 | 0 | 0 | 0
F8_Industrial_Instruments_New_Space Heating_Natural Gas_Building Automation System_A_Achievable Economic UCT Potential | F8 | Industrial | Instruments | New | Space Heating | Natural Gas | Building Automation System | A | Cumulative Summer Peak Savings (MW) | Achievable Economic UCT Potential | 0 | 0 | 0 | 0 | 0 | 0 | 0 | 0 | 0 | 0 | 0 | 0 | 0 | 0 | 0 | 0 | 0 | 0 | 0 | 0 | 0 | 0 | 0 | 0 | 0 | 0 | 0 | 0 | 0 | 0 | 0
F9_Industrial_Instruments_New_Space Heating_Natural Gas_Building Automation System_A_Achievable Economic UCT Potential | F9 | Industrial | Instruments | New | Space Heating | Natural Gas | Building Automation System | A | Cumulative Winter Peak Savings (MW) | Achievable Economic UCT Potential | 0 | 0 | 0 | 0 | 0 | 0 | 0 | 0 | 0 | 0 | 0 | 0 | 0 | 0 | 0 | 0 | 0 | 0 | 0 | 0 | 0 | 0 | 0 | 0 | 0 | 0 | 0 | 0 | 0 | 0 | 0
F10_Industrial_Instruments_New_Space Heating_Natural Gas_Building Automation System_A_Achievable Economic UCT Potential | F10 | Industrial | Instruments | New | Space Heating | Natural Gas | Building Automation System | A | Purchases (Incremental) | Achievable Economic UCT Potential | 0 | 0 | 0 | 0 | 0 | 31.0873 | 73.6208 | 151.0877 | 278.7052 | 473.0614 | 749.2319 | 1115.4636 | 1570.5453 | 2096.1682 | 2650.2212 | 3174.2268 | 3588.4096 | 3815.9317 | 3796.5065 | 3511.6859 | 3047.9497 | 2440.3136 | 1764.9804 | 1175.7074 | 798.0164 | 749.2319 | 1115.4636 | 1570.5453 | 2096.1682 | 2650.2212 | 3174.2268
F11_Industrial_Instruments_New_Space Heating_Natural Gas_Building Automation System_A_Achievable Economic UCT Potential | F11 | Industrial | Instruments | New | Space Heating | Natural Gas | Building Automation System | A | Purchases (Cumulative) | Achievable Economic UCT Potential | 0 | 0 | 0 | 0 | 0 | 31.0873 | 104.7081 | 255.7958 | 534.5009 | 1007.5623 | 1756.7942 | 2872.2577 | 4442.803 | 6538.9712 | 9189.1924 | 12363.4193 | 15951.8289 | 19767.7606 | 23564.2671 | 27075.953 | 30092.8154 | 32459.5083 | 34073.401 | 34970.4032 | 35295.3582 | 35295.3582 | 35295.3582 | 35295.3582 | 35295.3582 | 35295.3582 | 35295.3582
F1_Industrial_Instruments_New_Space Heating_Natural Gas_Steam System Efficiency Improvements_A_Achievable Economic UCT Potential | F1 | Industrial | Instruments | New | Space Heating | Natural Gas | Steam System Efficiency Improvements | A | Integrated Unit Energy Savings (kWh or therms) | Achievable Economic UCT Potential | 0 | 0 | 0 | 0 | 0 | 0 | 0 | 0 | 0 | 0 | 0 | 0 | 0 | 0 | 0 | 0 | 0 | 0 | 0 | 0 | 0 | 0 | 0 | 0 | 0 | 0 | 0 | 0 | 0 | 0 | 0
F2_Industrial_Instruments_New_Space Heating_Natural Gas_Steam System Efficiency Improvements_A_Achievable Economic UCT Potential | F2 | Industrial | Instruments | New | Space Heating | Natural Gas | Steam System Efficiency Improvements | A | Integrated Unit Summer Peak Savings (kW) | Achievable Economic UCT Potential | 0 | 0 | 0 | 0 | 0 | 0 | 0 | 0 | 0 | 0 | 0 | 0 | 0 | 0 | 0 | 0 | 0 | 0 | 0 | 0 | 0 | 0 | 0 | 0 | 0 | 0 | 0 | 0 | 0 | 0 | 0
F3_Industrial_Instruments_New_Space Heating_Natural Gas_Steam System Efficiency Improvements_A_Achievable Economic UCT Potential | F3 | Industrial | Instruments | New | Space Heating | Natural Gas | Steam System Efficiency Improvements | A | Integrated Unit Winter Peak Savings (kW) | Achievable Economic UCT Potential | 0 | 0 | 0 | 0 | 0 | 0 | 0 | 0 | 0 | 0 | 0 | 0 | 0 | 0 | 0 | 0 | 0 | 0 | 0 | 0 | 0 | 0 | 0 | 0 | 0 | 0 | 0 | 0 | 0 | 0 | 0
F4_Industrial_Instruments_New_Space Heating_Natural Gas_Steam System Efficiency Improvements_A_Achievable Economic UCT Potential | F4 | Industrial | Instruments | New | Space Heating | Natural Gas | Steam System Efficiency Improvements | A | Incremental Energy Savings (MWh or mTherms) | Achievable Economic UCT Potential | 0 | 0 | 0 | 0 | 0 | 0 | 0 | 0 | 0 | 0 | 0 | 0 | 0 | 0 | 0 | 0 | 0 | 0 | 0 | 0 | 0 | 0 | 0 | 0 | 0 | 0 | 0 | 0 | 0 | 0 | 0
F5_Industrial_Instruments_New_Space Heating_Natural Gas_Steam System Efficiency Improvements_A_Achievable Economic UCT Potential | F5 | Industrial | Instruments | New | Space Heating | Natural Gas | Steam System Efficiency Improvements | A | Incremental Summer Peak Savings (MW) | Achievable Economic UCT Potential | 0 | 0 | 0 | 0 | 0 | 0 | 0 | 0 | 0 | 0 | 0 | 0 | 0 | 0 | 0 | 0 | 0 | 0 | 0 | 0 | 0 | 0 | 0 | 0 | 0 | 0 | 0 | 0 | 0 | 0 | 0
F6_Industrial_Instruments_New_Space Heating_Natural Gas_Steam System Efficiency Improvements_A_Achievable Economic UCT Potential | F6 | Industrial | Instruments | New | Space Heating | Natural Gas | Steam System Efficiency Improvements | A | Incremental Winter Peak Savings (MW) | Achievable Economic UCT Potential | 0 | 0 | 0 | 0 | 0 | 0 | 0 | 0 | 0 | 0 | 0 | 0 | 0 | 0 | 0 | 0 | 0 | 0 | 0 | 0 | 0 | 0 | 0 | 0 | 0 | 0 | 0 | 0 | 0 | 0 | 0
F7_Industrial_Instruments_New_Space Heating_Natural Gas_Steam System Efficiency Improvements_A_Achievable Economic UCT Potential | F7 | Industrial | Instruments | New | Space Heating | Natural Gas | Steam System Efficiency Improvements | A | Cumulative Energy Savings (MWh or mTherms) | Achievable Economic UCT Potential | 0 | 0 | 0 | 0 | 0 | 0 | 0 | 0 | 0 | 0 | 0 | 0 | 0 | 0 | 0 | 0 | 0 | 0 | 0 | 0 | 0 | 0 | 0 | 0 | 0 | 0 | 0 | 0 | 0 | 0 | 0
F8_Industrial_Instruments_New_Space Heating_Natural Gas_Steam System Efficiency Improvements_A_Achievable Economic UCT Potential | F8 | Industrial | Instruments | New | Space Heating | Natural Gas | Steam System Efficiency Improvements | A | Cumulative Summer Peak Savings (MW) | Achievable Economic UCT Potential | 0 | 0 | 0 | 0 | 0 | 0 | 0 | 0 | 0 | 0 | 0 | 0 | 0 | 0 | 0 | 0 | 0 | 0 | 0 | 0 | 0 | 0 | 0 | 0 | 0 | 0 | 0 | 0 | 0 | 0 | 0
F9_Industrial_Instruments_New_Space Heating_Natural Gas_Steam System Efficiency Improvements_A_Achievable Economic UCT Potential | F9 | Industrial | Instruments | New | Space Heating | Natural Gas | Steam System Efficiency Improvements | A | Cumulative Winter Peak Savings (MW) | Achievable Economic UCT Potential | 0 | 0 | 0 | 0 | 0 | 0 | 0 | 0 | 0 | 0 | 0 | 0 | 0 | 0 | 0 | 0 | 0 | 0 | 0 | 0 | 0 | 0 | 0 | 0 | 0 | 0 | 0 | 0 | 0 | 0 | 0
F10_Industrial_Instruments_New_Space Heating_Natural Gas_Steam System Efficiency Improvements_A_Achievable Economic UCT Potential | F10 | Industrial | Instruments | New | Space Heating | Natural Gas | Steam System Efficiency Improvements | A | Purchases (Incremental) | Achievable Economic UCT Potential | 0 | 0 | 0 | 0 | 0 | 0 | 0 | 0 | 0 | 0 | 0 | 0 | 0 | 0 | 0 | 0 | 0 | 0 | 0 | 0 | 0 | 0 | 0 | 0 | 0 | 0 | 0 | 0 | 0 | 0 | 0
F11_Industrial_Instruments_New_Space Heating_Natural Gas_Steam System Efficiency Improvements_A_Achievable Economic UCT Potential | F11 | Industrial | Instruments | New | Space Heating | Natural Gas | Steam System Efficiency Improvements | A | Purchases (Cumulative) | Achievable Economic UCT Potential | 0 | 0 | 0 | 0 | 0 | 0 | 0 | 0 | 0 | 0 | 0 | 0 | 0 | 0 | 0 | 0 | 0 | 0 | 0 | 0 | 0 | 0 | 0 | 0 | 0 | 0 | 0 | 0 | 0 | 0 | 0
F1_Industrial_Instruments_New_Process_Natural Gas_Steam System Efficiency Improvements_A_Achievable Economic UCT Potential | F1 | Industrial | Instruments | New | Process | Natural Gas | Steam System Efficiency Improvements | A | Integrated Unit Energy Savings (kWh or therms) | Achievable Economic UCT Potential | 0 | 0 | 0 | 0 | 0 | 0.086861 | 0.086652 | 0.086462 | 0.086288 | 0.086119 | 0.085994 | 0.085881 | 0.08578 | 0.085693 | 0.08562 | 0.085565 | 0.085524 | 0.085496 | 0.085475 | 0.085458 | 0.085448 | 0.085438 | 0.085425 | 0.08541 | 0.085393 | 0.085457 | 0.085517 | 0.085572 | 0.087109 | 0.087109 | 0.087109
F2_Industrial_Instruments_New_Process_Natural Gas_Steam System Efficiency Improvements_A_Achievable Economic UCT Potential | F2 | Industrial | Instruments | New | Process | Natural Gas | Steam System Efficiency Improvements | A | Integrated Unit Summer Peak Savings (kW) | Achievable Economic UCT Potential | 0 | 0 | 0 | 0 | 0 | 0 | 0 | 0 | 0 | 0 | 0 | 0 | 0 | 0 | 0 | 0 | 0 | 0 | 0 | 0 | 0 | 0 | 0 | 0 | 0 | 0 | 0 | 0 | 0 | 0 | 0
F3_Industrial_Instruments_New_Process_Natural Gas_Steam System Efficiency Improvements_A_Achievable Economic UCT Potential | F3 | Industrial | Instruments | New | Process | Natural Gas | Steam System Efficiency Improvements | A | Integrated Unit Winter Peak Savings (kW) | Achievable Economic UCT Potential | 0 | 0 | 0 | 0 | 0 | 0 | 0 | 0 | 0 | 0 | 0 | 0 | 0 | 0 | 0 | 0 | 0 | 0 | 0 | 0 | 0 | 0 | 0 | 0 | 0 | 0 | 0 | 0 | 0 | 0 | 0
F4_Industrial_Instruments_New_Process_Natural Gas_Steam System Efficiency Improvements_A_Achievable Economic UCT Potential | F4 | Industrial | Instruments | New | Process | Natural Gas | Steam System Efficiency Improvements | A | Incremental Energy Savings (MWh or mTherms) | Achievable Economic UCT Potential | 0 | 0 | 0 | 0 | 0 | 0 | 0 | 0 | 0 | 0 | 0 | 0 | 0 | 0 | 0 | 0 | 0 | 0 | 0 | 0 | 0 | 0 | 0 | 0 | 0 | 0 | 0 | 0 | 0 | 0 | 0
F5_Industrial_Instruments_New_Process_Natural Gas_Steam System Efficiency Improvements_A_Achievable Economic UCT Potential | F5 | Industrial | Instruments | New | Process | Natural Gas | Steam System Efficiency Improvements | A | Incremental Summer Peak Savings (MW) | Achievable Economic UCT Potential | 0 | 0 | 0 | 0 | 0 | 0 | 0 | 0 | 0 | 0 | 0 | 0 | 0 | 0 | 0 | 0 | 0 | 0 | 0 | 0 | 0 | 0 | 0 | 0 | 0 | 0 | 0 | 0 | 0 | 0 | 0
F6_Industrial_Instruments_New_Process_Natural Gas_Steam System Efficiency Improvements_A_Achievable Economic UCT Potential | F6 | Industrial | Instruments | New | Process | Natural Gas | Steam System Efficiency Improvements | A | Incremental Winter Peak Savings (MW) | Achievable Economic UCT Potential | 0 | 0 | 0 | 0 | 0 | 0 | 0 | 0 | 0 | 0 | 0 | 0 | 0 | 0 | 0 | 0 | 0 | 0 | 0 | 0 | 0 | 0 | 0 | 0 | 0 | 0 | 0 | 0 | 0 | 0 | 0
F7_Industrial_Instruments_New_Process_Natural Gas_Steam System Efficiency Improvements_A_Achievable Economic UCT Potential | F7 | Industrial | Instruments | New | Process | Natural Gas | Steam System Efficiency Improvements | A | Cumulative Energy Savings (MWh or mTherms) | Achievable Economic UCT Potential | 0 | 0 | 0 | 0 | 0 | 0 | 0 | 0 | 0 | 0 | 0 | 0 | 0 | 0 | 0 | 0 | 0 | 0 | 0 | 0 | 0 | 0 | 0 | 0 | 0 | 0 | 0 | 0 | 0 | 0 | 0
F8_Industrial_Instruments_New_Process_Natural Gas_Steam System Efficiency Improvements_A_Achievable Economic UCT Potential | F8 | Industrial | Instruments | New | Process | Natural Gas | Steam System Efficiency Improvements | A | Cumulative Summer Peak Savings (MW) | Achievable Economic UCT Potential | 0 | 0 | 0 | 0 | 0 | 0 | 0 | 0 | 0 | 0 | 0 | 0 | 0 | 0 | 0 | 0 | 0 | 0 | 0 | 0 | 0 | 0 | 0 | 0 | 0 | 0 | 0 | 0 | 0 | 0 | 0
F9_Industrial_Instruments_New_Process_Natural Gas_Steam System Efficiency Improvements_A_Achievable Economic UCT Potential | F9 | Industrial | Instruments | New | Process | Natural Gas | Steam System Efficiency Improvements | A | Cumulative Winter Peak Savings (MW) | Achievable Economic UCT Potential | 0 | 0 | 0 | 0 | 0 | 0 | 0 | 0 | 0 | 0 | 0 | 0 | 0 | 0 | 0 | 0 | 0 | 0 | 0 | 0 | 0 | 0 | 0 | 0 | 0 | 0 | 0 | 0 | 0 | 0 | 0
F10_Industrial_Instruments_New_Process_Natural Gas_Steam System Efficiency Improvements_A_Achievable Economic UCT Potential | F10 | Industrial | Instruments | New | Process | Natural Gas | Steam System Efficiency Improvements | A | Purchases (Incremental) | Achievable Economic UCT Potential | 0 | 0 | 0 | 0 | 0 | 0 | 0 | 0 | 0 | 0 | 0 | 0 | 0 | 0 | 0 | 0 | 0 | 0 | 0 | 0 | 0 | 0 | 0 | 0 | 0 | 0 | 0 | 0 | 0 | 0 | 0
F11_Industrial_Instruments_New_Process_Natural Gas_Steam System Efficiency Improvements_A_Achievable Economic UCT Potential | F11 | Industrial | Instruments | New | Process | Natural Gas | Steam System Efficiency Improvements | A | Purchases (Cumulative) | Achievable Economic UCT Potential | 0 | 0 | 0 | 0 | 0 | 0 | 0 | 0 | 0 | 0 | 0 | 0 | 0 | 0 | 0 | 0 | 0 | 0 | 0 | 0 | 0 | 0 | 0 | 0 | 0 | 0 | 0 | 0 | 0 | 0 | 0
F1_Industrial_Instruments_New_Space Heating_Natural Gas_Strategic Energy Management_A_Achievable Economic UCT Potential | F1 | Industrial | Instruments | New | Space Heating | Natural Gas | Strategic Energy Management | A | Integrated Unit Energy Savings (kWh or therms) | Achievable Economic UCT Potential | 0 | 0 | 0 | 0 | 0 | 2.989 | 2.9398 | 2.8986 | 2.8625 | 2.8291 | 2.7976 | 2.7596 | 2.7178 | 2.6744 | 2.6306 | 2.5897 | 2.5519 | 2.5191 | 2.4793 | 2.4485 | 2.4256 | 2.4085 | 2.3999 | 2.3957 | 2.3947 | 2.3955 | 2.397 | 2.3991 | 0 | 0 | 0
F2_Industrial_Instruments_New_Space Heating_Natural Gas_Strategic Energy Management_A_Achievable Economic UCT Potential | F2 | Industrial | Instruments | New | Space Heating | Natural Gas | Strategic Energy Management | A | Integrated Unit Summer Peak Savings (kW) | Achievable Economic UCT Potential | 0 | 0 | 0 | 0 | 0 | 0 | 0 | 0 | 0 | 0 | 0 | 0 | 0 | 0 | 0 | 0 | 0 | 0 | 0 | 0 | 0 | 0 | 0 | 0 | 0 | 0 | 0 | 0 | 0 | 0 | 0
F3_Industrial_Instruments_New_Space Heating_Natural Gas_Strategic Energy Management_A_Achievable Economic UCT Potential | F3 | Industrial | Instruments | New | Space Heating | Natural Gas | Strategic Energy Management | A | Integrated Unit Winter Peak Savings (kW) | Achievable Economic UCT Potential | 0 | 0 | 0 | 0 | 0 | 0 | 0 | 0 | 0 | 0 | 0 | 0 | 0 | 0 | 0 | 0 | 0 | 0 | 0 | 0 | 0 | 0 | 0 | 0 | 0 | 0 | 0 | 0 | 0 | 0 | 0
F4_Industrial_Instruments_New_Space Heating_Natural Gas_Strategic Energy Management_A_Achievable Economic UCT Potential | F4 | Industrial | Instruments | New | Space Heating | Natural Gas | Strategic Energy Management | A | Incremental Energy Savings (MWh or mTherms) | Achievable Economic UCT Potential | 0 | 0 | 0 | 0 | 0 | 0.0028437 | 0.0033136 | 0.0037763 | 0.004229 | 0.004674 | 0.0051112 | 0.0055181 | 0.0059023 | 0.0062676 | 0.0066098 | 0.0069466 | 0.0072741 | 0.0076043 | 0.0078988 | 0.0082068 | 0.0085327 | 0.0088705 | 0.0092341 | 0.009611 | 0.0099984 | 0.0084268 | 0.0088282 | 0.0092309 | 0 | 0 | 0
F5_Industrial_Instruments_New_Space Heating_Natural Gas_Strategic Energy Management_A_Achievable Economic UCT Potential | F5 | Industrial | Instruments | New | Space Heating | Natural Gas | Strategic Energy Management | A | Incremental Summer Peak Savings (MW) | Achievable Economic UCT Potential | 0 | 0 | 0 | 0 | 0 | 0 | 0 | 0 | 0 | 0 | 0 | 0 | 0 | 0 | 0 | 0 | 0 | 0 | 0 | 0 | 0 | 0 | 0 | 0 | 0 | 0 | 0 | 0 | 0 | 0 | 0
F6_Industrial_Instruments_New_Space Heating_Natural Gas_Strategic Energy Management_A_Achievable Economic UCT Potential | F6 | Industrial | Instruments | New | Space Heating | Natural Gas | Strategic Energy Management | A | Incremental Winter Peak Savings (MW) | Achievable Economic UCT Potential | 0 | 0 | 0 | 0 | 0 | 0 | 0 | 0 | 0 | 0 | 0 | 0 | 0 | 0 | 0 | 0 | 0 | 0 | 0 | 0 | 0 | 0 | 0 | 0 | 0 | 0 | 0 | 0 | 0 | 0 | 0
F7_Industrial_Instruments_New_Space Heating_Natural Gas_Strategic Energy Management_A_Achievable Economic UCT Potential | F7 | Industrial | Instruments | New | Space Heating | Natural Gas | Strategic Energy Management | A | Cumulative Energy Savings (MWh or mTherms) | Achievable Economic UCT Potential | 0 | 0 | 0 | 0 | 0 | 0.0028437 | 0.0061105 | 0.0098012 | 0.013908 | 0.01842 | 0.020664 | 0.022791 | 0.024807 | 0.026728 | 0.028554 | 0.030325 | 0.032054 | 0.033776 | 0.03533 | 0.036946 | 0.038627 | 0.040359 | 0.042205 | 0.044109 | 0.046063 | 0.046079 | 0.046107 | 0.046147 | 0 | 0 | 0
F8_Industrial_Instruments_New_Space Heating_Natural Gas_Strategic Energy Management_A_Achievable Economic UCT Potential | F8 | Industrial | Instruments | New | Space Heating | Natural Gas | Strategic Energy Management | A | Cumulative Summer Peak Savings (MW) | Achievable Economic UCT Potential | 0 | 0 | 0 | 0 | 0 | 0 | 0 | 0 | 0 | 0 | 0 | 0 | 0 | 0 | 0 | 0 | 0 | 0 | 0 | 0 | 0 | 0 | 0 | 0 | 0 | 0 | 0 | 0 | 0 | 0 | 0
F9_Industrial_Instruments_New_Space Heating_Natural Gas_Strategic Energy Management_A_Achievable Economic UCT Potential | F9 | Industrial | Instruments | New | Space Heating | Natural Gas | Strategic Energy Management | A | Cumulative Winter Peak Savings (MW) | Achievable Economic UCT Potential | 0 | 0 | 0 | 0 | 0 | 0 | 0 | 0 | 0 | 0 | 0 | 0 | 0 | 0 | 0 | 0 | 0 | 0 | 0 | 0 | 0 | 0 | 0 | 0 | 0 | 0 | 0 | 0 | 0 | 0 | 0
F10_Industrial_Instruments_New_Space Heating_Natural Gas_Strategic Energy Management_A_Achievable Economic UCT Potential | F10 | Industrial | Instruments | New | Space Heating | Natural Gas | Strategic Energy Management | A | Purchases (Incremental) | Achievable Economic UCT Potential | 0 | 0 | 0 | 0 | 0 | 0.95139 | 1.1271 | 1.3028 | 1.4774 | 1.6521 | 1.827 | 1.9996 | 2.1718 | 2.3436 | 2.5127 | 2.6824 | 2.8505 | 3.0186 | 3.1859 | 3.3517 | 3.5177 | 3.683 | 3.8477 | 4.0117 | 4.1752 | 3.5177 | 3.683 | 3.8477 | 4.0117 | 4.1752 | 3.5177
F11_Industrial_Instruments_New_Space Heating_Natural Gas_Strategic Energy Management_A_Achievable Economic UCT Potential | F11 | Industrial | Instruments | New | Space Heating | Natural Gas | Strategic Energy Management | A | Purchases (Cumulative) | Achievable Economic UCT Potential | 0 | 0 | 0 | 0 | 0 | 0.95139 | 2.0785 | 3.3813 | 4.8587 | 6.5108 | 7.3864 | 8.2589 | 9.1278 | 9.994 | 10.8546 | 11.71 | 12.5609 | 13.4077 | 14.2501 | 15.0891 | 15.9245 | 16.757 | 17.586 | 18.4118 | 19.2353 | 19.2353 | 19.2353 | 19.2353 | 19.2353 | 19.2353 | 19.2353
F1_Industrial_Instruments_New_Process_Natural Gas_Strategic Energy Management_A_Achievable Economic UCT Potential | F1 | Industrial | Instruments | New | Process | Natural Gas | Strategic Energy Management | A | Integrated Unit Energy Savings (kWh or therms) | Achievable Economic UCT Potential | 0 | 0 | 0 | 0 | 0 | 1.6966 | 1.6942 | 1.692 | 1.69 | 1.688 | 1.6861 | 1.6844 | 1.6829 | 1.6816 | 1.6807 | 1.68 | 1.6796 | 1.6794 | 1.6794 | 1.6795 | 1.6797 | 1.6798 | 1.6799 | 1.68 | 1.6801 | 1.6808 | 1.6814 | 1.6821 | 0 | 0 | 0
F2_Industrial_Instruments_New_Process_Natural Gas_Strategic Energy Management_A_Achievable Economic UCT Potential | F2 | Industrial | Instruments | New | Process | Natural Gas | Strategic Energy Management | A | Integrated Unit Summer Peak Savings (kW) | Achievable Economic UCT Potential | 0 | 0 | 0 | 0 | 0 | 0 | 0 | 0 | 0 | 0 | 0 | 0 | 0 | 0 | 0 | 0 | 0 | 0 | 0 | 0 | 0 | 0 | 0 | 0 | 0 | 0 | 0 | 0 | 0 | 0 | 0
F3_Industrial_Instruments_New_Process_Natural Gas_Strategic Energy Management_A_Achievable Economic UCT Potential | F3 | Industrial | Instruments | New | Process | Natural Gas | Strategic Energy Management | A | Integrated Unit Winter Peak Savings (kW) | Achievable Economic UCT Potential | 0 | 0 | 0 | 0 | 0 | 0 | 0 | 0 | 0 | 0 | 0 | 0 | 0 | 0 | 0 | 0 | 0 | 0 | 0 | 0 | 0 | 0 | 0 | 0 | 0 | 0 | 0 | 0 | 0 | 0 | 0
F4_Industrial_Instruments_New_Process_Natural Gas_Strategic Energy Management_A_Achievable Economic UCT Potential | F4 | Industrial | Instruments | New | Process | Natural Gas | Strategic Energy Management | A | Incremental Energy Savings (MWh or mTherms) | Achievable Economic UCT Potential | 0 | 0 | 0 | 0 | 0 | 0.083032 | 0.098233 | 0.11339 | 0.12844 | 0.14346 | 0.15846 | 0.17326 | 0.18801 | 0.20273 | 0.21723 | 0.23181 | 0.24629 | 0.26079 | 0.27524 | 0.28957 | 0.30395 | 0.31826 | 0.33251 | 0.34671 | 0.36084 | 0.30415 | 0.31857 | 0.33293 | 0 | 0 | 0
F5_Industrial_Instruments_New_Process_Natural Gas_Strategic Energy Management_A_Achievable Economic UCT Potential | F5 | Industrial | Instruments | New | Process | Natural Gas | Strategic Energy Management | A | Incremental Summer Peak Savings (MW) | Achievable Economic UCT Potential | 0 | 0 | 0 | 0 | 0 | 0 | 0 | 0 | 0 | 0 | 0 | 0 | 0 | 0 | 0 | 0 | 0 | 0 | 0 | 0 | 0 | 0 | 0 | 0 | 0 | 0 | 0 | 0 | 0 | 0 | 0
F6_Industrial_Instruments_New_Process_Natural Gas_Strategic Energy Management_A_Achievable Economic UCT Potential | F6 | Industrial | Instruments | New | Process | Natural Gas | Strategic Energy Management | A | Incremental Winter Peak Savings (MW) | Achievable Economic UCT Potential | 0 | 0 | 0 | 0 | 0 | 0 | 0 | 0 | 0 | 0 | 0 | 0 | 0 | 0 | 0 | 0 | 0 | 0 | 0 | 0 | 0 | 0 | 0 | 0 | 0 | 0 | 0 | 0 | 0 | 0 | 0
F7_Industrial_Instruments_New_Process_Natural Gas_Strategic Energy Management_A_Achievable Economic UCT Potential | F7 | Industrial | Instruments | New | Process | Natural Gas | Strategic Energy Management | A | Cumulative Energy Savings (MWh or mTherms) | Achievable Economic UCT Potential | 0 | 0 | 0 | 0 | 0 | 0.083032 | 0.18115 | 0.29431 | 0.4224 | 0.56537 | 0.64067 | 0.71562 | 0.79021 | 0.86455 | 0.93844 | 1.012 | 1.0853 | 1.1583 | 1.2311 | 1.3036 | 1.3759 | 1.448 | 1.5198 | 1.5912 | 1.6624 | 1.6631 | 1.6638 | 1.6644 | 0 | 0 | 0
F8_Industrial_Instruments_New_Process_Natural Gas_Strategic Energy Management_A_Achievable Economic UCT Potential | F8 | Industrial | Instruments | New | Process | Natural Gas | Strategic Energy Management | A | Cumulative Summer Peak Savings (MW) | Achievable Economic UCT Potential | 0 | 0 | 0 | 0 | 0 | 0 | 0 | 0 | 0 | 0 | 0 | 0 | 0 | 0 | 0 | 0 | 0 | 0 | 0 | 0 | 0 | 0 | 0 | 0 | 0 | 0 | 0 | 0 | 0 | 0 | 0
F9_Industrial_Instruments_New_Process_Natural Gas_Strategic Energy Management_A_Achievable Economic UCT Potential | F9 | Industrial | Instruments | New | Process | Natural Gas | Strategic Energy Management | A | Cumulative Winter Peak Savings (MW) | Achievable Economic UCT Potential | 0 | 0 | 0 | 0 | 0 | 0 | 0 | 0 | 0 | 0 | 0 | 0 | 0 | 0 | 0 | 0 | 0 | 0 | 0 | 0 | 0 | 0 | 0 | 0 | 0 | 0 | 0 | 0 | 0 | 0 | 0
F10_Industrial_Instruments_New_Process_Natural Gas_Strategic Energy Management_A_Achievable Economic UCT Potential | F10 | Industrial | Instruments | New | Process | Natural Gas | Strategic Energy Management | A | Purchases (Incremental) | Achievable Economic UCT Potential | 0 | 0 | 0 | 0 | 0 | 48.9411 | 57.9819 | 67.0176 | 76.0001 | 84.9875 | 93.9823 | 102.8629 | 111.7191 | 120.5575 | 129.2554 | 137.9866 | 146.6345 | 155.2835 | 163.889 | 172.4178 | 180.9566 | 189.4602 | 197.9306 | 206.3702 | 214.7811 | 180.9566 | 189.4602 | 197.9306 | 206.3702 | 214.7811 | 180.9566
F11_Industrial_Instruments_New_Process_Natural Gas_Strategic Energy Management_A_Achievable Economic UCT Potential | F11 | Industrial | Instruments | New | Process | Natural Gas | Strategic Energy Management | A | Purchases (Cumulative) | Achievable Economic UCT Potential | 0 | 0 | 0 | 0 | 0 | 48.9411 | 106.923 | 173.9406 | 249.9407 | 334.9282 | 379.9694 | 424.8504 | 469.5519 | 514.1092 | 558.3772 | 602.3815 | 646.1532 | 689.7176 | 733.0491 | 776.2115 | 819.1815 | 862.0072 | 904.6543 | 947.1355 | 989.4988 | 989.4988 | 989.4988 | 989.4988 | 989.4988 | 989.4988 | 989.4988
F1_Industrial_Instruments_New_Miscellaneous_Natural Gas_Strategic Energy Management_A_Achievable Economic UCT Potential | F1 | Industrial | Instruments | New | Miscellaneous | Natural Gas | Strategic Energy Management | A | Integrated Unit Energy Savings (kWh or therms) | Achievable Economic UCT Potential | 0 | 0 | 0 | 0 | 0 | 1.1153 | 1.1153 | 1.1153 | 1.1153 | 1.1153 | 1.1153 | 1.1153 | 1.1153 | 1.1153 | 1.1153 | 1.1153 | 1.1153 | 1.1153 | 1.1153 | 1.1153 | 1.1153 | 1.1153 | 1.1153 | 1.1153 | 1.1153 | 1.1153 | 1.1153 | 1.1153 | 0 | 0 | 0
F2_Industrial_Instruments_New_Miscellaneous_Natural Gas_Strategic Energy Management_A_Achievable Economic UCT Potential | F2 | Industrial | Instruments | New | Miscellaneous | Natural Gas | Strategic Energy Management | A | Integrated Unit Summer Peak Savings (kW) | Achievable Economic UCT Potential | 0 | 0 | 0 | 0 | 0 | 0 | 0 | 0 | 0 | 0 | 0 | 0 | 0 | 0 | 0 | 0 | 0 | 0 | 0 | 0 | 0 | 0 | 0 | 0 | 0 | 0 | 0 | 0 | 0 | 0 | 0
F3_Industrial_Instruments_New_Miscellaneous_Natural Gas_Strategic Energy Management_A_Achievable Economic UCT Potential | F3 | Industrial | Instruments | New | Miscellaneous | Natural Gas | Strategic Energy Management | A | Integrated Unit Winter Peak Savings (kW) | Achievable Economic UCT Potential | 0 | 0 | 0 | 0 | 0 | 0 | 0 | 0 | 0 | 0 | 0 | 0 | 0 | 0 | 0 | 0 | 0 | 0 | 0 | 0 | 0 | 0 | 0 | 0 | 0 | 0 | 0 | 0 | 0 | 0 | 0
F4_Industrial_Instruments_New_Miscellaneous_Natural Gas_Strategic Energy Management_A_Achievable Economic UCT Potential | F4 | Industrial | Instruments | New | Miscellaneous | Natural Gas | Strategic Energy Management | A | Incremental Energy Savings (MWh or mTherms) | Achievable Economic UCT Potential | 0 | 0 | 0 | 0 | 0 | 0.013646 | 0.016166 | 0.018686 | 0.02119 | 0.023696 | 0.026204 | 0.02868 | 0.031149 | 0.033614 | 0.036039 | 0.038473 | 0.040884 | 0.043296 | 0.045695 | 0.048073 | 0.050454 | 0.052825 | 0.055187 | 0.05754 | 0.059885 | 0.050454 | 0.052825 | 0.055187 | 0 | 0 | 0
F5_Industrial_Instruments_New_Miscellaneous_Natural Gas_Strategic Energy Management_A_Achievable Economic UCT Potential | F5 | Industrial | Instruments | New | Miscellaneous | Natural Gas | Strategic Energy Management | A | Incremental Summer Peak Savings (MW) | Achievable Economic UCT Potential | 0 | 0 | 0 | 0 | 0 | 0 | 0 | 0 | 0 | 0 | 0 | 0 | 0 | 0 | 0 | 0 | 0 | 0 | 0 | 0 | 0 | 0 | 0 | 0 | 0 | 0 | 0 | 0 | 0 | 0 | 0
F6_Industrial_Instruments_New_Miscellaneous_Natural Gas_Strategic Energy Management_A_Achievable Economic UCT Potential | F6 | Industrial | Instruments | New | Miscellaneous | Natural Gas | Strategic Energy Management | A | Incremental Winter Peak Savings (MW) | Achievable Economic UCT Potential | 0 | 0 | 0 | 0 | 0 | 0 | 0 | 0 | 0 | 0 | 0 | 0 | 0 | 0 | 0 | 0 | 0 | 0 | 0 | 0 | 0 | 0 | 0 | 0 | 0 | 0 | 0 | 0 | 0 | 0 | 0
F7_Industrial_Instruments_New_Miscellaneous_Natural Gas_Strategic Energy Management_A_Achievable Economic UCT Potential | F7 | Industrial | Instruments | New | Miscellaneous | Natural Gas | Strategic Energy Management | A | Cumulative Energy Savings (MWh or mTherms) | Achievable Economic UCT Potential | 0 | 0 | 0 | 0 | 0 | 0.013646 | 0.029812 | 0.048498 | 0.069688 | 0.093384 | 0.10594 | 0.11846 | 0.13092 | 0.14334 | 0.15569 | 0.16796 | 0.18016 | 0.19231 | 0.20439 | 0.21642 | 0.2284 | 0.24034 | 0.25223 | 0.26408 | 0.27589 | 0.27589 | 0.27589 | 0.27589 | 0 | 0 | 0
F8_Industrial_Instruments_New_Miscellaneous_Natural Gas_Strategic Energy Management_A_Achievable Economic UCT Potential | F8 | Industrial | Instruments | New | Miscellaneous | Natural Gas | Strategic Energy Management | A | Cumulative Summer Peak Savings (MW) | Achievable Economic UCT Potential | 0 | 0 | 0 | 0 | 0 | 0 | 0 | 0 | 0 | 0 | 0 | 0 | 0 | 0 | 0 | 0 | 0 | 0 | 0 | 0 | 0 | 0 | 0 | 0 | 0 | 0 | 0 | 0 | 0 | 0 | 0
F9_Industrial_Instruments_New_Miscellaneous_Natural Gas_Strategic Energy Management_A_Achievable Economic UCT Potential | F9 | Industrial | Instruments | New | Miscellaneous | Natural Gas | Strategic Energy Management | A | Cumulative Winter Peak Savings (MW) | Achievable Economic UCT Potential | 0 | 0 | 0 | 0 | 0 | 0 | 0 | 0 | 0 | 0 | 0 | 0 | 0 | 0 | 0 | 0 | 0 | 0 | 0 | 0 | 0 | 0 | 0 | 0 | 0 | 0 | 0 | 0 | 0 | 0 | 0
F10_Industrial_Instruments_New_Miscellaneous_Natural Gas_Strategic Energy Management_A_Achievable Economic UCT Potential | F10 | Industrial | Instruments | New | Miscellaneous | Natural Gas | Strategic Energy Management | A | Purchases (Incremental) | Achievable Economic UCT Potential | 0 | 0 | 0 | 0 | 0 | 12.2353 | 14.4955 | 16.7544 | 19 | 21.2469 | 23.4956 | 25.7157 | 27.9298 | 30.1394 | 32.3139 | 34.4967 | 36.6586 | 38.8209 | 40.9723 | 43.1044 | 45.2392 | 47.365 | 49.4827 | 51.5926 | 53.6953 | 45.2392 | 47.365 | 49.4827 | 51.5926 | 53.6953 | 45.2392
F11_Industrial_Instruments_New_Miscellaneous_Natural Gas_Strategic Energy Management_A_Achievable Economic UCT Potential | F11 | Industrial | Instruments | New | Miscellaneous | Natural Gas | Strategic Energy Management | A | Purchases (Cumulative) | Achievable Economic UCT Potential | 0 | 0 | 0 | 0 | 0 | 12.2353 | 26.7307 | 43.4851 | 62.4852 | 83.7321 | 94.9924 | 106.2126 | 117.388 | 128.5273 | 139.5943 | 150.5954 | 161.5383 | 172.4294 | 183.2623 | 194.0529 | 204.7954 | 215.5018 | 226.1636 | 236.7839 | 247.3747 | 247.3747 | 247.3747 | 247.3747 | 247.3747 | 247.3747 | 247.3747
F1_Industrial_Instruments_New_Space Heating_Natural Gas_Commissioning_A_Achievable Economic UCT Potential | F1 | Industrial | Instruments | New | Space Heating | Natural Gas | Commissioning | A | Integrated Unit Energy Savings (kWh or therms) | Achievable Economic UCT Potential | 0 | 0 | 0 | 0 | 0 | 3.4166 | 3.3611 | 3.3152 | 3.2757 | 3.2404 | 3.2083 | 3.17 | 3.1287 | 3.0869 | 3.0457 | 3.0085 | 2.975 | 2.9469 | 2.9092 | 2.8802 | 2.8582 | 2.8406 | 2.8309 | 2.8246 | 2.8207 | 2.8184 | 2.8171 | 2.8168 | 0 | 0 | 0
F2_Industrial_Instruments_New_Space Heating_Natural Gas_Commissioning_A_Achievable Economic UCT Potential | F2 | Industrial | Instruments | New | Space Heating | Natural Gas | Commissioning | A | Integrated Unit Summer Peak Savings (kW) | Achievable Economic UCT Potential | 0 | 0 | 0 | 0 | 0 | 0 | 0 | 0 | 0 | 0 | 0 | 0 | 0 | 0 | 0 | 0 | 0 | 0 | 0 | 0 | 0 | 0 | 0 | 0 | 0 | 0 | 0 | 0 | 0 | 0 | 0
F3_Industrial_Instruments_New_Space Heating_Natural Gas_Commissioning_A_Achievable Economic UCT Potential | F3 | Industrial | Instruments | New | Space Heating | Natural Gas | Commissioning | A | Integrated Unit Winter Peak Savings (kW) | Achievable Economic UCT Potential | 0 | 0 | 0 | 0 | 0 | 0 | 0 | 0 | 0 | 0 | 0 | 0 | 0 | 0 | 0 | 0 | 0 | 0 | 0 | 0 | 0 | 0 | 0 | 0 | 0 | 0 | 0 | 0 | 0 | 0 | 0
F4_Industrial_Instruments_New_Space Heating_Natural Gas_Commissioning_A_Achievable Economic UCT Potential | F4 | Industrial | Instruments | New | Space Heating | Natural Gas | Commissioning | A | Incremental Energy Savings (MWh or mTherms) | Achievable Economic UCT Potential | 0 | 0 | 0 | 0 | 0 | 0 | 0 | 0 | 0 | 0 | 0 | 0 | 0 | 0 | 0 | 0 | 0 | 0 | 0 | 0 | 0 | 0 | 0 | 0 | 0 | 0 | 0 | 0 | 0 | 0 | 0
F5_Industrial_Instruments_New_Space Heating_Natural Gas_Commissioning_A_Achievable Economic UCT Potential | F5 | Industrial | Instruments | New | Space Heating | Natural Gas | Commissioning | A | Incremental Summer Peak Savings (MW) | Achievable Economic UCT Potential | 0 | 0 | 0 | 0 | 0 | 0 | 0 | 0 | 0 | 0 | 0 | 0 | 0 | 0 | 0 | 0 | 0 | 0 | 0 | 0 | 0 | 0 | 0 | 0 | 0 | 0 | 0 | 0 | 0 | 0 | 0
F6_Industrial_Instruments_New_Space Heating_Natural Gas_Commissioning_A_Achievable Economic UCT Potential | F6 | Industrial | Instruments | New | Space Heating | Natural Gas | Commissioning | A | Incremental Winter Peak Savings (MW) | Achievable Economic UCT Potential | 0 | 0 | 0 | 0 | 0 | 0 | 0 | 0 | 0 | 0 | 0 | 0 | 0 | 0 | 0 | 0 | 0 | 0 | 0 | 0 | 0 | 0 | 0 | 0 | 0 | 0 | 0 | 0 | 0 | 0 | 0
F7_Industrial_Instruments_New_Space Heating_Natural Gas_Commissioning_A_Achievable Economic UCT Potential | F7 | Industrial | Instruments | New | Space Heating | Natural Gas | Commissioning | A | Cumulative Energy Savings (MWh or mTherms) | Achievable Economic UCT Potential | 0 | 0 | 0 | 0 | 0 | 0 | 0 | 0 | 0 | 0 | 0 | 0 | 0 | 0 | 0 | 0 | 0 | 0 | 0 | 0 | 0 | 0 | 0 | 0 | 0 | 0 | 0 | 0 | 0 | 0 | 0
F8_Industrial_Instruments_New_Space Heating_Natural Gas_Commissioning_A_Achievable Economic UCT Potential | F8 | Industrial | Instruments | New | Space Heating | Natural Gas | Commissioning | A | Cumulative Summer Peak Savings (MW) | Achievable Economic UCT Potential | 0 | 0 | 0 | 0 | 0 | 0 | 0 | 0 | 0 | 0 | 0 | 0 | 0 | 0 | 0 | 0 | 0 | 0 | 0 | 0 | 0 | 0 | 0 | 0 | 0 | 0 | 0 | 0 | 0 | 0 | 0
F9_Industrial_Instruments_New_Space Heating_Natural Gas_Commissioning_A_Achievable Economic UCT Potential | F9 | Industrial | Instruments | New | Space Heating | Natural Gas | Commissioning | A | Cumulative Winter Peak Savings (MW) | Achievable Economic UCT Potential | 0 | 0 | 0 | 0 | 0 | 0 | 0 | 0 | 0 | 0 | 0 | 0 | 0 | 0 | 0 | 0 | 0 | 0 | 0 | 0 | 0 | 0 | 0 | 0 | 0 | 0 | 0 | 0 | 0 | 0 | 0
F10_Industrial_Instruments_New_Space Heating_Natural Gas_Commissioning_A_Achievable Economic UCT Potential | F10 | Industrial | Instruments | New | Space Heating | Natural Gas | Commissioning | A | Purchases (Incremental) | Achievable Economic UCT Potential | 0 | 0 | 0 | 0 | 0 | 0 | 0 | 0 | 0 | 0 | 0 | 0 | 0 | 0 | 0 | 0 | 0 | 0 | 0 | 0 | 0 | 0 | 0 | 0 | 0 | 0 | 0 | 0 | 0 | 0 | 0
F11_Industrial_Instruments_New_Space Heating_Natural Gas_Commissioning_A_Achievable Economic UCT Potential | F11 | Industrial | Instruments | New | Space Heating | Natural Gas | Commissioning | A | Purchases (Cumulative) | Achievable Economic UCT Potential | 0 | 0 | 0 | 0 | 0 | 0 | 0 | 0 | 0 | 0 | 0 | 0 | 0 | 0 | 0 | 0 | 0 | 0 | 0 | 0 | 0 | 0 | 0 | 0 | 0 | 0 | 0 | 0 | 0 | 0 | 0
F1_Industrial_Instruments_New_Process_Natural Gas_Commissioning_A_Achievable Economic UCT Potential | F1 | Industrial | Instruments | New | Process | Natural Gas | Commissioning | A | Integrated Unit Energy Savings (kWh or therms) | Achievable Economic UCT Potential | 0 | 0 | 0 | 0 | 0 | 9.4834 | 9.4826 | 9.4822 | 9.4825 | 9.4828 | 9.483 | 9.4831 | 9.4833 | 9.4834 | 9.4835 | 9.4836 | 9.4836 | 9.4837 | 9.4838 | 9.4838 | 9.4839 | 9.4839 | 9.484 | 9.484 | 9.484 | 9.4841 | 9.4841 | 9.4841 | 0 | 0 | 0
F2_Industrial_Instruments_New_Process_Natural Gas_Commissioning_A_Achievable Economic UCT Potential | F2 | Industrial | Instruments | New | Process | Natural Gas | Commissioning | A | Integrated Unit Summer Peak Savings (kW) | Achievable Economic UCT Potential | 0 | 0 | 0 | 0 | 0 | 0 | 0 | 0 | 0 | 0 | 0 | 0 | 0 | 0 | 0 | 0 | 0 | 0 | 0 | 0 | 0 | 0 | 0 | 0 | 0 | 0 | 0 | 0 | 0 | 0 | 0
F3_Industrial_Instruments_New_Process_Natural Gas_Commissioning_A_Achievable Economic UCT Potential | F3 | Industrial | Instruments | New | Process | Natural Gas | Commissioning | A | Integrated Unit Winter Peak Savings (kW) | Achievable Economic UCT Potential | 0 | 0 | 0 | 0 | 0 | 0 | 0 | 0 | 0 | 0 | 0 | 0 | 0 | 0 | 0 | 0 | 0 | 0 | 0 | 0 | 0 | 0 | 0 | 0 | 0 | 0 | 0 | 0 | 0 | 0 | 0
F4_Industrial_Instruments_New_Process_Natural Gas_Commissioning_A_Achievable Economic UCT Potential | F4 | Industrial | Instruments | New | Process | Natural Gas | Commissioning | A | Incremental Energy Savings (MWh or mTherms) | Achievable Economic UCT Potential | 0 | 0 | 0 | 0 | 0 | 0 | 0 | 0 | 0 | 0 | 0 | 0 | 0 | 0 | 0 | 0 | 0 | 0 | 0 | 0 | 0 | 0 | 0 | 0 | 0 | 0 | 0 | 0 | 0 | 0 | 0
F5_Industrial_Instruments_New_Process_Natural Gas_Commissioning_A_Achievable Economic UCT Potential | F5 | Industrial | Instruments | New | Process | Natural Gas | Commissioning | A | Incremental Summer Peak Savings (MW) | Achievable Economic UCT Potential | 0 | 0 | 0 | 0 | 0 | 0 | 0 | 0 | 0 | 0 | 0 | 0 | 0 | 0 | 0 | 0 | 0 | 0 | 0 | 0 | 0 | 0 | 0 | 0 | 0 | 0 | 0 | 0 | 0 | 0 | 0
F6_Industrial_Instruments_New_Process_Natural Gas_Commissioning_A_Achievable Economic UCT Potential | F6 | Industrial | Instruments | New | Process | Natural Gas | Commissioning | A | Incremental Winter Peak Savings (MW) | Achievable Economic UCT Potential | 0 | 0 | 0 | 0 | 0 | 0 | 0 | 0 | 0 | 0 | 0 | 0 | 0 | 0 | 0 | 0 | 0 | 0 | 0 | 0 | 0 | 0 | 0 | 0 | 0 | 0 | 0 | 0 | 0 | 0 | 0
F7_Industrial_Instruments_New_Process_Natural Gas_Commissioning_A_Achievable Economic UCT Potential | F7 | Industrial | Instruments | New | Process | Natural Gas | Commissioning | A | Cumulative Energy Savings (MWh or mTherms) | Achievable Economic UCT Potential | 0 | 0 | 0 | 0 | 0 | 0 | 0 | 0 | 0 | 0 | 0 | 0 | 0 | 0 | 0 | 0 | 0 | 0 | 0 | 0 | 0 | 0 | 0 | 0 | 0 | 0 | 0 | 0 | 0 | 0 | 0
F8_Industrial_Instruments_New_Process_Natural Gas_Commissioning_A_Achievable Economic UCT Potential | F8 | Industrial | Instruments | New | Process | Natural Gas | Commissioning | A | Cumulative Summer Peak Savings (MW) | Achievable Economic UCT Potential | 0 | 0 | 0 | 0 | 0 | 0 | 0 | 0 | 0 | 0 | 0 | 0 | 0 | 0 | 0 | 0 | 0 | 0 | 0 | 0 | 0 | 0 | 0 | 0 | 0 | 0 | 0 | 0 | 0 | 0 | 0
F9_Industrial_Instruments_New_Process_Natural Gas_Commissioning_A_Achievable Economic UCT Potential | F9 | Industrial | Instruments | New | Process | Natural Gas | Commissioning | A | Cumulative Winter Peak Savings (MW) | Achievable Economic UCT Potential | 0 | 0 | 0 | 0 | 0 | 0 | 0 | 0 | 0 | 0 | 0 | 0 | 0 | 0 | 0 | 0 | 0 | 0 | 0 | 0 | 0 | 0 | 0 | 0 | 0 | 0 | 0 | 0 | 0 | 0 | 0
F10_Industrial_Instruments_New_Process_Natural Gas_Commissioning_A_Achievable Economic UCT Potential | F10 | Industrial | Instruments | New | Process | Natural Gas | Commissioning | A | Purchases (Incremental) | Achievable Economic UCT Potential | 0 | 0 | 0 | 0 | 0 | 0 | 0 | 0 | 0 | 0 | 0 | 0 | 0 | 0 | 0 | 0 | 0 | 0 | 0 | 0 | 0 | 0 | 0 | 0 | 0 | 0 | 0 | 0 | 0 | 0 | 0
F11_Industrial_Instruments_New_Process_Natural Gas_Commissioning_A_Achievable Economic UCT Potential | F11 | Industrial | Instruments | New | Process | Natural Gas | Commissioning | A | Purchases (Cumulative) | Achievable Economic UCT Potential | 0 | 0 | 0 | 0 | 0 | 0 | 0 | 0 | 0 | 0 | 0 | 0 | 0 | 0 | 0 | 0 | 0 | 0 | 0 | 0 | 0 | 0 | 0 | 0 | 0 | 0 | 0 | 0 | 0 | 0 | 0
F1_Industrial_Instruments_New_Space Heating_Natural Gas_Retrocommissioning_A_Achievable Economic UCT Potential | F1 | Industrial | Instruments | New | Space Heating | Natural Gas | Retrocommissioning | A | Integrated Unit Energy Savings (kWh or therms) | Achievable Economic UCT Potential | 0 | 0 | 0 | 0 | 0 | 0 | 0 | 0 | 0 | 0 | 0 | 0 | 0 | 0 | 0 | 0 | 0 | 0 | 0 | 0 | 0 | 0 | 0 | 0 | 0 | 0 | 0 | 0 | 0 | 0 | 0
F2_Industrial_Instruments_New_Space Heating_Natural Gas_Retrocommissioning_A_Achievable Economic UCT Potential | F2 | Industrial | Instruments | New | Space Heating | Natural Gas | Retrocommissioning | A | Integrated Unit Summer Peak Savings (kW) | Achievable Economic UCT Potential | 0 | 0 | 0 | 0 | 0 | 0 | 0 | 0 | 0 | 0 | 0 | 0 | 0 | 0 | 0 | 0 | 0 | 0 | 0 | 0 | 0 | 0 | 0 | 0 | 0 | 0 | 0 | 0 | 0 | 0 | 0
F3_Industrial_Instruments_New_Space Heating_Natural Gas_Retrocommissioning_A_Achievable Economic UCT Potential | F3 | Industrial | Instruments | New | Space Heating | Natural Gas | Retrocommissioning | A | Integrated Unit Winter Peak Savings (kW) | Achievable Economic UCT Potential | 0 | 0 | 0 | 0 | 0 | 0 | 0 | 0 | 0 | 0 | 0 | 0 | 0 | 0 | 0 | 0 | 0 | 0 | 0 | 0 | 0 | 0 | 0 | 0 | 0 | 0 | 0 | 0 | 0 | 0 | 0
F4_Industrial_Instruments_New_Space Heating_Natural Gas_Retrocommissioning_A_Achievable Economic UCT Potential | F4 | Industrial | Instruments | New | Space Heating | Natural Gas | Retrocommissioning | A | Incremental Energy Savings (MWh or mTherms) | Achievable Economic UCT Potential | 0 | 0 | 0 | 0 | 0 | 0 | 0 | 0 | 0 | 0 | 0 | 0 | 0 | 0 | 0 | 0 | 0 | 0 | 0 | 0 | 0 | 0 | 0 | 0 | 0 | 0 | 0 | 0 | 0 | 0 | 0
F5_Industrial_Instruments_New_Space Heating_Natural Gas_Retrocommissioning_A_Achievable Economic UCT Potential | F5 | Industrial | Instruments | New | Space Heating | Natural Gas | Retrocommissioning | A | Incremental Summer Peak Savings (MW) | Achievable Economic UCT Potential | 0 | 0 | 0 | 0 | 0 | 0 | 0 | 0 | 0 | 0 | 0 | 0 | 0 | 0 | 0 | 0 | 0 | 0 | 0 | 0 | 0 | 0 | 0 | 0 | 0 | 0 | 0 | 0 | 0 | 0 | 0
F6_Industrial_Instruments_New_Space Heating_Natural Gas_Retrocommissioning_A_Achievable Economic UCT Potential | F6 | Industrial | Instruments | New | Space Heating | Natural Gas | Retrocommissioning | A | Incremental Winter Peak Savings (MW) | Achievable Economic UCT Potential | 0 | 0 | 0 | 0 | 0 | 0 | 0 | 0 | 0 | 0 | 0 | 0 | 0 | 0 | 0 | 0 | 0 | 0 | 0 | 0 | 0 | 0 | 0 | 0 | 0 | 0 | 0 | 0 | 0 | 0 | 0
F7_Industrial_Instruments_New_Space Heating_Natural Gas_Retrocommissioning_A_Achievable Economic UCT Potential | F7 | Industrial | Instruments | New | Space Heating | Natural Gas | Retrocommissioning | A | Cumulative Energy Savings (MWh or mTherms) | Achievable Economic UCT Potential | 0 | 0 | 0 | 0 | 0 | 0 | 0 | 0 | 0 | 0 | 0 | 0 | 0 | 0 | 0 | 0 | 0 | 0 | 0 | 0 | 0 | 0 | 0 | 0 | 0 | 0 | 0 | 0 | 0 | 0 | 0
F8_Industrial_Instruments_New_Space Heating_Natural Gas_Retrocommissioning_A_Achievable Economic UCT Potential | F8 | Industrial | Instruments | New | Space Heating | Natural Gas | Retrocommissioning | A | Cumulative Summer Peak Savings (MW) | Achievable Economic UCT Potential | 0 | 0 | 0 | 0 | 0 | 0 | 0 | 0 | 0 | 0 | 0 | 0 | 0 | 0 | 0 | 0 | 0 | 0 | 0 | 0 | 0 | 0 | 0 | 0 | 0 | 0 | 0 | 0 | 0 | 0 | 0
F9_Industrial_Instruments_New_Space Heating_Natural Gas_Retrocommissioning_A_Achievable Economic UCT Potential | F9 | Industrial | Instruments | New | Space Heating | Natural Gas | Retrocommissioning | A | Cumulative Winter Peak Savings (MW) | Achievable Economic UCT Potential | 0 | 0 | 0 | 0 | 0 | 0 | 0 | 0 | 0 | 0 | 0 | 0 | 0 | 0 | 0 | 0 | 0 | 0 | 0 | 0 | 0 | 0 | 0 | 0 | 0 | 0 | 0 | 0 | 0 | 0 | 0
F10_Industrial_Instruments_New_Space Heating_Natural Gas_Retrocommissioning_A_Achievable Economic UCT Potential | F10 | Industrial | Instruments | New | Space Heating | Natural Gas | Retrocommissioning | A | Purchases (Incremental) | Achievable Economic UCT Potential | 0 | 0 | 0 | 0 | 0 | 0 | 0 | 0 | 0 | 0 | 0 | 0 | 0 | 0 | 0 | 0 | 0 | 0 | 0 | 0 | 0 | 0 | 0 | 0 | 0 | 0 | 0 | 0 | 0 | 0 | 0
F11_Industrial_Instruments_New_Space Heating_Natural Gas_Retrocommissioning_A_Achievable Economic UCT Potential | F11 | Industrial | Instruments | New | Space Heating | Natural Gas | Retrocommissioning | A | Purchases (Cumulative) | Achievable Economic UCT Potential | 0 | 0 | 0 | 0 | 0 | 0 | 0 | 0 | 0 | 0 | 0 | 0 | 0 | 0 | 0 | 0 | 0 | 0 | 0 | 0 | 0 | 0 | 0 | 0 | 0 | 0 | 0 | 0 | 0 | 0 | 0
F1_Industrial_Instruments_New_Process_Natural Gas_Retrocommissioning_A_Achievable Economic UCT Potential | F1 | Industrial | Instruments | New | Process | Natural Gas | Retrocommissioning | A | Integrated Unit Energy Savings (kWh or therms) | Achievable Economic UCT Potential | 0 | 0 | 0 | 0 | 0 | 0 | 0 | 0 | 0 | 0 | 0 | 0 | 0 | 0 | 0 | 0 | 0 | 0 | 0 | 0 | 0 | 0 | 0 | 0 | 0 | 0 | 0 | 0 | 0 | 0 | 0
F2_Industrial_Instruments_New_Process_Natural Gas_Retrocommissioning_A_Achievable Economic UCT Potential | F2 | Industrial | Instruments | New | Process | Natural Gas | Retrocommissioning | A | Integrated Unit Summer Peak Savings (kW) | Achievable Economic UCT Potential | 0 | 0 | 0 | 0 | 0 | 0 | 0 | 0 | 0 | 0 | 0 | 0 | 0 | 0 | 0 | 0 | 0 | 0 | 0 | 0 | 0 | 0 | 0 | 0 | 0 | 0 | 0 | 0 | 0 | 0 | 0
F3_Industrial_Instruments_New_Process_Natural Gas_Retrocommissioning_A_Achievable Economic UCT Potential | F3 | Industrial | Instruments | New | Process | Natural Gas | Retrocommissioning | A | Integrated Unit Winter Peak Savings (kW) | Achievable Economic UCT Potential | 0 | 0 | 0 | 0 | 0 | 0 | 0 | 0 | 0 | 0 | 0 | 0 | 0 | 0 | 0 | 0 | 0 | 0 | 0 | 0 | 0 | 0 | 0 | 0 | 0 | 0 | 0 | 0 | 0 | 0 | 0
F4_Industrial_Instruments_New_Process_Natural Gas_Retrocommissioning_A_Achievable Economic UCT Potential | F4 | Industrial | Instruments | New | Process | Natural Gas | Retrocommissioning | A | Incremental Energy Savings (MWh or mTherms) | Achievable Economic UCT Potential | 0 | 0 | 0 | 0 | 0 | 0 | 0 | 0 | 0 | 0 | 0 | 0 | 0 | 0 | 0 | 0 | 0 | 0 | 0 | 0 | 0 | 0 | 0 | 0 | 0 | 0 | 0 | 0 | 0 | 0 | 0
F5_Industrial_Instruments_New_Process_Natural Gas_Retrocommissioning_A_Achievable Economic UCT Potential | F5 | Industrial | Instruments | New | Process | Natural Gas | Retrocommissioning | A | Incremental Summer Peak Savings (MW) | Achievable Economic UCT Potential | 0 | 0 | 0 | 0 | 0 | 0 | 0 | 0 | 0 | 0 | 0 | 0 | 0 | 0 | 0 | 0 | 0 | 0 | 0 | 0 | 0 | 0 | 0 | 0 | 0 | 0 | 0 | 0 | 0 | 0 | 0
F6_Industrial_Instruments_New_Process_Natural Gas_Retrocommissioning_A_Achievable Economic UCT Potential | F6 | Industrial | Instruments | New | Process | Natural Gas | Retrocommissioning | A | Incremental Winter Peak Savings (MW) | Achievable Economic UCT Potential | 0 | 0 | 0 | 0 | 0 | 0 | 0 | 0 | 0 | 0 | 0 | 0 | 0 | 0 | 0 | 0 | 0 | 0 | 0 | 0 | 0 | 0 | 0 | 0 | 0 | 0 | 0 | 0 | 0 | 0 | 0
F7_Industrial_Instruments_New_Process_Natural Gas_Retrocommissioning_A_Achievable Economic UCT Potential | F7 | Industrial | Instruments | New | Process | Natural Gas | Retrocommissioning | A | Cumulative Energy Savings (MWh or mTherms) | Achievable Economic UCT Potential | 0 | 0 | 0 | 0 | 0 | 0 | 0 | 0 | 0 | 0 | 0 | 0 | 0 | 0 | 0 | 0 | 0 | 0 | 0 | 0 | 0 | 0 | 0 | 0 | 0 | 0 | 0 | 0 | 0 | 0 | 0
F8_Industrial_Instruments_New_Process_Natural Gas_Retrocommissioning_A_Achievable Economic UCT Potential | F8 | Industrial | Instruments | New | Process | Natural Gas | Retrocommissioning | A | Cumulative Summer Peak Savings (MW) | Achievable Economic UCT Potential | 0 | 0 | 0 | 0 | 0 | 0 | 0 | 0 | 0 | 0 | 0 | 0 | 0 | 0 | 0 | 0 | 0 | 0 | 0 | 0 | 0 | 0 | 0 | 0 | 0 | 0 | 0 | 0 | 0 | 0 | 0
F9_Industrial_Instruments_New_Process_Natural Gas_Retrocommissioning_A_Achievable Economic UCT Potential | F9 | Industrial | Instruments | New | Process | Natural Gas | Retrocommissioning | A | Cumulative Winter Peak Savings (MW) | Achievable Economic UCT Potential | 0 | 0 | 0 | 0 | 0 | 0 | 0 | 0 | 0 | 0 | 0 | 0 | 0 | 0 | 0 | 0 | 0 | 0 | 0 | 0 | 0 | 0 | 0 | 0 | 0 | 0 | 0 | 0 | 0 | 0 | 0
F10_Industrial_Instruments_New_Process_Natural Gas_Retrocommissioning_A_Achievable Economic UCT Potential | F10 | Industrial | Instruments | New | Process | Natural Gas | Retrocommissioning | A | Purchases (Incremental) | Achievable Economic UCT Potential | 0 | 0 | 0 | 0 | 0 | 0 | 0 | 0 | 0 | 0 | 0 | 0 | 0 | 0 | 0 | 0 | 0 | 0 | 0 | 0 | 0 | 0 | 0 | 0 | 0 | 0 | 0 | 0 | 0 | 0 | 0
F11_Industrial_Instruments_New_Process_Natural Gas_Retrocommissioning_A_Achievable Economic UCT Potential | F11 | Industrial | Instruments | New | Process | Natural Gas | Retrocommissioning | A | Purchases (Cumulative) | Achievable Economic UCT Potential | 0 | 0 | 0 | 0 | 0 | 0 | 0 | 0 | 0 | 0 | 0 | 0 | 0 | 0 | 0 | 0 | 0 | 0 | 0 | 0 | 0 | 0 | 0 | 0 | 0 | 0 | 0 | 0 | 0 | 0 | 0
F1_Industrial_Wood and Lumber Products_Existing_Space Heating_Natural Gas_Insulation - Roof/Ceiling_A_Achievable Economic UCT Potential | F1 | Industrial | Wood and Lumber Products | Existing | Space Heating | Natural Gas | Insulation - Roof/Ceiling | A | Integrated Unit Energy Savings (kWh or therms) | Achievable Economic UCT Potential | 0 | 0 | 0 | 0 | 0 | 0.099411 | 0.098683 | 0.097792 | 0.096811 | 0.095729 | 0.094543 | 0.093266 | 0.091907 | 0.09042 | 0.088835 | 0.087211 | 0.085605 | 0.084045 | 0.082554 | 0.081228 | 0.079992 | 0.078827 | 0.077845 | 0.077024 | 0.076281 | 0.075739 | 0.075289 | 0.07487 | 0 | 0 | 0
F2_Industrial_Wood and Lumber Products_Existing_Space Heating_Natural Gas_Insulation - Roof/Ceiling_A_Achievable Economic UCT Potential | F2 | Industrial | Wood and Lumber Products | Existing | Space Heating | Natural Gas | Insulation - Roof/Ceiling | A | Integrated Unit Summer Peak Savings (kW) | Achievable Economic UCT Potential | 0 | 0 | 0 | 0 | 0 | 0 | 0 | 0 | 0 | 0 | 0 | 0 | 0 | 0 | 0 | 0 | 0 | 0 | 0 | 0 | 0 | 0 | 0 | 0 | 0 | 0 | 0 | 0 | 0 | 0 | 0
F3_Industrial_Wood and Lumber Products_Existing_Space Heating_Natural Gas_Insulation - Roof/Ceiling_A_Achievable Economic UCT Potential | F3 | Industrial | Wood and Lumber Products | Existing | Space Heating | Natural Gas | Insulation - Roof/Ceiling | A | Integrated Unit Winter Peak Savings (kW) | Achievable Economic UCT Potential | 0 | 0 | 0 | 0 | 0 | 0 | 0 | 0 | 0 | 0 | 0 | 0 | 0 | 0 | 0 | 0 | 0 | 0 | 0 | 0 | 0 | 0 | 0 | 0 | 0 | 0 | 0 | 0 | 0 | 0 | 0
F4_Industrial_Wood and Lumber Products_Existing_Space Heating_Natural Gas_Insulation - Roof/Ceiling_A_Achievable Economic UCT Potential | F4 | Industrial | Wood and Lumber Products | Existing | Space Heating | Natural Gas | Insulation - Roof/Ceiling | A | Incremental Energy Savings (MWh or mTherms) | Achievable Economic UCT Potential | 0 | 0 | 0 | 0 | 0 | 0.28914 | 0.50201 | 0.7693 | 1.0668 | 1.3437 | 1.5285 | 1.6194 | 1.5926 | 1.4391 | 1.2419 | 0.99447 | 0.75933 | 0.54655 | 0.37244 | 0.2446 | 0.15265 | 0.091209 | 0.060764 | 0 | 0 | 0 | 0 | 0 | 0 | 0 | 0
F5_Industrial_Wood and Lumber Products_Existing_Space Heating_Natural Gas_Insulation - Roof/Ceiling_A_Achievable Economic UCT Potential | F5 | Industrial | Wood and Lumber Products | Existing | Space Heating | Natural Gas | Insulation - Roof/Ceiling | A | Incremental Summer Peak Savings (MW) | Achievable Economic UCT Potential | 0 | 0 | 0 | 0 | 0 | 0 | 0 | 0 | 0 | 0 | 0 | 0 | 0 | 0 | 0 | 0 | 0 | 0 | 0 | 0 | 0 | 0 | 0 | 0 | 0 | 0 | 0 | 0 | 0 | 0 | 0
F6_Industrial_Wood and Lumber Products_Existing_Space Heating_Natural Gas_Insulation - Roof/Ceiling_A_Achievable Economic UCT Potential | F6 | Industrial | Wood and Lumber Products | Existing | Space Heating | Natural Gas | Insulation - Roof/Ceiling | A | Incremental Winter Peak Savings (MW) | Achievable Economic UCT Potential | 0 | 0 | 0 | 0 | 0 | 0 | 0 | 0 | 0 | 0 | 0 | 0 | 0 | 0 | 0 | 0 | 0 | 0 | 0 | 0 | 0 | 0 | 0 | 0 | 0 | 0 | 0 | 0 | 0 | 0 | 0
F7_Industrial_Wood and Lumber Products_Existing_Space Heating_Natural Gas_Insulation - Roof/Ceiling_A_Achievable Economic UCT Potential | F7 | Industrial | Wood and Lumber Products | Existing | Space Heating | Natural Gas | Insulation - Roof/Ceiling | A | Cumulative Energy Savings (MWh or mTherms) | Achievable Economic UCT Potential | 0 | 0 | 0 | 0 | 0 | 0.28914 | 0.78903 | 1.5512 | 2.6024 | 3.917 | 5.397 | 6.9435 | 8.4349 | 9.7376 | 10.8088 | 11.6057 | 12.1513 | 12.4765 | 12.6275 | 12.6693 | 12.6292 | 12.5365 | 12.441 | 12.3099 | 12.1911 | 12.1045 | 12.0326 | 11.9656 | 0 | 0 | 0
F8_Industrial_Wood and Lumber Products_Existing_Space Heating_Natural Gas_Insulation - Roof/Ceiling_A_Achievable Economic UCT Potential | F8 | Industrial | Wood and Lumber Products | Existing | Space Heating | Natural Gas | Insulation - Roof/Ceiling | A | Cumulative Summer Peak Savings (MW) | Achievable Economic UCT Potential | 0 | 0 | 0 | 0 | 0 | 0 | 0 | 0 | 0 | 0 | 0 | 0 | 0 | 0 | 0 | 0 | 0 | 0 | 0 | 0 | 0 | 0 | 0 | 0 | 0 | 0 | 0 | 0 | 0 | 0 | 0
F9_Industrial_Wood and Lumber Products_Existing_Space Heating_Natural Gas_Insulation - Roof/Ceiling_A_Achievable Economic UCT Potential | F9 | Industrial | Wood and Lumber Products | Existing | Space Heating | Natural Gas | Insulation - Roof/Ceiling | A | Cumulative Winter Peak Savings (MW) | Achievable Economic UCT Potential | 0 | 0 | 0 | 0 | 0 | 0 | 0 | 0 | 0 | 0 | 0 | 0 | 0 | 0 | 0 | 0 | 0 | 0 | 0 | 0 | 0 | 0 | 0 | 0 | 0 | 0 | 0 | 0 | 0 | 0 | 0
F10_Industrial_Wood and Lumber Products_Existing_Space Heating_Natural Gas_Insulation - Roof/Ceiling_A_Achievable Economic UCT Potential | F10 | Industrial | Wood and Lumber Products | Existing | Space Heating | Natural Gas | Insulation - Roof/Ceiling | A | Purchases (Incremental) | Achievable Economic UCT Potential | 0 | 0 | 0 | 0 | 0 | 2908.5236 | 5087.1228 | 7866.6346 | 11019.2427 | 14036.0873 | 16167.484 | 17363.5577 | 17328.3022 | 15916.2591 | 13979.8994 | 11403.0682 | 8870.204 | 6503.0442 | 4511.5262 | 3011.2469 | 1908.3239 | 1157.0706 | 780.5791 | 0 | 0 | 0 | 0 | 0 | 0 | 0 | 0
F11_Industrial_Wood and Lumber Products_Existing_Space Heating_Natural Gas_Insulation - Roof/Ceiling_A_Achievable Economic UCT Potential | F11 | Industrial | Wood and Lumber Products | Existing | Space Heating | Natural Gas | Insulation - Roof/Ceiling | A | Purchases (Cumulative) | Achievable Economic UCT Potential | 0 | 0 | 0 | 0 | 0 | 2908.5236 | 7995.6465 | 15862.2811 | 26881.5238 | 40917.611 | 57085.095 | 74448.6527 | 91776.9549 | 107693.2139 | 121673.1133 | 133076.1815 | 141946.3856 | 148449.4297 | 152960.9559 | 155972.2028 | 157880.5267 | 159037.5973 | 159818.1764 | 159818.1764 | 159818.1764 | 159818.1764 | 159818.1764 | 159818.1764 | 159818.1764 | 159818.1764 | 159818.1764
F1_Industrial_Wood and Lumber Products_Existing_Space Heating_Natural Gas_Insulation - Wall Cavity_A_Achievable Economic UCT Potential | F1 | Industrial | Wood and Lumber Products | Existing | Space Heating | Natural Gas | Insulation - Wall Cavity | A | Integrated Unit Energy Savings (kWh or therms) | Achievable Economic UCT Potential | 0 | 0 | 0 | 0 | 0 | 0.017834 | 0.017584 | 0.017241 | 0.016814 | 0.016307 | 0.015725 | 0.015119 | 0.01451 | 0.013889 | 0.01335 | 0.012835 | 0.012412 | 0.012035 | 0.0117 | 0.011455 | 0.011229 | 0.01103 | 0.010866 | 0.010741 | 0.010627 | 0.010543 | 0.010472 | 0.010406 | 0 | 0 | 0
F2_Industrial_Wood and Lumber Products_Existing_Space Heating_Natural Gas_Insulation - Wall Cavity_A_Achievable Economic UCT Potential | F2 | Industrial | Wood and Lumber Products | Existing | Space Heating | Natural Gas | Insulation - Wall Cavity | A | Integrated Unit Summer Peak Savings (kW) | Achievable Economic UCT Potential | 0 | 0 | 0 | 0 | 0 | 0 | 0 | 0 | 0 | 0 | 0 | 0 | 0 | 0 | 0 | 0 | 0 | 0 | 0 | 0 | 0 | 0 | 0 | 0 | 0 | 0 | 0 | 0 | 0 | 0 | 0
F3_Industrial_Wood and Lumber Products_Existing_Space Heating_Natural Gas_Insulation - Wall Cavity_A_Achievable Economic UCT Potential | F3 | Industrial | Wood and Lumber Products | Existing | Space Heating | Natural Gas | Insulation - Wall Cavity | A | Integrated Unit Winter Peak Savings (kW) | Achievable Economic UCT Potential | 0 | 0 | 0 | 0 | 0 | 0 | 0 | 0 | 0 | 0 | 0 | 0 | 0 | 0 | 0 | 0 | 0 | 0 | 0 | 0 | 0 | 0 | 0 | 0 | 0 | 0 | 0 | 0 | 0 | 0 | 0
F4_Industrial_Wood and Lumber Products_Existing_Space Heating_Natural Gas_Insulation - Wall Cavity_A_Achievable Economic UCT Potential | F4 | Industrial | Wood and Lumber Products | Existing | Space Heating | Natural Gas | Insulation - Wall Cavity | A | Incremental Energy Savings (MWh or mTherms) | Achievable Economic UCT Potential | 0 | 0 | 0 | 0 | 0 | 0 | 0 | 0 | 0 | 0 | 0 | 0 | 0 | 0 | 0 | 0 | 0 | 0 | 0 | 0 | 0 | 0 | 0 | 0 | 0 | 0 | 0 | 0 | 0 | 0 | 0
F5_Industrial_Wood and Lumber Products_Existing_Space Heating_Natural Gas_Insulation - Wall Cavity_A_Achievable Economic UCT Potential | F5 | Industrial | Wood and Lumber Products | Existing | Space Heating | Natural Gas | Insulation - Wall Cavity | A | Incremental Summer Peak Savings (MW) | Achievable Economic UCT Potential | 0 | 0 | 0 | 0 | 0 | 0 | 0 | 0 | 0 | 0 | 0 | 0 | 0 | 0 | 0 | 0 | 0 | 0 | 0 | 0 | 0 | 0 | 0 | 0 | 0 | 0 | 0 | 0 | 0 | 0 | 0
F6_Industrial_Wood and Lumber Products_Existing_Space Heating_Natural Gas_Insulation - Wall Cavity_A_Achievable Economic UCT Potential | F6 | Industrial | Wood and Lumber Products | Existing | Space Heating | Natural Gas | Insulation - Wall Cavity | A | Incremental Winter Peak Savings (MW) | Achievable Economic UCT Potential | 0 | 0 | 0 | 0 | 0 | 0 | 0 | 0 | 0 | 0 | 0 | 0 | 0 | 0 | 0 | 0 | 0 | 0 | 0 | 0 | 0 | 0 | 0 | 0 | 0 | 0 | 0 | 0 | 0 | 0 | 0
F7_Industrial_Wood and Lumber Products_Existing_Space Heating_Natural Gas_Insulation - Wall Cavity_A_Achievable Economic UCT Potential | F7 | Industrial | Wood and Lumber Products | Existing | Space Heating | Natural Gas | Insulation - Wall Cavity | A | Cumulative Energy Savings (MWh or mTherms) | Achievable Economic UCT Potential | 0 | 0 | 0 | 0 | 0 | 0 | 0 | 0 | 0 | 0 | 0 | 0 | 0 | 0 | 0 | 0 | 0 | 0 | 0 | 0 | 0 | 0 | 0 | 0 | 0 | 0 | 0 | 0 | 0 | 0 | 0
F8_Industrial_Wood and Lumber Products_Existing_Space Heating_Natural Gas_Insulation - Wall Cavity_A_Achievable Economic UCT Potential | F8 | Industrial | Wood and Lumber Products | Existing | Space Heating | Natural Gas | Insulation - Wall Cavity | A | Cumulative Summer Peak Savings (MW) | Achievable Economic UCT Potential | 0 | 0 | 0 | 0 | 0 | 0 | 0 | 0 | 0 | 0 | 0 | 0 | 0 | 0 | 0 | 0 | 0 | 0 | 0 | 0 | 0 | 0 | 0 | 0 | 0 | 0 | 0 | 0 | 0 | 0 | 0
F9_Industrial_Wood and Lumber Products_Existing_Space Heating_Natural Gas_Insulation - Wall Cavity_A_Achievable Economic UCT Potential | F9 | Industrial | Wood and Lumber Products | Existing | Space Heating | Natural Gas | Insulation - Wall Cavity | A | Cumulative Winter Peak Savings (MW) | Achievable Economic UCT Potential | 0 | 0 | 0 | 0 | 0 | 0 | 0 | 0 | 0 | 0 | 0 | 0 | 0 | 0 | 0 | 0 | 0 | 0 | 0 | 0 | 0 | 0 | 0 | 0 | 0 | 0 | 0 | 0 | 0 | 0 | 0
F10_Industrial_Wood and Lumber Products_Existing_Space Heating_Natural Gas_Insulation - Wall Cavity_A_Achievable Economic UCT Potential | F10 | Industrial | Wood and Lumber Products | Existing | Space Heating | Natural Gas | Insulation - Wall Cavity | A | Purchases (Incremental) | Achievable Economic UCT Potential | 0 | 0 | 0 | 0 | 0 | 0 | 0 | 0 | 0 | 0 | 0 | 0 | 0 | 0 | 0 | 0 | 0 | 0 | 0 | 0 | 0 | 0 | 0 | 0 | 0 | 0 | 0 | 0 | 0 | 0 | 0
F11_Industrial_Wood and Lumber Products_Existing_Space Heating_Natural Gas_Insulation - Wall Cavity_A_Achievable Economic UCT Potential | F11 | Industrial | Wood and Lumber Products | Existing | Space Heating | Natural Gas | Insulation - Wall Cavity | A | Purchases (Cumulative) | Achievable Economic UCT Potential | 0 | 0 | 0 | 0 | 0 | 0 | 0 | 0 | 0 | 0 | 0 | 0 | 0 | 0 | 0 | 0 | 0 | 0 | 0 | 0 | 0 | 0 | 0 | 0 | 0 | 0 | 0 | 0 | 0 | 0 | 0
F1_Industrial_Wood and Lumber Products_Existing_Space Heating_Natural Gas_Insulation - Ducting_A_Achievable Economic UCT Potential | F1 | Industrial | Wood and Lumber Products | Existing | Space Heating | Natural Gas | Insulation - Ducting | A | Integrated Unit Energy Savings (kWh or therms) | Achievable Economic UCT Potential | 0 | 0 | 0 | 0 | 0 | 0.0016217 | 0.0015923 | 0.0015526 | 0.0015059 | 0.0014527 | 0.0013938 | 0.0013335 | 0.0012743 | 0.0012153 | 0.0011644 | 0.0011166 | 0.0010775 | 0.0010426 | 0.0010116 | 0.00098805 | 0.00096621 | 0.00094692 | 0.00092982 | 0.00091615 | 0.00090359 | 0.00089364 | 0.00088499 | 0.00087691 | 0.00131 | 0.0013019 | 0.0012943
F2_Industrial_Wood and Lumber Products_Existing_Space Heating_Natural Gas_Insulation - Ducting_A_Achievable Economic UCT Potential | F2 | Industrial | Wood and Lumber Products | Existing | Space Heating | Natural Gas | Insulation - Ducting | A | Integrated Unit Summer Peak Savings (kW) | Achievable Economic UCT Potential | 0 | 0 | 0 | 0 | 0 | 0 | 0 | 0 | 0 | 0 | 0 | 0 | 0 | 0 | 0 | 0 | 0 | 0 | 0 | 0 | 0 | 0 | 0 | 0 | 0 | 0 | 0 | 0 | 0 | 0 | 0
F3_Industrial_Wood and Lumber Products_Existing_Space Heating_Natural Gas_Insulation - Ducting_A_Achievable Economic UCT Potential | F3 | Industrial | Wood and Lumber Products | Existing | Space Heating | Natural Gas | Insulation - Ducting | A | Integrated Unit Winter Peak Savings (kW) | Achievable Economic UCT Potential | 0 | 0 | 0 | 0 | 0 | 0 | 0 | 0 | 0 | 0 | 0 | 0 | 0 | 0 | 0 | 0 | 0 | 0 | 0 | 0 | 0 | 0 | 0 | 0 | 0 | 0 | 0 | 0 | 0 | 0 | 0
F4_Industrial_Wood and Lumber Products_Existing_Space Heating_Natural Gas_Insulation - Ducting_A_Achievable Economic UCT Potential | F4 | Industrial | Wood and Lumber Products | Existing | Space Heating | Natural Gas | Insulation - Ducting | A | Incremental Energy Savings (MWh or mTherms) | Achievable Economic UCT Potential | 0 | 0 | 0 | 0 | 0 | 0 | 0 | 0 | 0 | 0 | 0 | 0 | 0 | 0 | 0 | 0 | 0 | 0 | 0 | 0 | 0 | 0 | 0 | 0 | 0 | 0 | 0 | 0 | 0 | 0 | 0
F5_Industrial_Wood and Lumber Products_Existing_Space Heating_Natural Gas_Insulation - Ducting_A_Achievable Economic UCT Potential | F5 | Industrial | Wood and Lumber Products | Existing | Space Heating | Natural Gas | Insulation - Ducting | A | Incremental Summer Peak Savings (MW) | Achievable Economic UCT Potential | 0 | 0 | 0 | 0 | 0 | 0 | 0 | 0 | 0 | 0 | 0 | 0 | 0 | 0 | 0 | 0 | 0 | 0 | 0 | 0 | 0 | 0 | 0 | 0 | 0 | 0 | 0 | 0 | 0 | 0 | 0
F6_Industrial_Wood and Lumber Products_Existing_Space Heating_Natural Gas_Insulation - Ducting_A_Achievable Economic UCT Potential | F6 | Industrial | Wood and Lumber Products | Existing | Space Heating | Natural Gas | Insulation - Ducting | A | Incremental Winter Peak Savings (MW) | Achievable Economic UCT Potential | 0 | 0 | 0 | 0 | 0 | 0 | 0 | 0 | 0 | 0 | 0 | 0 | 0 | 0 | 0 | 0 | 0 | 0 | 0 | 0 | 0 | 0 | 0 | 0 | 0 | 0 | 0 | 0 | 0 | 0 | 0
F7_Industrial_Wood and Lumber Products_Existing_Space Heating_Natural Gas_Insulation - Ducting_A_Achievable Economic UCT Potential | F7 | Industrial | Wood and Lumber Products | Existing | Space Heating | Natural Gas | Insulation - Ducting | A | Cumulative Energy Savings (MWh or mTherms) | Achievable Economic UCT Potential | 0 | 0 | 0 | 0 | 0 | 0 | 0 | 0 | 0 | 0 | 0 | 0 | 0 | 0 | 0 | 0 | 0 | 0 | 0 | 0 | 0 | 0 | 0 | 0 | 0 | 0 | 0 | 0 | 0 | 0 | 0
F8_Industrial_Wood and Lumber Products_Existing_Space Heating_Natural Gas_Insulation - Ducting_A_Achievable Economic UCT Potential | F8 | Industrial | Wood and Lumber Products | Existing | Space Heating | Natural Gas | Insulation - Ducting | A | Cumulative Summer Peak Savings (MW) | Achievable Economic UCT Potential | 0 | 0 | 0 | 0 | 0 | 0 | 0 | 0 | 0 | 0 | 0 | 0 | 0 | 0 | 0 | 0 | 0 | 0 | 0 | 0 | 0 | 0 | 0 | 0 | 0 | 0 | 0 | 0 | 0 | 0 | 0
F9_Industrial_Wood and Lumber Products_Existing_Space Heating_Natural Gas_Insulation - Ducting_A_Achievable Economic UCT Potential | F9 | Industrial | Wood and Lumber Products | Existing | Space Heating | Natural Gas | Insulation - Ducting | A | Cumulative Winter Peak Savings (MW) | Achievable Economic UCT Potential | 0 | 0 | 0 | 0 | 0 | 0 | 0 | 0 | 0 | 0 | 0 | 0 | 0 | 0 | 0 | 0 | 0 | 0 | 0 | 0 | 0 | 0 | 0 | 0 | 0 | 0 | 0 | 0 | 0 | 0 | 0
F10_Industrial_Wood and Lumber Products_Existing_Space Heating_Natural Gas_Insulation - Ducting_A_Achievable Economic UCT Potential | F10 | Industrial | Wood and Lumber Products | Existing | Space Heating | Natural Gas | Insulation - Ducting | A | Purchases (Incremental) | Achievable Economic UCT Potential | 0 | 0 | 0 | 0 | 0 | 0 | 0 | 0 | 0 | 0 | 0 | 0 | 0 | 0 | 0 | 0 | 0 | 0 | 0 | 0 | 0 | 0 | 0 | 0 | 0 | 0 | 0 | 0 | 0 | 0 | 0
F11_Industrial_Wood and Lumber Products_Existing_Space Heating_Natural Gas_Insulation - Ducting_A_Achievable Economic UCT Potential | F11 | Industrial | Wood and Lumber Products | Existing | Space Heating | Natural Gas | Insulation - Ducting | A | Purchases (Cumulative) | Achievable Economic UCT Potential | 0 | 0 | 0 | 0 | 0 | 0 | 0 | 0 | 0 | 0 | 0 | 0 | 0 | 0 | 0 | 0 | 0 | 0 | 0 | 0 | 0 | 0 | 0 | 0 | 0 | 0 | 0 | 0 | 0 | 0 | 0
F1_Industrial_Wood and Lumber Products_Existing_Space Heating_Natural Gas_HVAC - Duct Repair and Sealing_A_Achievable Economic UCT Potential | F1 | Industrial | Wood and Lumber Products | Existing | Space Heating | Natural Gas | HVAC - Duct Repair and Sealing | A | Integrated Unit Energy Savings (kWh or therms) | Achievable Economic UCT Potential | 0 | 0 | 0 | 0 | 0 | 0.0038178 | 0.0037486 | 0.003655 | 0.0035451 | 0.00342 | 0.0032812 | 0.0031393 | 0.0030001 | 0.0028611 | 0.0027412 | 0.0026288 | 0.0025367 | 0.0024546 | 0.0023815 | 0.0023261 | 0.0022747 | 0.0022292 | 0.002189 | 0.0021568 | 0.0021272 | 0.0021038 | 0.0020834 | 0.0020644 | 0.0030839 | 0.0030649 | 0.0030471
F2_Industrial_Wood and Lumber Products_Existing_Space Heating_Natural Gas_HVAC - Duct Repair and Sealing_A_Achievable Economic UCT Potential | F2 | Industrial | Wood and Lumber Products | Existing | Space Heating | Natural Gas | HVAC - Duct Repair and Sealing | A | Integrated Unit Summer Peak Savings (kW) | Achievable Economic UCT Potential | 0 | 0 | 0 | 0 | 0 | 0 | 0 | 0 | 0 | 0 | 0 | 0 | 0 | 0 | 0 | 0 | 0 | 0 | 0 | 0 | 0 | 0 | 0 | 0 | 0 | 0 | 0 | 0 | 0 | 0 | 0
F3_Industrial_Wood and Lumber Products_Existing_Space Heating_Natural Gas_HVAC - Duct Repair and Sealing_A_Achievable Economic UCT Potential | F3 | Industrial | Wood and Lumber Products | Existing | Space Heating | Natural Gas | HVAC - Duct Repair and Sealing | A | Integrated Unit Winter Peak Savings (kW) | Achievable Economic UCT Potential | 0 | 0 | 0 | 0 | 0 | 0 | 0 | 0 | 0 | 0 | 0 | 0 | 0 | 0 | 0 | 0 | 0 | 0 | 0 | 0 | 0 | 0 | 0 | 0 | 0 | 0 | 0 | 0 | 0 | 0 | 0
F4_Industrial_Wood and Lumber Products_Existing_Space Heating_Natural Gas_HVAC - Duct Repair and Sealing_A_Achievable Economic UCT Potential | F4 | Industrial | Wood and Lumber Products | Existing | Space Heating | Natural Gas | HVAC - Duct Repair and Sealing | A | Incremental Energy Savings (MWh or mTherms) | Achievable Economic UCT Potential | 0 | 0 | 0 | 0 | 0 | 0 | 0 | 0 | 0 | 0 | 0 | 0 | 0 | 0 | 0 | 0 | 0 | 0 | 0 | 0 | 0 | 0 | 0 | 0 | 0 | 0 | 0 | 0 | 0 | 0 | 0
F5_Industrial_Wood and Lumber Products_Existing_Space Heating_Natural Gas_HVAC - Duct Repair and Sealing_A_Achievable Economic UCT Potential | F5 | Industrial | Wood and Lumber Products | Existing | Space Heating | Natural Gas | HVAC - Duct Repair and Sealing | A | Incremental Summer Peak Savings (MW) | Achievable Economic UCT Potential | 0 | 0 | 0 | 0 | 0 | 0 | 0 | 0 | 0 | 0 | 0 | 0 | 0 | 0 | 0 | 0 | 0 | 0 | 0 | 0 | 0 | 0 | 0 | 0 | 0 | 0 | 0 | 0 | 0 | 0 | 0
F6_Industrial_Wood and Lumber Products_Existing_Space Heating_Natural Gas_HVAC - Duct Repair and Sealing_A_Achievable Economic UCT Potential | F6 | Industrial | Wood and Lumber Products | Existing | Space Heating | Natural Gas | HVAC - Duct Repair and Sealing | A | Incremental Winter Peak Savings (MW) | Achievable Economic UCT Potential | 0 | 0 | 0 | 0 | 0 | 0 | 0 | 0 | 0 | 0 | 0 | 0 | 0 | 0 | 0 | 0 | 0 | 0 | 0 | 0 | 0 | 0 | 0 | 0 | 0 | 0 | 0 | 0 | 0 | 0 | 0
F7_Industrial_Wood and Lumber Products_Existing_Space Heating_Natural Gas_HVAC - Duct Repair and Sealing_A_Achievable Economic UCT Potential | F7 | Industrial | Wood and Lumber Products | Existing | Space Heating | Natural Gas | HVAC - Duct Repair and Sealing | A | Cumulative Energy Savings (MWh or mTherms) | Achievable Economic UCT Potential | 0 | 0 | 0 | 0 | 0 | 0 | 0 | 0 | 0 | 0 | 0 | 0 | 0 | 0 | 0 | 0 | 0 | 0 | 0 | 0 | 0 | 0 | 0 | 0 | 0 | 0 | 0 | 0 | 0 | 0 | 0
F8_Industrial_Wood and Lumber Products_Existing_Space Heating_Natural Gas_HVAC - Duct Repair and Sealing_A_Achievable Economic UCT Potential | F8 | Industrial | Wood and Lumber Products | Existing | Space Heating | Natural Gas | HVAC - Duct Repair and Sealing | A | Cumulative Summer Peak Savings (MW) | Achievable Economic UCT Potential | 0 | 0 | 0 | 0 | 0 | 0 | 0 | 0 | 0 | 0 | 0 | 0 | 0 | 0 | 0 | 0 | 0 | 0 | 0 | 0 | 0 | 0 | 0 | 0 | 0 | 0 | 0 | 0 | 0 | 0 | 0
F9_Industrial_Wood and Lumber Products_Existing_Space Heating_Natural Gas_HVAC - Duct Repair and Sealing_A_Achievable Economic UCT Potential | F9 | Industrial | Wood and Lumber Products | Existing | Space Heating | Natural Gas | HVAC - Duct Repair and Sealing | A | Cumulative Winter Peak Savings (MW) | Achievable Economic UCT Potential | 0 | 0 | 0 | 0 | 0 | 0 | 0 | 0 | 0 | 0 | 0 | 0 | 0 | 0 | 0 | 0 | 0 | 0 | 0 | 0 | 0 | 0 | 0 | 0 | 0 | 0 | 0 | 0 | 0 | 0 | 0
F10_Industrial_Wood and Lumber Products_Existing_Space Heating_Natural Gas_HVAC - Duct Repair and Sealing_A_Achievable Economic UCT Potential | F10 | Industrial | Wood and Lumber Products | Existing | Space Heating | Natural Gas | HVAC - Duct Repair and Sealing | A | Purchases (Incremental) | Achievable Economic UCT Potential | 0 | 0 | 0 | 0 | 0 | 0 | 0 | 0 | 0 | 0 | 0 | 0 | 0 | 0 | 0 | 0 | 0 | 0 | 0 | 0 | 0 | 0 | 0 | 0 | 0 | 0 | 0 | 0 | 0 | 0 | 0
F11_Industrial_Wood and Lumber Products_Existing_Space Heating_Natural Gas_HVAC - Duct Repair and Sealing_A_Achievable Economic UCT Potential | F11 | Industrial | Wood and Lumber Products | Existing | Space Heating | Natural Gas | HVAC - Duct Repair and Sealing | A | Purchases (Cumulative) | Achievable Economic UCT Potential | 0 | 0 | 0 | 0 | 0 | 0 | 0 | 0 | 0 | 0 | 0 | 0 | 0 | 0 | 0 | 0 | 0 | 0 | 0 | 0 | 0 | 0 | 0 | 0 | 0 | 0 | 0 | 0 | 0 | 0 | 0
F1_Industrial_Wood and Lumber Products_Existing_Space Heating_Natural Gas_Windows - High Efficiency_A_Achievable Economic UCT Potential | F1 | Industrial | Wood and Lumber Products | Existing | Space Heating | Natural Gas | Windows - High Efficiency | A | Integrated Unit Energy Savings (kWh or therms) | Achievable Economic UCT Potential | 0 | 0 | 0 | 0 | 0 | 0.0056599 | 0.0055806 | 0.0054717 | 0.0053362 | 0.0051754 | 0.0049906 | 0.0047981 | 0.0046049 | 0.0044079 | 0.0042369 | 0.0040735 | 0.003939 | 0.0038194 | 0.0037133 | 0.0036353 | 0.0035637 | 0.0035006 | 0.0034485 | 0.0034087 | 0.0033728 | 0.0033459 | 0.0033235 | 0.0033026 | 0 | 0 | 0
F2_Industrial_Wood and Lumber Products_Existing_Space Heating_Natural Gas_Windows - High Efficiency_A_Achievable Economic UCT Potential | F2 | Industrial | Wood and Lumber Products | Existing | Space Heating | Natural Gas | Windows - High Efficiency | A | Integrated Unit Summer Peak Savings (kW) | Achievable Economic UCT Potential | 0 | 0 | 0 | 0 | 0 | 0 | 0 | 0 | 0 | 0 | 0 | 0 | 0 | 0 | 0 | 0 | 0 | 0 | 0 | 0 | 0 | 0 | 0 | 0 | 0 | 0 | 0 | 0 | 0 | 0 | 0
F3_Industrial_Wood and Lumber Products_Existing_Space Heating_Natural Gas_Windows - High Efficiency_A_Achievable Economic UCT Potential | F3 | Industrial | Wood and Lumber Products | Existing | Space Heating | Natural Gas | Windows - High Efficiency | A | Integrated Unit Winter Peak Savings (kW) | Achievable Economic UCT Potential | 0 | 0 | 0 | 0 | 0 | 0 | 0 | 0 | 0 | 0 | 0 | 0 | 0 | 0 | 0 | 0 | 0 | 0 | 0 | 0 | 0 | 0 | 0 | 0 | 0 | 0 | 0 | 0 | 0 | 0 | 0
F4_Industrial_Wood and Lumber Products_Existing_Space Heating_Natural Gas_Windows - High Efficiency_A_Achievable Economic UCT Potential | F4 | Industrial | Wood and Lumber Products | Existing | Space Heating | Natural Gas | Windows - High Efficiency | A | Incremental Energy Savings (MWh or mTherms) | Achievable Economic UCT Potential | 0 | 0 | 0 | 0 | 0 | 0 | 0 | 0 | 0 | 0 | 0 | 0 | 0 | 0 | 0 | 0 | 0 | 0 | 0 | 0 | 0 | 0 | 0 | 0 | 0 | 0 | 0 | 0 | 0 | 0 | 0
F5_Industrial_Wood and Lumber Products_Existing_Space Heating_Natural Gas_Windows - High Efficiency_A_Achievable Economic UCT Potential | F5 | Industrial | Wood and Lumber Products | Existing | Space Heating | Natural Gas | Windows - High Efficiency | A | Incremental Summer Peak Savings (MW) | Achievable Economic UCT Potential | 0 | 0 | 0 | 0 | 0 | 0 | 0 | 0 | 0 | 0 | 0 | 0 | 0 | 0 | 0 | 0 | 0 | 0 | 0 | 0 | 0 | 0 | 0 | 0 | 0 | 0 | 0 | 0 | 0 | 0 | 0
F6_Industrial_Wood and Lumber Products_Existing_Space Heating_Natural Gas_Windows - High Efficiency_A_Achievable Economic UCT Potential | F6 | Industrial | Wood and Lumber Products | Existing | Space Heating | Natural Gas | Windows - High Efficiency | A | Incremental Winter Peak Savings (MW) | Achievable Economic UCT Potential | 0 | 0 | 0 | 0 | 0 | 0 | 0 | 0 | 0 | 0 | 0 | 0 | 0 | 0 | 0 | 0 | 0 | 0 | 0 | 0 | 0 | 0 | 0 | 0 | 0 | 0 | 0 | 0 | 0 | 0 | 0
F7_Industrial_Wood and Lumber Products_Existing_Space Heating_Natural Gas_Windows - High Efficiency_A_Achievable Economic UCT Potential | F7 | Industrial | Wood and Lumber Products | Existing | Space Heating | Natural Gas | Windows - High Efficiency | A | Cumulative Energy Savings (MWh or mTherms) | Achievable Economic UCT Potential | 0 | 0 | 0 | 0 | 0 | 0 | 0 | 0 | 0 | 0 | 0 | 0 | 0 | 0 | 0 | 0 | 0 | 0 | 0 | 0 | 0 | 0 | 0 | 0 | 0 | 0 | 0 | 0 | 0 | 0 | 0
F8_Industrial_Wood and Lumber Products_Existing_Space Heating_Natural Gas_Windows - High Efficiency_A_Achievable Economic UCT Potential | F8 | Industrial | Wood and Lumber Products | Existing | Space Heating | Natural Gas | Windows - High Efficiency | A | Cumulative Summer Peak Savings (MW) | Achievable Economic UCT Potential | 0 | 0 | 0 | 0 | 0 | 0 | 0 | 0 | 0 | 0 | 0 | 0 | 0 | 0 | 0 | 0 | 0 | 0 | 0 | 0 | 0 | 0 | 0 | 0 | 0 | 0 | 0 | 0 | 0 | 0 | 0
F9_Industrial_Wood and Lumber Products_Existing_Space Heating_Natural Gas_Windows - High Efficiency_A_Achievable Economic UCT Potential | F9 | Industrial | Wood and Lumber Products | Existing | Space Heating | Natural Gas | Windows - High Efficiency | A | Cumulative Winter Peak Savings (MW) | Achievable Economic UCT Potential | 0 | 0 | 0 | 0 | 0 | 0 | 0 | 0 | 0 | 0 | 0 | 0 | 0 | 0 | 0 | 0 | 0 | 0 | 0 | 0 | 0 | 0 | 0 | 0 | 0 | 0 | 0 | 0 | 0 | 0 | 0
F10_Industrial_Wood and Lumber Products_Existing_Space Heating_Natural Gas_Windows - High Efficiency_A_Achievable Economic UCT Potential | F10 | Industrial | Wood and Lumber Products | Existing | Space Heating | Natural Gas | Windows - High Efficiency | A | Purchases (Incremental) | Achievable Economic UCT Potential | 0 | 0 | 0 | 0 | 0 | 0 | 0 | 0 | 0 | 0 | 0 | 0 | 0 | 0 | 0 | 0 | 0 | 0 | 0 | 0 | 0 | 0 | 0 | 0 | 0 | 0 | 0 | 0 | 0 | 0 | 0
F11_Industrial_Wood and Lumber Products_Existing_Space Heating_Natural Gas_Windows - High Efficiency_A_Achievable Economic UCT Potential | F11 | Industrial | Wood and Lumber Products | Existing | Space Heating | Natural Gas | Windows - High Efficiency | A | Purchases (Cumulative) | Achievable Economic UCT Potential | 0 | 0 | 0 | 0 | 0 | 0 | 0 | 0 | 0 | 0 | 0 | 0 | 0 | 0 | 0 | 0 | 0 | 0 | 0 | 0 | 0 | 0 | 0 | 0 | 0 | 0 | 0 | 0 | 0 | 0 | 0
F1_Industrial_Wood and Lumber Products_Existing_Space Heating_Natural Gas_Gas Boiler - Maintenance_A_Achievable Economic UCT Potential | F1 | Industrial | Wood and Lumber Products | Existing | Space Heating | Natural Gas | Gas Boiler - Maintenance | A | Integrated Unit Energy Savings (kWh or therms) | Achievable Economic UCT Potential | 0 | 0 | 0 | 0 | 0 | 0.88467 | 0.87815 | 0.87145 | 0.86444 | 0.85714 | 0.84968 | 0.84202 | 0.83414 | 0.82591 | 0.81697 | 0.80829 | 0.79957 | 0.79099 | 0.78253 | 0.77441 | 0.76661 | 0.7586 | 0.7513 | 0.74488 | 0.7386 | 0.7329 | 0.72802 | 0.72351 | 0.76441 | 0.76127 | 0.75841
F2_Industrial_Wood and Lumber Products_Existing_Space Heating_Natural Gas_Gas Boiler - Maintenance_A_Achievable Economic UCT Potential | F2 | Industrial | Wood and Lumber Products | Existing | Space Heating | Natural Gas | Gas Boiler - Maintenance | A | Integrated Unit Summer Peak Savings (kW) | Achievable Economic UCT Potential | 0 | 0 | 0 | 0 | 0 | 0 | 0 | 0 | 0 | 0 | 0 | 0 | 0 | 0 | 0 | 0 | 0 | 0 | 0 | 0 | 0 | 0 | 0 | 0 | 0 | 0 | 0 | 0 | 0 | 0 | 0
F3_Industrial_Wood and Lumber Products_Existing_Space Heating_Natural Gas_Gas Boiler - Maintenance_A_Achievable Economic UCT Potential | F3 | Industrial | Wood and Lumber Products | Existing | Space Heating | Natural Gas | Gas Boiler - Maintenance | A | Integrated Unit Winter Peak Savings (kW) | Achievable Economic UCT Potential | 0 | 0 | 0 | 0 | 0 | 0 | 0 | 0 | 0 | 0 | 0 | 0 | 0 | 0 | 0 | 0 | 0 | 0 | 0 | 0 | 0 | 0 | 0 | 0 | 0 | 0 | 0 | 0 | 0 | 0 | 0
F4_Industrial_Wood and Lumber Products_Existing_Space Heating_Natural Gas_Gas Boiler - Maintenance_A_Achievable Economic UCT Potential | F4 | Industrial | Wood and Lumber Products | Existing | Space Heating | Natural Gas | Gas Boiler - Maintenance | A | Incremental Energy Savings (MWh or mTherms) | Achievable Economic UCT Potential | 0 | 0 | 0 | 0 | 0 | 0.003178 | 0.0022099 | 0.0015092 | 0.0011666 | 0.0010143 | 0.00085901 | 0.00072727 | 0.00061086 | 0.0005022 | 0.00041823 | 0.00034198 | 0.0002635 | 0.00020199 | 0.00015424 | 0.00011901 | 0.00010773 | 8.3107e-05 | 7.0618e-05 | 5.8522e-05 | 4.6722e-05 | 0 | 0 | 0 | 0 | 0 | 0
F5_Industrial_Wood and Lumber Products_Existing_Space Heating_Natural Gas_Gas Boiler - Maintenance_A_Achievable Economic UCT Potential | F5 | Industrial | Wood and Lumber Products | Existing | Space Heating | Natural Gas | Gas Boiler - Maintenance | A | Incremental Summer Peak Savings (MW) | Achievable Economic UCT Potential | 0 | 0 | 0 | 0 | 0 | 0 | 0 | 0 | 0 | 0 | 0 | 0 | 0 | 0 | 0 | 0 | 0 | 0 | 0 | 0 | 0 | 0 | 0 | 0 | 0 | 0 | 0 | 0 | 0 | 0 | 0
F6_Industrial_Wood and Lumber Products_Existing_Space Heating_Natural Gas_Gas Boiler - Maintenance_A_Achievable Economic UCT Potential | F6 | Industrial | Wood and Lumber Products | Existing | Space Heating | Natural Gas | Gas Boiler - Maintenance | A | Incremental Winter Peak Savings (MW) | Achievable Economic UCT Potential | 0 | 0 | 0 | 0 | 0 | 0 | 0 | 0 | 0 | 0 | 0 | 0 | 0 | 0 | 0 | 0 | 0 | 0 | 0 | 0 | 0 | 0 | 0 | 0 | 0 | 0 | 0 | 0 | 0 | 0 | 0
F7_Industrial_Wood and Lumber Products_Existing_Space Heating_Natural Gas_Gas Boiler - Maintenance_A_Achievable Economic UCT Potential | F7 | Industrial | Wood and Lumber Products | Existing | Space Heating | Natural Gas | Gas Boiler - Maintenance | A | Cumulative Energy Savings (MWh or mTherms) | Achievable Economic UCT Potential | 0 | 0 | 0 | 0 | 0 | 0.003178 | 0.0053645 | 0.0068327 | 0.0079444 | 0.0088915 | 0.0096732 | 0.010313 | 0.010828 | 0.011223 | 0.01152 | 0.011739 | 0.011876 | 0.011951 | 0.011977 | 0.011972 | 0.011959 | 0.011917 | 0.011873 | 0.01183 | 0.011777 | 0.011686 | 0.011608 | 0.011537 | 0 | 0 | 0
F8_Industrial_Wood and Lumber Products_Existing_Space Heating_Natural Gas_Gas Boiler - Maintenance_A_Achievable Economic UCT Potential | F8 | Industrial | Wood and Lumber Products | Existing | Space Heating | Natural Gas | Gas Boiler - Maintenance | A | Cumulative Summer Peak Savings (MW) | Achievable Economic UCT Potential | 0 | 0 | 0 | 0 | 0 | 0 | 0 | 0 | 0 | 0 | 0 | 0 | 0 | 0 | 0 | 0 | 0 | 0 | 0 | 0 | 0 | 0 | 0 | 0 | 0 | 0 | 0 | 0 | 0 | 0 | 0
F9_Industrial_Wood and Lumber Products_Existing_Space Heating_Natural Gas_Gas Boiler - Maintenance_A_Achievable Economic UCT Potential | F9 | Industrial | Wood and Lumber Products | Existing | Space Heating | Natural Gas | Gas Boiler - Maintenance | A | Cumulative Winter Peak Savings (MW) | Achievable Economic UCT Potential | 0 | 0 | 0 | 0 | 0 | 0 | 0 | 0 | 0 | 0 | 0 | 0 | 0 | 0 | 0 | 0 | 0 | 0 | 0 | 0 | 0 | 0 | 0 | 0 | 0 | 0 | 0 | 0 | 0 | 0 | 0
F10_Industrial_Wood and Lumber Products_Existing_Space Heating_Natural Gas_Gas Boiler - Maintenance_A_Achievable Economic UCT Potential | F10 | Industrial | Wood and Lumber Products | Existing | Space Heating | Natural Gas | Gas Boiler - Maintenance | A | Purchases (Incremental) | Achievable Economic UCT Potential | 0 | 0 | 0 | 0 | 0 | 3.5923 | 2.5165 | 1.7318 | 1.3495 | 1.1833 | 1.011 | 0.86372 | 0.73232 | 0.60805 | 0.51192 | 0.42309 | 0.32955 | 0.25536 | 0.1971 | 0.15368 | 0.14053 | 0.10955 | 0.093994 | 0.078565 | 0.063257 | 0 | 0 | 0 | 0 | 0 | 0
F11_Industrial_Wood and Lumber Products_Existing_Space Heating_Natural Gas_Gas Boiler - Maintenance_A_Achievable Economic UCT Potential | F11 | Industrial | Wood and Lumber Products | Existing | Space Heating | Natural Gas | Gas Boiler - Maintenance | A | Purchases (Cumulative) | Achievable Economic UCT Potential | 0 | 0 | 0 | 0 | 0 | 3.5923 | 6.1088 | 7.8407 | 9.1902 | 10.3735 | 11.3845 | 12.2482 | 12.9805 | 13.5886 | 14.1005 | 14.5236 | 14.8531 | 15.1085 | 15.3056 | 15.4593 | 15.5998 | 15.7094 | 15.8033 | 15.8819 | 15.9452 | 15.9452 | 15.9452 | 15.9452 | 15.9452 | 15.9452 | 15.9452
F1_Industrial_Wood and Lumber Products_Existing_Process_Natural Gas_Gas Boiler - Maintenance_A_Achievable Economic UCT Potential | F1 | Industrial | Wood and Lumber Products | Existing | Process | Natural Gas | Gas Boiler - Maintenance | A | Integrated Unit Energy Savings (kWh or therms) | Achievable Economic UCT Potential | 0 | 0 | 0 | 0 | 0 | 6.3264 | 6.3264 | 6.3264 | 6.3264 | 6.3264 | 6.3264 | 6.3264 | 6.3264 | 6.3264 | 6.3264 | 6.3264 | 6.3264 | 6.3264 | 6.3264 | 6.3264 | 6.3264 | 6.3264 | 6.3264 | 6.3264 | 6.3264 | 6.3264 | 6.3264 | 6.3264 | 6.3264 | 6.3264 | 6.3264
F2_Industrial_Wood and Lumber Products_Existing_Process_Natural Gas_Gas Boiler - Maintenance_A_Achievable Economic UCT Potential | F2 | Industrial | Wood and Lumber Products | Existing | Process | Natural Gas | Gas Boiler - Maintenance | A | Integrated Unit Summer Peak Savings (kW) | Achievable Economic UCT Potential | 0 | 0 | 0 | 0 | 0 | 0 | 0 | 0 | 0 | 0 | 0 | 0 | 0 | 0 | 0 | 0 | 0 | 0 | 0 | 0 | 0 | 0 | 0 | 0 | 0 | 0 | 0 | 0 | 0 | 0 | 0
F3_Industrial_Wood and Lumber Products_Existing_Process_Natural Gas_Gas Boiler - Maintenance_A_Achievable Economic UCT Potential | F3 | Industrial | Wood and Lumber Products | Existing | Process | Natural Gas | Gas Boiler - Maintenance | A | Integrated Unit Winter Peak Savings (kW) | Achievable Economic UCT Potential | 0 | 0 | 0 | 0 | 0 | 0 | 0 | 0 | 0 | 0 | 0 | 0 | 0 | 0 | 0 | 0 | 0 | 0 | 0 | 0 | 0 | 0 | 0 | 0 | 0 | 0 | 0 | 0 | 0 | 0 | 0
F4_Industrial_Wood and Lumber Products_Existing_Process_Natural Gas_Gas Boiler - Maintenance_A_Achievable Economic UCT Potential | F4 | Industrial | Wood and Lumber Products | Existing | Process | Natural Gas | Gas Boiler - Maintenance | A | Incremental Energy Savings (MWh or mTherms) | Achievable Economic UCT Potential | 0 | 0 | 0 | 0 | 0 | 0.078225 | 0.054799 | 0.037712 | 0.029386 | 0.025768 | 0.022015 | 0.018808 | 0.015947 | 0.013241 | 0.011148 | 0.0092131 | 0.0071761 | 0.0055606 | 0.004292 | 0.0033466 | 0.0030602 | 0.0023856 | 0.0020468 | 0.0017108 | 0.0013775 | 0 | 0 | 0 | 0 | 0 | 0
F5_Industrial_Wood and Lumber Products_Existing_Process_Natural Gas_Gas Boiler - Maintenance_A_Achievable Economic UCT Potential | F5 | Industrial | Wood and Lumber Products | Existing | Process | Natural Gas | Gas Boiler - Maintenance | A | Incremental Summer Peak Savings (MW) | Achievable Economic UCT Potential | 0 | 0 | 0 | 0 | 0 | 0 | 0 | 0 | 0 | 0 | 0 | 0 | 0 | 0 | 0 | 0 | 0 | 0 | 0 | 0 | 0 | 0 | 0 | 0 | 0 | 0 | 0 | 0 | 0 | 0 | 0
F6_Industrial_Wood and Lumber Products_Existing_Process_Natural Gas_Gas Boiler - Maintenance_A_Achievable Economic UCT Potential | F6 | Industrial | Wood and Lumber Products | Existing | Process | Natural Gas | Gas Boiler - Maintenance | A | Incremental Winter Peak Savings (MW) | Achievable Economic UCT Potential | 0 | 0 | 0 | 0 | 0 | 0 | 0 | 0 | 0 | 0 | 0 | 0 | 0 | 0 | 0 | 0 | 0 | 0 | 0 | 0 | 0 | 0 | 0 | 0 | 0 | 0 | 0 | 0 | 0 | 0 | 0
F7_Industrial_Wood and Lumber Products_Existing_Process_Natural Gas_Gas Boiler - Maintenance_A_Achievable Economic UCT Potential | F7 | Industrial | Wood and Lumber Products | Existing | Process | Natural Gas | Gas Boiler - Maintenance | A | Cumulative Energy Savings (MWh or mTherms) | Achievable Economic UCT Potential | 0 | 0 | 0 | 0 | 0 | 0.078225 | 0.13302 | 0.17074 | 0.20012 | 0.22589 | 0.24791 | 0.26671 | 0.28266 | 0.2959 | 0.30705 | 0.31626 | 0.32344 | 0.329 | 0.33329 | 0.33664 | 0.3397 | 0.34208 | 0.34413 | 0.34584 | 0.34722 | 0.34722 | 0.34722 | 0.34722 | 0 | 0 | 0
F8_Industrial_Wood and Lumber Products_Existing_Process_Natural Gas_Gas Boiler - Maintenance_A_Achievable Economic UCT Potential | F8 | Industrial | Wood and Lumber Products | Existing | Process | Natural Gas | Gas Boiler - Maintenance | A | Cumulative Summer Peak Savings (MW) | Achievable Economic UCT Potential | 0 | 0 | 0 | 0 | 0 | 0 | 0 | 0 | 0 | 0 | 0 | 0 | 0 | 0 | 0 | 0 | 0 | 0 | 0 | 0 | 0 | 0 | 0 | 0 | 0 | 0 | 0 | 0 | 0 | 0 | 0
F9_Industrial_Wood and Lumber Products_Existing_Process_Natural Gas_Gas Boiler - Maintenance_A_Achievable Economic UCT Potential | F9 | Industrial | Wood and Lumber Products | Existing | Process | Natural Gas | Gas Boiler - Maintenance | A | Cumulative Winter Peak Savings (MW) | Achievable Economic UCT Potential | 0 | 0 | 0 | 0 | 0 | 0 | 0 | 0 | 0 | 0 | 0 | 0 | 0 | 0 | 0 | 0 | 0 | 0 | 0 | 0 | 0 | 0 | 0 | 0 | 0 | 0 | 0 | 0 | 0 | 0 | 0
F10_Industrial_Wood and Lumber Products_Existing_Process_Natural Gas_Gas Boiler - Maintenance_A_Achievable Economic UCT Potential | F10 | Industrial | Wood and Lumber Products | Existing | Process | Natural Gas | Gas Boiler - Maintenance | A | Purchases (Incremental) | Achievable Economic UCT Potential | 0 | 0 | 0 | 0 | 0 | 12.3649 | 8.662 | 5.9611 | 4.645 | 4.0731 | 3.4798 | 2.973 | 2.5207 | 2.0929 | 1.7621 | 1.4563 | 1.1343 | 0.87896 | 0.67843 | 0.52899 | 0.48371 | 0.37709 | 0.32353 | 0.27043 | 0.21773 | 0 | 0 | 0 | 0 | 0 | 0
F11_Industrial_Wood and Lumber Products_Existing_Process_Natural Gas_Gas Boiler - Maintenance_A_Achievable Economic UCT Potential | F11 | Industrial | Wood and Lumber Products | Existing | Process | Natural Gas | Gas Boiler - Maintenance | A | Purchases (Cumulative) | Achievable Economic UCT Potential | 0 | 0 | 0 | 0 | 0 | 12.3649 | 21.0269 | 26.988 | 31.633 | 35.7061 | 39.186 | 42.1589 | 44.6796 | 46.7726 | 48.5346 | 49.9909 | 51.1253 | 52.0042 | 52.6827 | 53.2116 | 53.6954 | 54.0724 | 54.396 | 54.6664 | 54.8841 | 54.8841 | 54.8841 | 54.8841 | 54.8841 | 54.8841 | 54.8841
F1_Industrial_Wood and Lumber Products_Existing_Space Heating_Natural Gas_Gas Furnace - Maintenance_A_Achievable Economic UCT Potential | F1 | Industrial | Wood and Lumber Products | Existing | Space Heating | Natural Gas | Gas Furnace - Maintenance | A | Integrated Unit Energy Savings (kWh or therms) | Achievable Economic UCT Potential | 0 | 0 | 0 | 0 | 0 | 0.0091884 | 0.0090978 | 0.0089825 | 0.008863 | 0.0087401 | 0.0086163 | 0.0084913 | 0.00837 | 0.0082503 | 0.0081266 | 0.0080123 | 0.0079019 | 0.0077967 | 0.0076963 | 0.0075991 | 0.0075053 | 0.0074119 | 0.0073221 | 0.0072419 | 0.0071659 | 0.0070964 | 0.0070347 | 0.0069768 | 0.0073847 | 0.0073392 | 0.0072965
F2_Industrial_Wood and Lumber Products_Existing_Space Heating_Natural Gas_Gas Furnace - Maintenance_A_Achievable Economic UCT Potential | F2 | Industrial | Wood and Lumber Products | Existing | Space Heating | Natural Gas | Gas Furnace - Maintenance | A | Integrated Unit Summer Peak Savings (kW) | Achievable Economic UCT Potential | 0 | 0 | 0 | 0 | 0 | 0 | 0 | 0 | 0 | 0 | 0 | 0 | 0 | 0 | 0 | 0 | 0 | 0 | 0 | 0 | 0 | 0 | 0 | 0 | 0 | 0 | 0 | 0 | 0 | 0 | 0
F3_Industrial_Wood and Lumber Products_Existing_Space Heating_Natural Gas_Gas Furnace - Maintenance_A_Achievable Economic UCT Potential | F3 | Industrial | Wood and Lumber Products | Existing | Space Heating | Natural Gas | Gas Furnace - Maintenance | A | Integrated Unit Winter Peak Savings (kW) | Achievable Economic UCT Potential | 0 | 0 | 0 | 0 | 0 | 0 | 0 | 0 | 0 | 0 | 0 | 0 | 0 | 0 | 0 | 0 | 0 | 0 | 0 | 0 | 0 | 0 | 0 | 0 | 0 | 0 | 0 | 0 | 0 | 0 | 0
F4_Industrial_Wood and Lumber Products_Existing_Space Heating_Natural Gas_Gas Furnace - Maintenance_A_Achievable Economic UCT Potential | F4 | Industrial | Wood and Lumber Products | Existing | Space Heating | Natural Gas | Gas Furnace - Maintenance | A | Incremental Energy Savings (MWh or mTherms) | Achievable Economic UCT Potential | 0 | 0 | 0 | 0 | 0 | 5.5752e-05 | 3.8671e-05 | 2.6276e-05 | 2.0202e-05 | 1.7469e-05 | 1.4713e-05 | 1.2388e-05 | 1.0353e-05 | 8.4734e-06 | 7.0269e-06 | 5.7259e-06 | 4.3984e-06 | 3.3629e-06 | 2.5622e-06 | 1.9726e-06 | 1.7815e-06 | 1.3715e-06 | 1.1625e-06 | 9.6103e-07 | 7.6565e-07 | 0 | 0 | 0 | 0 | 0 | 0
F5_Industrial_Wood and Lumber Products_Existing_Space Heating_Natural Gas_Gas Furnace - Maintenance_A_Achievable Economic UCT Potential | F5 | Industrial | Wood and Lumber Products | Existing | Space Heating | Natural Gas | Gas Furnace - Maintenance | A | Incremental Summer Peak Savings (MW) | Achievable Economic UCT Potential | 0 | 0 | 0 | 0 | 0 | 0 | 0 | 0 | 0 | 0 | 0 | 0 | 0 | 0 | 0 | 0 | 0 | 0 | 0 | 0 | 0 | 0 | 0 | 0 | 0 | 0 | 0 | 0 | 0 | 0 | 0
F6_Industrial_Wood and Lumber Products_Existing_Space Heating_Natural Gas_Gas Furnace - Maintenance_A_Achievable Economic UCT Potential | F6 | Industrial | Wood and Lumber Products | Existing | Space Heating | Natural Gas | Gas Furnace - Maintenance | A | Incremental Winter Peak Savings (MW) | Achievable Economic UCT Potential | 0 | 0 | 0 | 0 | 0 | 0 | 0 | 0 | 0 | 0 | 0 | 0 | 0 | 0 | 0 | 0 | 0 | 0 | 0 | 0 | 0 | 0 | 0 | 0 | 0 | 0 | 0 | 0 | 0 | 0 | 0
F7_Industrial_Wood and Lumber Products_Existing_Space Heating_Natural Gas_Gas Furnace - Maintenance_A_Achievable Economic UCT Potential | F7 | Industrial | Wood and Lumber Products | Existing | Space Heating | Natural Gas | Gas Furnace - Maintenance | A | Cumulative Energy Savings (MWh or mTherms) | Achievable Economic UCT Potential | 0 | 0 | 0 | 0 | 0 | 5.5752e-05 | 9.3874e-05 | 0.00011896 | 0.00013758 | 0.00015314 | 0.00016569 | 0.00017567 | 0.00018351 | 0.00018936 | 0.00019355 | 0.00019655 | 0.00019824 | 0.00019897 | 0.00019897 | 0.00019843 | 0.00019776 | 0.00019667 | 0.00019545 | 0.00019427 | 0.000193 | 0.00019112 | 0.00018946 | 0.0001879 | 0 | 0 | 0
F8_Industrial_Wood and Lumber Products_Existing_Space Heating_Natural Gas_Gas Furnace - Maintenance_A_Achievable Economic UCT Potential | F8 | Industrial | Wood and Lumber Products | Existing | Space Heating | Natural Gas | Gas Furnace - Maintenance | A | Cumulative Summer Peak Savings (MW) | Achievable Economic UCT Potential | 0 | 0 | 0 | 0 | 0 | 0 | 0 | 0 | 0 | 0 | 0 | 0 | 0 | 0 | 0 | 0 | 0 | 0 | 0 | 0 | 0 | 0 | 0 | 0 | 0 | 0 | 0 | 0 | 0 | 0 | 0
F9_Industrial_Wood and Lumber Products_Existing_Space Heating_Natural Gas_Gas Furnace - Maintenance_A_Achievable Economic UCT Potential | F9 | Industrial | Wood and Lumber Products | Existing | Space Heating | Natural Gas | Gas Furnace - Maintenance | A | Cumulative Winter Peak Savings (MW) | Achievable Economic UCT Potential | 0 | 0 | 0 | 0 | 0 | 0 | 0 | 0 | 0 | 0 | 0 | 0 | 0 | 0 | 0 | 0 | 0 | 0 | 0 | 0 | 0 | 0 | 0 | 0 | 0 | 0 | 0 | 0 | 0 | 0 | 0
F10_Industrial_Wood and Lumber Products_Existing_Space Heating_Natural Gas_Gas Furnace - Maintenance_A_Achievable Economic UCT Potential | F10 | Industrial | Wood and Lumber Products | Existing | Space Heating | Natural Gas | Gas Furnace - Maintenance | A | Purchases (Incremental) | Achievable Economic UCT Potential | 0 | 0 | 0 | 0 | 0 | 6.0677 | 4.2506 | 2.9252 | 2.2794 | 1.9987 | 1.7076 | 1.4589 | 1.237 | 1.027 | 0.86468 | 0.71463 | 0.55663 | 0.43132 | 0.33292 | 0.25958 | 0.23737 | 0.18504 | 0.15876 | 0.1327 | 0.10685 | 0 | 0 | 0 | 0 | 0 | 0
F11_Industrial_Wood and Lumber Products_Existing_Space Heating_Natural Gas_Gas Furnace - Maintenance_A_Achievable Economic UCT Potential | F11 | Industrial | Wood and Lumber Products | Existing | Space Heating | Natural Gas | Gas Furnace - Maintenance | A | Purchases (Cumulative) | Achievable Economic UCT Potential | 0 | 0 | 0 | 0 | 0 | 6.0677 | 10.3183 | 13.2435 | 15.5229 | 17.5217 | 19.2293 | 20.6882 | 21.9251 | 22.9522 | 23.8168 | 24.5315 | 25.0881 | 25.5194 | 25.8523 | 26.1119 | 26.3493 | 26.5343 | 26.6931 | 26.8258 | 26.9326 | 26.9326 | 26.9326 | 26.9326 | 26.9326 | 26.9326 | 26.9326
F1_Industrial_Wood and Lumber Products_Existing_Space Heating_Natural Gas_Gas Boiler - Hot Water Reset_A_Achievable Economic UCT Potential | F1 | Industrial | Wood and Lumber Products | Existing | Space Heating | Natural Gas | Gas Boiler - Hot Water Reset | A | Integrated Unit Energy Savings (kWh or therms) | Achievable Economic UCT Potential | 0 | 0 | 0 | 0 | 0 | 3.2161 | 3.1916 | 3.1665 | 3.1403 | 3.113 | 3.0852 | 3.0568 | 3.0275 | 2.997 | 2.9641 | 2.9321 | 2.8999 | 2.8683 | 2.8371 | 2.8073 | 2.7786 | 2.7491 | 2.7223 | 2.6986 | 2.6754 | 2.6548 | 2.637 | 2.6207 | 2.7797 | 2.7683 | 2.7578
F2_Industrial_Wood and Lumber Products_Existing_Space Heating_Natural Gas_Gas Boiler - Hot Water Reset_A_Achievable Economic UCT Potential | F2 | Industrial | Wood and Lumber Products | Existing | Space Heating | Natural Gas | Gas Boiler - Hot Water Reset | A | Integrated Unit Summer Peak Savings (kW) | Achievable Economic UCT Potential | 0 | 0 | 0 | 0 | 0 | 0 | 0 | 0 | 0 | 0 | 0 | 0 | 0 | 0 | 0 | 0 | 0 | 0 | 0 | 0 | 0 | 0 | 0 | 0 | 0 | 0 | 0 | 0 | 0 | 0 | 0
F3_Industrial_Wood and Lumber Products_Existing_Space Heating_Natural Gas_Gas Boiler - Hot Water Reset_A_Achievable Economic UCT Potential | F3 | Industrial | Wood and Lumber Products | Existing | Space Heating | Natural Gas | Gas Boiler - Hot Water Reset | A | Integrated Unit Winter Peak Savings (kW) | Achievable Economic UCT Potential | 0 | 0 | 0 | 0 | 0 | 0 | 0 | 0 | 0 | 0 | 0 | 0 | 0 | 0 | 0 | 0 | 0 | 0 | 0 | 0 | 0 | 0 | 0 | 0 | 0 | 0 | 0 | 0 | 0 | 0 | 0
F4_Industrial_Wood and Lumber Products_Existing_Space Heating_Natural Gas_Gas Boiler - Hot Water Reset_A_Achievable Economic UCT Potential | F4 | Industrial | Wood and Lumber Products | Existing | Space Heating | Natural Gas | Gas Boiler - Hot Water Reset | A | Incremental Energy Savings (MWh or mTherms) | Achievable Economic UCT Potential | 0 | 0 | 0 | 0 | 0 | 0.0056147 | 0.0068378 | 0.0082526 | 0.0095058 | 0.010757 | 0.012306 | 0.013339 | 0.013469 | 0.012365 | 0.010552 | 0.0080005 | 0.0052376 | 0.0029929 | 0.0014126 | 0.00059207 | 0.00021221 | 6.5329e-05 | 1.4048e-05 | 2.2813e-06 | 2.7062e-07 | 0 | 0 | 0 | 0 | 0 | 0
F5_Industrial_Wood and Lumber Products_Existing_Space Heating_Natural Gas_Gas Boiler - Hot Water Reset_A_Achievable Economic UCT Potential | F5 | Industrial | Wood and Lumber Products | Existing | Space Heating | Natural Gas | Gas Boiler - Hot Water Reset | A | Incremental Summer Peak Savings (MW) | Achievable Economic UCT Potential | 0 | 0 | 0 | 0 | 0 | 0 | 0 | 0 | 0 | 0 | 0 | 0 | 0 | 0 | 0 | 0 | 0 | 0 | 0 | 0 | 0 | 0 | 0 | 0 | 0 | 0 | 0 | 0 | 0 | 0 | 0
F6_Industrial_Wood and Lumber Products_Existing_Space Heating_Natural Gas_Gas Boiler - Hot Water Reset_A_Achievable Economic UCT Potential | F6 | Industrial | Wood and Lumber Products | Existing | Space Heating | Natural Gas | Gas Boiler - Hot Water Reset | A | Incremental Winter Peak Savings (MW) | Achievable Economic UCT Potential | 0 | 0 | 0 | 0 | 0 | 0 | 0 | 0 | 0 | 0 | 0 | 0 | 0 | 0 | 0 | 0 | 0 | 0 | 0 | 0 | 0 | 0 | 0 | 0 | 0 | 0 | 0 | 0 | 0 | 0 | 0
F7_Industrial_Wood and Lumber Products_Existing_Space Heating_Natural Gas_Gas Boiler - Hot Water Reset_A_Achievable Economic UCT Potential | F7 | Industrial | Wood and Lumber Products | Existing | Space Heating | Natural Gas | Gas Boiler - Hot Water Reset | A | Cumulative Energy Savings (MWh or mTherms) | Achievable Economic UCT Potential | 0 | 0 | 0 | 0 | 0 | 0.0056147 | 0.01241 | 0.020565 | 0.0299 | 0.040398 | 0.052343 | 0.065199 | 0.078045 | 0.089624 | 0.09919 | 0.10612 | 0.11019 | 0.11199 | 0.11218 | 0.11159 | 0.11066 | 0.10956 | 0.1085 | 0.10756 | 0.10664 | 0.10581 | 0.10511 | 0.10445 | 0 | 0 | 0
F8_Industrial_Wood and Lumber Products_Existing_Space Heating_Natural Gas_Gas Boiler - Hot Water Reset_A_Achievable Economic UCT Potential | F8 | Industrial | Wood and Lumber Products | Existing | Space Heating | Natural Gas | Gas Boiler - Hot Water Reset | A | Cumulative Summer Peak Savings (MW) | Achievable Economic UCT Potential | 0 | 0 | 0 | 0 | 0 | 0 | 0 | 0 | 0 | 0 | 0 | 0 | 0 | 0 | 0 | 0 | 0 | 0 | 0 | 0 | 0 | 0 | 0 | 0 | 0 | 0 | 0 | 0 | 0 | 0 | 0
F9_Industrial_Wood and Lumber Products_Existing_Space Heating_Natural Gas_Gas Boiler - Hot Water Reset_A_Achievable Economic UCT Potential | F9 | Industrial | Wood and Lumber Products | Existing | Space Heating | Natural Gas | Gas Boiler - Hot Water Reset | A | Cumulative Winter Peak Savings (MW) | Achievable Economic UCT Potential | 0 | 0 | 0 | 0 | 0 | 0 | 0 | 0 | 0 | 0 | 0 | 0 | 0 | 0 | 0 | 0 | 0 | 0 | 0 | 0 | 0 | 0 | 0 | 0 | 0 | 0 | 0 | 0 | 0 | 0 | 0
F10_Industrial_Wood and Lumber Products_Existing_Space Heating_Natural Gas_Gas Boiler - Hot Water Reset_A_Achievable Economic UCT Potential | F10 | Industrial | Wood and Lumber Products | Existing | Space Heating | Natural Gas | Gas Boiler - Hot Water Reset | A | Purchases (Incremental) | Achievable Economic UCT Potential | 0 | 0 | 0 | 0 | 0 | 1.7458 | 2.1424 | 2.6062 | 3.027 | 3.4556 | 3.9887 | 4.3637 | 4.4488 | 4.1258 | 3.5601 | 2.7287 | 1.8061 | 1.0434 | 0.49791 | 0.2109 | 0.076375 | 0.023763 | 0.0051605 | 0.00084536 | 0.00010115 | 0 | 0 | 0 | 0 | 0 | 0
F11_Industrial_Wood and Lumber Products_Existing_Space Heating_Natural Gas_Gas Boiler - Hot Water Reset_A_Achievable Economic UCT Potential | F11 | Industrial | Wood and Lumber Products | Existing | Space Heating | Natural Gas | Gas Boiler - Hot Water Reset | A | Purchases (Cumulative) | Achievable Economic UCT Potential | 0 | 0 | 0 | 0 | 0 | 1.7458 | 3.8882 | 6.4944 | 9.5215 | 12.977 | 16.9657 | 21.3294 | 25.7782 | 29.904 | 33.4641 | 36.1927 | 37.9988 | 39.0423 | 39.5402 | 39.7511 | 39.8274 | 39.8512 | 39.8564 | 39.8572 | 39.8573 | 39.8573 | 39.8573 | 39.8573 | 39.8573 | 39.8573 | 39.8573
F1_Industrial_Wood and Lumber Products_Existing_Process_Natural Gas_Gas Boiler - Hot Water Reset_A_Achievable Economic UCT Potential | F1 | Industrial | Wood and Lumber Products | Existing | Process | Natural Gas | Gas Boiler - Hot Water Reset | A | Integrated Unit Energy Savings (kWh or therms) | Achievable Economic UCT Potential | 0 | 0 | 0 | 0 | 0 | 11.488 | 11.4739 | 11.46 | 11.4466 | 11.4332 | 11.4202 | 11.4101 | 11.402 | 11.3938 | 11.3889 | 11.3834 | 11.3798 | 11.3762 | 11.3726 | 11.3706 | 11.3682 | 11.3671 | 11.366 | 11.3649 | 11.3639 | 11.3635 | 11.3631 | 11.3627 | 11.5025 | 11.5025 | 11.5025
F2_Industrial_Wood and Lumber Products_Existing_Process_Natural Gas_Gas Boiler - Hot Water Reset_A_Achievable Economic UCT Potential | F2 | Industrial | Wood and Lumber Products | Existing | Process | Natural Gas | Gas Boiler - Hot Water Reset | A | Integrated Unit Summer Peak Savings (kW) | Achievable Economic UCT Potential | 0 | 0 | 0 | 0 | 0 | 0 | 0 | 0 | 0 | 0 | 0 | 0 | 0 | 0 | 0 | 0 | 0 | 0 | 0 | 0 | 0 | 0 | 0 | 0 | 0 | 0 | 0 | 0 | 0 | 0 | 0
F3_Industrial_Wood and Lumber Products_Existing_Process_Natural Gas_Gas Boiler - Hot Water Reset_A_Achievable Economic UCT Potential | F3 | Industrial | Wood and Lumber Products | Existing | Process | Natural Gas | Gas Boiler - Hot Water Reset | A | Integrated Unit Winter Peak Savings (kW) | Achievable Economic UCT Potential | 0 | 0 | 0 | 0 | 0 | 0 | 0 | 0 | 0 | 0 | 0 | 0 | 0 | 0 | 0 | 0 | 0 | 0 | 0 | 0 | 0 | 0 | 0 | 0 | 0 | 0 | 0 | 0 | 0 | 0 | 0
F4_Industrial_Wood and Lumber Products_Existing_Process_Natural Gas_Gas Boiler - Hot Water Reset_A_Achievable Economic UCT Potential | F4 | Industrial | Wood and Lumber Products | Existing | Process | Natural Gas | Gas Boiler - Hot Water Reset | A | Incremental Energy Savings (MWh or mTherms) | Achievable Economic UCT Potential | 0 | 0 | 0 | 0 | 0 | 0.069033 | 0.084612 | 0.1028 | 0.11926 | 0.13599 | 0.15679 | 0.17138 | 0.1746 | 0.16181 | 0.13956 | 0.10691 | 0.070745 | 0.040858 | 0.019491 | 0.0082544 | 0.0029886 | 0.00092977 | 0.00020189 | 3.3069e-05 | 3.9565e-06 | 0 | 0 | 0 | 0 | 0 | 0
F5_Industrial_Wood and Lumber Products_Existing_Process_Natural Gas_Gas Boiler - Hot Water Reset_A_Achievable Economic UCT Potential | F5 | Industrial | Wood and Lumber Products | Existing | Process | Natural Gas | Gas Boiler - Hot Water Reset | A | Incremental Summer Peak Savings (MW) | Achievable Economic UCT Potential | 0 | 0 | 0 | 0 | 0 | 0 | 0 | 0 | 0 | 0 | 0 | 0 | 0 | 0 | 0 | 0 | 0 | 0 | 0 | 0 | 0 | 0 | 0 | 0 | 0 | 0 | 0 | 0 | 0 | 0 | 0
F6_Industrial_Wood and Lumber Products_Existing_Process_Natural Gas_Gas Boiler - Hot Water Reset_A_Achievable Economic UCT Potential | F6 | Industrial | Wood and Lumber Products | Existing | Process | Natural Gas | Gas Boiler - Hot Water Reset | A | Incremental Winter Peak Savings (MW) | Achievable Economic UCT Potential | 0 | 0 | 0 | 0 | 0 | 0 | 0 | 0 | 0 | 0 | 0 | 0 | 0 | 0 | 0 | 0 | 0 | 0 | 0 | 0 | 0 | 0 | 0 | 0 | 0 | 0 | 0 | 0 | 0 | 0 | 0
F7_Industrial_Wood and Lumber Products_Existing_Process_Natural Gas_Gas Boiler - Hot Water Reset_A_Achievable Economic UCT Potential | F7 | Industrial | Wood and Lumber Products | Existing | Process | Natural Gas | Gas Boiler - Hot Water Reset | A | Cumulative Energy Savings (MWh or mTherms) | Achievable Economic UCT Potential | 0 | 0 | 0 | 0 | 0 | 0.069033 | 0.15356 | 0.25618 | 0.37514 | 0.51069 | 0.6669 | 0.8377 | 1.0117 | 1.1728 | 1.3118 | 1.4181 | 1.4884 | 1.5288 | 1.5478 | 1.5558 | 1.5584 | 1.5592 | 1.5593 | 1.5592 | 1.559 | 1.559 | 1.5589 | 1.5589 | 0 | 0 | 0
F8_Industrial_Wood and Lumber Products_Existing_Process_Natural Gas_Gas Boiler - Hot Water Reset_A_Achievable Economic UCT Potential | F8 | Industrial | Wood and Lumber Products | Existing | Process | Natural Gas | Gas Boiler - Hot Water Reset | A | Cumulative Summer Peak Savings (MW) | Achievable Economic UCT Potential | 0 | 0 | 0 | 0 | 0 | 0 | 0 | 0 | 0 | 0 | 0 | 0 | 0 | 0 | 0 | 0 | 0 | 0 | 0 | 0 | 0 | 0 | 0 | 0 | 0 | 0 | 0 | 0 | 0 | 0 | 0
F9_Industrial_Wood and Lumber Products_Existing_Process_Natural Gas_Gas Boiler - Hot Water Reset_A_Achievable Economic UCT Potential | F9 | Industrial | Wood and Lumber Products | Existing | Process | Natural Gas | Gas Boiler - Hot Water Reset | A | Cumulative Winter Peak Savings (MW) | Achievable Economic UCT Potential | 0 | 0 | 0 | 0 | 0 | 0 | 0 | 0 | 0 | 0 | 0 | 0 | 0 | 0 | 0 | 0 | 0 | 0 | 0 | 0 | 0 | 0 | 0 | 0 | 0 | 0 | 0 | 0 | 0 | 0 | 0
F10_Industrial_Wood and Lumber Products_Existing_Process_Natural Gas_Gas Boiler - Hot Water Reset_A_Achievable Economic UCT Potential | F10 | Industrial | Wood and Lumber Products | Existing | Process | Natural Gas | Gas Boiler - Hot Water Reset | A | Purchases (Incremental) | Achievable Economic UCT Potential | 0 | 0 | 0 | 0 | 0 | 6.0092 | 7.3743 | 8.9707 | 10.4192 | 11.8943 | 13.7292 | 15.02 | 15.3129 | 14.2014 | 12.2539 | 9.3922 | 6.2167 | 3.5916 | 1.7138 | 0.72595 | 0.26289 | 0.081795 | 0.017763 | 0.0029098 | 0.00034817 | 0 | 0 | 0 | 0 | 0 | 0
F11_Industrial_Wood and Lumber Products_Existing_Process_Natural Gas_Gas Boiler - Hot Water Reset_A_Achievable Economic UCT Potential | F11 | Industrial | Wood and Lumber Products | Existing | Process | Natural Gas | Gas Boiler - Hot Water Reset | A | Purchases (Cumulative) | Achievable Economic UCT Potential | 0 | 0 | 0 | 0 | 0 | 6.0092 | 13.3834 | 22.3542 | 32.7734 | 44.6677 | 58.3969 | 73.4169 | 88.7298 | 102.9312 | 115.1851 | 124.5773 | 130.794 | 134.3856 | 136.0994 | 136.8253 | 137.0882 | 137.17 | 137.1878 | 137.1907 | 137.191 | 137.191 | 137.191 | 137.191 | 137.191 | 137.191 | 137.191
F1_Industrial_Wood and Lumber Products_Existing_Space Heating_Natural Gas_Steam Trap Maintenance_A_Achievable Economic UCT Potential | F1 | Industrial | Wood and Lumber Products | Existing | Space Heating | Natural Gas | Steam Trap Maintenance | A | Integrated Unit Energy Savings (kWh or therms) | Achievable Economic UCT Potential | 0 | 0 | 0 | 0 | 0 | 1.1362 | 1.1276 | 1.1187 | 1.1095 | 1.0999 | 1.09 | 1.08 | 1.0697 | 1.0589 | 1.0473 | 1.036 | 1.0247 | 1.0135 | 1.0025 | 0.99199 | 0.98185 | 0.97146 | 0.96198 | 0.95363 | 0.94546 | 0.93816 | 0.9319 | 0.92612 | 0.982 | 0.97797 | 0.97429
F2_Industrial_Wood and Lumber Products_Existing_Space Heating_Natural Gas_Steam Trap Maintenance_A_Achievable Economic UCT Potential | F2 | Industrial | Wood and Lumber Products | Existing | Space Heating | Natural Gas | Steam Trap Maintenance | A | Integrated Unit Summer Peak Savings (kW) | Achievable Economic UCT Potential | 0 | 0 | 0 | 0 | 0 | 0 | 0 | 0 | 0 | 0 | 0 | 0 | 0 | 0 | 0 | 0 | 0 | 0 | 0 | 0 | 0 | 0 | 0 | 0 | 0 | 0 | 0 | 0 | 0 | 0 | 0
F3_Industrial_Wood and Lumber Products_Existing_Space Heating_Natural Gas_Steam Trap Maintenance_A_Achievable Economic UCT Potential | F3 | Industrial | Wood and Lumber Products | Existing | Space Heating | Natural Gas | Steam Trap Maintenance | A | Integrated Unit Winter Peak Savings (kW) | Achievable Economic UCT Potential | 0 | 0 | 0 | 0 | 0 | 0 | 0 | 0 | 0 | 0 | 0 | 0 | 0 | 0 | 0 | 0 | 0 | 0 | 0 | 0 | 0 | 0 | 0 | 0 | 0 | 0 | 0 | 0 | 0 | 0 | 0
F4_Industrial_Wood and Lumber Products_Existing_Space Heating_Natural Gas_Steam Trap Maintenance_A_Achievable Economic UCT Potential | F4 | Industrial | Wood and Lumber Products | Existing | Space Heating | Natural Gas | Steam Trap Maintenance | A | Incremental Energy Savings (MWh or mTherms) | Achievable Economic UCT Potential | 0 | 0 | 0 | 0 | 0 | 0.0011071 | 0.0010981 | 0.0010831 | 0.0010747 | 0.0010663 | 0.0010433 | 0.0010309 | 0.001019 | 0.00099271 | 0.00098556 | 0.00096563 | 0.00095519 | 0.00094003 | 0.00092153 | 0.00091294 | 0.00089987 | 0.00088688 | 0.00087503 | 0.00086449 | 0.00085438 | 0 | 0 | 0 | 0 | 0 | 0
F5_Industrial_Wood and Lumber Products_Existing_Space Heating_Natural Gas_Steam Trap Maintenance_A_Achievable Economic UCT Potential | F5 | Industrial | Wood and Lumber Products | Existing | Space Heating | Natural Gas | Steam Trap Maintenance | A | Incremental Summer Peak Savings (MW) | Achievable Economic UCT Potential | 0 | 0 | 0 | 0 | 0 | 0 | 0 | 0 | 0 | 0 | 0 | 0 | 0 | 0 | 0 | 0 | 0 | 0 | 0 | 0 | 0 | 0 | 0 | 0 | 0 | 0 | 0 | 0 | 0 | 0 | 0
F6_Industrial_Wood and Lumber Products_Existing_Space Heating_Natural Gas_Steam Trap Maintenance_A_Achievable Economic UCT Potential | F6 | Industrial | Wood and Lumber Products | Existing | Space Heating | Natural Gas | Steam Trap Maintenance | A | Incremental Winter Peak Savings (MW) | Achievable Economic UCT Potential | 0 | 0 | 0 | 0 | 0 | 0 | 0 | 0 | 0 | 0 | 0 | 0 | 0 | 0 | 0 | 0 | 0 | 0 | 0 | 0 | 0 | 0 | 0 | 0 | 0 | 0 | 0 | 0 | 0 | 0 | 0
F7_Industrial_Wood and Lumber Products_Existing_Space Heating_Natural Gas_Steam Trap Maintenance_A_Achievable Economic UCT Potential | F7 | Industrial | Wood and Lumber Products | Existing | Space Heating | Natural Gas | Steam Trap Maintenance | A | Cumulative Energy Savings (MWh or mTherms) | Achievable Economic UCT Potential | 0 | 0 | 0 | 0 | 0 | 0.0011071 | 0.0021968 | 0.0032626 | 0.0043104 | 0.0053393 | 0.0063349 | 0.0073075 | 0.0082568 | 0.0091664 | 0.010051 | 0.010908 | 0.011744 | 0.012556 | 0.013342 | 0.014115 | 0.01487 | 0.0156 | 0.016323 | 0.017045 | 0.017754 | 0.017617 | 0.017499 | 0.017391 | 0 | 0 | 0
F8_Industrial_Wood and Lumber Products_Existing_Space Heating_Natural Gas_Steam Trap Maintenance_A_Achievable Economic UCT Potential | F8 | Industrial | Wood and Lumber Products | Existing | Space Heating | Natural Gas | Steam Trap Maintenance | A | Cumulative Summer Peak Savings (MW) | Achievable Economic UCT Potential | 0 | 0 | 0 | 0 | 0 | 0 | 0 | 0 | 0 | 0 | 0 | 0 | 0 | 0 | 0 | 0 | 0 | 0 | 0 | 0 | 0 | 0 | 0 | 0 | 0 | 0 | 0 | 0 | 0 | 0 | 0
F9_Industrial_Wood and Lumber Products_Existing_Space Heating_Natural Gas_Steam Trap Maintenance_A_Achievable Economic UCT Potential | F9 | Industrial | Wood and Lumber Products | Existing | Space Heating | Natural Gas | Steam Trap Maintenance | A | Cumulative Winter Peak Savings (MW) | Achievable Economic UCT Potential | 0 | 0 | 0 | 0 | 0 | 0 | 0 | 0 | 0 | 0 | 0 | 0 | 0 | 0 | 0 | 0 | 0 | 0 | 0 | 0 | 0 | 0 | 0 | 0 | 0 | 0 | 0 | 0 | 0 | 0 | 0
F10_Industrial_Wood and Lumber Products_Existing_Space Heating_Natural Gas_Steam Trap Maintenance_A_Achievable Economic UCT Potential | F10 | Industrial | Wood and Lumber Products | Existing | Space Heating | Natural Gas | Steam Trap Maintenance | A | Purchases (Incremental) | Achievable Economic UCT Potential | 0 | 0 | 0 | 0 | 0 | 0.97441 | 0.97387 | 0.96813 | 0.96865 | 0.96945 | 0.95714 | 0.95453 | 0.95259 | 0.93746 | 0.94104 | 0.93207 | 0.93219 | 0.9275 | 0.91922 | 0.92031 | 0.91651 | 0.91294 | 0.90961 | 0.90652 | 0.90366 | 0 | 0 | 0 | 0 | 0 | 0
F11_Industrial_Wood and Lumber Products_Existing_Space Heating_Natural Gas_Steam Trap Maintenance_A_Achievable Economic UCT Potential | F11 | Industrial | Wood and Lumber Products | Existing | Space Heating | Natural Gas | Steam Trap Maintenance | A | Purchases (Cumulative) | Achievable Economic UCT Potential | 0 | 0 | 0 | 0 | 0 | 0.97441 | 1.9483 | 2.9164 | 3.8851 | 4.8545 | 5.8117 | 6.7662 | 7.7188 | 8.6562 | 9.5973 | 10.5293 | 11.4615 | 12.389 | 13.3082 | 14.2286 | 15.1451 | 16.058 | 16.9676 | 17.8741 | 18.7778 | 18.7778 | 18.7778 | 18.7778 | 18.7778 | 18.7778 | 18.7778
F1_Industrial_Wood and Lumber Products_Existing_Process_Natural Gas_Steam Trap Maintenance_A_Achievable Economic UCT Potential | F1 | Industrial | Wood and Lumber Products | Existing | Process | Natural Gas | Steam Trap Maintenance | A | Integrated Unit Energy Savings (kWh or therms) | Achievable Economic UCT Potential | 0 | 0 | 0 | 0 | 0 | 8.123 | 8.1192 | 8.1156 | 8.1121 | 8.1088 | 8.1055 | 8.103 | 8.101 | 8.0989 | 8.0978 | 8.0965 | 8.0956 | 8.0948 | 8.094 | 8.0936 | 8.0932 | 8.093 | 8.0928 | 8.0927 | 8.0926 | 8.0925 | 8.0924 | 8.0923 | 8.1272 | 8.1272 | 8.1272
F2_Industrial_Wood and Lumber Products_Existing_Process_Natural Gas_Steam Trap Maintenance_A_Achievable Economic UCT Potential | F2 | Industrial | Wood and Lumber Products | Existing | Process | Natural Gas | Steam Trap Maintenance | A | Integrated Unit Summer Peak Savings (kW) | Achievable Economic UCT Potential | 0 | 0 | 0 | 0 | 0 | 0 | 0 | 0 | 0 | 0 | 0 | 0 | 0 | 0 | 0 | 0 | 0 | 0 | 0 | 0 | 0 | 0 | 0 | 0 | 0 | 0 | 0 | 0 | 0 | 0 | 0
F3_Industrial_Wood and Lumber Products_Existing_Process_Natural Gas_Steam Trap Maintenance_A_Achievable Economic UCT Potential | F3 | Industrial | Wood and Lumber Products | Existing | Process | Natural Gas | Steam Trap Maintenance | A | Integrated Unit Winter Peak Savings (kW) | Achievable Economic UCT Potential | 0 | 0 | 0 | 0 | 0 | 0 | 0 | 0 | 0 | 0 | 0 | 0 | 0 | 0 | 0 | 0 | 0 | 0 | 0 | 0 | 0 | 0 | 0 | 0 | 0 | 0 | 0 | 0 | 0 | 0 | 0
F4_Industrial_Wood and Lumber Products_Existing_Process_Natural Gas_Steam Trap Maintenance_A_Achievable Economic UCT Potential | F4 | Industrial | Wood and Lumber Products | Existing | Process | Natural Gas | Steam Trap Maintenance | A | Incremental Energy Savings (MWh or mTherms) | Achievable Economic UCT Potential | 0 | 0 | 0 | 0 | 0 | 0.027244 | 0.027217 | 0.027044 | 0.027047 | 0.027058 | 0.026704 | 0.026623 | 0.026562 | 0.026134 | 0.02623 | 0.025975 | 0.025976 | 0.025843 | 0.02561 | 0.025639 | 0.025531 | 0.025431 | 0.025338 | 0.025252 | 0.025172 | 0 | 0 | 0 | 0 | 0 | 0
F5_Industrial_Wood and Lumber Products_Existing_Process_Natural Gas_Steam Trap Maintenance_A_Achievable Economic UCT Potential | F5 | Industrial | Wood and Lumber Products | Existing | Process | Natural Gas | Steam Trap Maintenance | A | Incremental Summer Peak Savings (MW) | Achievable Economic UCT Potential | 0 | 0 | 0 | 0 | 0 | 0 | 0 | 0 | 0 | 0 | 0 | 0 | 0 | 0 | 0 | 0 | 0 | 0 | 0 | 0 | 0 | 0 | 0 | 0 | 0 | 0 | 0 | 0 | 0 | 0 | 0
F6_Industrial_Wood and Lumber Products_Existing_Process_Natural Gas_Steam Trap Maintenance_A_Achievable Economic UCT Potential | F6 | Industrial | Wood and Lumber Products | Existing | Process | Natural Gas | Steam Trap Maintenance | A | Incremental Winter Peak Savings (MW) | Achievable Economic UCT Potential | 0 | 0 | 0 | 0 | 0 | 0 | 0 | 0 | 0 | 0 | 0 | 0 | 0 | 0 | 0 | 0 | 0 | 0 | 0 | 0 | 0 | 0 | 0 | 0 | 0 | 0 | 0 | 0 | 0 | 0 | 0
F7_Industrial_Wood and Lumber Products_Existing_Process_Natural Gas_Steam Trap Maintenance_A_Achievable Economic UCT Potential | F7 | Industrial | Wood and Lumber Products | Existing | Process | Natural Gas | Steam Trap Maintenance | A | Cumulative Energy Savings (MWh or mTherms) | Achievable Economic UCT Potential | 0 | 0 | 0 | 0 | 0 | 0.027244 | 0.054448 | 0.081468 | 0.10848 | 0.13549 | 0.16214 | 0.18871 | 0.21523 | 0.24131 | 0.2675 | 0.29344 | 0.31938 | 0.34519 | 0.37077 | 0.39639 | 0.4219 | 0.44732 | 0.47265 | 0.49789 | 0.52306 | 0.52305 | 0.52304 | 0.52304 | 0 | 0 | 0
F8_Industrial_Wood and Lumber Products_Existing_Process_Natural Gas_Steam Trap Maintenance_A_Achievable Economic UCT Potential | F8 | Industrial | Wood and Lumber Products | Existing | Process | Natural Gas | Steam Trap Maintenance | A | Cumulative Summer Peak Savings (MW) | Achievable Economic UCT Potential | 0 | 0 | 0 | 0 | 0 | 0 | 0 | 0 | 0 | 0 | 0 | 0 | 0 | 0 | 0 | 0 | 0 | 0 | 0 | 0 | 0 | 0 | 0 | 0 | 0 | 0 | 0 | 0 | 0 | 0 | 0
F9_Industrial_Wood and Lumber Products_Existing_Process_Natural Gas_Steam Trap Maintenance_A_Achievable Economic UCT Potential | F9 | Industrial | Wood and Lumber Products | Existing | Process | Natural Gas | Steam Trap Maintenance | A | Cumulative Winter Peak Savings (MW) | Achievable Economic UCT Potential | 0 | 0 | 0 | 0 | 0 | 0 | 0 | 0 | 0 | 0 | 0 | 0 | 0 | 0 | 0 | 0 | 0 | 0 | 0 | 0 | 0 | 0 | 0 | 0 | 0 | 0 | 0 | 0 | 0 | 0 | 0
F10_Industrial_Wood and Lumber Products_Existing_Process_Natural Gas_Steam Trap Maintenance_A_Achievable Economic UCT Potential | F10 | Industrial | Wood and Lumber Products | Existing | Process | Natural Gas | Steam Trap Maintenance | A | Purchases (Incremental) | Achievable Economic UCT Potential | 0 | 0 | 0 | 0 | 0 | 3.354 | 3.3521 | 3.3323 | 3.3342 | 3.3369 | 3.2945 | 3.2855 | 3.2789 | 3.2268 | 3.2391 | 3.2082 | 3.2086 | 3.1925 | 3.164 | 3.1678 | 3.1547 | 3.1424 | 3.1309 | 3.1203 | 3.1105 | 0 | 0 | 0 | 0 | 0 | 0
F11_Industrial_Wood and Lumber Products_Existing_Process_Natural Gas_Steam Trap Maintenance_A_Achievable Economic UCT Potential | F11 | Industrial | Wood and Lumber Products | Existing | Process | Natural Gas | Steam Trap Maintenance | A | Purchases (Cumulative) | Achievable Economic UCT Potential | 0 | 0 | 0 | 0 | 0 | 3.354 | 6.7061 | 10.0384 | 13.3726 | 16.7095 | 20.004 | 23.2896 | 26.5684 | 29.7952 | 33.0343 | 36.2425 | 39.4512 | 42.6437 | 45.8077 | 48.9754 | 52.1301 | 55.2725 | 58.4034 | 61.5237 | 64.6342 | 64.6342 | 64.6342 | 64.6342 | 64.6342 | 64.6342 | 64.6342
F1_Industrial_Wood and Lumber Products_Existing_Space Heating_Natural Gas_Gas Boiler - High Turndown_A_Achievable Economic UCT Potential | F1 | Industrial | Wood and Lumber Products | Existing | Space Heating | Natural Gas | Gas Boiler - High Turndown | A | Integrated Unit Energy Savings (kWh or therms) | Achievable Economic UCT Potential | 0 | 0 | 0 | 0 | 0 | 1.2 | 1.181 | 1.1572 | 1.1282 | 1.0941 | 1.0554 | 1.0153 | 0.97496 | 0.93387 | 0.89843 | 0.86451 | 0.83666 | 0.81159 | 0.78907 | 0.77239 | 0.75694 | 0.74322 | 0.73155 | 0.72244 | 0.71391 | 0.70746 | 0.70204 | 0.69706 | 1.0424 | 1.0381 | 1.0342
F2_Industrial_Wood and Lumber Products_Existing_Space Heating_Natural Gas_Gas Boiler - High Turndown_A_Achievable Economic UCT Potential | F2 | Industrial | Wood and Lumber Products | Existing | Space Heating | Natural Gas | Gas Boiler - High Turndown | A | Integrated Unit Summer Peak Savings (kW) | Achievable Economic UCT Potential | 0 | 0 | 0 | 0 | 0 | 0 | 0 | 0 | 0 | 0 | 0 | 0 | 0 | 0 | 0 | 0 | 0 | 0 | 0 | 0 | 0 | 0 | 0 | 0 | 0 | 0 | 0 | 0 | 0 | 0 | 0
F3_Industrial_Wood and Lumber Products_Existing_Space Heating_Natural Gas_Gas Boiler - High Turndown_A_Achievable Economic UCT Potential | F3 | Industrial | Wood and Lumber Products | Existing | Space Heating | Natural Gas | Gas Boiler - High Turndown | A | Integrated Unit Winter Peak Savings (kW) | Achievable Economic UCT Potential | 0 | 0 | 0 | 0 | 0 | 0 | 0 | 0 | 0 | 0 | 0 | 0 | 0 | 0 | 0 | 0 | 0 | 0 | 0 | 0 | 0 | 0 | 0 | 0 | 0 | 0 | 0 | 0 | 0 | 0 | 0
F4_Industrial_Wood and Lumber Products_Existing_Space Heating_Natural Gas_Gas Boiler - High Turndown_A_Achievable Economic UCT Potential | F4 | Industrial | Wood and Lumber Products | Existing | Space Heating | Natural Gas | Gas Boiler - High Turndown | A | Incremental Energy Savings (MWh or mTherms) | Achievable Economic UCT Potential | 0 | 0 | 0 | 0 | 0 | 0.0031973 | 0.0031449 | 0.0030633 | 0.0029881 | 0.0029004 | 0.002486 | 0.0019079 | 0.0014628 | 0.0011031 | 0.00085222 | 0.00064978 | 0.00050315 | 0.00038849 | 0.00029947 | 0.00023479 | 0.00018332 | 1.2229e-06 | 4.2833e-07 | 1.4371e-07 | 4.6163e-08 | 3.8771e-08 | 3.8372e-08 | 3.8007e-08 | 5.6712e-08 | 5.6369e-08 | 5.6061e-08
F5_Industrial_Wood and Lumber Products_Existing_Space Heating_Natural Gas_Gas Boiler - High Turndown_A_Achievable Economic UCT Potential | F5 | Industrial | Wood and Lumber Products | Existing | Space Heating | Natural Gas | Gas Boiler - High Turndown | A | Incremental Summer Peak Savings (MW) | Achievable Economic UCT Potential | 0 | 0 | 0 | 0 | 0 | 0 | 0 | 0 | 0 | 0 | 0 | 0 | 0 | 0 | 0 | 0 | 0 | 0 | 0 | 0 | 0 | 0 | 0 | 0 | 0 | 0 | 0 | 0 | 0 | 0 | 0
F6_Industrial_Wood and Lumber Products_Existing_Space Heating_Natural Gas_Gas Boiler - High Turndown_A_Achievable Economic UCT Potential | F6 | Industrial | Wood and Lumber Products | Existing | Space Heating | Natural Gas | Gas Boiler - High Turndown | A | Incremental Winter Peak Savings (MW) | Achievable Economic UCT Potential | 0 | 0 | 0 | 0 | 0 | 0 | 0 | 0 | 0 | 0 | 0 | 0 | 0 | 0 | 0 | 0 | 0 | 0 | 0 | 0 | 0 | 0 | 0 | 0 | 0 | 0 | 0 | 0 | 0 | 0 | 0
F7_Industrial_Wood and Lumber Products_Existing_Space Heating_Natural Gas_Gas Boiler - High Turndown_A_Achievable Economic UCT Potential | F7 | Industrial | Wood and Lumber Products | Existing | Space Heating | Natural Gas | Gas Boiler - High Turndown | A | Cumulative Energy Savings (MWh or mTherms) | Achievable Economic UCT Potential | 0 | 0 | 0 | 0 | 0 | 0.0031973 | 0.0062915 | 0.009228 | 0.011985 | 0.014524 | 0.016495 | 0.017776 | 0.018533 | 0.018855 | 0.018992 | 0.018924 | 0.018818 | 0.018643 | 0.018425 | 0.01827 | 0.018088 | 0.017761 | 0.017483 | 0.017265 | 0.017061 | 0.016907 | 0.016778 | 0.016659 | 0 | 0 | 0
F8_Industrial_Wood and Lumber Products_Existing_Space Heating_Natural Gas_Gas Boiler - High Turndown_A_Achievable Economic UCT Potential | F8 | Industrial | Wood and Lumber Products | Existing | Space Heating | Natural Gas | Gas Boiler - High Turndown | A | Cumulative Summer Peak Savings (MW) | Achievable Economic UCT Potential | 0 | 0 | 0 | 0 | 0 | 0 | 0 | 0 | 0 | 0 | 0 | 0 | 0 | 0 | 0 | 0 | 0 | 0 | 0 | 0 | 0 | 0 | 0 | 0 | 0 | 0 | 0 | 0 | 0 | 0 | 0
F9_Industrial_Wood and Lumber Products_Existing_Space Heating_Natural Gas_Gas Boiler - High Turndown_A_Achievable Economic UCT Potential | F9 | Industrial | Wood and Lumber Products | Existing | Space Heating | Natural Gas | Gas Boiler - High Turndown | A | Cumulative Winter Peak Savings (MW) | Achievable Economic UCT Potential | 0 | 0 | 0 | 0 | 0 | 0 | 0 | 0 | 0 | 0 | 0 | 0 | 0 | 0 | 0 | 0 | 0 | 0 | 0 | 0 | 0 | 0 | 0 | 0 | 0 | 0 | 0 | 0 | 0 | 0 | 0
F10_Industrial_Wood and Lumber Products_Existing_Space Heating_Natural Gas_Gas Boiler - High Turndown_A_Achievable Economic UCT Potential | F10 | Industrial | Wood and Lumber Products | Existing | Space Heating | Natural Gas | Gas Boiler - High Turndown | A | Purchases (Incremental) | Achievable Economic UCT Potential | 0 | 0 | 0 | 0 | 0 | 2.6644 | 2.6629 | 2.6472 | 2.6486 | 2.6508 | 2.3555 | 1.8792 | 1.5003 | 1.1812 | 0.94857 | 0.75162 | 0.60137 | 0.47868 | 0.37952 | 0.30398 | 0.24218 | 0.0016454 | 0.00058551 | 0.00019893 | 6.4663e-05 | 5.4803e-05 | 5.4657e-05 | 5.4525e-05 | 5.4406e-05 | 5.43e-05 | 5.4208e-05
F11_Industrial_Wood and Lumber Products_Existing_Space Heating_Natural Gas_Gas Boiler - High Turndown_A_Achievable Economic UCT Potential | F11 | Industrial | Wood and Lumber Products | Existing | Space Heating | Natural Gas | Gas Boiler - High Turndown | A | Purchases (Cumulative) | Achievable Economic UCT Potential | 0 | 0 | 0 | 0 | 0 | 2.6644 | 5.3273 | 7.9745 | 10.6232 | 13.274 | 15.6295 | 17.5087 | 19.009 | 20.1902 | 21.1388 | 21.8904 | 22.4917 | 22.9704 | 23.3499 | 23.6539 | 23.8961 | 23.8977 | 23.8983 | 23.8985 | 23.8986 | 23.8987 | 23.8987 | 23.8988 | 23.8988 | 23.8989 | 23.8989
F1_Industrial_Wood and Lumber Products_Existing_Process_Natural Gas_Gas Boiler - High Turndown_A_Achievable Economic UCT Potential | F1 | Industrial | Wood and Lumber Products | Existing | Process | Natural Gas | Gas Boiler - High Turndown | A | Integrated Unit Energy Savings (kWh or therms) | Achievable Economic UCT Potential | 0 | 0 | 0 | 0 | 0 | 8.6029 | 8.579 | 8.5549 | 8.531 | 8.507 | 8.482 | 8.4597 | 8.4387 | 8.4162 | 8.3988 | 8.3797 | 8.3639 | 8.3478 | 8.3312 | 8.3179 | 8.3034 | 8.2899 | 8.2765 | 8.2631 | 8.2499 | 8.2488 | 8.2478 | 8.2469 | 8.6269 | 8.6269 | 8.6269
F2_Industrial_Wood and Lumber Products_Existing_Process_Natural Gas_Gas Boiler - High Turndown_A_Achievable Economic UCT Potential | F2 | Industrial | Wood and Lumber Products | Existing | Process | Natural Gas | Gas Boiler - High Turndown | A | Integrated Unit Summer Peak Savings (kW) | Achievable Economic UCT Potential | 0 | 0 | 0 | 0 | 0 | 0 | 0 | 0 | 0 | 0 | 0 | 0 | 0 | 0 | 0 | 0 | 0 | 0 | 0 | 0 | 0 | 0 | 0 | 0 | 0 | 0 | 0 | 0 | 0 | 0 | 0
F3_Industrial_Wood and Lumber Products_Existing_Process_Natural Gas_Gas Boiler - High Turndown_A_Achievable Economic UCT Potential | F3 | Industrial | Wood and Lumber Products | Existing | Process | Natural Gas | Gas Boiler - High Turndown | A | Integrated Unit Winter Peak Savings (kW) | Achievable Economic UCT Potential | 0 | 0 | 0 | 0 | 0 | 0 | 0 | 0 | 0 | 0 | 0 | 0 | 0 | 0 | 0 | 0 | 0 | 0 | 0 | 0 | 0 | 0 | 0 | 0 | 0 | 0 | 0 | 0 | 0 | 0 | 0
F4_Industrial_Wood and Lumber Products_Existing_Process_Natural Gas_Gas Boiler - High Turndown_A_Achievable Economic UCT Potential | F4 | Industrial | Wood and Lumber Products | Existing | Process | Natural Gas | Gas Boiler - High Turndown | A | Incremental Energy Savings (MWh or mTherms) | Achievable Economic UCT Potential | 0 | 0 | 0 | 0 | 0 | 0.078897 | 0.078635 | 0.077951 | 0.077776 | 0.077621 | 0.068769 | 0.05472 | 0.043579 | 0.034218 | 0.027422 | 0.021679 | 0.017313 | 0.013754 | 0.010883 | 0.0087031 | 0.0069216 | 4.6951e-05 | 1.668e-05 | 5.6579e-06 | 1.8362e-06 | 1.556e-06 | 1.5517e-06 | 1.5478e-06 | 1.6155e-06 | 1.6124e-06 | 1.6097e-06
F5_Industrial_Wood and Lumber Products_Existing_Process_Natural Gas_Gas Boiler - High Turndown_A_Achievable Economic UCT Potential | F5 | Industrial | Wood and Lumber Products | Existing | Process | Natural Gas | Gas Boiler - High Turndown | A | Incremental Summer Peak Savings (MW) | Achievable Economic UCT Potential | 0 | 0 | 0 | 0 | 0 | 0 | 0 | 0 | 0 | 0 | 0 | 0 | 0 | 0 | 0 | 0 | 0 | 0 | 0 | 0 | 0 | 0 | 0 | 0 | 0 | 0 | 0 | 0 | 0 | 0 | 0
F6_Industrial_Wood and Lumber Products_Existing_Process_Natural Gas_Gas Boiler - High Turndown_A_Achievable Economic UCT Potential | F6 | Industrial | Wood and Lumber Products | Existing | Process | Natural Gas | Gas Boiler - High Turndown | A | Incremental Winter Peak Savings (MW) | Achievable Economic UCT Potential | 0 | 0 | 0 | 0 | 0 | 0 | 0 | 0 | 0 | 0 | 0 | 0 | 0 | 0 | 0 | 0 | 0 | 0 | 0 | 0 | 0 | 0 | 0 | 0 | 0 | 0 | 0 | 0 | 0 | 0 | 0
F7_Industrial_Wood and Lumber Products_Existing_Process_Natural Gas_Gas Boiler - High Turndown_A_Achievable Economic UCT Potential | F7 | Industrial | Wood and Lumber Products | Existing | Process | Natural Gas | Gas Boiler - High Turndown | A | Cumulative Energy Savings (MWh or mTherms) | Achievable Economic UCT Potential | 0 | 0 | 0 | 0 | 0 | 0.078897 | 0.15731 | 0.23482 | 0.31194 | 0.38868 | 0.45631 | 0.50983 | 0.55214 | 0.58489 | 0.61111 | 0.63139 | 0.64752 | 0.66002 | 0.66959 | 0.67723 | 0.68297 | 0.6819 | 0.68082 | 0.67973 | 0.67864 | 0.67855 | 0.67847 | 0.6784 | 0 | 0 | 0
F8_Industrial_Wood and Lumber Products_Existing_Process_Natural Gas_Gas Boiler - High Turndown_A_Achievable Economic UCT Potential | F8 | Industrial | Wood and Lumber Products | Existing | Process | Natural Gas | Gas Boiler - High Turndown | A | Cumulative Summer Peak Savings (MW) | Achievable Economic UCT Potential | 0 | 0 | 0 | 0 | 0 | 0 | 0 | 0 | 0 | 0 | 0 | 0 | 0 | 0 | 0 | 0 | 0 | 0 | 0 | 0 | 0 | 0 | 0 | 0 | 0 | 0 | 0 | 0 | 0 | 0 | 0
F9_Industrial_Wood and Lumber Products_Existing_Process_Natural Gas_Gas Boiler - High Turndown_A_Achievable Economic UCT Potential | F9 | Industrial | Wood and Lumber Products | Existing | Process | Natural Gas | Gas Boiler - High Turndown | A | Cumulative Winter Peak Savings (MW) | Achievable Economic UCT Potential | 0 | 0 | 0 | 0 | 0 | 0 | 0 | 0 | 0 | 0 | 0 | 0 | 0 | 0 | 0 | 0 | 0 | 0 | 0 | 0 | 0 | 0 | 0 | 0 | 0 | 0 | 0 | 0 | 0 | 0 | 0
F10_Industrial_Wood and Lumber Products_Existing_Process_Natural Gas_Gas Boiler - High Turndown_A_Achievable Economic UCT Potential | F10 | Industrial | Wood and Lumber Products | Existing | Process | Natural Gas | Gas Boiler - High Turndown | A | Purchases (Incremental) | Achievable Economic UCT Potential | 0 | 0 | 0 | 0 | 0 | 9.1709 | 9.1659 | 9.1119 | 9.1168 | 9.1243 | 8.1076 | 6.4684 | 5.1642 | 4.0657 | 3.265 | 2.5871 | 2.0699 | 1.6476 | 1.3063 | 1.0463 | 0.83359 | 0.0056636 | 0.0020153 | 0.00068471 | 0.00022257 | 0.00018864 | 0.00018813 | 0.00018768 | 0.00018727 | 0.0001869 | 0.00018659
F11_Industrial_Wood and Lumber Products_Existing_Process_Natural Gas_Gas Boiler - High Turndown_A_Achievable Economic UCT Potential | F11 | Industrial | Wood and Lumber Products | Existing | Process | Natural Gas | Gas Boiler - High Turndown | A | Purchases (Cumulative) | Achievable Economic UCT Potential | 0 | 0 | 0 | 0 | 0 | 9.1709 | 18.3369 | 27.4487 | 36.5655 | 45.6898 | 53.7974 | 60.2658 | 65.43 | 69.4957 | 72.7608 | 75.3479 | 77.4178 | 79.0654 | 80.3718 | 81.4181 | 82.2517 | 82.2573 | 82.2594 | 82.26 | 82.2603 | 82.2604 | 82.2606 | 82.2608 | 82.261 | 82.2612 | 82.2614
F1_Industrial_Wood and Lumber Products_Existing_Space Heating_Natural Gas_Gas Boiler - Burner Control Optimization_A_Achievable Economic UCT Potential | F1 | Industrial | Wood and Lumber Products | Existing | Space Heating | Natural Gas | Gas Boiler - Burner Control Optimization | A | Integrated Unit Energy Savings (kWh or therms) | Achievable Economic UCT Potential | 0 | 0 | 0 | 0 | 0 | 0.34799 | 0.34246 | 0.33554 | 0.32711 | 0.31724 | 0.30599 | 0.29434 | 0.28265 | 0.27073 | 0.26045 | 0.25062 | 0.24254 | 0.23527 | 0.22874 | 0.2239 | 0.21943 | 0.21545 | 0.21206 | 0.20942 | 0.20695 | 0.20508 | 0.20351 | 0.20207 | 0.30229 | 0.30105 | 0.29992
F2_Industrial_Wood and Lumber Products_Existing_Space Heating_Natural Gas_Gas Boiler - Burner Control Optimization_A_Achievable Economic UCT Potential | F2 | Industrial | Wood and Lumber Products | Existing | Space Heating | Natural Gas | Gas Boiler - Burner Control Optimization | A | Integrated Unit Summer Peak Savings (kW) | Achievable Economic UCT Potential | 0 | 0 | 0 | 0 | 0 | 0 | 0 | 0 | 0 | 0 | 0 | 0 | 0 | 0 | 0 | 0 | 0 | 0 | 0 | 0 | 0 | 0 | 0 | 0 | 0 | 0 | 0 | 0 | 0 | 0 | 0
F3_Industrial_Wood and Lumber Products_Existing_Space Heating_Natural Gas_Gas Boiler - Burner Control Optimization_A_Achievable Economic UCT Potential | F3 | Industrial | Wood and Lumber Products | Existing | Space Heating | Natural Gas | Gas Boiler - Burner Control Optimization | A | Integrated Unit Winter Peak Savings (kW) | Achievable Economic UCT Potential | 0 | 0 | 0 | 0 | 0 | 0 | 0 | 0 | 0 | 0 | 0 | 0 | 0 | 0 | 0 | 0 | 0 | 0 | 0 | 0 | 0 | 0 | 0 | 0 | 0 | 0 | 0 | 0 | 0 | 0 | 0
F4_Industrial_Wood and Lumber Products_Existing_Space Heating_Natural Gas_Gas Boiler - Burner Control Optimization_A_Achievable Economic UCT Potential | F4 | Industrial | Wood and Lumber Products | Existing | Space Heating | Natural Gas | Gas Boiler - Burner Control Optimization | A | Incremental Energy Savings (MWh or mTherms) | Achievable Economic UCT Potential | 0 | 0 | 0 | 0 | 0 | 0.00025011 | 0.00038669 | 0.00075329 | 0.0012858 | 0.0019414 | 0.0025883 | 0.0031602 | 0.0035332 | 0.0035867 | 0.0034637 | 0.003081 | 0.0026094 | 0.002074 | 0.0015543 | 0.0011224 | 0.00076679 | 0.00049997 | 0.00031202 | 0.00018692 | 0.00012468 | 0 | 0 | 0 | 0 | 0 | 0
F5_Industrial_Wood and Lumber Products_Existing_Space Heating_Natural Gas_Gas Boiler - Burner Control Optimization_A_Achievable Economic UCT Potential | F5 | Industrial | Wood and Lumber Products | Existing | Space Heating | Natural Gas | Gas Boiler - Burner Control Optimization | A | Incremental Summer Peak Savings (MW) | Achievable Economic UCT Potential | 0 | 0 | 0 | 0 | 0 | 0 | 0 | 0 | 0 | 0 | 0 | 0 | 0 | 0 | 0 | 0 | 0 | 0 | 0 | 0 | 0 | 0 | 0 | 0 | 0 | 0 | 0 | 0 | 0 | 0 | 0
F6_Industrial_Wood and Lumber Products_Existing_Space Heating_Natural Gas_Gas Boiler - Burner Control Optimization_A_Achievable Economic UCT Potential | F6 | Industrial | Wood and Lumber Products | Existing | Space Heating | Natural Gas | Gas Boiler - Burner Control Optimization | A | Incremental Winter Peak Savings (MW) | Achievable Economic UCT Potential | 0 | 0 | 0 | 0 | 0 | 0 | 0 | 0 | 0 | 0 | 0 | 0 | 0 | 0 | 0 | 0 | 0 | 0 | 0 | 0 | 0 | 0 | 0 | 0 | 0 | 0 | 0 | 0 | 0 | 0 | 0
F7_Industrial_Wood and Lumber Products_Existing_Space Heating_Natural Gas_Gas Boiler - Burner Control Optimization_A_Achievable Economic UCT Potential | F7 | Industrial | Wood and Lumber Products | Existing | Space Heating | Natural Gas | Gas Boiler - Burner Control Optimization | A | Cumulative Energy Savings (MWh or mTherms) | Achievable Economic UCT Potential | 0 | 0 | 0 | 0 | 0 | 0.00025011 | 0.00063283 | 0.0013733 | 0.0026247 | 0.0044868 | 0.0069161 | 0.009813 | 0.012956 | 0.015997 | 0.018853 | 0.021222 | 0.023148 | 0.024528 | 0.025401 | 0.025986 | 0.026234 | 0.026258 | 0.026157 | 0.026019 | 0.025836 | 0.025603 | 0.025407 | 0.025226 | 0 | 0 | 0
F8_Industrial_Wood and Lumber Products_Existing_Space Heating_Natural Gas_Gas Boiler - Burner Control Optimization_A_Achievable Economic UCT Potential | F8 | Industrial | Wood and Lumber Products | Existing | Space Heating | Natural Gas | Gas Boiler - Burner Control Optimization | A | Cumulative Summer Peak Savings (MW) | Achievable Economic UCT Potential | 0 | 0 | 0 | 0 | 0 | 0 | 0 | 0 | 0 | 0 | 0 | 0 | 0 | 0 | 0 | 0 | 0 | 0 | 0 | 0 | 0 | 0 | 0 | 0 | 0 | 0 | 0 | 0 | 0 | 0 | 0
F9_Industrial_Wood and Lumber Products_Existing_Space Heating_Natural Gas_Gas Boiler - Burner Control Optimization_A_Achievable Economic UCT Potential | F9 | Industrial | Wood and Lumber Products | Existing | Space Heating | Natural Gas | Gas Boiler - Burner Control Optimization | A | Cumulative Winter Peak Savings (MW) | Achievable Economic UCT Potential | 0 | 0 | 0 | 0 | 0 | 0 | 0 | 0 | 0 | 0 | 0 | 0 | 0 | 0 | 0 | 0 | 0 | 0 | 0 | 0 | 0 | 0 | 0 | 0 | 0 | 0 | 0 | 0 | 0 | 0 | 0
F10_Industrial_Wood and Lumber Products_Existing_Space Heating_Natural Gas_Gas Boiler - Burner Control Optimization_A_Achievable Economic UCT Potential | F10 | Industrial | Wood and Lumber Products | Existing | Space Heating | Natural Gas | Gas Boiler - Burner Control Optimization | A | Purchases (Incremental) | Achievable Economic UCT Potential | 0 | 0 | 0 | 0 | 0 | 0.71873 | 1.1292 | 2.245 | 3.9309 | 6.1197 | 8.4588 | 10.7363 | 12.5003 | 13.2481 | 13.2987 | 12.2937 | 10.7584 | 8.8153 | 6.7952 | 5.0129 | 3.4945 | 2.3206 | 1.4714 | 0.89258 | 0.60244 | 0 | 0 | 0 | 0 | 0 | 0
F11_Industrial_Wood and Lumber Products_Existing_Space Heating_Natural Gas_Gas Boiler - Burner Control Optimization_A_Achievable Economic UCT Potential | F11 | Industrial | Wood and Lumber Products | Existing | Space Heating | Natural Gas | Gas Boiler - Burner Control Optimization | A | Purchases (Cumulative) | Achievable Economic UCT Potential | 0 | 0 | 0 | 0 | 0 | 0.71873 | 1.8479 | 4.0929 | 8.0237 | 14.1435 | 22.6023 | 33.3386 | 45.8389 | 59.087 | 72.3857 | 84.6794 | 95.4378 | 104.2531 | 111.0483 | 116.0612 | 119.5557 | 121.8763 | 123.3477 | 124.2403 | 124.8427 | 124.8427 | 124.8427 | 124.8427 | 124.8427 | 124.8427 | 124.8427
F1_Industrial_Wood and Lumber Products_Existing_Process_Natural Gas_Gas Boiler - Burner Control Optimization_A_Achievable Economic UCT Potential | F1 | Industrial | Wood and Lumber Products | Existing | Process | Natural Gas | Gas Boiler - Burner Control Optimization | A | Integrated Unit Energy Savings (kWh or therms) | Achievable Economic UCT Potential | 0 | 0 | 0 | 0 | 0 | 2.4945 | 2.4872 | 2.4798 | 2.4726 | 2.4652 | 2.4577 | 2.4509 | 2.4446 | 2.4379 | 2.4328 | 2.4271 | 2.4224 | 2.4177 | 2.4128 | 2.4089 | 2.4047 | 2.4007 | 2.3968 | 2.393 | 2.3891 | 2.3888 | 2.3885 | 2.3882 | 2.5018 | 2.5018 | 2.5018
F2_Industrial_Wood and Lumber Products_Existing_Process_Natural Gas_Gas Boiler - Burner Control Optimization_A_Achievable Economic UCT Potential | F2 | Industrial | Wood and Lumber Products | Existing | Process | Natural Gas | Gas Boiler - Burner Control Optimization | A | Integrated Unit Summer Peak Savings (kW) | Achievable Economic UCT Potential | 0 | 0 | 0 | 0 | 0 | 0 | 0 | 0 | 0 | 0 | 0 | 0 | 0 | 0 | 0 | 0 | 0 | 0 | 0 | 0 | 0 | 0 | 0 | 0 | 0 | 0 | 0 | 0 | 0 | 0 | 0
F3_Industrial_Wood and Lumber Products_Existing_Process_Natural Gas_Gas Boiler - Burner Control Optimization_A_Achievable Economic UCT Potential | F3 | Industrial | Wood and Lumber Products | Existing | Process | Natural Gas | Gas Boiler - Burner Control Optimization | A | Integrated Unit Winter Peak Savings (kW) | Achievable Economic UCT Potential | 0 | 0 | 0 | 0 | 0 | 0 | 0 | 0 | 0 | 0 | 0 | 0 | 0 | 0 | 0 | 0 | 0 | 0 | 0 | 0 | 0 | 0 | 0 | 0 | 0 | 0 | 0 | 0 | 0 | 0 | 0
F4_Industrial_Wood and Lumber Products_Existing_Process_Natural Gas_Gas Boiler - Burner Control Optimization_A_Achievable Economic UCT Potential | F4 | Industrial | Wood and Lumber Products | Existing | Process | Natural Gas | Gas Boiler - Burner Control Optimization | A | Incremental Energy Savings (MWh or mTherms) | Achievable Economic UCT Potential | 0 | 0 | 0 | 0 | 0 | 0.0061711 | 0.0096668 | 0.019163 | 0.033454 | 0.051929 | 0.071557 | 0.090574 | 0.10518 | 0.11117 | 0.11136 | 0.1027 | 0.089706 | 0.073359 | 0.056434 | 0.041565 | 0.028924 | 0.019176 | 0.012139 | 0.0073519 | 0.0049542 | 0 | 0 | 0 | 0 | 0 | 0
F5_Industrial_Wood and Lumber Products_Existing_Process_Natural Gas_Gas Boiler - Burner Control Optimization_A_Achievable Economic UCT Potential | F5 | Industrial | Wood and Lumber Products | Existing | Process | Natural Gas | Gas Boiler - Burner Control Optimization | A | Incremental Summer Peak Savings (MW) | Achievable Economic UCT Potential | 0 | 0 | 0 | 0 | 0 | 0 | 0 | 0 | 0 | 0 | 0 | 0 | 0 | 0 | 0 | 0 | 0 | 0 | 0 | 0 | 0 | 0 | 0 | 0 | 0 | 0 | 0 | 0 | 0 | 0 | 0
F6_Industrial_Wood and Lumber Products_Existing_Process_Natural Gas_Gas Boiler - Burner Control Optimization_A_Achievable Economic UCT Potential | F6 | Industrial | Wood and Lumber Products | Existing | Process | Natural Gas | Gas Boiler - Burner Control Optimization | A | Incremental Winter Peak Savings (MW) | Achievable Economic UCT Potential | 0 | 0 | 0 | 0 | 0 | 0 | 0 | 0 | 0 | 0 | 0 | 0 | 0 | 0 | 0 | 0 | 0 | 0 | 0 | 0 | 0 | 0 | 0 | 0 | 0 | 0 | 0 | 0 | 0 | 0 | 0
F7_Industrial_Wood and Lumber Products_Existing_Process_Natural Gas_Gas Boiler - Burner Control Optimization_A_Achievable Economic UCT Potential | F7 | Industrial | Wood and Lumber Products | Existing | Process | Natural Gas | Gas Boiler - Burner Control Optimization | A | Cumulative Energy Savings (MWh or mTherms) | Achievable Economic UCT Potential | 0 | 0 | 0 | 0 | 0 | 0.0061711 | 0.01582 | 0.034936 | 0.068288 | 0.12001 | 0.1912 | 0.28125 | 0.38571 | 0.49583 | 0.60614 | 0.70743 | 0.79578 | 0.86757 | 0.92225 | 0.96234 | 0.98956 | 1.0071 | 1.0176 | 1.0233 | 1.0266 | 1.0265 | 1.0264 | 1.0263 | 0 | 0 | 0
F8_Industrial_Wood and Lumber Products_Existing_Process_Natural Gas_Gas Boiler - Burner Control Optimization_A_Achievable Economic UCT Potential | F8 | Industrial | Wood and Lumber Products | Existing | Process | Natural Gas | Gas Boiler - Burner Control Optimization | A | Cumulative Summer Peak Savings (MW) | Achievable Economic UCT Potential | 0 | 0 | 0 | 0 | 0 | 0 | 0 | 0 | 0 | 0 | 0 | 0 | 0 | 0 | 0 | 0 | 0 | 0 | 0 | 0 | 0 | 0 | 0 | 0 | 0 | 0 | 0 | 0 | 0 | 0 | 0
F9_Industrial_Wood and Lumber Products_Existing_Process_Natural Gas_Gas Boiler - Burner Control Optimization_A_Achievable Economic UCT Potential | F9 | Industrial | Wood and Lumber Products | Existing | Process | Natural Gas | Gas Boiler - Burner Control Optimization | A | Cumulative Winter Peak Savings (MW) | Achievable Economic UCT Potential | 0 | 0 | 0 | 0 | 0 | 0 | 0 | 0 | 0 | 0 | 0 | 0 | 0 | 0 | 0 | 0 | 0 | 0 | 0 | 0 | 0 | 0 | 0 | 0 | 0 | 0 | 0 | 0 | 0 | 0 | 0
F10_Industrial_Wood and Lumber Products_Existing_Process_Natural Gas_Gas Boiler - Burner Control Optimization_A_Achievable Economic UCT Potential | F10 | Industrial | Wood and Lumber Products | Existing | Process | Natural Gas | Gas Boiler - Burner Control Optimization | A | Purchases (Incremental) | Achievable Economic UCT Potential | 0 | 0 | 0 | 0 | 0 | 2.4739 | 3.8866 | 7.7274 | 13.5302 | 21.0644 | 29.1157 | 36.9551 | 43.0267 | 45.6007 | 45.7748 | 42.3157 | 37.031 | 30.3427 | 23.3893 | 17.2547 | 12.0283 | 7.9877 | 5.0646 | 3.0723 | 2.0736 | 0 | 0 | 0 | 0 | 0 | 0
F11_Industrial_Wood and Lumber Products_Existing_Process_Natural Gas_Gas Boiler - Burner Control Optimization_A_Achievable Economic UCT Potential | F11 | Industrial | Wood and Lumber Products | Existing | Process | Natural Gas | Gas Boiler - Burner Control Optimization | A | Purchases (Cumulative) | Achievable Economic UCT Potential | 0 | 0 | 0 | 0 | 0 | 2.4739 | 6.3605 | 14.0879 | 27.6181 | 48.6825 | 77.7982 | 114.7533 | 157.78 | 203.3807 | 249.1555 | 291.4712 | 328.5022 | 358.8449 | 382.2342 | 399.4889 | 411.5172 | 419.5049 | 424.5694 | 427.6417 | 429.7154 | 429.7154 | 429.7154 | 429.7154 | 429.7154 | 429.7154 | 429.7154
F1_Industrial_Wood and Lumber Products_Existing_Space Heating_Natural Gas_HVAC - Demand Controlled Ventilation_A_Achievable Economic UCT Potential | F1 | Industrial | Wood and Lumber Products | Existing | Space Heating | Natural Gas | HVAC - Demand Controlled Ventilation | A | Integrated Unit Energy Savings (kWh or therms) | Achievable Economic UCT Potential | 0 | 0 | 0 | 0 | 0 | 0.045634 | 0.045125 | 0.044484 | 0.04381 | 0.043103 | 0.042367 | 0.041604 | 0.040835 | 0.040039 | 0.03922 | 0.038418 | 0.037643 | 0.036892 | 0.036175 | 0.035521 | 0.034905 | 0.034328 | 0.033802 | 0.033348 | 0.03293 | 0.032603 | 0.032313 | 0.032041 | 0.036718 | 0.036492 | 0.03628
F2_Industrial_Wood and Lumber Products_Existing_Space Heating_Natural Gas_HVAC - Demand Controlled Ventilation_A_Achievable Economic UCT Potential | F2 | Industrial | Wood and Lumber Products | Existing | Space Heating | Natural Gas | HVAC - Demand Controlled Ventilation | A | Integrated Unit Summer Peak Savings (kW) | Achievable Economic UCT Potential | 0 | 0 | 0 | 0 | 0 | 0 | 0 | 0 | 0 | 0 | 0 | 0 | 0 | 0 | 0 | 0 | 0 | 0 | 0 | 0 | 0 | 0 | 0 | 0 | 0 | 0 | 0 | 0 | 0 | 0 | 0
F3_Industrial_Wood and Lumber Products_Existing_Space Heating_Natural Gas_HVAC - Demand Controlled Ventilation_A_Achievable Economic UCT Potential | F3 | Industrial | Wood and Lumber Products | Existing | Space Heating | Natural Gas | HVAC - Demand Controlled Ventilation | A | Integrated Unit Winter Peak Savings (kW) | Achievable Economic UCT Potential | 0 | 0 | 0 | 0 | 0 | 0 | 0 | 0 | 0 | 0 | 0 | 0 | 0 | 0 | 0 | 0 | 0 | 0 | 0 | 0 | 0 | 0 | 0 | 0 | 0 | 0 | 0 | 0 | 0 | 0 | 0
F4_Industrial_Wood and Lumber Products_Existing_Space Heating_Natural Gas_HVAC - Demand Controlled Ventilation_A_Achievable Economic UCT Potential | F4 | Industrial | Wood and Lumber Products | Existing | Space Heating | Natural Gas | HVAC - Demand Controlled Ventilation | A | Incremental Energy Savings (MWh or mTherms) | Achievable Economic UCT Potential | 0 | 0 | 0 | 0 | 0 | 0 | 0.019259 | 0.018873 | 0.018597 | 0.018312 | 0.017771 | 0.017403 | 0.017047 | 0.016449 | 0.016174 | 0.015692 | 0.015378 | 0.014995 | 0.014572 | 0.014326 | 0.01402 | 0.013734 | 0.013474 | 0.013248 | 0.013041 | 0.012874 | 0 | 0 | 0 | 0 | 0
F5_Industrial_Wood and Lumber Products_Existing_Space Heating_Natural Gas_HVAC - Demand Controlled Ventilation_A_Achievable Economic UCT Potential | F5 | Industrial | Wood and Lumber Products | Existing | Space Heating | Natural Gas | HVAC - Demand Controlled Ventilation | A | Incremental Summer Peak Savings (MW) | Achievable Economic UCT Potential | 0 | 0 | 0 | 0 | 0 | 0 | 0 | 0 | 0 | 0 | 0 | 0 | 0 | 0 | 0 | 0 | 0 | 0 | 0 | 0 | 0 | 0 | 0 | 0 | 0 | 0 | 0 | 0 | 0 | 0 | 0
F6_Industrial_Wood and Lumber Products_Existing_Space Heating_Natural Gas_HVAC - Demand Controlled Ventilation_A_Achievable Economic UCT Potential | F6 | Industrial | Wood and Lumber Products | Existing | Space Heating | Natural Gas | HVAC - Demand Controlled Ventilation | A | Incremental Winter Peak Savings (MW) | Achievable Economic UCT Potential | 0 | 0 | 0 | 0 | 0 | 0 | 0 | 0 | 0 | 0 | 0 | 0 | 0 | 0 | 0 | 0 | 0 | 0 | 0 | 0 | 0 | 0 | 0 | 0 | 0 | 0 | 0 | 0 | 0 | 0 | 0
F7_Industrial_Wood and Lumber Products_Existing_Space Heating_Natural Gas_HVAC - Demand Controlled Ventilation_A_Achievable Economic UCT Potential | F7 | Industrial | Wood and Lumber Products | Existing | Space Heating | Natural Gas | HVAC - Demand Controlled Ventilation | A | Cumulative Energy Savings (MWh or mTherms) | Achievable Economic UCT Potential | 0 | 0 | 0 | 0 | 0 | 0 | 0.019259 | 0.037858 | 0.055882 | 0.073292 | 0.089811 | 0.1056 | 0.12069 | 0.13479 | 0.1482 | 0.16087 | 0.173 | 0.18454 | 0.19553 | 0.20632 | 0.21677 | 0.22691 | 0.23691 | 0.24698 | 0.25693 | 0.26725 | 0.26487 | 0.26264 | 0 | 0 | 0
F8_Industrial_Wood and Lumber Products_Existing_Space Heating_Natural Gas_HVAC - Demand Controlled Ventilation_A_Achievable Economic UCT Potential | F8 | Industrial | Wood and Lumber Products | Existing | Space Heating | Natural Gas | HVAC - Demand Controlled Ventilation | A | Cumulative Summer Peak Savings (MW) | Achievable Economic UCT Potential | 0 | 0 | 0 | 0 | 0 | 0 | 0 | 0 | 0 | 0 | 0 | 0 | 0 | 0 | 0 | 0 | 0 | 0 | 0 | 0 | 0 | 0 | 0 | 0 | 0 | 0 | 0 | 0 | 0 | 0 | 0
F9_Industrial_Wood and Lumber Products_Existing_Space Heating_Natural Gas_HVAC - Demand Controlled Ventilation_A_Achievable Economic UCT Potential | F9 | Industrial | Wood and Lumber Products | Existing | Space Heating | Natural Gas | HVAC - Demand Controlled Ventilation | A | Cumulative Winter Peak Savings (MW) | Achievable Economic UCT Potential | 0 | 0 | 0 | 0 | 0 | 0 | 0 | 0 | 0 | 0 | 0 | 0 | 0 | 0 | 0 | 0 | 0 | 0 | 0 | 0 | 0 | 0 | 0 | 0 | 0 | 0 | 0 | 0 | 0 | 0 | 0
F10_Industrial_Wood and Lumber Products_Existing_Space Heating_Natural Gas_HVAC - Demand Controlled Ventilation_A_Achievable Economic UCT Potential | F10 | Industrial | Wood and Lumber Products | Existing | Space Heating | Natural Gas | HVAC - Demand Controlled Ventilation | A | Purchases (Incremental) | Achievable Economic UCT Potential | 0 | 0 | 0 | 0 | 0 | 0 | 426.7842 | 424.2673 | 424.4967 | 424.8477 | 419.4526 | 418.3063 | 417.457 | 410.8279 | 412.3965 | 408.4637 | 408.5167 | 406.4607 | 402.835 | 403.3122 | 401.6444 | 400.0823 | 398.6245 | 397.2699 | 396.0171 | 394.865 | 0 | 0 | 0 | 0 | 0
F11_Industrial_Wood and Lumber Products_Existing_Space Heating_Natural Gas_HVAC - Demand Controlled Ventilation_A_Achievable Economic UCT Potential | F11 | Industrial | Wood and Lumber Products | Existing | Space Heating | Natural Gas | HVAC - Demand Controlled Ventilation | A | Purchases (Cumulative) | Achievable Economic UCT Potential | 0 | 0 | 0 | 0 | 0 | 0 | 426.7842 | 851.0515 | 1275.5482 | 1700.3958 | 2119.8484 | 2538.1547 | 2955.6117 | 3366.4396 | 3778.8361 | 4187.2998 | 4595.8165 | 5002.2772 | 5405.1122 | 5808.4245 | 6210.0689 | 6610.1512 | 7008.7758 | 7406.0457 | 7802.0628 | 8196.9278 | 8196.9278 | 8196.9278 | 8196.9278 | 8196.9278 | 8196.9278
F1_Industrial_Wood and Lumber Products_Existing_Space Heating_Natural Gas_Gas Boiler - Stack Economizer_A_Achievable Economic UCT Potential | F1 | Industrial | Wood and Lumber Products | Existing | Space Heating | Natural Gas | Gas Boiler - Stack Economizer | A | Integrated Unit Energy Savings (kWh or therms) | Achievable Economic UCT Potential | 0 | 0 | 0 | 0 | 0 | 0.88061 | 0.8741 | 0.86741 | 0.86042 | 0.85314 | 0.84571 | 0.83807 | 0.83022 | 0.82203 | 0.81312 | 0.80448 | 0.79579 | 0.78725 | 0.77882 | 0.77075 | 0.76298 | 0.75501 | 0.74774 | 0.74135 | 0.7351 | 0.72943 | 0.72456 | 0.72008 | 0.76094 | 0.75781 | 0.75496
F2_Industrial_Wood and Lumber Products_Existing_Space Heating_Natural Gas_Gas Boiler - Stack Economizer_A_Achievable Economic UCT Potential | F2 | Industrial | Wood and Lumber Products | Existing | Space Heating | Natural Gas | Gas Boiler - Stack Economizer | A | Integrated Unit Summer Peak Savings (kW) | Achievable Economic UCT Potential | 0 | 0 | 0 | 0 | 0 | 0 | 0 | 0 | 0 | 0 | 0 | 0 | 0 | 0 | 0 | 0 | 0 | 0 | 0 | 0 | 0 | 0 | 0 | 0 | 0 | 0 | 0 | 0 | 0 | 0 | 0
F3_Industrial_Wood and Lumber Products_Existing_Space Heating_Natural Gas_Gas Boiler - Stack Economizer_A_Achievable Economic UCT Potential | F3 | Industrial | Wood and Lumber Products | Existing | Space Heating | Natural Gas | Gas Boiler - Stack Economizer | A | Integrated Unit Winter Peak Savings (kW) | Achievable Economic UCT Potential | 0 | 0 | 0 | 0 | 0 | 0 | 0 | 0 | 0 | 0 | 0 | 0 | 0 | 0 | 0 | 0 | 0 | 0 | 0 | 0 | 0 | 0 | 0 | 0 | 0 | 0 | 0 | 0 | 0 | 0 | 0
F4_Industrial_Wood and Lumber Products_Existing_Space Heating_Natural Gas_Gas Boiler - Stack Economizer_A_Achievable Economic UCT Potential | F4 | Industrial | Wood and Lumber Products | Existing | Space Heating | Natural Gas | Gas Boiler - Stack Economizer | A | Incremental Energy Savings (MWh or mTherms) | Achievable Economic UCT Potential | 0 | 0 | 0 | 0 | 0 | 0.0062567 | 0.0062071 | 0.0061232 | 0.0060772 | 0.0060308 | 0.0053121 | 0.0041998 | 0.0033216 | 0.0025893 | 0.0020568 | 0.0016124 | 0.0012762 | 0.0010049 | 0.00078822 | 0.00062478 | 0.00049274 | 3.3128e-06 | 1.1675e-06 | 3.9326e-07 | 1.2676e-07 | 1.066e-07 | 1.0561e-07 | 1.047e-07 | 1.104e-07 | 1.0973e-07 | 1.0913e-07
F5_Industrial_Wood and Lumber Products_Existing_Space Heating_Natural Gas_Gas Boiler - Stack Economizer_A_Achievable Economic UCT Potential | F5 | Industrial | Wood and Lumber Products | Existing | Space Heating | Natural Gas | Gas Boiler - Stack Economizer | A | Incremental Summer Peak Savings (MW) | Achievable Economic UCT Potential | 0 | 0 | 0 | 0 | 0 | 0 | 0 | 0 | 0 | 0 | 0 | 0 | 0 | 0 | 0 | 0 | 0 | 0 | 0 | 0 | 0 | 0 | 0 | 0 | 0 | 0 | 0 | 0 | 0 | 0 | 0
F6_Industrial_Wood and Lumber Products_Existing_Space Heating_Natural Gas_Gas Boiler - Stack Economizer_A_Achievable Economic UCT Potential | F6 | Industrial | Wood and Lumber Products | Existing | Space Heating | Natural Gas | Gas Boiler - Stack Economizer | A | Incremental Winter Peak Savings (MW) | Achievable Economic UCT Potential | 0 | 0 | 0 | 0 | 0 | 0 | 0 | 0 | 0 | 0 | 0 | 0 | 0 | 0 | 0 | 0 | 0 | 0 | 0 | 0 | 0 | 0 | 0 | 0 | 0 | 0 | 0 | 0 | 0 | 0 | 0
F7_Industrial_Wood and Lumber Products_Existing_Space Heating_Natural Gas_Gas Boiler - Stack Economizer_A_Achievable Economic UCT Potential | F7 | Industrial | Wood and Lumber Products | Existing | Space Heating | Natural Gas | Gas Boiler - Stack Economizer | A | Cumulative Energy Savings (MWh or mTherms) | Achievable Economic UCT Potential | 0 | 0 | 0 | 0 | 0 | 0.0062567 | 0.012418 | 0.018446 | 0.024374 | 0.030199 | 0.035248 | 0.039129 | 0.042085 | 0.044258 | 0.045835 | 0.046961 | 0.04773 | 0.048222 | 0.048495 | 0.048617 | 0.048619 | 0.048115 | 0.047653 | 0.047246 | 0.046848 | 0.046486 | 0.046176 | 0.045891 | 0 | 0 | 0
F8_Industrial_Wood and Lumber Products_Existing_Space Heating_Natural Gas_Gas Boiler - Stack Economizer_A_Achievable Economic UCT Potential | F8 | Industrial | Wood and Lumber Products | Existing | Space Heating | Natural Gas | Gas Boiler - Stack Economizer | A | Cumulative Summer Peak Savings (MW) | Achievable Economic UCT Potential | 0 | 0 | 0 | 0 | 0 | 0 | 0 | 0 | 0 | 0 | 0 | 0 | 0 | 0 | 0 | 0 | 0 | 0 | 0 | 0 | 0 | 0 | 0 | 0 | 0 | 0 | 0 | 0 | 0 | 0 | 0
F9_Industrial_Wood and Lumber Products_Existing_Space Heating_Natural Gas_Gas Boiler - Stack Economizer_A_Achievable Economic UCT Potential | F9 | Industrial | Wood and Lumber Products | Existing | Space Heating | Natural Gas | Gas Boiler - Stack Economizer | A | Cumulative Winter Peak Savings (MW) | Achievable Economic UCT Potential | 0 | 0 | 0 | 0 | 0 | 0 | 0 | 0 | 0 | 0 | 0 | 0 | 0 | 0 | 0 | 0 | 0 | 0 | 0 | 0 | 0 | 0 | 0 | 0 | 0 | 0 | 0 | 0 | 0 | 0 | 0
F10_Industrial_Wood and Lumber Products_Existing_Space Heating_Natural Gas_Gas Boiler - Stack Economizer_A_Achievable Economic UCT Potential | F10 | Industrial | Wood and Lumber Products | Existing | Space Heating | Natural Gas | Gas Boiler - Stack Economizer | A | Purchases (Incremental) | Achievable Economic UCT Potential | 0 | 0 | 0 | 0 | 0 | 7.105 | 7.1011 | 7.0592 | 7.0631 | 7.0689 | 6.2812 | 5.0112 | 4.0009 | 3.1499 | 2.5295 | 2.0043 | 1.6037 | 1.2765 | 1.0121 | 0.81061 | 0.64581 | 0.0043878 | 0.0015613 | 0.00053047 | 0.00017243 | 0.00014614 | 0.00014575 | 0.0001454 | 0.00014508 | 0.0001448 | 0.00014455
F11_Industrial_Wood and Lumber Products_Existing_Space Heating_Natural Gas_Gas Boiler - Stack Economizer_A_Achievable Economic UCT Potential | F11 | Industrial | Wood and Lumber Products | Existing | Space Heating | Natural Gas | Gas Boiler - Stack Economizer | A | Purchases (Cumulative) | Achievable Economic UCT Potential | 0 | 0 | 0 | 0 | 0 | 7.105 | 14.2061 | 21.2654 | 28.3284 | 35.3973 | 41.6786 | 46.6898 | 50.6907 | 53.8405 | 56.37 | 58.3743 | 59.978 | 61.2545 | 62.2665 | 63.0771 | 63.7229 | 63.7273 | 63.7289 | 63.7294 | 63.7296 | 63.7297 | 63.7299 | 63.73 | 63.7302 | 63.7303 | 63.7305
F1_Industrial_Wood and Lumber Products_Existing_Process_Natural Gas_Gas Boiler - Stack Economizer_A_Achievable Economic UCT Potential | F1 | Industrial | Wood and Lumber Products | Existing | Process | Natural Gas | Gas Boiler - Stack Economizer | A | Integrated Unit Energy Savings (kWh or therms) | Achievable Economic UCT Potential | 0 | 0 | 0 | 0 | 0 | 8.2806 | 8.2798 | 8.2792 | 8.2788 | 8.2784 | 8.278 | 8.2777 | 8.2774 | 8.2772 | 8.277 | 8.2768 | 8.2767 | 8.2766 | 8.2765 | 8.2764 | 8.2763 | 8.2763 | 8.2762 | 8.2762 | 8.2761 | 8.2761 | 8.2761 | 8.2761 | 8.2818 | 8.2818 | 8.2818
F2_Industrial_Wood and Lumber Products_Existing_Process_Natural Gas_Gas Boiler - Stack Economizer_A_Achievable Economic UCT Potential | F2 | Industrial | Wood and Lumber Products | Existing | Process | Natural Gas | Gas Boiler - Stack Economizer | A | Integrated Unit Summer Peak Savings (kW) | Achievable Economic UCT Potential | 0 | 0 | 0 | 0 | 0 | 0 | 0 | 0 | 0 | 0 | 0 | 0 | 0 | 0 | 0 | 0 | 0 | 0 | 0 | 0 | 0 | 0 | 0 | 0 | 0 | 0 | 0 | 0 | 0 | 0 | 0
F3_Industrial_Wood and Lumber Products_Existing_Process_Natural Gas_Gas Boiler - Stack Economizer_A_Achievable Economic UCT Potential | F3 | Industrial | Wood and Lumber Products | Existing | Process | Natural Gas | Gas Boiler - Stack Economizer | A | Integrated Unit Winter Peak Savings (kW) | Achievable Economic UCT Potential | 0 | 0 | 0 | 0 | 0 | 0 | 0 | 0 | 0 | 0 | 0 | 0 | 0 | 0 | 0 | 0 | 0 | 0 | 0 | 0 | 0 | 0 | 0 | 0 | 0 | 0 | 0 | 0 | 0 | 0 | 0
F4_Industrial_Wood and Lumber Products_Existing_Process_Natural Gas_Gas Boiler - Stack Economizer_A_Achievable Economic UCT Potential | F4 | Industrial | Wood and Lumber Products | Existing | Process | Natural Gas | Gas Boiler - Stack Economizer | A | Incremental Energy Savings (MWh or mTherms) | Achievable Economic UCT Potential | 0 | 0 | 0 | 0 | 0 | 0.20251 | 0.20238 | 0.20117 | 0.20127 | 0.20143 | 0.17897 | 0.14278 | 0.11399 | 0.089741 | 0.072065 | 0.057101 | 0.045686 | 0.036365 | 0.028832 | 0.023093 | 0.018397 | 0.000125 | 4.4479e-05 | 1.5112e-05 | 4.9121e-06 | 4.1631e-06 | 4.152e-06 | 4.142e-06 | 4.1358e-06 | 4.1278e-06 | 4.1207e-06
F5_Industrial_Wood and Lumber Products_Existing_Process_Natural Gas_Gas Boiler - Stack Economizer_A_Achievable Economic UCT Potential | F5 | Industrial | Wood and Lumber Products | Existing | Process | Natural Gas | Gas Boiler - Stack Economizer | A | Incremental Summer Peak Savings (MW) | Achievable Economic UCT Potential | 0 | 0 | 0 | 0 | 0 | 0 | 0 | 0 | 0 | 0 | 0 | 0 | 0 | 0 | 0 | 0 | 0 | 0 | 0 | 0 | 0 | 0 | 0 | 0 | 0 | 0 | 0 | 0 | 0 | 0 | 0
F6_Industrial_Wood and Lumber Products_Existing_Process_Natural Gas_Gas Boiler - Stack Economizer_A_Achievable Economic UCT Potential | F6 | Industrial | Wood and Lumber Products | Existing | Process | Natural Gas | Gas Boiler - Stack Economizer | A | Incremental Winter Peak Savings (MW) | Achievable Economic UCT Potential | 0 | 0 | 0 | 0 | 0 | 0 | 0 | 0 | 0 | 0 | 0 | 0 | 0 | 0 | 0 | 0 | 0 | 0 | 0 | 0 | 0 | 0 | 0 | 0 | 0 | 0 | 0 | 0 | 0 | 0 | 0
F7_Industrial_Wood and Lumber Products_Existing_Process_Natural Gas_Gas Boiler - Stack Economizer_A_Achievable Economic UCT Potential | F7 | Industrial | Wood and Lumber Products | Existing | Process | Natural Gas | Gas Boiler - Stack Economizer | A | Cumulative Energy Savings (MWh or mTherms) | Achievable Economic UCT Potential | 0 | 0 | 0 | 0 | 0 | 0.20251 | 0.40487 | 0.60601 | 0.80725 | 1.0086 | 1.1876 | 1.3303 | 1.4442 | 1.5339 | 1.606 | 1.663 | 1.7087 | 1.745 | 1.7738 | 1.7969 | 1.8153 | 1.8154 | 1.8155 | 1.8155 | 1.8155 | 1.8155 | 1.8155 | 1.8155 | 0 | 0 | 0
F8_Industrial_Wood and Lumber Products_Existing_Process_Natural Gas_Gas Boiler - Stack Economizer_A_Achievable Economic UCT Potential | F8 | Industrial | Wood and Lumber Products | Existing | Process | Natural Gas | Gas Boiler - Stack Economizer | A | Cumulative Summer Peak Savings (MW) | Achievable Economic UCT Potential | 0 | 0 | 0 | 0 | 0 | 0 | 0 | 0 | 0 | 0 | 0 | 0 | 0 | 0 | 0 | 0 | 0 | 0 | 0 | 0 | 0 | 0 | 0 | 0 | 0 | 0 | 0 | 0 | 0 | 0 | 0
F9_Industrial_Wood and Lumber Products_Existing_Process_Natural Gas_Gas Boiler - Stack Economizer_A_Achievable Economic UCT Potential | F9 | Industrial | Wood and Lumber Products | Existing | Process | Natural Gas | Gas Boiler - Stack Economizer | A | Cumulative Winter Peak Savings (MW) | Achievable Economic UCT Potential | 0 | 0 | 0 | 0 | 0 | 0 | 0 | 0 | 0 | 0 | 0 | 0 | 0 | 0 | 0 | 0 | 0 | 0 | 0 | 0 | 0 | 0 | 0 | 0 | 0 | 0 | 0 | 0 | 0 | 0 | 0
F10_Industrial_Wood and Lumber Products_Existing_Process_Natural Gas_Gas Boiler - Stack Economizer_A_Achievable Economic UCT Potential | F10 | Industrial | Wood and Lumber Products | Existing | Process | Natural Gas | Gas Boiler - Stack Economizer | A | Purchases (Incremental) | Achievable Economic UCT Potential | 0 | 0 | 0 | 0 | 0 | 24.4559 | 24.4424 | 24.2983 | 24.3114 | 24.3315 | 21.6203 | 17.249 | 13.7712 | 10.842 | 8.7067 | 6.8989 | 5.5199 | 4.3937 | 3.4836 | 2.7902 | 2.2229 | 0.015103 | 0.0053742 | 0.0018259 | 0.00059353 | 0.00050303 | 0.00050169 | 0.00050047 | 0.00049938 | 0.00049841 | 0.00049756
F11_Industrial_Wood and Lumber Products_Existing_Process_Natural Gas_Gas Boiler - Stack Economizer_A_Achievable Economic UCT Potential | F11 | Industrial | Wood and Lumber Products | Existing | Process | Natural Gas | Gas Boiler - Stack Economizer | A | Purchases (Cumulative) | Achievable Economic UCT Potential | 0 | 0 | 0 | 0 | 0 | 24.4559 | 48.8983 | 73.1966 | 97.508 | 121.8396 | 143.4599 | 160.7088 | 174.48 | 185.322 | 194.0287 | 200.9276 | 206.4475 | 210.8411 | 214.3247 | 217.1149 | 219.3378 | 219.3529 | 219.3583 | 219.3601 | 219.3607 | 219.3612 | 219.3617 | 219.3622 | 219.3627 | 219.3632 | 219.3637
F1_Industrial_Wood and Lumber Products_Existing_Space Heating_Natural Gas_Gas Furnace Tube Inserts_A_Achievable Economic UCT Potential | F1 | Industrial | Wood and Lumber Products | Existing | Space Heating | Natural Gas | Gas Furnace Tube Inserts | A | Integrated Unit Energy Savings (kWh or therms) | Achievable Economic UCT Potential | 0 | 0 | 0 | 0 | 0 | 0.086153 | 0.085315 | 0.084246 | 0.083137 | 0.081995 | 0.080846 | 0.079685 | 0.078557 | 0.077446 | 0.076294 | 0.075233 | 0.074207 | 0.07323 | 0.072298 | 0.071394 | 0.070523 | 0.069657 | 0.068822 | 0.068079 | 0.067375 | 0.066721 | 0.066142 | 0.065598 | 0.069231 | 0.068805 | 0.068405
F2_Industrial_Wood and Lumber Products_Existing_Space Heating_Natural Gas_Gas Furnace Tube Inserts_A_Achievable Economic UCT Potential | F2 | Industrial | Wood and Lumber Products | Existing | Space Heating | Natural Gas | Gas Furnace Tube Inserts | A | Integrated Unit Summer Peak Savings (kW) | Achievable Economic UCT Potential | 0 | 0 | 0 | 0 | 0 | 0 | 0 | 0 | 0 | 0 | 0 | 0 | 0 | 0 | 0 | 0 | 0 | 0 | 0 | 0 | 0 | 0 | 0 | 0 | 0 | 0 | 0 | 0 | 0 | 0 | 0
F3_Industrial_Wood and Lumber Products_Existing_Space Heating_Natural Gas_Gas Furnace Tube Inserts_A_Achievable Economic UCT Potential | F3 | Industrial | Wood and Lumber Products | Existing | Space Heating | Natural Gas | Gas Furnace Tube Inserts | A | Integrated Unit Winter Peak Savings (kW) | Achievable Economic UCT Potential | 0 | 0 | 0 | 0 | 0 | 0 | 0 | 0 | 0 | 0 | 0 | 0 | 0 | 0 | 0 | 0 | 0 | 0 | 0 | 0 | 0 | 0 | 0 | 0 | 0 | 0 | 0 | 0 | 0 | 0 | 0
F4_Industrial_Wood and Lumber Products_Existing_Space Heating_Natural Gas_Gas Furnace Tube Inserts_A_Achievable Economic UCT Potential | F4 | Industrial | Wood and Lumber Products | Existing | Space Heating | Natural Gas | Gas Furnace Tube Inserts | A | Incremental Energy Savings (MWh or mTherms) | Achievable Economic UCT Potential | 0 | 0 | 0 | 0 | 0 | 0 | 0 | 0 | 0 | 0 | 0 | 0 | 0 | 0 | 0 | 0 | 0 | 0 | 0 | 0 | 0 | 0 | 0 | 0 | 0 | 0 | 0 | 0 | 0 | 0 | 0
F5_Industrial_Wood and Lumber Products_Existing_Space Heating_Natural Gas_Gas Furnace Tube Inserts_A_Achievable Economic UCT Potential | F5 | Industrial | Wood and Lumber Products | Existing | Space Heating | Natural Gas | Gas Furnace Tube Inserts | A | Incremental Summer Peak Savings (MW) | Achievable Economic UCT Potential | 0 | 0 | 0 | 0 | 0 | 0 | 0 | 0 | 0 | 0 | 0 | 0 | 0 | 0 | 0 | 0 | 0 | 0 | 0 | 0 | 0 | 0 | 0 | 0 | 0 | 0 | 0 | 0 | 0 | 0 | 0
F6_Industrial_Wood and Lumber Products_Existing_Space Heating_Natural Gas_Gas Furnace Tube Inserts_A_Achievable Economic UCT Potential | F6 | Industrial | Wood and Lumber Products | Existing | Space Heating | Natural Gas | Gas Furnace Tube Inserts | A | Incremental Winter Peak Savings (MW) | Achievable Economic UCT Potential | 0 | 0 | 0 | 0 | 0 | 0 | 0 | 0 | 0 | 0 | 0 | 0 | 0 | 0 | 0 | 0 | 0 | 0 | 0 | 0 | 0 | 0 | 0 | 0 | 0 | 0 | 0 | 0 | 0 | 0 | 0
F7_Industrial_Wood and Lumber Products_Existing_Space Heating_Natural Gas_Gas Furnace Tube Inserts_A_Achievable Economic UCT Potential | F7 | Industrial | Wood and Lumber Products | Existing | Space Heating | Natural Gas | Gas Furnace Tube Inserts | A | Cumulative Energy Savings (MWh or mTherms) | Achievable Economic UCT Potential | 0 | 0 | 0 | 0 | 0 | 0 | 0 | 0 | 0 | 0 | 0 | 0 | 0 | 0 | 0 | 0 | 0 | 0 | 0 | 0 | 0 | 0 | 0 | 0 | 0 | 0 | 0 | 0 | 0 | 0 | 0
F8_Industrial_Wood and Lumber Products_Existing_Space Heating_Natural Gas_Gas Furnace Tube Inserts_A_Achievable Economic UCT Potential | F8 | Industrial | Wood and Lumber Products | Existing | Space Heating | Natural Gas | Gas Furnace Tube Inserts | A | Cumulative Summer Peak Savings (MW) | Achievable Economic UCT Potential | 0 | 0 | 0 | 0 | 0 | 0 | 0 | 0 | 0 | 0 | 0 | 0 | 0 | 0 | 0 | 0 | 0 | 0 | 0 | 0 | 0 | 0 | 0 | 0 | 0 | 0 | 0 | 0 | 0 | 0 | 0
F9_Industrial_Wood and Lumber Products_Existing_Space Heating_Natural Gas_Gas Furnace Tube Inserts_A_Achievable Economic UCT Potential | F9 | Industrial | Wood and Lumber Products | Existing | Space Heating | Natural Gas | Gas Furnace Tube Inserts | A | Cumulative Winter Peak Savings (MW) | Achievable Economic UCT Potential | 0 | 0 | 0 | 0 | 0 | 0 | 0 | 0 | 0 | 0 | 0 | 0 | 0 | 0 | 0 | 0 | 0 | 0 | 0 | 0 | 0 | 0 | 0 | 0 | 0 | 0 | 0 | 0 | 0 | 0 | 0
F10_Industrial_Wood and Lumber Products_Existing_Space Heating_Natural Gas_Gas Furnace Tube Inserts_A_Achievable Economic UCT Potential | F10 | Industrial | Wood and Lumber Products | Existing | Space Heating | Natural Gas | Gas Furnace Tube Inserts | A | Purchases (Incremental) | Achievable Economic UCT Potential | 0 | 0 | 0 | 0 | 0 | 0 | 0 | 0 | 0 | 0 | 0 | 0 | 0 | 0 | 0 | 0 | 0 | 0 | 0 | 0 | 0 | 0 | 0 | 0 | 0 | 0 | 0 | 0 | 0 | 0 | 0
F11_Industrial_Wood and Lumber Products_Existing_Space Heating_Natural Gas_Gas Furnace Tube Inserts_A_Achievable Economic UCT Potential | F11 | Industrial | Wood and Lumber Products | Existing | Space Heating | Natural Gas | Gas Furnace Tube Inserts | A | Purchases (Cumulative) | Achievable Economic UCT Potential | 0 | 0 | 0 | 0 | 0 | 0 | 0 | 0 | 0 | 0 | 0 | 0 | 0 | 0 | 0 | 0 | 0 | 0 | 0 | 0 | 0 | 0 | 0 | 0 | 0 | 0 | 0 | 0 | 0 | 0 | 0
F1_Industrial_Wood and Lumber Products_Existing_Space Heating_Natural Gas_Space Heating - Heat Recovery Ventilator_A_Achievable Economic UCT Potential | F1 | Industrial | Wood and Lumber Products | Existing | Space Heating | Natural Gas | Space Heating - Heat Recovery Ventilator | A | Integrated Unit Energy Savings (kWh or therms) | Achievable Economic UCT Potential | 0 | 0 | 0 | 0 | 0 | 0.01315 | 0.012966 | 0.012713 | 0.012398 | 0.012024 | 0.011595 | 0.011148 | 0.010699 | 0.010241 | 0.0098441 | 0.0094644 | 0.0091519 | 0.008874 | 0.0086274 | 0.0084464 | 0.00828 | 0.0081334 | 0.0080122 | 0.0079199 | 0.0078362 | 0.0077739 | 0.0077217 | 0.0076732 | 0 | 0 | 0
F2_Industrial_Wood and Lumber Products_Existing_Space Heating_Natural Gas_Space Heating - Heat Recovery Ventilator_A_Achievable Economic UCT Potential | F2 | Industrial | Wood and Lumber Products | Existing | Space Heating | Natural Gas | Space Heating - Heat Recovery Ventilator | A | Integrated Unit Summer Peak Savings (kW) | Achievable Economic UCT Potential | 0 | 0 | 0 | 0 | 0 | 0 | 0 | 0 | 0 | 0 | 0 | 0 | 0 | 0 | 0 | 0 | 0 | 0 | 0 | 0 | 0 | 0 | 0 | 0 | 0 | 0 | 0 | 0 | 0 | 0 | 0
F3_Industrial_Wood and Lumber Products_Existing_Space Heating_Natural Gas_Space Heating - Heat Recovery Ventilator_A_Achievable Economic UCT Potential | F3 | Industrial | Wood and Lumber Products | Existing | Space Heating | Natural Gas | Space Heating - Heat Recovery Ventilator | A | Integrated Unit Winter Peak Savings (kW) | Achievable Economic UCT Potential | 0 | 0 | 0 | 0 | 0 | 0 | 0 | 0 | 0 | 0 | 0 | 0 | 0 | 0 | 0 | 0 | 0 | 0 | 0 | 0 | 0 | 0 | 0 | 0 | 0 | 0 | 0 | 0 | 0 | 0 | 0
F4_Industrial_Wood and Lumber Products_Existing_Space Heating_Natural Gas_Space Heating - Heat Recovery Ventilator_A_Achievable Economic UCT Potential | F4 | Industrial | Wood and Lumber Products | Existing | Space Heating | Natural Gas | Space Heating - Heat Recovery Ventilator | A | Incremental Energy Savings (MWh or mTherms) | Achievable Economic UCT Potential | 0 | 0 | 0 | 0 | 0 | 0 | 0 | 0 | 0 | 0 | 0 | 0 | 0 | 0 | 0 | 0 | 0 | 0 | 0 | 0 | 0 | 0 | 0 | 0 | 0 | 0 | 0 | 0 | 0 | 0 | 0
F5_Industrial_Wood and Lumber Products_Existing_Space Heating_Natural Gas_Space Heating - Heat Recovery Ventilator_A_Achievable Economic UCT Potential | F5 | Industrial | Wood and Lumber Products | Existing | Space Heating | Natural Gas | Space Heating - Heat Recovery Ventilator | A | Incremental Summer Peak Savings (MW) | Achievable Economic UCT Potential | 0 | 0 | 0 | 0 | 0 | 0 | 0 | 0 | 0 | 0 | 0 | 0 | 0 | 0 | 0 | 0 | 0 | 0 | 0 | 0 | 0 | 0 | 0 | 0 | 0 | 0 | 0 | 0 | 0 | 0 | 0
F6_Industrial_Wood and Lumber Products_Existing_Space Heating_Natural Gas_Space Heating - Heat Recovery Ventilator_A_Achievable Economic UCT Potential | F6 | Industrial | Wood and Lumber Products | Existing | Space Heating | Natural Gas | Space Heating - Heat Recovery Ventilator | A | Incremental Winter Peak Savings (MW) | Achievable Economic UCT Potential | 0 | 0 | 0 | 0 | 0 | 0 | 0 | 0 | 0 | 0 | 0 | 0 | 0 | 0 | 0 | 0 | 0 | 0 | 0 | 0 | 0 | 0 | 0 | 0 | 0 | 0 | 0 | 0 | 0 | 0 | 0
F7_Industrial_Wood and Lumber Products_Existing_Space Heating_Natural Gas_Space Heating - Heat Recovery Ventilator_A_Achievable Economic UCT Potential | F7 | Industrial | Wood and Lumber Products | Existing | Space Heating | Natural Gas | Space Heating - Heat Recovery Ventilator | A | Cumulative Energy Savings (MWh or mTherms) | Achievable Economic UCT Potential | 0 | 0 | 0 | 0 | 0 | 0 | 0 | 0 | 0 | 0 | 0 | 0 | 0 | 0 | 0 | 0 | 0 | 0 | 0 | 0 | 0 | 0 | 0 | 0 | 0 | 0 | 0 | 0 | 0 | 0 | 0
F8_Industrial_Wood and Lumber Products_Existing_Space Heating_Natural Gas_Space Heating - Heat Recovery Ventilator_A_Achievable Economic UCT Potential | F8 | Industrial | Wood and Lumber Products | Existing | Space Heating | Natural Gas | Space Heating - Heat Recovery Ventilator | A | Cumulative Summer Peak Savings (MW) | Achievable Economic UCT Potential | 0 | 0 | 0 | 0 | 0 | 0 | 0 | 0 | 0 | 0 | 0 | 0 | 0 | 0 | 0 | 0 | 0 | 0 | 0 | 0 | 0 | 0 | 0 | 0 | 0 | 0 | 0 | 0 | 0 | 0 | 0
F9_Industrial_Wood and Lumber Products_Existing_Space Heating_Natural Gas_Space Heating - Heat Recovery Ventilator_A_Achievable Economic UCT Potential | F9 | Industrial | Wood and Lumber Products | Existing | Space Heating | Natural Gas | Space Heating - Heat Recovery Ventilator | A | Cumulative Winter Peak Savings (MW) | Achievable Economic UCT Potential | 0 | 0 | 0 | 0 | 0 | 0 | 0 | 0 | 0 | 0 | 0 | 0 | 0 | 0 | 0 | 0 | 0 | 0 | 0 | 0 | 0 | 0 | 0 | 0 | 0 | 0 | 0 | 0 | 0 | 0 | 0
F10_Industrial_Wood and Lumber Products_Existing_Space Heating_Natural Gas_Space Heating - Heat Recovery Ventilator_A_Achievable Economic UCT Potential | F10 | Industrial | Wood and Lumber Products | Existing | Space Heating | Natural Gas | Space Heating - Heat Recovery Ventilator | A | Purchases (Incremental) | Achievable Economic UCT Potential | 0 | 0 | 0 | 0 | 0 | 0 | 0 | 0 | 0 | 0 | 0 | 0 | 0 | 0 | 0 | 0 | 0 | 0 | 0 | 0 | 0 | 0 | 0 | 0 | 0 | 0 | 0 | 0 | 0 | 0 | 0
F11_Industrial_Wood and Lumber Products_Existing_Space Heating_Natural Gas_Space Heating - Heat Recovery Ventilator_A_Achievable Economic UCT Potential | F11 | Industrial | Wood and Lumber Products | Existing | Space Heating | Natural Gas | Space Heating - Heat Recovery Ventilator | A | Purchases (Cumulative) | Achievable Economic UCT Potential | 0 | 0 | 0 | 0 | 0 | 0 | 0 | 0 | 0 | 0 | 0 | 0 | 0 | 0 | 0 | 0 | 0 | 0 | 0 | 0 | 0 | 0 | 0 | 0 | 0 | 0 | 0 | 0 | 0 | 0 | 0
F1_Industrial_Wood and Lumber Products_Existing_Space Heating_Natural Gas_Thermostat - Programmable_A_Achievable Economic UCT Potential | F1 | Industrial | Wood and Lumber Products | Existing | Space Heating | Natural Gas | Thermostat - Programmable | A | Integrated Unit Energy Savings (kWh or therms) | Achievable Economic UCT Potential | 0 | 0 | 0 | 0 | 0 | 0.0065329 | 0.0064413 | 0.0063156 | 0.0061593 | 0.0059736 | 0.0057604 | 0.0055381 | 0.0053151 | 0.0050877 | 0.0048904 | 0.0047018 | 0.0045465 | 0.0044085 | 0.004286 | 0.004196 | 0.0041134 | 0.0040405 | 0.0039804 | 0.0039345 | 0.0038929 | 0.003862 | 0.003836 | 0.0038119 | 0 | 0 | 0
F2_Industrial_Wood and Lumber Products_Existing_Space Heating_Natural Gas_Thermostat - Programmable_A_Achievable Economic UCT Potential | F2 | Industrial | Wood and Lumber Products | Existing | Space Heating | Natural Gas | Thermostat - Programmable | A | Integrated Unit Summer Peak Savings (kW) | Achievable Economic UCT Potential | 0 | 0 | 0 | 0 | 0 | 0 | 0 | 0 | 0 | 0 | 0 | 0 | 0 | 0 | 0 | 0 | 0 | 0 | 0 | 0 | 0 | 0 | 0 | 0 | 0 | 0 | 0 | 0 | 0 | 0 | 0
F3_Industrial_Wood and Lumber Products_Existing_Space Heating_Natural Gas_Thermostat - Programmable_A_Achievable Economic UCT Potential | F3 | Industrial | Wood and Lumber Products | Existing | Space Heating | Natural Gas | Thermostat - Programmable | A | Integrated Unit Winter Peak Savings (kW) | Achievable Economic UCT Potential | 0 | 0 | 0 | 0 | 0 | 0 | 0 | 0 | 0 | 0 | 0 | 0 | 0 | 0 | 0 | 0 | 0 | 0 | 0 | 0 | 0 | 0 | 0 | 0 | 0 | 0 | 0 | 0 | 0 | 0 | 0
F4_Industrial_Wood and Lumber Products_Existing_Space Heating_Natural Gas_Thermostat - Programmable_A_Achievable Economic UCT Potential | F4 | Industrial | Wood and Lumber Products | Existing | Space Heating | Natural Gas | Thermostat - Programmable | A | Incremental Energy Savings (MWh or mTherms) | Achievable Economic UCT Potential | 0 | 0 | 0 | 0 | 0 | 0 | 0 | 0 | 0 | 0 | 0 | 0 | 0 | 0 | 0 | 0 | 0 | 0 | 0 | 0 | 0 | 0 | 0 | 0 | 0 | 0 | 0 | 0 | 0 | 0 | 0
F5_Industrial_Wood and Lumber Products_Existing_Space Heating_Natural Gas_Thermostat - Programmable_A_Achievable Economic UCT Potential | F5 | Industrial | Wood and Lumber Products | Existing | Space Heating | Natural Gas | Thermostat - Programmable | A | Incremental Summer Peak Savings (MW) | Achievable Economic UCT Potential | 0 | 0 | 0 | 0 | 0 | 0 | 0 | 0 | 0 | 0 | 0 | 0 | 0 | 0 | 0 | 0 | 0 | 0 | 0 | 0 | 0 | 0 | 0 | 0 | 0 | 0 | 0 | 0 | 0 | 0 | 0
F6_Industrial_Wood and Lumber Products_Existing_Space Heating_Natural Gas_Thermostat - Programmable_A_Achievable Economic UCT Potential | F6 | Industrial | Wood and Lumber Products | Existing | Space Heating | Natural Gas | Thermostat - Programmable | A | Incremental Winter Peak Savings (MW) | Achievable Economic UCT Potential | 0 | 0 | 0 | 0 | 0 | 0 | 0 | 0 | 0 | 0 | 0 | 0 | 0 | 0 | 0 | 0 | 0 | 0 | 0 | 0 | 0 | 0 | 0 | 0 | 0 | 0 | 0 | 0 | 0 | 0 | 0
F7_Industrial_Wood and Lumber Products_Existing_Space Heating_Natural Gas_Thermostat - Programmable_A_Achievable Economic UCT Potential | F7 | Industrial | Wood and Lumber Products | Existing | Space Heating | Natural Gas | Thermostat - Programmable | A | Cumulative Energy Savings (MWh or mTherms) | Achievable Economic UCT Potential | 0 | 0 | 0 | 0 | 0 | 0 | 0 | 0 | 0 | 0 | 0 | 0 | 0 | 0 | 0 | 0 | 0 | 0 | 0 | 0 | 0 | 0 | 0 | 0 | 0 | 0 | 0 | 0 | 0 | 0 | 0
F8_Industrial_Wood and Lumber Products_Existing_Space Heating_Natural Gas_Thermostat - Programmable_A_Achievable Economic UCT Potential | F8 | Industrial | Wood and Lumber Products | Existing | Space Heating | Natural Gas | Thermostat - Programmable | A | Cumulative Summer Peak Savings (MW) | Achievable Economic UCT Potential | 0 | 0 | 0 | 0 | 0 | 0 | 0 | 0 | 0 | 0 | 0 | 0 | 0 | 0 | 0 | 0 | 0 | 0 | 0 | 0 | 0 | 0 | 0 | 0 | 0 | 0 | 0 | 0 | 0 | 0 | 0
F9_Industrial_Wood and Lumber Products_Existing_Space Heating_Natural Gas_Thermostat - Programmable_A_Achievable Economic UCT Potential | F9 | Industrial | Wood and Lumber Products | Existing | Space Heating | Natural Gas | Thermostat - Programmable | A | Cumulative Winter Peak Savings (MW) | Achievable Economic UCT Potential | 0 | 0 | 0 | 0 | 0 | 0 | 0 | 0 | 0 | 0 | 0 | 0 | 0 | 0 | 0 | 0 | 0 | 0 | 0 | 0 | 0 | 0 | 0 | 0 | 0 | 0 | 0 | 0 | 0 | 0 | 0
F10_Industrial_Wood and Lumber Products_Existing_Space Heating_Natural Gas_Thermostat - Programmable_A_Achievable Economic UCT Potential | F10 | Industrial | Wood and Lumber Products | Existing | Space Heating | Natural Gas | Thermostat - Programmable | A | Purchases (Incremental) | Achievable Economic UCT Potential | 0 | 0 | 0 | 0 | 0 | 0 | 0 | 0 | 0 | 0 | 0 | 0 | 0 | 0 | 0 | 0 | 0 | 0 | 0 | 0 | 0 | 0 | 0 | 0 | 0 | 0 | 0 | 0 | 0 | 0 | 0
F11_Industrial_Wood and Lumber Products_Existing_Space Heating_Natural Gas_Thermostat - Programmable_A_Achievable Economic UCT Potential | F11 | Industrial | Wood and Lumber Products | Existing | Space Heating | Natural Gas | Thermostat - Programmable | A | Purchases (Cumulative) | Achievable Economic UCT Potential | 0 | 0 | 0 | 0 | 0 | 0 | 0 | 0 | 0 | 0 | 0 | 0 | 0 | 0 | 0 | 0 | 0 | 0 | 0 | 0 | 0 | 0 | 0 | 0 | 0 | 0 | 0 | 0 | 0 | 0 | 0
F1_Industrial_Wood and Lumber Products_Existing_Space Heating_Natural Gas_ENERGY STAR Connected Thermostat_A_Achievable Economic UCT Potential | F1 | Industrial | Wood and Lumber Products | Existing | Space Heating | Natural Gas | ENERGY STAR Connected Thermostat | A | Integrated Unit Energy Savings (kWh or therms) | Achievable Economic UCT Potential | 0 | 0 | 0 | 0 | 0 | 0.015378 | 0.015163 | 0.014867 | 0.014499 | 0.014062 | 0.01356 | 0.013037 | 0.012512 | 0.011977 | 0.011512 | 0.011068 | 0.010703 | 0.010378 | 0.010089 | 0.0098775 | 0.0096829 | 0.0095115 | 0.0093698 | 0.0092618 | 0.0091641 | 0.0090912 | 0.0090301 | 0.0089734 | 0 | 0 | 0
F2_Industrial_Wood and Lumber Products_Existing_Space Heating_Natural Gas_ENERGY STAR Connected Thermostat_A_Achievable Economic UCT Potential | F2 | Industrial | Wood and Lumber Products | Existing | Space Heating | Natural Gas | ENERGY STAR Connected Thermostat | A | Integrated Unit Summer Peak Savings (kW) | Achievable Economic UCT Potential | 0 | 0 | 0 | 0 | 0 | 0 | 0 | 0 | 0 | 0 | 0 | 0 | 0 | 0 | 0 | 0 | 0 | 0 | 0 | 0 | 0 | 0 | 0 | 0 | 0 | 0 | 0 | 0 | 0 | 0 | 0
F3_Industrial_Wood and Lumber Products_Existing_Space Heating_Natural Gas_ENERGY STAR Connected Thermostat_A_Achievable Economic UCT Potential | F3 | Industrial | Wood and Lumber Products | Existing | Space Heating | Natural Gas | ENERGY STAR Connected Thermostat | A | Integrated Unit Winter Peak Savings (kW) | Achievable Economic UCT Potential | 0 | 0 | 0 | 0 | 0 | 0 | 0 | 0 | 0 | 0 | 0 | 0 | 0 | 0 | 0 | 0 | 0 | 0 | 0 | 0 | 0 | 0 | 0 | 0 | 0 | 0 | 0 | 0 | 0 | 0 | 0
F4_Industrial_Wood and Lumber Products_Existing_Space Heating_Natural Gas_ENERGY STAR Connected Thermostat_A_Achievable Economic UCT Potential | F4 | Industrial | Wood and Lumber Products | Existing | Space Heating | Natural Gas | ENERGY STAR Connected Thermostat | A | Incremental Energy Savings (MWh or mTherms) | Achievable Economic UCT Potential | 0 | 0 | 0 | 0 | 0 | 0 | 0 | 0 | 0 | 0 | 0 | 0 | 0 | 0 | 0 | 0 | 0 | 0 | 0 | 0 | 0 | 0 | 0 | 0 | 0 | 0 | 0 | 0 | 0 | 0 | 0
F5_Industrial_Wood and Lumber Products_Existing_Space Heating_Natural Gas_ENERGY STAR Connected Thermostat_A_Achievable Economic UCT Potential | F5 | Industrial | Wood and Lumber Products | Existing | Space Heating | Natural Gas | ENERGY STAR Connected Thermostat | A | Incremental Summer Peak Savings (MW) | Achievable Economic UCT Potential | 0 | 0 | 0 | 0 | 0 | 0 | 0 | 0 | 0 | 0 | 0 | 0 | 0 | 0 | 0 | 0 | 0 | 0 | 0 | 0 | 0 | 0 | 0 | 0 | 0 | 0 | 0 | 0 | 0 | 0 | 0
F6_Industrial_Wood and Lumber Products_Existing_Space Heating_Natural Gas_ENERGY STAR Connected Thermostat_A_Achievable Economic UCT Potential | F6 | Industrial | Wood and Lumber Products | Existing | Space Heating | Natural Gas | ENERGY STAR Connected Thermostat | A | Incremental Winter Peak Savings (MW) | Achievable Economic UCT Potential | 0 | 0 | 0 | 0 | 0 | 0 | 0 | 0 | 0 | 0 | 0 | 0 | 0 | 0 | 0 | 0 | 0 | 0 | 0 | 0 | 0 | 0 | 0 | 0 | 0 | 0 | 0 | 0 | 0 | 0 | 0
F7_Industrial_Wood and Lumber Products_Existing_Space Heating_Natural Gas_ENERGY STAR Connected Thermostat_A_Achievable Economic UCT Potential | F7 | Industrial | Wood and Lumber Products | Existing | Space Heating | Natural Gas | ENERGY STAR Connected Thermostat | A | Cumulative Energy Savings (MWh or mTherms) | Achievable Economic UCT Potential | 0 | 0 | 0 | 0 | 0 | 0 | 0 | 0 | 0 | 0 | 0 | 0 | 0 | 0 | 0 | 0 | 0 | 0 | 0 | 0 | 0 | 0 | 0 | 0 | 0 | 0 | 0 | 0 | 0 | 0 | 0
F8_Industrial_Wood and Lumber Products_Existing_Space Heating_Natural Gas_ENERGY STAR Connected Thermostat_A_Achievable Economic UCT Potential | F8 | Industrial | Wood and Lumber Products | Existing | Space Heating | Natural Gas | ENERGY STAR Connected Thermostat | A | Cumulative Summer Peak Savings (MW) | Achievable Economic UCT Potential | 0 | 0 | 0 | 0 | 0 | 0 | 0 | 0 | 0 | 0 | 0 | 0 | 0 | 0 | 0 | 0 | 0 | 0 | 0 | 0 | 0 | 0 | 0 | 0 | 0 | 0 | 0 | 0 | 0 | 0 | 0
F9_Industrial_Wood and Lumber Products_Existing_Space Heating_Natural Gas_ENERGY STAR Connected Thermostat_A_Achievable Economic UCT Potential | F9 | Industrial | Wood and Lumber Products | Existing | Space Heating | Natural Gas | ENERGY STAR Connected Thermostat | A | Cumulative Winter Peak Savings (MW) | Achievable Economic UCT Potential | 0 | 0 | 0 | 0 | 0 | 0 | 0 | 0 | 0 | 0 | 0 | 0 | 0 | 0 | 0 | 0 | 0 | 0 | 0 | 0 | 0 | 0 | 0 | 0 | 0 | 0 | 0 | 0 | 0 | 0 | 0
F10_Industrial_Wood and Lumber Products_Existing_Space Heating_Natural Gas_ENERGY STAR Connected Thermostat_A_Achievable Economic UCT Potential | F10 | Industrial | Wood and Lumber Products | Existing | Space Heating | Natural Gas | ENERGY STAR Connected Thermostat | A | Purchases (Incremental) | Achievable Economic UCT Potential | 0 | 0 | 0 | 0 | 0 | 0 | 0 | 0 | 0 | 0 | 0 | 0 | 0 | 0 | 0 | 0 | 0 | 0 | 0 | 0 | 0 | 0 | 0 | 0 | 0 | 0 | 0 | 0 | 0 | 0 | 0
F11_Industrial_Wood and Lumber Products_Existing_Space Heating_Natural Gas_ENERGY STAR Connected Thermostat_A_Achievable Economic UCT Potential | F11 | Industrial | Wood and Lumber Products | Existing | Space Heating | Natural Gas | ENERGY STAR Connected Thermostat | A | Purchases (Cumulative) | Achievable Economic UCT Potential | 0 | 0 | 0 | 0 | 0 | 0 | 0 | 0 | 0 | 0 | 0 | 0 | 0 | 0 | 0 | 0 | 0 | 0 | 0 | 0 | 0 | 0 | 0 | 0 | 0 | 0 | 0 | 0 | 0 | 0 | 0
F1_Industrial_Wood and Lumber Products_Existing_Space Heating_Natural Gas_Destratification Fans (HVLS)_A_Achievable Economic UCT Potential | F1 | Industrial | Wood and Lumber Products | Existing | Space Heating | Natural Gas | Destratification Fans (HVLS) | A | Integrated Unit Energy Savings (kWh or therms) | Achievable Economic UCT Potential | 0 | 0 | 0 | 0 | 0 | 0.015378 | 0.015163 | 0.014867 | 0.014499 | 0.014062 | 0.01356 | 0.013037 | 0.012512 | 0.011977 | 0.011512 | 0.011068 | 0.010703 | 0.010378 | 0.010089 | 0.0098775 | 0.0096829 | 0.0095115 | 0.0093698 | 0.0092618 | 0.0091641 | 0.0090912 | 0.0090301 | 0.0089734 | 0 | 0 | 0
F2_Industrial_Wood and Lumber Products_Existing_Space Heating_Natural Gas_Destratification Fans (HVLS)_A_Achievable Economic UCT Potential | F2 | Industrial | Wood and Lumber Products | Existing | Space Heating | Natural Gas | Destratification Fans (HVLS) | A | Integrated Unit Summer Peak Savings (kW) | Achievable Economic UCT Potential | 0 | 0 | 0 | 0 | 0 | 0 | 0 | 0 | 0 | 0 | 0 | 0 | 0 | 0 | 0 | 0 | 0 | 0 | 0 | 0 | 0 | 0 | 0 | 0 | 0 | 0 | 0 | 0 | 0 | 0 | 0
F3_Industrial_Wood and Lumber Products_Existing_Space Heating_Natural Gas_Destratification Fans (HVLS)_A_Achievable Economic UCT Potential | F3 | Industrial | Wood and Lumber Products | Existing | Space Heating | Natural Gas | Destratification Fans (HVLS) | A | Integrated Unit Winter Peak Savings (kW) | Achievable Economic UCT Potential | 0 | 0 | 0 | 0 | 0 | 0 | 0 | 0 | 0 | 0 | 0 | 0 | 0 | 0 | 0 | 0 | 0 | 0 | 0 | 0 | 0 | 0 | 0 | 0 | 0 | 0 | 0 | 0 | 0 | 0 | 0
F4_Industrial_Wood and Lumber Products_Existing_Space Heating_Natural Gas_Destratification Fans (HVLS)_A_Achievable Economic UCT Potential | F4 | Industrial | Wood and Lumber Products | Existing | Space Heating | Natural Gas | Destratification Fans (HVLS) | A | Incremental Energy Savings (MWh or mTherms) | Achievable Economic UCT Potential | 0 | 0 | 0 | 0 | 0 | 0 | 0 | 0 | 0 | 0 | 0 | 0 | 0 | 0 | 0 | 0 | 0 | 0 | 0 | 0 | 0 | 0 | 0 | 0 | 0 | 0 | 0 | 0 | 0 | 0 | 0
F5_Industrial_Wood and Lumber Products_Existing_Space Heating_Natural Gas_Destratification Fans (HVLS)_A_Achievable Economic UCT Potential | F5 | Industrial | Wood and Lumber Products | Existing | Space Heating | Natural Gas | Destratification Fans (HVLS) | A | Incremental Summer Peak Savings (MW) | Achievable Economic UCT Potential | 0 | 0 | 0 | 0 | 0 | 0 | 0 | 0 | 0 | 0 | 0 | 0 | 0 | 0 | 0 | 0 | 0 | 0 | 0 | 0 | 0 | 0 | 0 | 0 | 0 | 0 | 0 | 0 | 0 | 0 | 0
F6_Industrial_Wood and Lumber Products_Existing_Space Heating_Natural Gas_Destratification Fans (HVLS)_A_Achievable Economic UCT Potential | F6 | Industrial | Wood and Lumber Products | Existing | Space Heating | Natural Gas | Destratification Fans (HVLS) | A | Incremental Winter Peak Savings (MW) | Achievable Economic UCT Potential | 0 | 0 | 0 | 0 | 0 | 0 | 0 | 0 | 0 | 0 | 0 | 0 | 0 | 0 | 0 | 0 | 0 | 0 | 0 | 0 | 0 | 0 | 0 | 0 | 0 | 0 | 0 | 0 | 0 | 0 | 0
F7_Industrial_Wood and Lumber Products_Existing_Space Heating_Natural Gas_Destratification Fans (HVLS)_A_Achievable Economic UCT Potential | F7 | Industrial | Wood and Lumber Products | Existing | Space Heating | Natural Gas | Destratification Fans (HVLS) | A | Cumulative Energy Savings (MWh or mTherms) | Achievable Economic UCT Potential | 0 | 0 | 0 | 0 | 0 | 0 | 0 | 0 | 0 | 0 | 0 | 0 | 0 | 0 | 0 | 0 | 0 | 0 | 0 | 0 | 0 | 0 | 0 | 0 | 0 | 0 | 0 | 0 | 0 | 0 | 0
F8_Industrial_Wood and Lumber Products_Existing_Space Heating_Natural Gas_Destratification Fans (HVLS)_A_Achievable Economic UCT Potential | F8 | Industrial | Wood and Lumber Products | Existing | Space Heating | Natural Gas | Destratification Fans (HVLS) | A | Cumulative Summer Peak Savings (MW) | Achievable Economic UCT Potential | 0 | 0 | 0 | 0 | 0 | 0 | 0 | 0 | 0 | 0 | 0 | 0 | 0 | 0 | 0 | 0 | 0 | 0 | 0 | 0 | 0 | 0 | 0 | 0 | 0 | 0 | 0 | 0 | 0 | 0 | 0
F9_Industrial_Wood and Lumber Products_Existing_Space Heating_Natural Gas_Destratification Fans (HVLS)_A_Achievable Economic UCT Potential | F9 | Industrial | Wood and Lumber Products | Existing | Space Heating | Natural Gas | Destratification Fans (HVLS) | A | Cumulative Winter Peak Savings (MW) | Achievable Economic UCT Potential | 0 | 0 | 0 | 0 | 0 | 0 | 0 | 0 | 0 | 0 | 0 | 0 | 0 | 0 | 0 | 0 | 0 | 0 | 0 | 0 | 0 | 0 | 0 | 0 | 0 | 0 | 0 | 0 | 0 | 0 | 0
F10_Industrial_Wood and Lumber Products_Existing_Space Heating_Natural Gas_Destratification Fans (HVLS)_A_Achievable Economic UCT Potential | F10 | Industrial | Wood and Lumber Products | Existing | Space Heating | Natural Gas | Destratification Fans (HVLS) | A | Purchases (Incremental) | Achievable Economic UCT Potential | 0 | 0 | 0 | 0 | 0 | 0 | 0 | 0 | 0 | 0 | 0 | 0 | 0 | 0 | 0 | 0 | 0 | 0 | 0 | 0 | 0 | 0 | 0 | 0 | 0 | 0 | 0 | 0 | 0 | 0 | 0
F11_Industrial_Wood and Lumber Products_Existing_Space Heating_Natural Gas_Destratification Fans (HVLS)_A_Achievable Economic UCT Potential | F11 | Industrial | Wood and Lumber Products | Existing | Space Heating | Natural Gas | Destratification Fans (HVLS) | A | Purchases (Cumulative) | Achievable Economic UCT Potential | 0 | 0 | 0 | 0 | 0 | 0 | 0 | 0 | 0 | 0 | 0 | 0 | 0 | 0 | 0 | 0 | 0 | 0 | 0 | 0 | 0 | 0 | 0 | 0 | 0 | 0 | 0 | 0 | 0 | 0 | 0
F1_Industrial_Wood and Lumber Products_Existing_Space Heating_Natural Gas_Gas Boiler - Insulate Steam Lines/Condensate Tank_A_Achievable Economic UCT Potential | F1 | Industrial | Wood and Lumber Products | Existing | Space Heating | Natural Gas | Gas Boiler - Insulate Steam Lines/Condensate Tank | A | Integrated Unit Energy Savings (kWh or therms) | Achievable Economic UCT Potential | 0 | 0 | 0 | 0 | 0 | 9.5673 | 9.4796 | 9.3879 | 9.2905 | 9.1864 | 9.075 | 8.9572 | 8.8317 | 8.6943 | 8.549 | 8.3997 | 8.2518 | 8.1048 | 7.9613 | 7.8324 | 7.7112 | 7.5959 | 7.4954 | 7.4097 | 7.3294 | 7.2694 | 7.2193 | 7.1733 | 8.2785 | 8.2445 | 8.2134
F2_Industrial_Wood and Lumber Products_Existing_Space Heating_Natural Gas_Gas Boiler - Insulate Steam Lines/Condensate Tank_A_Achievable Economic UCT Potential | F2 | Industrial | Wood and Lumber Products | Existing | Space Heating | Natural Gas | Gas Boiler - Insulate Steam Lines/Condensate Tank | A | Integrated Unit Summer Peak Savings (kW) | Achievable Economic UCT Potential | 0 | 0 | 0 | 0 | 0 | 0 | 0 | 0 | 0 | 0 | 0 | 0 | 0 | 0 | 0 | 0 | 0 | 0 | 0 | 0 | 0 | 0 | 0 | 0 | 0 | 0 | 0 | 0 | 0 | 0 | 0
F3_Industrial_Wood and Lumber Products_Existing_Space Heating_Natural Gas_Gas Boiler - Insulate Steam Lines/Condensate Tank_A_Achievable Economic UCT Potential | F3 | Industrial | Wood and Lumber Products | Existing | Space Heating | Natural Gas | Gas Boiler - Insulate Steam Lines/Condensate Tank | A | Integrated Unit Winter Peak Savings (kW) | Achievable Economic UCT Potential | 0 | 0 | 0 | 0 | 0 | 0 | 0 | 0 | 0 | 0 | 0 | 0 | 0 | 0 | 0 | 0 | 0 | 0 | 0 | 0 | 0 | 0 | 0 | 0 | 0 | 0 | 0 | 0 | 0 | 0 | 0
F4_Industrial_Wood and Lumber Products_Existing_Space Heating_Natural Gas_Gas Boiler - Insulate Steam Lines/Condensate Tank_A_Achievable Economic UCT Potential | F4 | Industrial | Wood and Lumber Products | Existing | Space Heating | Natural Gas | Gas Boiler - Insulate Steam Lines/Condensate Tank | A | Incremental Energy Savings (MWh or mTherms) | Achievable Economic UCT Potential | 0 | 0 | 0 | 0 | 0 | 0.0038843 | 0.0038466 | 0.003787 | 0.0037497 | 0.0037108 | 0.0036192 | 0.0035625 | 0.0035054 | 0.0033961 | 0.0033521 | 0.0032621 | 0.0032051 | 0.0031322 | 0.0030493 | 0.0030034 | 0.0029447 | 0.0028894 | 0.0028408 | 0.0027988 | 0.0027597 | 0 | 0 | 0 | 0 | 0 | 0
F5_Industrial_Wood and Lumber Products_Existing_Space Heating_Natural Gas_Gas Boiler - Insulate Steam Lines/Condensate Tank_A_Achievable Economic UCT Potential | F5 | Industrial | Wood and Lumber Products | Existing | Space Heating | Natural Gas | Gas Boiler - Insulate Steam Lines/Condensate Tank | A | Incremental Summer Peak Savings (MW) | Achievable Economic UCT Potential | 0 | 0 | 0 | 0 | 0 | 0 | 0 | 0 | 0 | 0 | 0 | 0 | 0 | 0 | 0 | 0 | 0 | 0 | 0 | 0 | 0 | 0 | 0 | 0 | 0 | 0 | 0 | 0 | 0 | 0 | 0
F6_Industrial_Wood and Lumber Products_Existing_Space Heating_Natural Gas_Gas Boiler - Insulate Steam Lines/Condensate Tank_A_Achievable Economic UCT Potential | F6 | Industrial | Wood and Lumber Products | Existing | Space Heating | Natural Gas | Gas Boiler - Insulate Steam Lines/Condensate Tank | A | Incremental Winter Peak Savings (MW) | Achievable Economic UCT Potential | 0 | 0 | 0 | 0 | 0 | 0 | 0 | 0 | 0 | 0 | 0 | 0 | 0 | 0 | 0 | 0 | 0 | 0 | 0 | 0 | 0 | 0 | 0 | 0 | 0 | 0 | 0 | 0 | 0 | 0 | 0
F7_Industrial_Wood and Lumber Products_Existing_Space Heating_Natural Gas_Gas Boiler - Insulate Steam Lines/Condensate Tank_A_Achievable Economic UCT Potential | F7 | Industrial | Wood and Lumber Products | Existing | Space Heating | Natural Gas | Gas Boiler - Insulate Steam Lines/Condensate Tank | A | Cumulative Energy Savings (MWh or mTherms) | Achievable Economic UCT Potential | 0 | 0 | 0 | 0 | 0 | 0.0038843 | 0.0076954 | 0.011408 | 0.015039 | 0.018582 | 0.021975 | 0.025253 | 0.028404 | 0.031358 | 0.034186 | 0.036851 | 0.039407 | 0.041838 | 0.044146 | 0.046435 | 0.048661 | 0.050823 | 0.052991 | 0.055184 | 0.057346 | 0.056876 | 0.056485 | 0.056124 | 0 | 0 | 0
F8_Industrial_Wood and Lumber Products_Existing_Space Heating_Natural Gas_Gas Boiler - Insulate Steam Lines/Condensate Tank_A_Achievable Economic UCT Potential | F8 | Industrial | Wood and Lumber Products | Existing | Space Heating | Natural Gas | Gas Boiler - Insulate Steam Lines/Condensate Tank | A | Cumulative Summer Peak Savings (MW) | Achievable Economic UCT Potential | 0 | 0 | 0 | 0 | 0 | 0 | 0 | 0 | 0 | 0 | 0 | 0 | 0 | 0 | 0 | 0 | 0 | 0 | 0 | 0 | 0 | 0 | 0 | 0 | 0 | 0 | 0 | 0 | 0 | 0 | 0
F9_Industrial_Wood and Lumber Products_Existing_Space Heating_Natural Gas_Gas Boiler - Insulate Steam Lines/Condensate Tank_A_Achievable Economic UCT Potential | F9 | Industrial | Wood and Lumber Products | Existing | Space Heating | Natural Gas | Gas Boiler - Insulate Steam Lines/Condensate Tank | A | Cumulative Winter Peak Savings (MW) | Achievable Economic UCT Potential | 0 | 0 | 0 | 0 | 0 | 0 | 0 | 0 | 0 | 0 | 0 | 0 | 0 | 0 | 0 | 0 | 0 | 0 | 0 | 0 | 0 | 0 | 0 | 0 | 0 | 0 | 0 | 0 | 0 | 0 | 0
F10_Industrial_Wood and Lumber Products_Existing_Space Heating_Natural Gas_Gas Boiler - Insulate Steam Lines/Condensate Tank_A_Achievable Economic UCT Potential | F10 | Industrial | Wood and Lumber Products | Existing | Space Heating | Natural Gas | Gas Boiler - Insulate Steam Lines/Condensate Tank | A | Purchases (Incremental) | Achievable Economic UCT Potential | 0 | 0 | 0 | 0 | 0 | 0.406 | 0.40578 | 0.40339 | 0.4036 | 0.40394 | 0.39881 | 0.39772 | 0.39691 | 0.39061 | 0.3921 | 0.38836 | 0.38841 | 0.38646 | 0.38301 | 0.38346 | 0.38188 | 0.38039 | 0.37901 | 0.37772 | 0.37653 | 0 | 0 | 0 | 0 | 0 | 0
F11_Industrial_Wood and Lumber Products_Existing_Space Heating_Natural Gas_Gas Boiler - Insulate Steam Lines/Condensate Tank_A_Achievable Economic UCT Potential | F11 | Industrial | Wood and Lumber Products | Existing | Space Heating | Natural Gas | Gas Boiler - Insulate Steam Lines/Condensate Tank | A | Purchases (Cumulative) | Achievable Economic UCT Potential | 0 | 0 | 0 | 0 | 0 | 0.406 | 0.81178 | 1.2152 | 1.6188 | 2.0227 | 2.4215 | 2.8192 | 3.2162 | 3.6068 | 3.9989 | 4.3872 | 4.7756 | 5.1621 | 5.5451 | 5.9286 | 6.3104 | 6.6908 | 7.0698 | 7.4476 | 7.8241 | 7.8241 | 7.8241 | 7.8241 | 7.8241 | 7.8241 | 7.8241
F1_Industrial_Wood and Lumber Products_Existing_Process_Natural Gas_Gas Boiler - Insulate Steam Lines/Condensate Tank_A_Achievable Economic UCT Potential | F1 | Industrial | Wood and Lumber Products | Existing | Process | Natural Gas | Gas Boiler - Insulate Steam Lines/Condensate Tank | A | Integrated Unit Energy Savings (kWh or therms) | Achievable Economic UCT Potential | 0 | 0 | 0 | 0 | 0 | 68.3351 | 68.1576 | 67.9781 | 67.8002 | 67.6211 | 67.4351 | 67.2692 | 67.114 | 66.9489 | 66.822 | 66.6825 | 66.5687 | 66.4524 | 66.3333 | 66.2392 | 66.136 | 66.0406 | 65.946 | 65.8521 | 65.7588 | 65.7508 | 65.7436 | 65.7369 | 68.5138 | 68.5138 | 68.5138
F2_Industrial_Wood and Lumber Products_Existing_Process_Natural Gas_Gas Boiler - Insulate Steam Lines/Condensate Tank_A_Achievable Economic UCT Potential | F2 | Industrial | Wood and Lumber Products | Existing | Process | Natural Gas | Gas Boiler - Insulate Steam Lines/Condensate Tank | A | Integrated Unit Summer Peak Savings (kW) | Achievable Economic UCT Potential | 0 | 0 | 0 | 0 | 0 | 0 | 0 | 0 | 0 | 0 | 0 | 0 | 0 | 0 | 0 | 0 | 0 | 0 | 0 | 0 | 0 | 0 | 0 | 0 | 0 | 0 | 0 | 0 | 0 | 0 | 0
F3_Industrial_Wood and Lumber Products_Existing_Process_Natural Gas_Gas Boiler - Insulate Steam Lines/Condensate Tank_A_Achievable Economic UCT Potential | F3 | Industrial | Wood and Lumber Products | Existing | Process | Natural Gas | Gas Boiler - Insulate Steam Lines/Condensate Tank | A | Integrated Unit Winter Peak Savings (kW) | Achievable Economic UCT Potential | 0 | 0 | 0 | 0 | 0 | 0 | 0 | 0 | 0 | 0 | 0 | 0 | 0 | 0 | 0 | 0 | 0 | 0 | 0 | 0 | 0 | 0 | 0 | 0 | 0 | 0 | 0 | 0 | 0 | 0 | 0
F4_Industrial_Wood and Lumber Products_Existing_Process_Natural Gas_Gas Boiler - Insulate Steam Lines/Condensate Tank_A_Achievable Economic UCT Potential | F4 | Industrial | Wood and Lumber Products | Existing | Process | Natural Gas | Gas Boiler - Insulate Steam Lines/Condensate Tank | A | Incremental Energy Savings (MWh or mTherms) | Achievable Economic UCT Potential | 0 | 0 | 0 | 0 | 0 | 0.095497 | 0.095197 | 0.094386 | 0.09419 | 0.094019 | 0.09257 | 0.09209 | 0.091691 | 0.090013 | 0.090185 | 0.089138 | 0.088998 | 0.088395 | 0.08745 | 0.087429 | 0.086932 | 0.086469 | 0.08603 | 0.085616 | 0.085225 | 0 | 0 | 0 | 0 | 0 | 0
F5_Industrial_Wood and Lumber Products_Existing_Process_Natural Gas_Gas Boiler - Insulate Steam Lines/Condensate Tank_A_Achievable Economic UCT Potential | F5 | Industrial | Wood and Lumber Products | Existing | Process | Natural Gas | Gas Boiler - Insulate Steam Lines/Condensate Tank | A | Incremental Summer Peak Savings (MW) | Achievable Economic UCT Potential | 0 | 0 | 0 | 0 | 0 | 0 | 0 | 0 | 0 | 0 | 0 | 0 | 0 | 0 | 0 | 0 | 0 | 0 | 0 | 0 | 0 | 0 | 0 | 0 | 0 | 0 | 0 | 0 | 0 | 0 | 0
F6_Industrial_Wood and Lumber Products_Existing_Process_Natural Gas_Gas Boiler - Insulate Steam Lines/Condensate Tank_A_Achievable Economic UCT Potential | F6 | Industrial | Wood and Lumber Products | Existing | Process | Natural Gas | Gas Boiler - Insulate Steam Lines/Condensate Tank | A | Incremental Winter Peak Savings (MW) | Achievable Economic UCT Potential | 0 | 0 | 0 | 0 | 0 | 0 | 0 | 0 | 0 | 0 | 0 | 0 | 0 | 0 | 0 | 0 | 0 | 0 | 0 | 0 | 0 | 0 | 0 | 0 | 0 | 0 | 0 | 0 | 0 | 0 | 0
F7_Industrial_Wood and Lumber Products_Existing_Process_Natural Gas_Gas Boiler - Insulate Steam Lines/Condensate Tank_A_Achievable Economic UCT Potential | F7 | Industrial | Wood and Lumber Products | Existing | Process | Natural Gas | Gas Boiler - Insulate Steam Lines/Condensate Tank | A | Cumulative Energy Savings (MWh or mTherms) | Achievable Economic UCT Potential | 0 | 0 | 0 | 0 | 0 | 0.095497 | 0.19045 | 0.28433 | 0.37778 | 0.4708 | 0.56207 | 0.65278 | 0.74296 | 0.83115 | 0.91976 | 1.007 | 1.0943 | 1.1807 | 1.2661 | 1.3517 | 1.4365 | 1.5209 | 1.6048 | 1.6881 | 1.7709 | 1.7707 | 1.7705 | 1.7704 | 0 | 0 | 0
F8_Industrial_Wood and Lumber Products_Existing_Process_Natural Gas_Gas Boiler - Insulate Steam Lines/Condensate Tank_A_Achievable Economic UCT Potential | F8 | Industrial | Wood and Lumber Products | Existing | Process | Natural Gas | Gas Boiler - Insulate Steam Lines/Condensate Tank | A | Cumulative Summer Peak Savings (MW) | Achievable Economic UCT Potential | 0 | 0 | 0 | 0 | 0 | 0 | 0 | 0 | 0 | 0 | 0 | 0 | 0 | 0 | 0 | 0 | 0 | 0 | 0 | 0 | 0 | 0 | 0 | 0 | 0 | 0 | 0 | 0 | 0 | 0 | 0
F9_Industrial_Wood and Lumber Products_Existing_Process_Natural Gas_Gas Boiler - Insulate Steam Lines/Condensate Tank_A_Achievable Economic UCT Potential | F9 | Industrial | Wood and Lumber Products | Existing | Process | Natural Gas | Gas Boiler - Insulate Steam Lines/Condensate Tank | A | Cumulative Winter Peak Savings (MW) | Achievable Economic UCT Potential | 0 | 0 | 0 | 0 | 0 | 0 | 0 | 0 | 0 | 0 | 0 | 0 | 0 | 0 | 0 | 0 | 0 | 0 | 0 | 0 | 0 | 0 | 0 | 0 | 0 | 0 | 0 | 0 | 0 | 0 | 0
F10_Industrial_Wood and Lumber Products_Existing_Process_Natural Gas_Gas Boiler - Insulate Steam Lines/Condensate Tank_A_Achievable Economic UCT Potential | F10 | Industrial | Wood and Lumber Products | Existing | Process | Natural Gas | Gas Boiler - Insulate Steam Lines/Condensate Tank | A | Purchases (Incremental) | Achievable Economic UCT Potential | 0 | 0 | 0 | 0 | 0 | 1.3975 | 1.3967 | 1.3885 | 1.3892 | 1.3904 | 1.3727 | 1.369 | 1.3662 | 1.3445 | 1.3496 | 1.3368 | 1.3369 | 1.3302 | 1.3183 | 1.3199 | 1.3144 | 1.3093 | 1.3046 | 1.3001 | 1.296 | 0 | 0 | 0 | 0 | 0 | 0
F11_Industrial_Wood and Lumber Products_Existing_Process_Natural Gas_Gas Boiler - Insulate Steam Lines/Condensate Tank_A_Achievable Economic UCT Potential | F11 | Industrial | Wood and Lumber Products | Existing | Process | Natural Gas | Gas Boiler - Insulate Steam Lines/Condensate Tank | A | Purchases (Cumulative) | Achievable Economic UCT Potential | 0 | 0 | 0 | 0 | 0 | 1.3975 | 2.7942 | 4.1827 | 5.5719 | 6.9623 | 8.335 | 9.704 | 11.0702 | 12.4147 | 13.7643 | 15.1011 | 16.438 | 17.7682 | 19.0865 | 20.4064 | 21.7209 | 23.0302 | 24.3348 | 25.6349 | 26.9309 | 26.9309 | 26.9309 | 26.9309 | 26.9309 | 26.9309 | 26.9309
F1_Industrial_Wood and Lumber Products_Existing_Space Heating_Natural Gas_Gas Boiler - Insulate Hot Water Lines_A_Achievable Economic UCT Potential | F1 | Industrial | Wood and Lumber Products | Existing | Space Heating | Natural Gas | Gas Boiler - Insulate Hot Water Lines | A | Integrated Unit Energy Savings (kWh or therms) | Achievable Economic UCT Potential | 0 | 0 | 0 | 0 | 0 | 10.8168 | 10.7246 | 10.6301 | 10.5321 | 10.4306 | 10.3264 | 10.2206 | 10.1125 | 9.9992 | 9.8799 | 9.7629 | 9.6471 | 9.533 | 9.4202 | 9.3135 | 9.2099 | 9.1041 | 9.0071 | 8.9208 | 8.8364 | 8.7676 | 8.7087 | 8.6543 | 9.3573 | 9.3188 | 9.2838
F2_Industrial_Wood and Lumber Products_Existing_Space Heating_Natural Gas_Gas Boiler - Insulate Hot Water Lines_A_Achievable Economic UCT Potential | F2 | Industrial | Wood and Lumber Products | Existing | Space Heating | Natural Gas | Gas Boiler - Insulate Hot Water Lines | A | Integrated Unit Summer Peak Savings (kW) | Achievable Economic UCT Potential | 0 | 0 | 0 | 0 | 0 | 0 | 0 | 0 | 0 | 0 | 0 | 0 | 0 | 0 | 0 | 0 | 0 | 0 | 0 | 0 | 0 | 0 | 0 | 0 | 0 | 0 | 0 | 0 | 0 | 0 | 0
F3_Industrial_Wood and Lumber Products_Existing_Space Heating_Natural Gas_Gas Boiler - Insulate Hot Water Lines_A_Achievable Economic UCT Potential | F3 | Industrial | Wood and Lumber Products | Existing | Space Heating | Natural Gas | Gas Boiler - Insulate Hot Water Lines | A | Integrated Unit Winter Peak Savings (kW) | Achievable Economic UCT Potential | 0 | 0 | 0 | 0 | 0 | 0 | 0 | 0 | 0 | 0 | 0 | 0 | 0 | 0 | 0 | 0 | 0 | 0 | 0 | 0 | 0 | 0 | 0 | 0 | 0 | 0 | 0 | 0 | 0 | 0 | 0
F4_Industrial_Wood and Lumber Products_Existing_Space Heating_Natural Gas_Gas Boiler - Insulate Hot Water Lines_A_Achievable Economic UCT Potential | F4 | Industrial | Wood and Lumber Products | Existing | Space Heating | Natural Gas | Gas Boiler - Insulate Hot Water Lines | A | Incremental Energy Savings (MWh or mTherms) | Achievable Economic UCT Potential | 0 | 0 | 0 | 0 | 0 | 0.0087833 | 0.0087037 | 0.0085761 | 0.0085016 | 0.0084266 | 0.0082365 | 0.0081299 | 0.0080275 | 0.0078116 | 0.0077478 | 0.007583 | 0.0074941 | 0.0073682 | 0.0072161 | 0.0071427 | 0.0070341 | 0.0069263 | 0.0068275 | 0.0067391 | 0.0066543 | 0 | 0 | 0 | 0 | 0 | 0
F5_Industrial_Wood and Lumber Products_Existing_Space Heating_Natural Gas_Gas Boiler - Insulate Hot Water Lines_A_Achievable Economic UCT Potential | F5 | Industrial | Wood and Lumber Products | Existing | Space Heating | Natural Gas | Gas Boiler - Insulate Hot Water Lines | A | Incremental Summer Peak Savings (MW) | Achievable Economic UCT Potential | 0 | 0 | 0 | 0 | 0 | 0 | 0 | 0 | 0 | 0 | 0 | 0 | 0 | 0 | 0 | 0 | 0 | 0 | 0 | 0 | 0 | 0 | 0 | 0 | 0 | 0 | 0 | 0 | 0 | 0 | 0
F6_Industrial_Wood and Lumber Products_Existing_Space Heating_Natural Gas_Gas Boiler - Insulate Hot Water Lines_A_Achievable Economic UCT Potential | F6 | Industrial | Wood and Lumber Products | Existing | Space Heating | Natural Gas | Gas Boiler - Insulate Hot Water Lines | A | Incremental Winter Peak Savings (MW) | Achievable Economic UCT Potential | 0 | 0 | 0 | 0 | 0 | 0 | 0 | 0 | 0 | 0 | 0 | 0 | 0 | 0 | 0 | 0 | 0 | 0 | 0 | 0 | 0 | 0 | 0 | 0 | 0 | 0 | 0 | 0 | 0 | 0 | 0
F7_Industrial_Wood and Lumber Products_Existing_Space Heating_Natural Gas_Gas Boiler - Insulate Hot Water Lines_A_Achievable Economic UCT Potential | F7 | Industrial | Wood and Lumber Products | Existing | Space Heating | Natural Gas | Gas Boiler - Insulate Hot Water Lines | A | Cumulative Energy Savings (MWh or mTherms) | Achievable Economic UCT Potential | 0 | 0 | 0 | 0 | 0 | 0.0087833 | 0.017412 | 0.025835 | 0.034098 | 0.042196 | 0.050011 | 0.057629 | 0.065047 | 0.07213 | 0.079016 | 0.085664 | 0.092142 | 0.09842 | 0.10447 | 0.11043 | 0.11624 | 0.12183 | 0.12736 | 0.13288 | 0.13827 | 0.1372 | 0.13627 | 0.13542 | 0 | 0 | 0
F8_Industrial_Wood and Lumber Products_Existing_Space Heating_Natural Gas_Gas Boiler - Insulate Hot Water Lines_A_Achievable Economic UCT Potential | F8 | Industrial | Wood and Lumber Products | Existing | Space Heating | Natural Gas | Gas Boiler - Insulate Hot Water Lines | A | Cumulative Summer Peak Savings (MW) | Achievable Economic UCT Potential | 0 | 0 | 0 | 0 | 0 | 0 | 0 | 0 | 0 | 0 | 0 | 0 | 0 | 0 | 0 | 0 | 0 | 0 | 0 | 0 | 0 | 0 | 0 | 0 | 0 | 0 | 0 | 0 | 0 | 0 | 0
F9_Industrial_Wood and Lumber Products_Existing_Space Heating_Natural Gas_Gas Boiler - Insulate Hot Water Lines_A_Achievable Economic UCT Potential | F9 | Industrial | Wood and Lumber Products | Existing | Space Heating | Natural Gas | Gas Boiler - Insulate Hot Water Lines | A | Cumulative Winter Peak Savings (MW) | Achievable Economic UCT Potential | 0 | 0 | 0 | 0 | 0 | 0 | 0 | 0 | 0 | 0 | 0 | 0 | 0 | 0 | 0 | 0 | 0 | 0 | 0 | 0 | 0 | 0 | 0 | 0 | 0 | 0 | 0 | 0 | 0 | 0 | 0
F10_Industrial_Wood and Lumber Products_Existing_Space Heating_Natural Gas_Gas Boiler - Insulate Hot Water Lines_A_Achievable Economic UCT Potential | F10 | Industrial | Wood and Lumber Products | Existing | Space Heating | Natural Gas | Gas Boiler - Insulate Hot Water Lines | A | Purchases (Incremental) | Achievable Economic UCT Potential | 0 | 0 | 0 | 0 | 0 | 0.81201 | 0.81156 | 0.80677 | 0.80721 | 0.80788 | 0.79762 | 0.79544 | 0.79382 | 0.78122 | 0.7842 | 0.77672 | 0.77682 | 0.77291 | 0.76602 | 0.76693 | 0.76375 | 0.76078 | 0.75801 | 0.75544 | 0.75305 | 0 | 0 | 0 | 0 | 0 | 0
F11_Industrial_Wood and Lumber Products_Existing_Space Heating_Natural Gas_Gas Boiler - Insulate Hot Water Lines_A_Achievable Economic UCT Potential | F11 | Industrial | Wood and Lumber Products | Existing | Space Heating | Natural Gas | Gas Boiler - Insulate Hot Water Lines | A | Purchases (Cumulative) | Achievable Economic UCT Potential | 0 | 0 | 0 | 0 | 0 | 0.81201 | 1.6236 | 2.4303 | 3.2375 | 4.0454 | 4.843 | 5.6385 | 6.4323 | 7.2135 | 7.9977 | 8.7744 | 9.5513 | 10.3242 | 11.0902 | 11.8571 | 12.6209 | 13.3817 | 14.1397 | 14.8951 | 15.6482 | 15.6482 | 15.6482 | 15.6482 | 15.6482 | 15.6482 | 15.6482
F1_Industrial_Wood and Lumber Products_Existing_Process_Natural Gas_Gas Boiler - Insulate Hot Water Lines_A_Achievable Economic UCT Potential | F1 | Industrial | Wood and Lumber Products | Existing | Process | Natural Gas | Gas Boiler - Insulate Hot Water Lines | A | Integrated Unit Energy Savings (kWh or therms) | Achievable Economic UCT Potential | 0 | 0 | 0 | 0 | 0 | 77.2708 | 77.1007 | 76.9286 | 76.758 | 76.5861 | 76.4083 | 76.2521 | 76.1082 | 75.9567 | 75.8436 | 75.7205 | 75.6235 | 75.5256 | 75.4261 | 75.3504 | 75.2666 | 75.1911 | 75.1162 | 75.0416 | 74.9674 | 74.9602 | 74.9537 | 74.9477 | 77.4421 | 77.4421 | 77.4421
F2_Industrial_Wood and Lumber Products_Existing_Process_Natural Gas_Gas Boiler - Insulate Hot Water Lines_A_Achievable Economic UCT Potential | F2 | Industrial | Wood and Lumber Products | Existing | Process | Natural Gas | Gas Boiler - Insulate Hot Water Lines | A | Integrated Unit Summer Peak Savings (kW) | Achievable Economic UCT Potential | 0 | 0 | 0 | 0 | 0 | 0 | 0 | 0 | 0 | 0 | 0 | 0 | 0 | 0 | 0 | 0 | 0 | 0 | 0 | 0 | 0 | 0 | 0 | 0 | 0 | 0 | 0 | 0 | 0 | 0 | 0
F3_Industrial_Wood and Lumber Products_Existing_Process_Natural Gas_Gas Boiler - Insulate Hot Water Lines_A_Achievable Economic UCT Potential | F3 | Industrial | Wood and Lumber Products | Existing | Process | Natural Gas | Gas Boiler - Insulate Hot Water Lines | A | Integrated Unit Winter Peak Savings (kW) | Achievable Economic UCT Potential | 0 | 0 | 0 | 0 | 0 | 0 | 0 | 0 | 0 | 0 | 0 | 0 | 0 | 0 | 0 | 0 | 0 | 0 | 0 | 0 | 0 | 0 | 0 | 0 | 0 | 0 | 0 | 0 | 0 | 0 | 0
F4_Industrial_Wood and Lumber Products_Existing_Process_Natural Gas_Gas Boiler - Insulate Hot Water Lines_A_Achievable Economic UCT Potential | F4 | Industrial | Wood and Lumber Products | Existing | Process | Natural Gas | Gas Boiler - Insulate Hot Water Lines | A | Incremental Energy Savings (MWh or mTherms) | Achievable Economic UCT Potential | 0 | 0 | 0 | 0 | 0 | 0.21597 | 0.21538 | 0.21363 | 0.21327 | 0.21297 | 0.20977 | 0.20877 | 0.20796 | 0.20425 | 0.20472 | 0.20244 | 0.20221 | 0.20093 | 0.19887 | 0.19891 | 0.19787 | 0.1969 | 0.19599 | 0.19513 | 0.19432 | 0 | 0 | 0 | 0 | 0 | 0
F5_Industrial_Wood and Lumber Products_Existing_Process_Natural Gas_Gas Boiler - Insulate Hot Water Lines_A_Achievable Economic UCT Potential | F5 | Industrial | Wood and Lumber Products | Existing | Process | Natural Gas | Gas Boiler - Insulate Hot Water Lines | A | Incremental Summer Peak Savings (MW) | Achievable Economic UCT Potential | 0 | 0 | 0 | 0 | 0 | 0 | 0 | 0 | 0 | 0 | 0 | 0 | 0 | 0 | 0 | 0 | 0 | 0 | 0 | 0 | 0 | 0 | 0 | 0 | 0 | 0 | 0 | 0 | 0 | 0 | 0
F6_Industrial_Wood and Lumber Products_Existing_Process_Natural Gas_Gas Boiler - Insulate Hot Water Lines_A_Achievable Economic UCT Potential | F6 | Industrial | Wood and Lumber Products | Existing | Process | Natural Gas | Gas Boiler - Insulate Hot Water Lines | A | Incremental Winter Peak Savings (MW) | Achievable Economic UCT Potential | 0 | 0 | 0 | 0 | 0 | 0 | 0 | 0 | 0 | 0 | 0 | 0 | 0 | 0 | 0 | 0 | 0 | 0 | 0 | 0 | 0 | 0 | 0 | 0 | 0 | 0 | 0 | 0 | 0 | 0 | 0
F7_Industrial_Wood and Lumber Products_Existing_Process_Natural Gas_Gas Boiler - Insulate Hot Water Lines_A_Achievable Economic UCT Potential | F7 | Industrial | Wood and Lumber Products | Existing | Process | Natural Gas | Gas Boiler - Insulate Hot Water Lines | A | Cumulative Energy Savings (MWh or mTherms) | Achievable Economic UCT Potential | 0 | 0 | 0 | 0 | 0 | 0.21597 | 0.43087 | 0.64354 | 0.85538 | 1.0664 | 1.2737 | 1.4799 | 1.6851 | 1.886 | 2.0879 | 2.2869 | 2.4862 | 2.6839 | 2.8792 | 3.0753 | 3.2697 | 3.4633 | 3.6559 | 3.8474 | 4.0379 | 4.0375 | 4.0371 | 4.0368 | 0 | 0 | 0
F8_Industrial_Wood and Lumber Products_Existing_Process_Natural Gas_Gas Boiler - Insulate Hot Water Lines_A_Achievable Economic UCT Potential | F8 | Industrial | Wood and Lumber Products | Existing | Process | Natural Gas | Gas Boiler - Insulate Hot Water Lines | A | Cumulative Summer Peak Savings (MW) | Achievable Economic UCT Potential | 0 | 0 | 0 | 0 | 0 | 0 | 0 | 0 | 0 | 0 | 0 | 0 | 0 | 0 | 0 | 0 | 0 | 0 | 0 | 0 | 0 | 0 | 0 | 0 | 0 | 0 | 0 | 0 | 0 | 0 | 0
F9_Industrial_Wood and Lumber Products_Existing_Process_Natural Gas_Gas Boiler - Insulate Hot Water Lines_A_Achievable Economic UCT Potential | F9 | Industrial | Wood and Lumber Products | Existing | Process | Natural Gas | Gas Boiler - Insulate Hot Water Lines | A | Cumulative Winter Peak Savings (MW) | Achievable Economic UCT Potential | 0 | 0 | 0 | 0 | 0 | 0 | 0 | 0 | 0 | 0 | 0 | 0 | 0 | 0 | 0 | 0 | 0 | 0 | 0 | 0 | 0 | 0 | 0 | 0 | 0 | 0 | 0 | 0 | 0 | 0 | 0
F10_Industrial_Wood and Lumber Products_Existing_Process_Natural Gas_Gas Boiler - Insulate Hot Water Lines_A_Achievable Economic UCT Potential | F10 | Industrial | Wood and Lumber Products | Existing | Process | Natural Gas | Gas Boiler - Insulate Hot Water Lines | A | Purchases (Incremental) | Achievable Economic UCT Potential | 0 | 0 | 0 | 0 | 0 | 2.795 | 2.7934 | 2.777 | 2.7785 | 2.7808 | 2.7454 | 2.7379 | 2.7324 | 2.689 | 2.6993 | 2.6735 | 2.6739 | 2.6604 | 2.6367 | 2.6398 | 2.6289 | 2.6187 | 2.6091 | 2.6003 | 2.5921 | 0 | 0 | 0 | 0 | 0 | 0
F11_Industrial_Wood and Lumber Products_Existing_Process_Natural Gas_Gas Boiler - Insulate Hot Water Lines_A_Achievable Economic UCT Potential | F11 | Industrial | Wood and Lumber Products | Existing | Process | Natural Gas | Gas Boiler - Insulate Hot Water Lines | A | Purchases (Cumulative) | Achievable Economic UCT Potential | 0 | 0 | 0 | 0 | 0 | 2.795 | 5.5884 | 8.3654 | 11.1438 | 13.9246 | 16.67 | 19.408 | 22.1403 | 24.8293 | 27.5286 | 30.2021 | 32.876 | 35.5364 | 38.1731 | 40.8129 | 43.4418 | 46.0604 | 48.6695 | 51.2698 | 53.8618 | 53.8618 | 53.8618 | 53.8618 | 53.8618 | 53.8618 | 53.8618
F1_Industrial_Wood and Lumber Products_Existing_Process_Natural Gas_Process - Insulate Heated Process Fluids_A_Achievable Economic UCT Potential | F1 | Industrial | Wood and Lumber Products | Existing | Process | Natural Gas | Process - Insulate Heated Process Fluids | A | Integrated Unit Energy Savings (kWh or therms) | Achievable Economic UCT Potential | 0 | 0 | 0 | 0 | 0 | 125.7545 | 125.6891 | 125.6267 | 125.5672 | 125.5087 | 125.4514 | 125.4062 | 125.3686 | 125.3304 | 125.3062 | 125.279 | 125.2602 | 125.241 | 125.2214 | 125.2094 | 125.1954 | 125.1861 | 125.177 | 125.1681 | 125.1595 | 125.1575 | 125.1557 | 125.1541 | 125.8253 | 125.8253 | 125.8253
F2_Industrial_Wood and Lumber Products_Existing_Process_Natural Gas_Process - Insulate Heated Process Fluids_A_Achievable Economic UCT Potential | F2 | Industrial | Wood and Lumber Products | Existing | Process | Natural Gas | Process - Insulate Heated Process Fluids | A | Integrated Unit Summer Peak Savings (kW) | Achievable Economic UCT Potential | 0 | 0 | 0 | 0 | 0 | 0 | 0 | 0 | 0 | 0 | 0 | 0 | 0 | 0 | 0 | 0 | 0 | 0 | 0 | 0 | 0 | 0 | 0 | 0 | 0 | 0 | 0 | 0 | 0 | 0 | 0
F3_Industrial_Wood and Lumber Products_Existing_Process_Natural Gas_Process - Insulate Heated Process Fluids_A_Achievable Economic UCT Potential | F3 | Industrial | Wood and Lumber Products | Existing | Process | Natural Gas | Process - Insulate Heated Process Fluids | A | Integrated Unit Winter Peak Savings (kW) | Achievable Economic UCT Potential | 0 | 0 | 0 | 0 | 0 | 0 | 0 | 0 | 0 | 0 | 0 | 0 | 0 | 0 | 0 | 0 | 0 | 0 | 0 | 0 | 0 | 0 | 0 | 0 | 0 | 0 | 0 | 0 | 0 | 0 | 0
F4_Industrial_Wood and Lumber Products_Existing_Process_Natural Gas_Process - Insulate Heated Process Fluids_A_Achievable Economic UCT Potential | F4 | Industrial | Wood and Lumber Products | Existing | Process | Natural Gas | Process - Insulate Heated Process Fluids | A | Incremental Energy Savings (MWh or mTherms) | Achievable Economic UCT Potential | 0 | 0 | 0 | 0 | 0 | 0.38443 | 0.38402 | 0.38156 | 0.38159 | 0.38173 | 0.33904 | 0.27039 | 0.21581 | 0.16985 | 0.13638 | 0.10804 | 0.086427 | 0.068783 | 0.054527 | 0.043669 | 0.034787 | 0.00023633 | 8.4092e-05 | 2.8568e-05 | 9.2857e-06 | 7.8697e-06 | 7.8487e-06 | 7.8295e-06 | 7.8544e-06 | 7.8391e-06 | 7.8258e-06
F5_Industrial_Wood and Lumber Products_Existing_Process_Natural Gas_Process - Insulate Heated Process Fluids_A_Achievable Economic UCT Potential | F5 | Industrial | Wood and Lumber Products | Existing | Process | Natural Gas | Process - Insulate Heated Process Fluids | A | Incremental Summer Peak Savings (MW) | Achievable Economic UCT Potential | 0 | 0 | 0 | 0 | 0 | 0 | 0 | 0 | 0 | 0 | 0 | 0 | 0 | 0 | 0 | 0 | 0 | 0 | 0 | 0 | 0 | 0 | 0 | 0 | 0 | 0 | 0 | 0 | 0 | 0 | 0
F6_Industrial_Wood and Lumber Products_Existing_Process_Natural Gas_Process - Insulate Heated Process Fluids_A_Achievable Economic UCT Potential | F6 | Industrial | Wood and Lumber Products | Existing | Process | Natural Gas | Process - Insulate Heated Process Fluids | A | Incremental Winter Peak Savings (MW) | Achievable Economic UCT Potential | 0 | 0 | 0 | 0 | 0 | 0 | 0 | 0 | 0 | 0 | 0 | 0 | 0 | 0 | 0 | 0 | 0 | 0 | 0 | 0 | 0 | 0 | 0 | 0 | 0 | 0 | 0 | 0 | 0 | 0 | 0
F7_Industrial_Wood and Lumber Products_Existing_Process_Natural Gas_Process - Insulate Heated Process Fluids_A_Achievable Economic UCT Potential | F7 | Industrial | Wood and Lumber Products | Existing | Process | Natural Gas | Process - Insulate Heated Process Fluids | A | Cumulative Energy Savings (MWh or mTherms) | Achievable Economic UCT Potential | 0 | 0 | 0 | 0 | 0 | 0.38443 | 0.76825 | 1.1494 | 1.5305 | 1.9115 | 2.2497 | 2.5192 | 2.7343 | 2.9033 | 3.0391 | 3.1465 | 3.2325 | 3.3007 | 3.3548 | 3.3981 | 3.4325 | 3.4325 | 3.4323 | 3.4321 | 3.4319 | 3.4318 | 3.4318 | 3.4318 | 0 | 0 | 0
F8_Industrial_Wood and Lumber Products_Existing_Process_Natural Gas_Process - Insulate Heated Process Fluids_A_Achievable Economic UCT Potential | F8 | Industrial | Wood and Lumber Products | Existing | Process | Natural Gas | Process - Insulate Heated Process Fluids | A | Cumulative Summer Peak Savings (MW) | Achievable Economic UCT Potential | 0 | 0 | 0 | 0 | 0 | 0 | 0 | 0 | 0 | 0 | 0 | 0 | 0 | 0 | 0 | 0 | 0 | 0 | 0 | 0 | 0 | 0 | 0 | 0 | 0 | 0 | 0 | 0 | 0 | 0 | 0
F9_Industrial_Wood and Lumber Products_Existing_Process_Natural Gas_Process - Insulate Heated Process Fluids_A_Achievable Economic UCT Potential | F9 | Industrial | Wood and Lumber Products | Existing | Process | Natural Gas | Process - Insulate Heated Process Fluids | A | Cumulative Winter Peak Savings (MW) | Achievable Economic UCT Potential | 0 | 0 | 0 | 0 | 0 | 0 | 0 | 0 | 0 | 0 | 0 | 0 | 0 | 0 | 0 | 0 | 0 | 0 | 0 | 0 | 0 | 0 | 0 | 0 | 0 | 0 | 0 | 0 | 0 | 0 | 0
F10_Industrial_Wood and Lumber Products_Existing_Process_Natural Gas_Process - Insulate Heated Process Fluids_A_Achievable Economic UCT Potential | F10 | Industrial | Wood and Lumber Products | Existing | Process | Natural Gas | Process - Insulate Heated Process Fluids | A | Purchases (Incremental) | Achievable Economic UCT Potential | 0 | 0 | 0 | 0 | 0 | 3.057 | 3.0553 | 3.0373 | 3.0389 | 3.0414 | 2.7025 | 2.1561 | 1.7214 | 1.3552 | 1.0883 | 0.86237 | 0.68998 | 0.54921 | 0.43545 | 0.34877 | 0.27786 | 0.0018879 | 0.00067178 | 0.00022824 | 7.4191e-05 | 6.2879e-05 | 6.2711e-05 | 6.2559e-05 | 6.2423e-05 | 6.2302e-05 | 6.2196e-05
F11_Industrial_Wood and Lumber Products_Existing_Process_Natural Gas_Process - Insulate Heated Process Fluids_A_Achievable Economic UCT Potential | F11 | Industrial | Wood and Lumber Products | Existing | Process | Natural Gas | Process - Insulate Heated Process Fluids | A | Purchases (Cumulative) | Achievable Economic UCT Potential | 0 | 0 | 0 | 0 | 0 | 3.057 | 6.1123 | 9.1496 | 12.1885 | 15.2299 | 17.9325 | 20.0886 | 21.81 | 23.1652 | 24.2536 | 25.116 | 25.8059 | 26.3551 | 26.7906 | 27.1394 | 27.4172 | 27.4191 | 27.4198 | 27.42 | 27.4201 | 27.4201 | 27.4202 | 27.4203 | 27.4203 | 27.4204 | 27.4205
F1_Industrial_Wood and Lumber Products_Existing_Process_Natural Gas_Process Heat Recovery_A_Achievable Economic UCT Potential | F1 | Industrial | Wood and Lumber Products | Existing | Process | Natural Gas | Process Heat Recovery | A | Integrated Unit Energy Savings (kWh or therms) | Achievable Economic UCT Potential | 0 | 0 | 0 | 0 | 0 | 0.21019 | 0.20957 | 0.20894 | 0.20832 | 0.20768 | 0.20701 | 0.20641 | 0.20584 | 0.20523 | 0.20475 | 0.20423 | 0.2038 | 0.20337 | 0.20293 | 0.20259 | 0.20222 | 0.20188 | 0.20154 | 0.20121 | 0.20089 | 0.20086 | 0.20083 | 0.20081 | 0 | 0 | 0
F2_Industrial_Wood and Lumber Products_Existing_Process_Natural Gas_Process Heat Recovery_A_Achievable Economic UCT Potential | F2 | Industrial | Wood and Lumber Products | Existing | Process | Natural Gas | Process Heat Recovery | A | Integrated Unit Summer Peak Savings (kW) | Achievable Economic UCT Potential | 0 | 0 | 0 | 0 | 0 | 0 | 0 | 0 | 0 | 0 | 0 | 0 | 0 | 0 | 0 | 0 | 0 | 0 | 0 | 0 | 0 | 0 | 0 | 0 | 0 | 0 | 0 | 0 | 0 | 0 | 0
F3_Industrial_Wood and Lumber Products_Existing_Process_Natural Gas_Process Heat Recovery_A_Achievable Economic UCT Potential | F3 | Industrial | Wood and Lumber Products | Existing | Process | Natural Gas | Process Heat Recovery | A | Integrated Unit Winter Peak Savings (kW) | Achievable Economic UCT Potential | 0 | 0 | 0 | 0 | 0 | 0 | 0 | 0 | 0 | 0 | 0 | 0 | 0 | 0 | 0 | 0 | 0 | 0 | 0 | 0 | 0 | 0 | 0 | 0 | 0 | 0 | 0 | 0 | 0 | 0 | 0
F4_Industrial_Wood and Lumber Products_Existing_Process_Natural Gas_Process Heat Recovery_A_Achievable Economic UCT Potential | F4 | Industrial | Wood and Lumber Products | Existing | Process | Natural Gas | Process Heat Recovery | A | Incremental Energy Savings (MWh or mTherms) | Achievable Economic UCT Potential | 0 | 0 | 0 | 0 | 0 | 0 | 0 | 0 | 0 | 0 | 0 | 0 | 0 | 0 | 0 | 0 | 0 | 0 | 0 | 0 | 0 | 0 | 0 | 0 | 0 | 0 | 0 | 0 | 0 | 0 | 0
F5_Industrial_Wood and Lumber Products_Existing_Process_Natural Gas_Process Heat Recovery_A_Achievable Economic UCT Potential | F5 | Industrial | Wood and Lumber Products | Existing | Process | Natural Gas | Process Heat Recovery | A | Incremental Summer Peak Savings (MW) | Achievable Economic UCT Potential | 0 | 0 | 0 | 0 | 0 | 0 | 0 | 0 | 0 | 0 | 0 | 0 | 0 | 0 | 0 | 0 | 0 | 0 | 0 | 0 | 0 | 0 | 0 | 0 | 0 | 0 | 0 | 0 | 0 | 0 | 0
F6_Industrial_Wood and Lumber Products_Existing_Process_Natural Gas_Process Heat Recovery_A_Achievable Economic UCT Potential | F6 | Industrial | Wood and Lumber Products | Existing | Process | Natural Gas | Process Heat Recovery | A | Incremental Winter Peak Savings (MW) | Achievable Economic UCT Potential | 0 | 0 | 0 | 0 | 0 | 0 | 0 | 0 | 0 | 0 | 0 | 0 | 0 | 0 | 0 | 0 | 0 | 0 | 0 | 0 | 0 | 0 | 0 | 0 | 0 | 0 | 0 | 0 | 0 | 0 | 0
F7_Industrial_Wood and Lumber Products_Existing_Process_Natural Gas_Process Heat Recovery_A_Achievable Economic UCT Potential | F7 | Industrial | Wood and Lumber Products | Existing | Process | Natural Gas | Process Heat Recovery | A | Cumulative Energy Savings (MWh or mTherms) | Achievable Economic UCT Potential | 0 | 0 | 0 | 0 | 0 | 0 | 0 | 0 | 0 | 0 | 0 | 0 | 0 | 0 | 0 | 0 | 0 | 0 | 0 | 0 | 0 | 0 | 0 | 0 | 0 | 0 | 0 | 0 | 0 | 0 | 0
F8_Industrial_Wood and Lumber Products_Existing_Process_Natural Gas_Process Heat Recovery_A_Achievable Economic UCT Potential | F8 | Industrial | Wood and Lumber Products | Existing | Process | Natural Gas | Process Heat Recovery | A | Cumulative Summer Peak Savings (MW) | Achievable Economic UCT Potential | 0 | 0 | 0 | 0 | 0 | 0 | 0 | 0 | 0 | 0 | 0 | 0 | 0 | 0 | 0 | 0 | 0 | 0 | 0 | 0 | 0 | 0 | 0 | 0 | 0 | 0 | 0 | 0 | 0 | 0 | 0
F9_Industrial_Wood and Lumber Products_Existing_Process_Natural Gas_Process Heat Recovery_A_Achievable Economic UCT Potential | F9 | Industrial | Wood and Lumber Products | Existing | Process | Natural Gas | Process Heat Recovery | A | Cumulative Winter Peak Savings (MW) | Achievable Economic UCT Potential | 0 | 0 | 0 | 0 | 0 | 0 | 0 | 0 | 0 | 0 | 0 | 0 | 0 | 0 | 0 | 0 | 0 | 0 | 0 | 0 | 0 | 0 | 0 | 0 | 0 | 0 | 0 | 0 | 0 | 0 | 0
F10_Industrial_Wood and Lumber Products_Existing_Process_Natural Gas_Process Heat Recovery_A_Achievable Economic UCT Potential | F10 | Industrial | Wood and Lumber Products | Existing | Process | Natural Gas | Process Heat Recovery | A | Purchases (Incremental) | Achievable Economic UCT Potential | 0 | 0 | 0 | 0 | 0 | 0 | 0 | 0 | 0 | 0 | 0 | 0 | 0 | 0 | 0 | 0 | 0 | 0 | 0 | 0 | 0 | 0 | 0 | 0 | 0 | 0 | 0 | 0 | 0 | 0 | 0
F11_Industrial_Wood and Lumber Products_Existing_Process_Natural Gas_Process Heat Recovery_A_Achievable Economic UCT Potential | F11 | Industrial | Wood and Lumber Products | Existing | Process | Natural Gas | Process Heat Recovery | A | Purchases (Cumulative) | Achievable Economic UCT Potential | 0 | 0 | 0 | 0 | 0 | 0 | 0 | 0 | 0 | 0 | 0 | 0 | 0 | 0 | 0 | 0 | 0 | 0 | 0 | 0 | 0 | 0 | 0 | 0 | 0 | 0 | 0 | 0 | 0 | 0 | 0
F1_Industrial_Wood and Lumber Products_Existing_Space Heating_Natural Gas_Building Automation System_A_Achievable Economic UCT Potential | F1 | Industrial | Wood and Lumber Products | Existing | Space Heating | Natural Gas | Building Automation System | A | Integrated Unit Energy Savings (kWh or therms) | Achievable Economic UCT Potential | 0 | 0 | 0 | 0 | 0 | 0.015441 | 0.015336 | 0.01521 | 0.015073 | 0.014926 | 0.014771 | 0.014608 | 0.014442 | 0.014267 | 0.01408 | 0.013897 | 0.013715 | 0.013542 | 0.013376 | 0.013222 | 0.013074 | 0.012926 | 0.012796 | 0.012683 | 0.012576 | 0.012492 | 0.01242 | 0.012352 | 0 | 0 | 0
F2_Industrial_Wood and Lumber Products_Existing_Space Heating_Natural Gas_Building Automation System_A_Achievable Economic UCT Potential | F2 | Industrial | Wood and Lumber Products | Existing | Space Heating | Natural Gas | Building Automation System | A | Integrated Unit Summer Peak Savings (kW) | Achievable Economic UCT Potential | 0 | 0 | 0 | 0 | 0 | 0 | 0 | 0 | 0 | 0 | 0 | 0 | 0 | 0 | 0 | 0 | 0 | 0 | 0 | 0 | 0 | 0 | 0 | 0 | 0 | 0 | 0 | 0 | 0 | 0 | 0
F3_Industrial_Wood and Lumber Products_Existing_Space Heating_Natural Gas_Building Automation System_A_Achievable Economic UCT Potential | F3 | Industrial | Wood and Lumber Products | Existing | Space Heating | Natural Gas | Building Automation System | A | Integrated Unit Winter Peak Savings (kW) | Achievable Economic UCT Potential | 0 | 0 | 0 | 0 | 0 | 0 | 0 | 0 | 0 | 0 | 0 | 0 | 0 | 0 | 0 | 0 | 0 | 0 | 0 | 0 | 0 | 0 | 0 | 0 | 0 | 0 | 0 | 0 | 0 | 0 | 0
F4_Industrial_Wood and Lumber Products_Existing_Space Heating_Natural Gas_Building Automation System_A_Achievable Economic UCT Potential | F4 | Industrial | Wood and Lumber Products | Existing | Space Heating | Natural Gas | Building Automation System | A | Incremental Energy Savings (MWh or mTherms) | Achievable Economic UCT Potential | 0 | 0 | 0 | 0 | 0 | 0.0099329 | 0.01971 | 0.034502 | 0.055649 | 0.083713 | 0.11714 | 0.15716 | 0.20101 | 0.2417 | 0.28236 | 0.30968 | 0.32518 | 0.32079 | 0.29603 | 0.25758 | 0.20977 | 0.15798 | 0.10787 | 0.068077 | 0.043887 | 0 | 0 | 0 | 0 | 0 | 0
F5_Industrial_Wood and Lumber Products_Existing_Space Heating_Natural Gas_Building Automation System_A_Achievable Economic UCT Potential | F5 | Industrial | Wood and Lumber Products | Existing | Space Heating | Natural Gas | Building Automation System | A | Incremental Summer Peak Savings (MW) | Achievable Economic UCT Potential | 0 | 0 | 0 | 0 | 0 | 0 | 0 | 0 | 0 | 0 | 0 | 0 | 0 | 0 | 0 | 0 | 0 | 0 | 0 | 0 | 0 | 0 | 0 | 0 | 0 | 0 | 0 | 0 | 0 | 0 | 0
F6_Industrial_Wood and Lumber Products_Existing_Space Heating_Natural Gas_Building Automation System_A_Achievable Economic UCT Potential | F6 | Industrial | Wood and Lumber Products | Existing | Space Heating | Natural Gas | Building Automation System | A | Incremental Winter Peak Savings (MW) | Achievable Economic UCT Potential | 0 | 0 | 0 | 0 | 0 | 0 | 0 | 0 | 0 | 0 | 0 | 0 | 0 | 0 | 0 | 0 | 0 | 0 | 0 | 0 | 0 | 0 | 0 | 0 | 0 | 0 | 0 | 0 | 0 | 0 | 0
F7_Industrial_Wood and Lumber Products_Existing_Space Heating_Natural Gas_Building Automation System_A_Achievable Economic UCT Potential | F7 | Industrial | Wood and Lumber Products | Existing | Space Heating | Natural Gas | Building Automation System | A | Cumulative Energy Savings (MWh or mTherms) | Achievable Economic UCT Potential | 0 | 0 | 0 | 0 | 0 | 0.0099329 | 0.029576 | 0.063834 | 0.11891 | 0.20146 | 0.3165 | 0.47019 | 0.66584 | 0.89946 | 1.1701 | 1.4645 | 1.7706 | 2.069 | 2.3396 | 2.5703 | 2.7514 | 2.8782 | 2.957 | 2.999 | 3.0177 | 2.9975 | 2.9801 | 2.9639 | 0 | 0 | 0
F8_Industrial_Wood and Lumber Products_Existing_Space Heating_Natural Gas_Building Automation System_A_Achievable Economic UCT Potential | F8 | Industrial | Wood and Lumber Products | Existing | Space Heating | Natural Gas | Building Automation System | A | Cumulative Summer Peak Savings (MW) | Achievable Economic UCT Potential | 0 | 0 | 0 | 0 | 0 | 0 | 0 | 0 | 0 | 0 | 0 | 0 | 0 | 0 | 0 | 0 | 0 | 0 | 0 | 0 | 0 | 0 | 0 | 0 | 0 | 0 | 0 | 0 | 0 | 0 | 0
F9_Industrial_Wood and Lumber Products_Existing_Space Heating_Natural Gas_Building Automation System_A_Achievable Economic UCT Potential | F9 | Industrial | Wood and Lumber Products | Existing | Space Heating | Natural Gas | Building Automation System | A | Cumulative Winter Peak Savings (MW) | Achievable Economic UCT Potential | 0 | 0 | 0 | 0 | 0 | 0 | 0 | 0 | 0 | 0 | 0 | 0 | 0 | 0 | 0 | 0 | 0 | 0 | 0 | 0 | 0 | 0 | 0 | 0 | 0 | 0 | 0 | 0 | 0 | 0 | 0
F10_Industrial_Wood and Lumber Products_Existing_Space Heating_Natural Gas_Building Automation System_A_Achievable Economic UCT Potential | F10 | Industrial | Wood and Lumber Products | Existing | Space Heating | Natural Gas | Building Automation System | A | Purchases (Incremental) | Achievable Economic UCT Potential | 0 | 0 | 0 | 0 | 0 | 643.2891 | 1285.1869 | 2268.4503 | 3691.9402 | 5608.4833 | 7930.5415 | 10758.235 | 13918.2407 | 16941.1052 | 20053.8625 | 22284.5719 | 23709.6654 | 23688.8201 | 22131.5194 | 19481.6051 | 16044.449 | 12221.5653 | 8430.2544 | 5367.6926 | 3489.6299 | 0 | 0 | 0 | 0 | 0 | 0
F11_Industrial_Wood and Lumber Products_Existing_Space Heating_Natural Gas_Building Automation System_A_Achievable Economic UCT Potential | F11 | Industrial | Wood and Lumber Products | Existing | Space Heating | Natural Gas | Building Automation System | A | Purchases (Cumulative) | Achievable Economic UCT Potential | 0 | 0 | 0 | 0 | 0 | 643.2891 | 1928.4759 | 4196.9262 | 7888.8665 | 13497.3498 | 21427.8913 | 32186.1263 | 46104.367 | 63045.4722 | 83099.3346 | 105383.9066 | 129093.5719 | 152782.392 | 174913.9114 | 194395.5166 | 210439.9656 | 222661.5309 | 231091.7853 | 236459.4778 | 239949.1077 | 239949.1077 | 239949.1077 | 239949.1077 | 239949.1077 | 239949.1077 | 239949.1077
F1_Industrial_Wood and Lumber Products_Existing_Space Heating_Natural Gas_Steam System Efficiency Improvements_A_Achievable Economic UCT Potential | F1 | Industrial | Wood and Lumber Products | Existing | Space Heating | Natural Gas | Steam System Efficiency Improvements | A | Integrated Unit Energy Savings (kWh or therms) | Achievable Economic UCT Potential | 0 | 0 | 0 | 0 | 0 | 0.13757 | 0.13639 | 0.13517 | 0.13391 | 0.1326 | 0.13126 | 0.1299 | 0.12851 | 0.12705 | 0.12552 | 0.12402 | 0.12254 | 0.12107 | 0.11962 | 0.11825 | 0.11693 | 0.11557 | 0.11432 | 0.11321 | 0.11213 | 0.11126 | 0.11051 | 0.10982 | 0.11902 | 0.11854 | 0.11809
F2_Industrial_Wood and Lumber Products_Existing_Space Heating_Natural Gas_Steam System Efficiency Improvements_A_Achievable Economic UCT Potential | F2 | Industrial | Wood and Lumber Products | Existing | Space Heating | Natural Gas | Steam System Efficiency Improvements | A | Integrated Unit Summer Peak Savings (kW) | Achievable Economic UCT Potential | 0 | 0 | 0 | 0 | 0 | 0 | 0 | 0 | 0 | 0 | 0 | 0 | 0 | 0 | 0 | 0 | 0 | 0 | 0 | 0 | 0 | 0 | 0 | 0 | 0 | 0 | 0 | 0 | 0 | 0 | 0
F3_Industrial_Wood and Lumber Products_Existing_Space Heating_Natural Gas_Steam System Efficiency Improvements_A_Achievable Economic UCT Potential | F3 | Industrial | Wood and Lumber Products | Existing | Space Heating | Natural Gas | Steam System Efficiency Improvements | A | Integrated Unit Winter Peak Savings (kW) | Achievable Economic UCT Potential | 0 | 0 | 0 | 0 | 0 | 0 | 0 | 0 | 0 | 0 | 0 | 0 | 0 | 0 | 0 | 0 | 0 | 0 | 0 | 0 | 0 | 0 | 0 | 0 | 0 | 0 | 0 | 0 | 0 | 0 | 0
F4_Industrial_Wood and Lumber Products_Existing_Space Heating_Natural Gas_Steam System Efficiency Improvements_A_Achievable Economic UCT Potential | F4 | Industrial | Wood and Lumber Products | Existing | Space Heating | Natural Gas | Steam System Efficiency Improvements | A | Incremental Energy Savings (MWh or mTherms) | Achievable Economic UCT Potential | 0 | 0 | 0 | 0 | 0 | 0.0006272 | 0.0012422 | 0.0021731 | 0.0035037 | 0.0052706 | 0.0073774 | 0.0099042 | 0.012676 | 0.015255 | 0.01784 | 0.019587 | 0.02059 | 0.020326 | 0.018763 | 0.016327 | 0.013295 | 0.01001 | 0.0068304 | 0.0043068 | 0.0027731 | 0 | 0 | 0 | 0 | 0 | 0
F5_Industrial_Wood and Lumber Products_Existing_Space Heating_Natural Gas_Steam System Efficiency Improvements_A_Achievable Economic UCT Potential | F5 | Industrial | Wood and Lumber Products | Existing | Space Heating | Natural Gas | Steam System Efficiency Improvements | A | Incremental Summer Peak Savings (MW) | Achievable Economic UCT Potential | 0 | 0 | 0 | 0 | 0 | 0 | 0 | 0 | 0 | 0 | 0 | 0 | 0 | 0 | 0 | 0 | 0 | 0 | 0 | 0 | 0 | 0 | 0 | 0 | 0 | 0 | 0 | 0 | 0 | 0 | 0
F6_Industrial_Wood and Lumber Products_Existing_Space Heating_Natural Gas_Steam System Efficiency Improvements_A_Achievable Economic UCT Potential | F6 | Industrial | Wood and Lumber Products | Existing | Space Heating | Natural Gas | Steam System Efficiency Improvements | A | Incremental Winter Peak Savings (MW) | Achievable Economic UCT Potential | 0 | 0 | 0 | 0 | 0 | 0 | 0 | 0 | 0 | 0 | 0 | 0 | 0 | 0 | 0 | 0 | 0 | 0 | 0 | 0 | 0 | 0 | 0 | 0 | 0 | 0 | 0 | 0 | 0 | 0 | 0
F7_Industrial_Wood and Lumber Products_Existing_Space Heating_Natural Gas_Steam System Efficiency Improvements_A_Achievable Economic UCT Potential | F7 | Industrial | Wood and Lumber Products | Existing | Space Heating | Natural Gas | Steam System Efficiency Improvements | A | Cumulative Energy Savings (MWh or mTherms) | Achievable Economic UCT Potential | 0 | 0 | 0 | 0 | 0 | 0.0006272 | 0.001864 | 0.0040204 | 0.0074866 | 0.012684 | 0.019933 | 0.029631 | 0.04199 | 0.056769 | 0.073925 | 0.092627 | 0.11211 | 0.13109 | 0.14829 | 0.16292 | 0.17438 | 0.18237 | 0.18724 | 0.18972 | 0.19068 | 0.1892 | 0.18792 | 0.18675 | 0 | 0 | 0
F8_Industrial_Wood and Lumber Products_Existing_Space Heating_Natural Gas_Steam System Efficiency Improvements_A_Achievable Economic UCT Potential | F8 | Industrial | Wood and Lumber Products | Existing | Space Heating | Natural Gas | Steam System Efficiency Improvements | A | Cumulative Summer Peak Savings (MW) | Achievable Economic UCT Potential | 0 | 0 | 0 | 0 | 0 | 0 | 0 | 0 | 0 | 0 | 0 | 0 | 0 | 0 | 0 | 0 | 0 | 0 | 0 | 0 | 0 | 0 | 0 | 0 | 0 | 0 | 0 | 0 | 0 | 0 | 0
F9_Industrial_Wood and Lumber Products_Existing_Space Heating_Natural Gas_Steam System Efficiency Improvements_A_Achievable Economic UCT Potential | F9 | Industrial | Wood and Lumber Products | Existing | Space Heating | Natural Gas | Steam System Efficiency Improvements | A | Cumulative Winter Peak Savings (MW) | Achievable Economic UCT Potential | 0 | 0 | 0 | 0 | 0 | 0 | 0 | 0 | 0 | 0 | 0 | 0 | 0 | 0 | 0 | 0 | 0 | 0 | 0 | 0 | 0 | 0 | 0 | 0 | 0 | 0 | 0 | 0 | 0 | 0 | 0
F10_Industrial_Wood and Lumber Products_Existing_Space Heating_Natural Gas_Steam System Efficiency Improvements_A_Achievable Economic UCT Potential | F10 | Industrial | Wood and Lumber Products | Existing | Space Heating | Natural Gas | Steam System Efficiency Improvements | A | Purchases (Incremental) | Achievable Economic UCT Potential | 0 | 0 | 0 | 0 | 0 | 4.5591 | 9.1083 | 16.0768 | 26.1652 | 39.748 | 56.2047 | 76.2449 | 98.6403 | 120.0637 | 142.1242 | 157.9335 | 168.0333 | 167.8856 | 156.8488 | 138.0685 | 113.709 | 86.6157 | 59.7462 | 38.0415 | 24.7314 | 0 | 0 | 0 | 0 | 0 | 0
F11_Industrial_Wood and Lumber Products_Existing_Space Heating_Natural Gas_Steam System Efficiency Improvements_A_Achievable Economic UCT Potential | F11 | Industrial | Wood and Lumber Products | Existing | Space Heating | Natural Gas | Steam System Efficiency Improvements | A | Purchases (Cumulative) | Achievable Economic UCT Potential | 0 | 0 | 0 | 0 | 0 | 4.5591 | 13.6673 | 29.7441 | 55.9094 | 95.6574 | 151.8621 | 228.107 | 326.7473 | 446.811 | 588.9351 | 746.8686 | 914.9019 | 1082.7875 | 1239.6363 | 1377.7048 | 1491.4138 | 1578.0295 | 1637.7757 | 1675.8172 | 1700.5487 | 1700.5487 | 1700.5487 | 1700.5487 | 1700.5487 | 1700.5487 | 1700.5487
F1_Industrial_Wood and Lumber Products_Existing_Process_Natural Gas_Steam System Efficiency Improvements_A_Achievable Economic UCT Potential | F1 | Industrial | Wood and Lumber Products | Existing | Process | Natural Gas | Steam System Efficiency Improvements | A | Integrated Unit Energy Savings (kWh or therms) | Achievable Economic UCT Potential | 0 | 0 | 0 | 0 | 0 | 0.98249 | 0.97994 | 0.97736 | 0.97481 | 0.97224 | 0.96957 | 0.9672 | 0.96499 | 0.96264 | 0.96083 | 0.95886 | 0.95725 | 0.9556 | 0.95392 | 0.95259 | 0.95113 | 0.94977 | 0.94842 | 0.94708 | 0.94574 | 0.94563 | 0.94553 | 0.94543 | 0.98506 | 0.98506 | 0.98506
F2_Industrial_Wood and Lumber Products_Existing_Process_Natural Gas_Steam System Efficiency Improvements_A_Achievable Economic UCT Potential | F2 | Industrial | Wood and Lumber Products | Existing | Process | Natural Gas | Steam System Efficiency Improvements | A | Integrated Unit Summer Peak Savings (kW) | Achievable Economic UCT Potential | 0 | 0 | 0 | 0 | 0 | 0 | 0 | 0 | 0 | 0 | 0 | 0 | 0 | 0 | 0 | 0 | 0 | 0 | 0 | 0 | 0 | 0 | 0 | 0 | 0 | 0 | 0 | 0 | 0 | 0 | 0
F3_Industrial_Wood and Lumber Products_Existing_Process_Natural Gas_Steam System Efficiency Improvements_A_Achievable Economic UCT Potential | F3 | Industrial | Wood and Lumber Products | Existing | Process | Natural Gas | Steam System Efficiency Improvements | A | Integrated Unit Winter Peak Savings (kW) | Achievable Economic UCT Potential | 0 | 0 | 0 | 0 | 0 | 0 | 0 | 0 | 0 | 0 | 0 | 0 | 0 | 0 | 0 | 0 | 0 | 0 | 0 | 0 | 0 | 0 | 0 | 0 | 0 | 0 | 0 | 0 | 0 | 0 | 0
F4_Industrial_Wood and Lumber Products_Existing_Process_Natural Gas_Steam System Efficiency Improvements_A_Achievable Economic UCT Potential | F4 | Industrial | Wood and Lumber Products | Existing | Process | Natural Gas | Steam System Efficiency Improvements | A | Incremental Energy Savings (MWh or mTherms) | Achievable Economic UCT Potential | 0 | 0 | 0 | 0 | 0 | 0.00042251 | 0.00084192 | 0.0014821 | 0.0024059 | 0.0036452 | 0.0051403 | 0.0069561 | 0.0089787 | 0.010902 | 0.012881 | 0.014284 | 0.015172 | 0.015133 | 0.014113 | 0.012406 | 0.010202 | 0.0077598 | 0.005345 | 0.0033984 | 0.0022063 | 0 | 0 | 0 | 0 | 0 | 0
F5_Industrial_Wood and Lumber Products_Existing_Process_Natural Gas_Steam System Efficiency Improvements_A_Achievable Economic UCT Potential | F5 | Industrial | Wood and Lumber Products | Existing | Process | Natural Gas | Steam System Efficiency Improvements | A | Incremental Summer Peak Savings (MW) | Achievable Economic UCT Potential | 0 | 0 | 0 | 0 | 0 | 0 | 0 | 0 | 0 | 0 | 0 | 0 | 0 | 0 | 0 | 0 | 0 | 0 | 0 | 0 | 0 | 0 | 0 | 0 | 0 | 0 | 0 | 0 | 0 | 0 | 0
F6_Industrial_Wood and Lumber Products_Existing_Process_Natural Gas_Steam System Efficiency Improvements_A_Achievable Economic UCT Potential | F6 | Industrial | Wood and Lumber Products | Existing | Process | Natural Gas | Steam System Efficiency Improvements | A | Incremental Winter Peak Savings (MW) | Achievable Economic UCT Potential | 0 | 0 | 0 | 0 | 0 | 0 | 0 | 0 | 0 | 0 | 0 | 0 | 0 | 0 | 0 | 0 | 0 | 0 | 0 | 0 | 0 | 0 | 0 | 0 | 0 | 0 | 0 | 0 | 0 | 0 | 0
F7_Industrial_Wood and Lumber Products_Existing_Process_Natural Gas_Steam System Efficiency Improvements_A_Achievable Economic UCT Potential | F7 | Industrial | Wood and Lumber Products | Existing | Process | Natural Gas | Steam System Efficiency Improvements | A | Cumulative Energy Savings (MWh or mTherms) | Achievable Economic UCT Potential | 0 | 0 | 0 | 0 | 0 | 0.00042251 | 0.0012633 | 0.0027422 | 0.0051409 | 0.0087726 | 0.013889 | 0.020811 | 0.029742 | 0.040572 | 0.053377 | 0.067551 | 0.082611 | 0.097602 | 0.11154 | 0.12379 | 0.13381 | 0.14137 | 0.14652 | 0.14971 | 0.1517 | 0.15169 | 0.15167 | 0.15165 | 0 | 0 | 0
F8_Industrial_Wood and Lumber Products_Existing_Process_Natural Gas_Steam System Efficiency Improvements_A_Achievable Economic UCT Potential | F8 | Industrial | Wood and Lumber Products | Existing | Process | Natural Gas | Steam System Efficiency Improvements | A | Cumulative Summer Peak Savings (MW) | Achievable Economic UCT Potential | 0 | 0 | 0 | 0 | 0 | 0 | 0 | 0 | 0 | 0 | 0 | 0 | 0 | 0 | 0 | 0 | 0 | 0 | 0 | 0 | 0 | 0 | 0 | 0 | 0 | 0 | 0 | 0 | 0 | 0 | 0
F9_Industrial_Wood and Lumber Products_Existing_Process_Natural Gas_Steam System Efficiency Improvements_A_Achievable Economic UCT Potential | F9 | Industrial | Wood and Lumber Products | Existing | Process | Natural Gas | Steam System Efficiency Improvements | A | Cumulative Winter Peak Savings (MW) | Achievable Economic UCT Potential | 0 | 0 | 0 | 0 | 0 | 0 | 0 | 0 | 0 | 0 | 0 | 0 | 0 | 0 | 0 | 0 | 0 | 0 | 0 | 0 | 0 | 0 | 0 | 0 | 0 | 0 | 0 | 0 | 0 | 0 | 0
F10_Industrial_Wood and Lumber Products_Existing_Process_Natural Gas_Steam System Efficiency Improvements_A_Achievable Economic UCT Potential | F10 | Industrial | Wood and Lumber Products | Existing | Process | Natural Gas | Steam System Efficiency Improvements | A | Purchases (Incremental) | Achievable Economic UCT Potential | 0 | 0 | 0 | 0 | 0 | 0.43004 | 0.85916 | 1.5165 | 2.4681 | 3.7493 | 5.3016 | 7.192 | 9.3045 | 11.3253 | 13.4062 | 14.8974 | 15.8501 | 15.8362 | 14.7951 | 13.0236 | 10.7259 | 8.1702 | 5.6357 | 3.5883 | 2.3328 | 0 | 0 | 0 | 0 | 0 | 0
F11_Industrial_Wood and Lumber Products_Existing_Process_Natural Gas_Steam System Efficiency Improvements_A_Achievable Economic UCT Potential | F11 | Industrial | Wood and Lumber Products | Existing | Process | Natural Gas | Steam System Efficiency Improvements | A | Purchases (Cumulative) | Achievable Economic UCT Potential | 0 | 0 | 0 | 0 | 0 | 0.43004 | 1.2892 | 2.8057 | 5.2738 | 9.0231 | 14.3247 | 21.5167 | 30.8212 | 42.1464 | 55.5526 | 70.45 | 86.3001 | 102.1363 | 116.9314 | 129.9551 | 140.6809 | 148.8511 | 154.4868 | 158.0752 | 160.408 | 160.408 | 160.408 | 160.408 | 160.408 | 160.408 | 160.408
F1_Industrial_Wood and Lumber Products_Existing_Space Heating_Natural Gas_Strategic Energy Management_A_Achievable Economic UCT Potential | F1 | Industrial | Wood and Lumber Products | Existing | Space Heating | Natural Gas | Strategic Energy Management | A | Integrated Unit Energy Savings (kWh or therms) | Achievable Economic UCT Potential | 0 | 0 | 0 | 0 | 0 | 5.5571 | 5.5248 | 5.4846 | 5.4407 | 5.3931 | 5.3428 | 5.2899 | 5.2356 | 5.1789 | 5.1172 | 5.0573 | 4.9976 | 4.9411 | 4.8872 | 4.8367 | 4.7887 | 4.74 | 4.6976 | 4.6611 | 4.627 | 4.5962 | 4.5699 | 4.5453 | 0 | 0 | 0
F2_Industrial_Wood and Lumber Products_Existing_Space Heating_Natural Gas_Strategic Energy Management_A_Achievable Economic UCT Potential | F2 | Industrial | Wood and Lumber Products | Existing | Space Heating | Natural Gas | Strategic Energy Management | A | Integrated Unit Summer Peak Savings (kW) | Achievable Economic UCT Potential | 0 | 0 | 0 | 0 | 0 | 0 | 0 | 0 | 0 | 0 | 0 | 0 | 0 | 0 | 0 | 0 | 0 | 0 | 0 | 0 | 0 | 0 | 0 | 0 | 0 | 0 | 0 | 0 | 0 | 0 | 0
F3_Industrial_Wood and Lumber Products_Existing_Space Heating_Natural Gas_Strategic Energy Management_A_Achievable Economic UCT Potential | F3 | Industrial | Wood and Lumber Products | Existing | Space Heating | Natural Gas | Strategic Energy Management | A | Integrated Unit Winter Peak Savings (kW) | Achievable Economic UCT Potential | 0 | 0 | 0 | 0 | 0 | 0 | 0 | 0 | 0 | 0 | 0 | 0 | 0 | 0 | 0 | 0 | 0 | 0 | 0 | 0 | 0 | 0 | 0 | 0 | 0 | 0 | 0 | 0 | 0 | 0 | 0
F4_Industrial_Wood and Lumber Products_Existing_Space Heating_Natural Gas_Strategic Energy Management_A_Achievable Economic UCT Potential | F4 | Industrial | Wood and Lumber Products | Existing | Space Heating | Natural Gas | Strategic Energy Management | A | Incremental Energy Savings (MWh or mTherms) | Achievable Economic UCT Potential | 0 | 0 | 0 | 0 | 0 | 0.062517 | 0.06212 | 0.061303 | 0.060846 | 0.060363 | 0.059041 | 0.058297 | 0.057582 | 0.056053 | 0.055597 | 0.054422 | 0.053787 | 0.05291 | 0.051867 | 0.051392 | 0.050671 | 0.049961 | 0.049334 | 0.048784 | 0.048274 | 0 | 0 | 0 | 0 | 0 | 0
F5_Industrial_Wood and Lumber Products_Existing_Space Heating_Natural Gas_Strategic Energy Management_A_Achievable Economic UCT Potential | F5 | Industrial | Wood and Lumber Products | Existing | Space Heating | Natural Gas | Strategic Energy Management | A | Incremental Summer Peak Savings (MW) | Achievable Economic UCT Potential | 0 | 0 | 0 | 0 | 0 | 0 | 0 | 0 | 0 | 0 | 0 | 0 | 0 | 0 | 0 | 0 | 0 | 0 | 0 | 0 | 0 | 0 | 0 | 0 | 0 | 0 | 0 | 0 | 0 | 0 | 0
F6_Industrial_Wood and Lumber Products_Existing_Space Heating_Natural Gas_Strategic Energy Management_A_Achievable Economic UCT Potential | F6 | Industrial | Wood and Lumber Products | Existing | Space Heating | Natural Gas | Strategic Energy Management | A | Incremental Winter Peak Savings (MW) | Achievable Economic UCT Potential | 0 | 0 | 0 | 0 | 0 | 0 | 0 | 0 | 0 | 0 | 0 | 0 | 0 | 0 | 0 | 0 | 0 | 0 | 0 | 0 | 0 | 0 | 0 | 0 | 0 | 0 | 0 | 0 | 0 | 0 | 0
F7_Industrial_Wood and Lumber Products_Existing_Space Heating_Natural Gas_Strategic Energy Management_A_Achievable Economic UCT Potential | F7 | Industrial | Wood and Lumber Products | Existing | Space Heating | Natural Gas | Strategic Energy Management | A | Cumulative Energy Savings (MWh or mTherms) | Achievable Economic UCT Potential | 0 | 0 | 0 | 0 | 0 | 0.062517 | 0.12427 | 0.18467 | 0.24404 | 0.30227 | 0.35849 | 0.41324 | 0.46658 | 0.51758 | 0.56701 | 0.61479 | 0.66132 | 0.70675 | 0.75092 | 0.79455 | 0.83733 | 0.87879 | 0.92025 | 0.96189 | 1.0031 | 0.99645 | 0.99074 | 0.9854 | 0 | 0 | 0
F8_Industrial_Wood and Lumber Products_Existing_Space Heating_Natural Gas_Strategic Energy Management_A_Achievable Economic UCT Potential | F8 | Industrial | Wood and Lumber Products | Existing | Space Heating | Natural Gas | Strategic Energy Management | A | Cumulative Summer Peak Savings (MW) | Achievable Economic UCT Potential | 0 | 0 | 0 | 0 | 0 | 0 | 0 | 0 | 0 | 0 | 0 | 0 | 0 | 0 | 0 | 0 | 0 | 0 | 0 | 0 | 0 | 0 | 0 | 0 | 0 | 0 | 0 | 0 | 0 | 0 | 0
F9_Industrial_Wood and Lumber Products_Existing_Space Heating_Natural Gas_Strategic Energy Management_A_Achievable Economic UCT Potential | F9 | Industrial | Wood and Lumber Products | Existing | Space Heating | Natural Gas | Strategic Energy Management | A | Cumulative Winter Peak Savings (MW) | Achievable Economic UCT Potential | 0 | 0 | 0 | 0 | 0 | 0 | 0 | 0 | 0 | 0 | 0 | 0 | 0 | 0 | 0 | 0 | 0 | 0 | 0 | 0 | 0 | 0 | 0 | 0 | 0 | 0 | 0 | 0 | 0 | 0 | 0
F10_Industrial_Wood and Lumber Products_Existing_Space Heating_Natural Gas_Strategic Energy Management_A_Achievable Economic UCT Potential | F10 | Industrial | Wood and Lumber Products | Existing | Space Heating | Natural Gas | Strategic Energy Management | A | Purchases (Incremental) | Achievable Economic UCT Potential | 0 | 0 | 0 | 0 | 0 | 11.2499 | 11.2438 | 11.1774 | 11.1835 | 11.1927 | 11.0506 | 11.0204 | 10.998 | 10.8234 | 10.8647 | 10.7611 | 10.7625 | 10.7083 | 10.6128 | 10.6254 | 10.5814 | 10.5403 | 10.5019 | 10.4662 | 10.4332 | 0 | 0 | 0 | 0 | 0 | 0
F11_Industrial_Wood and Lumber Products_Existing_Space Heating_Natural Gas_Strategic Energy Management_A_Achievable Economic UCT Potential | F11 | Industrial | Wood and Lumber Products | Existing | Space Heating | Natural Gas | Strategic Energy Management | A | Purchases (Cumulative) | Achievable Economic UCT Potential | 0 | 0 | 0 | 0 | 0 | 11.2499 | 22.4937 | 33.6711 | 44.8546 | 56.0474 | 67.098 | 78.1184 | 89.1164 | 99.9398 | 110.8045 | 121.5656 | 132.3281 | 143.0364 | 153.6492 | 164.2746 | 174.856 | 185.3963 | 195.8982 | 206.3644 | 216.7976 | 216.7976 | 216.7976 | 216.7976 | 216.7976 | 216.7976 | 216.7976
F1_Industrial_Wood and Lumber Products_Existing_Process_Natural Gas_Strategic Energy Management_A_Achievable Economic UCT Potential | F1 | Industrial | Wood and Lumber Products | Existing | Process | Natural Gas | Strategic Energy Management | A | Integrated Unit Energy Savings (kWh or therms) | Achievable Economic UCT Potential | 0 | 0 | 0 | 0 | 0 | 8.933 | 8.9207 | 8.9082 | 8.8957 | 8.8831 | 8.8703 | 8.8596 | 8.8503 | 8.841 | 8.8349 | 8.8286 | 8.8246 | 8.8209 | 8.8175 | 8.8159 | 8.8139 | 8.8129 | 8.8119 | 8.811 | 8.8101 | 8.8097 | 8.8094 | 8.809 | 0 | 0 | 0
F2_Industrial_Wood and Lumber Products_Existing_Process_Natural Gas_Strategic Energy Management_A_Achievable Economic UCT Potential | F2 | Industrial | Wood and Lumber Products | Existing | Process | Natural Gas | Strategic Energy Management | A | Integrated Unit Summer Peak Savings (kW) | Achievable Economic UCT Potential | 0 | 0 | 0 | 0 | 0 | 0 | 0 | 0 | 0 | 0 | 0 | 0 | 0 | 0 | 0 | 0 | 0 | 0 | 0 | 0 | 0 | 0 | 0 | 0 | 0 | 0 | 0 | 0 | 0 | 0 | 0
F3_Industrial_Wood and Lumber Products_Existing_Process_Natural Gas_Strategic Energy Management_A_Achievable Economic UCT Potential | F3 | Industrial | Wood and Lumber Products | Existing | Process | Natural Gas | Strategic Energy Management | A | Integrated Unit Winter Peak Savings (kW) | Achievable Economic UCT Potential | 0 | 0 | 0 | 0 | 0 | 0 | 0 | 0 | 0 | 0 | 0 | 0 | 0 | 0 | 0 | 0 | 0 | 0 | 0 | 0 | 0 | 0 | 0 | 0 | 0 | 0 | 0 | 0 | 0 | 0 | 0
F4_Industrial_Wood and Lumber Products_Existing_Process_Natural Gas_Strategic Energy Management_A_Achievable Economic UCT Potential | F4 | Industrial | Wood and Lumber Products | Existing | Process | Natural Gas | Strategic Energy Management | A | Incremental Energy Savings (MWh or mTherms) | Achievable Economic UCT Potential | 0 | 0 | 0 | 0 | 0 | 0.44941 | 0.44855 | 0.44528 | 0.4449 | 0.44463 | 0.43835 | 0.43663 | 0.43528 | 0.42792 | 0.42926 | 0.42486 | 0.42472 | 0.42241 | 0.41848 | 0.4189 | 0.41707 | 0.4154 | 0.41384 | 0.4124 | 0.41105 | 0 | 0 | 0 | 0 | 0 | 0
F5_Industrial_Wood and Lumber Products_Existing_Process_Natural Gas_Strategic Energy Management_A_Achievable Economic UCT Potential | F5 | Industrial | Wood and Lumber Products | Existing | Process | Natural Gas | Strategic Energy Management | A | Incremental Summer Peak Savings (MW) | Achievable Economic UCT Potential | 0 | 0 | 0 | 0 | 0 | 0 | 0 | 0 | 0 | 0 | 0 | 0 | 0 | 0 | 0 | 0 | 0 | 0 | 0 | 0 | 0 | 0 | 0 | 0 | 0 | 0 | 0 | 0 | 0 | 0 | 0
F6_Industrial_Wood and Lumber Products_Existing_Process_Natural Gas_Strategic Energy Management_A_Achievable Economic UCT Potential | F6 | Industrial | Wood and Lumber Products | Existing | Process | Natural Gas | Strategic Energy Management | A | Incremental Winter Peak Savings (MW) | Achievable Economic UCT Potential | 0 | 0 | 0 | 0 | 0 | 0 | 0 | 0 | 0 | 0 | 0 | 0 | 0 | 0 | 0 | 0 | 0 | 0 | 0 | 0 | 0 | 0 | 0 | 0 | 0 | 0 | 0 | 0 | 0 | 0 | 0
F7_Industrial_Wood and Lumber Products_Existing_Process_Natural Gas_Strategic Energy Management_A_Achievable Economic UCT Potential | F7 | Industrial | Wood and Lumber Products | Existing | Process | Natural Gas | Strategic Energy Management | A | Cumulative Energy Savings (MWh or mTherms) | Achievable Economic UCT Potential | 0 | 0 | 0 | 0 | 0 | 0.44941 | 0.89734 | 1.3414 | 1.7844 | 2.2265 | 2.6616 | 3.095 | 3.5271 | 3.9513 | 4.3778 | 4.7996 | 5.2221 | 5.6424 | 6.0587 | 6.4764 | 6.892 | 7.3067 | 7.7197 | 8.1313 | 8.5415 | 8.5411 | 8.5408 | 8.5405 | 0 | 0 | 0
F8_Industrial_Wood and Lumber Products_Existing_Process_Natural Gas_Strategic Energy Management_A_Achievable Economic UCT Potential | F8 | Industrial | Wood and Lumber Products | Existing | Process | Natural Gas | Strategic Energy Management | A | Cumulative Summer Peak Savings (MW) | Achievable Economic UCT Potential | 0 | 0 | 0 | 0 | 0 | 0 | 0 | 0 | 0 | 0 | 0 | 0 | 0 | 0 | 0 | 0 | 0 | 0 | 0 | 0 | 0 | 0 | 0 | 0 | 0 | 0 | 0 | 0 | 0 | 0 | 0
F9_Industrial_Wood and Lumber Products_Existing_Process_Natural Gas_Strategic Energy Management_A_Achievable Economic UCT Potential | F9 | Industrial | Wood and Lumber Products | Existing | Process | Natural Gas | Strategic Energy Management | A | Cumulative Winter Peak Savings (MW) | Achievable Economic UCT Potential | 0 | 0 | 0 | 0 | 0 | 0 | 0 | 0 | 0 | 0 | 0 | 0 | 0 | 0 | 0 | 0 | 0 | 0 | 0 | 0 | 0 | 0 | 0 | 0 | 0 | 0 | 0 | 0 | 0 | 0 | 0
F10_Industrial_Wood and Lumber Products_Existing_Process_Natural Gas_Strategic Energy Management_A_Achievable Economic UCT Potential | F10 | Industrial | Wood and Lumber Products | Existing | Process | Natural Gas | Strategic Energy Management | A | Purchases (Incremental) | Achievable Economic UCT Potential | 0 | 0 | 0 | 0 | 0 | 50.3094 | 50.2818 | 49.9852 | 50.0123 | 50.0536 | 49.418 | 49.283 | 49.1829 | 48.4019 | 48.5867 | 48.1233 | 48.1296 | 47.8874 | 47.4602 | 47.5164 | 47.3199 | 47.1359 | 46.9641 | 46.8045 | 46.6569 | 0 | 0 | 0 | 0 | 0 | 0
F11_Industrial_Wood and Lumber Products_Existing_Process_Natural Gas_Strategic Energy Management_A_Achievable Economic UCT Potential | F11 | Industrial | Wood and Lumber Products | Existing | Process | Natural Gas | Strategic Energy Management | A | Purchases (Cumulative) | Achievable Economic UCT Potential | 0 | 0 | 0 | 0 | 0 | 50.3094 | 100.5912 | 150.5764 | 200.5887 | 250.6423 | 300.0603 | 349.3433 | 398.5262 | 446.9281 | 495.5147 | 543.6381 | 591.7677 | 639.655 | 687.1152 | 734.6316 | 781.9516 | 829.0875 | 876.0516 | 922.8561 | 969.5131 | 969.5131 | 969.5131 | 969.5131 | 969.5131 | 969.5131 | 969.5131
F1_Industrial_Wood and Lumber Products_Existing_Miscellaneous_Natural Gas_Strategic Energy Management_A_Achievable Economic UCT Potential | F1 | Industrial | Wood and Lumber Products | Existing | Miscellaneous | Natural Gas | Strategic Energy Management | A | Integrated Unit Energy Savings (kWh or therms) | Achievable Economic UCT Potential | 0 | 0 | 0 | 0 | 0 | 3.4004 | 3.4004 | 3.4004 | 3.4004 | 3.4004 | 3.4004 | 3.4004 | 3.4004 | 3.4004 | 3.4004 | 3.4004 | 3.4004 | 3.4004 | 3.4004 | 3.4004 | 3.4004 | 3.4004 | 3.4004 | 3.4004 | 3.4004 | 3.4004 | 3.4004 | 3.4004 | 0 | 0 | 0
F2_Industrial_Wood and Lumber Products_Existing_Miscellaneous_Natural Gas_Strategic Energy Management_A_Achievable Economic UCT Potential | F2 | Industrial | Wood and Lumber Products | Existing | Miscellaneous | Natural Gas | Strategic Energy Management | A | Integrated Unit Summer Peak Savings (kW) | Achievable Economic UCT Potential | 0 | 0 | 0 | 0 | 0 | 0 | 0 | 0 | 0 | 0 | 0 | 0 | 0 | 0 | 0 | 0 | 0 | 0 | 0 | 0 | 0 | 0 | 0 | 0 | 0 | 0 | 0 | 0 | 0 | 0 | 0
F3_Industrial_Wood and Lumber Products_Existing_Miscellaneous_Natural Gas_Strategic Energy Management_A_Achievable Economic UCT Potential | F3 | Industrial | Wood and Lumber Products | Existing | Miscellaneous | Natural Gas | Strategic Energy Management | A | Integrated Unit Winter Peak Savings (kW) | Achievable Economic UCT Potential | 0 | 0 | 0 | 0 | 0 | 0 | 0 | 0 | 0 | 0 | 0 | 0 | 0 | 0 | 0 | 0 | 0 | 0 | 0 | 0 | 0 | 0 | 0 | 0 | 0 | 0 | 0 | 0 | 0 | 0 | 0
F4_Industrial_Wood and Lumber Products_Existing_Miscellaneous_Natural Gas_Strategic Energy Management_A_Achievable Economic UCT Potential | F4 | Industrial | Wood and Lumber Products | Existing | Miscellaneous | Natural Gas | Strategic Energy Management | A | Incremental Energy Savings (MWh or mTherms) | Achievable Economic UCT Potential | 0 | 0 | 0 | 0 | 0 | 0.042769 | 0.042745 | 0.042493 | 0.042516 | 0.042551 | 0.042011 | 0.041896 | 0.041811 | 0.041147 | 0.041304 | 0.04091 | 0.040915 | 0.04071 | 0.040346 | 0.040394 | 0.040227 | 0.040071 | 0.039925 | 0.039789 | 0.039664 | 0 | 0 | 0 | 0 | 0 | 0
F5_Industrial_Wood and Lumber Products_Existing_Miscellaneous_Natural Gas_Strategic Energy Management_A_Achievable Economic UCT Potential | F5 | Industrial | Wood and Lumber Products | Existing | Miscellaneous | Natural Gas | Strategic Energy Management | A | Incremental Summer Peak Savings (MW) | Achievable Economic UCT Potential | 0 | 0 | 0 | 0 | 0 | 0 | 0 | 0 | 0 | 0 | 0 | 0 | 0 | 0 | 0 | 0 | 0 | 0 | 0 | 0 | 0 | 0 | 0 | 0 | 0 | 0 | 0 | 0 | 0 | 0 | 0
F6_Industrial_Wood and Lumber Products_Existing_Miscellaneous_Natural Gas_Strategic Energy Management_A_Achievable Economic UCT Potential | F6 | Industrial | Wood and Lumber Products | Existing | Miscellaneous | Natural Gas | Strategic Energy Management | A | Incremental Winter Peak Savings (MW) | Achievable Economic UCT Potential | 0 | 0 | 0 | 0 | 0 | 0 | 0 | 0 | 0 | 0 | 0 | 0 | 0 | 0 | 0 | 0 | 0 | 0 | 0 | 0 | 0 | 0 | 0 | 0 | 0 | 0 | 0 | 0 | 0 | 0 | 0
F7_Industrial_Wood and Lumber Products_Existing_Miscellaneous_Natural Gas_Strategic Energy Management_A_Achievable Economic UCT Potential | F7 | Industrial | Wood and Lumber Products | Existing | Miscellaneous | Natural Gas | Strategic Energy Management | A | Cumulative Energy Savings (MWh or mTherms) | Achievable Economic UCT Potential | 0 | 0 | 0 | 0 | 0 | 0.042769 | 0.085514 | 0.12801 | 0.17052 | 0.21307 | 0.25508 | 0.29698 | 0.33879 | 0.37994 | 0.42124 | 0.46215 | 0.50307 | 0.54378 | 0.58412 | 0.62452 | 0.66475 | 0.70482 | 0.74474 | 0.78453 | 0.82419 | 0.82419 | 0.82419 | 0.82419 | 0 | 0 | 0
F8_Industrial_Wood and Lumber Products_Existing_Miscellaneous_Natural Gas_Strategic Energy Management_A_Achievable Economic UCT Potential | F8 | Industrial | Wood and Lumber Products | Existing | Miscellaneous | Natural Gas | Strategic Energy Management | A | Cumulative Summer Peak Savings (MW) | Achievable Economic UCT Potential | 0 | 0 | 0 | 0 | 0 | 0 | 0 | 0 | 0 | 0 | 0 | 0 | 0 | 0 | 0 | 0 | 0 | 0 | 0 | 0 | 0 | 0 | 0 | 0 | 0 | 0 | 0 | 0 | 0 | 0 | 0
F9_Industrial_Wood and Lumber Products_Existing_Miscellaneous_Natural Gas_Strategic Energy Management_A_Achievable Economic UCT Potential | F9 | Industrial | Wood and Lumber Products | Existing | Miscellaneous | Natural Gas | Strategic Energy Management | A | Cumulative Winter Peak Savings (MW) | Achievable Economic UCT Potential | 0 | 0 | 0 | 0 | 0 | 0 | 0 | 0 | 0 | 0 | 0 | 0 | 0 | 0 | 0 | 0 | 0 | 0 | 0 | 0 | 0 | 0 | 0 | 0 | 0 | 0 | 0 | 0 | 0 | 0 | 0
F10_Industrial_Wood and Lumber Products_Existing_Miscellaneous_Natural Gas_Strategic Energy Management_A_Achievable Economic UCT Potential | F10 | Industrial | Wood and Lumber Products | Existing | Miscellaneous | Natural Gas | Strategic Energy Management | A | Purchases (Incremental) | Achievable Economic UCT Potential | 0 | 0 | 0 | 0 | 0 | 12.5773 | 12.5704 | 12.4963 | 12.5031 | 12.5134 | 12.3545 | 12.3207 | 12.2957 | 12.1005 | 12.1467 | 12.0308 | 12.0324 | 11.9718 | 11.865 | 11.8791 | 11.83 | 11.784 | 11.741 | 11.7011 | 11.6642 | 0 | 0 | 0 | 0 | 0 | 0
F11_Industrial_Wood and Lumber Products_Existing_Miscellaneous_Natural Gas_Strategic Energy Management_A_Achievable Economic UCT Potential | F11 | Industrial | Wood and Lumber Products | Existing | Miscellaneous | Natural Gas | Strategic Energy Management | A | Purchases (Cumulative) | Achievable Economic UCT Potential | 0 | 0 | 0 | 0 | 0 | 12.5773 | 25.1478 | 37.6441 | 50.1472 | 62.6606 | 75.0151 | 87.3358 | 99.6315 | 111.732 | 123.8787 | 135.9095 | 147.9419 | 159.9138 | 171.7788 | 183.6579 | 195.4879 | 207.2719 | 219.0129 | 230.714 | 242.3783 | 242.3783 | 242.3783 | 242.3783 | 242.3783 | 242.3783 | 242.3783
F1_Industrial_Wood and Lumber Products_Existing_Space Heating_Natural Gas_Commissioning_A_Achievable Economic UCT Potential | F1 | Industrial | Wood and Lumber Products | Existing | Space Heating | Natural Gas | Commissioning | A | Integrated Unit Energy Savings (kWh or therms) | Achievable Economic UCT Potential | 0 | 0 | 0 | 0 | 0 | 6.9378 | 6.8996 | 6.8516 | 6.7992 | 6.7422 | 6.682 | 6.6185 | 6.5531 | 6.4847 | 6.4094 | 6.3364 | 6.2632 | 6.1937 | 6.1275 | 6.0651 | 6.0059 | 5.9458 | 5.8935 | 5.8486 | 5.8067 | 5.7682 | 5.7352 | 5.7043 | 0 | 0 | 0
F2_Industrial_Wood and Lumber Products_Existing_Space Heating_Natural Gas_Commissioning_A_Achievable Economic UCT Potential | F2 | Industrial | Wood and Lumber Products | Existing | Space Heating | Natural Gas | Commissioning | A | Integrated Unit Summer Peak Savings (kW) | Achievable Economic UCT Potential | 0 | 0 | 0 | 0 | 0 | 0 | 0 | 0 | 0 | 0 | 0 | 0 | 0 | 0 | 0 | 0 | 0 | 0 | 0 | 0 | 0 | 0 | 0 | 0 | 0 | 0 | 0 | 0 | 0 | 0 | 0
F3_Industrial_Wood and Lumber Products_Existing_Space Heating_Natural Gas_Commissioning_A_Achievable Economic UCT Potential | F3 | Industrial | Wood and Lumber Products | Existing | Space Heating | Natural Gas | Commissioning | A | Integrated Unit Winter Peak Savings (kW) | Achievable Economic UCT Potential | 0 | 0 | 0 | 0 | 0 | 0 | 0 | 0 | 0 | 0 | 0 | 0 | 0 | 0 | 0 | 0 | 0 | 0 | 0 | 0 | 0 | 0 | 0 | 0 | 0 | 0 | 0 | 0 | 0 | 0 | 0
F4_Industrial_Wood and Lumber Products_Existing_Space Heating_Natural Gas_Commissioning_A_Achievable Economic UCT Potential | F4 | Industrial | Wood and Lumber Products | Existing | Space Heating | Natural Gas | Commissioning | A | Incremental Energy Savings (MWh or mTherms) | Achievable Economic UCT Potential | 0 | 0 | 0 | 0 | 0 | 0 | 0 | 0 | 0 | 0 | 0 | 0 | 0 | 0 | 0 | 0 | 0 | 0 | 0 | 0 | 0 | 0 | 0 | 0 | 0 | 0 | 0 | 0 | 0 | 0 | 0
F5_Industrial_Wood and Lumber Products_Existing_Space Heating_Natural Gas_Commissioning_A_Achievable Economic UCT Potential | F5 | Industrial | Wood and Lumber Products | Existing | Space Heating | Natural Gas | Commissioning | A | Incremental Summer Peak Savings (MW) | Achievable Economic UCT Potential | 0 | 0 | 0 | 0 | 0 | 0 | 0 | 0 | 0 | 0 | 0 | 0 | 0 | 0 | 0 | 0 | 0 | 0 | 0 | 0 | 0 | 0 | 0 | 0 | 0 | 0 | 0 | 0 | 0 | 0 | 0
F6_Industrial_Wood and Lumber Products_Existing_Space Heating_Natural Gas_Commissioning_A_Achievable Economic UCT Potential | F6 | Industrial | Wood and Lumber Products | Existing | Space Heating | Natural Gas | Commissioning | A | Incremental Winter Peak Savings (MW) | Achievable Economic UCT Potential | 0 | 0 | 0 | 0 | 0 | 0 | 0 | 0 | 0 | 0 | 0 | 0 | 0 | 0 | 0 | 0 | 0 | 0 | 0 | 0 | 0 | 0 | 0 | 0 | 0 | 0 | 0 | 0 | 0 | 0 | 0
F7_Industrial_Wood and Lumber Products_Existing_Space Heating_Natural Gas_Commissioning_A_Achievable Economic UCT Potential | F7 | Industrial | Wood and Lumber Products | Existing | Space Heating | Natural Gas | Commissioning | A | Cumulative Energy Savings (MWh or mTherms) | Achievable Economic UCT Potential | 0 | 0 | 0 | 0 | 0 | 0 | 0 | 0 | 0 | 0 | 0 | 0 | 0 | 0 | 0 | 0 | 0 | 0 | 0 | 0 | 0 | 0 | 0 | 0 | 0 | 0 | 0 | 0 | 0 | 0 | 0
F8_Industrial_Wood and Lumber Products_Existing_Space Heating_Natural Gas_Commissioning_A_Achievable Economic UCT Potential | F8 | Industrial | Wood and Lumber Products | Existing | Space Heating | Natural Gas | Commissioning | A | Cumulative Summer Peak Savings (MW) | Achievable Economic UCT Potential | 0 | 0 | 0 | 0 | 0 | 0 | 0 | 0 | 0 | 0 | 0 | 0 | 0 | 0 | 0 | 0 | 0 | 0 | 0 | 0 | 0 | 0 | 0 | 0 | 0 | 0 | 0 | 0 | 0 | 0 | 0
F9_Industrial_Wood and Lumber Products_Existing_Space Heating_Natural Gas_Commissioning_A_Achievable Economic UCT Potential | F9 | Industrial | Wood and Lumber Products | Existing | Space Heating | Natural Gas | Commissioning | A | Cumulative Winter Peak Savings (MW) | Achievable Economic UCT Potential | 0 | 0 | 0 | 0 | 0 | 0 | 0 | 0 | 0 | 0 | 0 | 0 | 0 | 0 | 0 | 0 | 0 | 0 | 0 | 0 | 0 | 0 | 0 | 0 | 0 | 0 | 0 | 0 | 0 | 0 | 0
F10_Industrial_Wood and Lumber Products_Existing_Space Heating_Natural Gas_Commissioning_A_Achievable Economic UCT Potential | F10 | Industrial | Wood and Lumber Products | Existing | Space Heating | Natural Gas | Commissioning | A | Purchases (Incremental) | Achievable Economic UCT Potential | 0 | 0 | 0 | 0 | 0 | 0 | 0 | 0 | 0 | 0 | 0 | 0 | 0 | 0 | 0 | 0 | 0 | 0 | 0 | 0 | 0 | 0 | 0 | 0 | 0 | 0 | 0 | 0 | 0 | 0 | 0
F11_Industrial_Wood and Lumber Products_Existing_Space Heating_Natural Gas_Commissioning_A_Achievable Economic UCT Potential | F11 | Industrial | Wood and Lumber Products | Existing | Space Heating | Natural Gas | Commissioning | A | Purchases (Cumulative) | Achievable Economic UCT Potential | 0 | 0 | 0 | 0 | 0 | 0 | 0 | 0 | 0 | 0 | 0 | 0 | 0 | 0 | 0 | 0 | 0 | 0 | 0 | 0 | 0 | 0 | 0 | 0 | 0 | 0 | 0 | 0 | 0 | 0 | 0
F1_Industrial_Wood and Lumber Products_Existing_Process_Natural Gas_Commissioning_A_Achievable Economic UCT Potential | F1 | Industrial | Wood and Lumber Products | Existing | Process | Natural Gas | Commissioning | A | Integrated Unit Energy Savings (kWh or therms) | Achievable Economic UCT Potential | 0 | 0 | 0 | 0 | 0 | 49.9208 | 49.9158 | 49.9123 | 49.9096 | 49.9073 | 49.9049 | 49.9031 | 49.9016 | 49.8999 | 49.899 | 49.8978 | 49.8971 | 49.8964 | 49.8957 | 49.8955 | 49.895 | 49.8947 | 49.8943 | 49.8941 | 49.8938 | 49.8937 | 49.8936 | 49.8935 | 0 | 0 | 0
F2_Industrial_Wood and Lumber Products_Existing_Process_Natural Gas_Commissioning_A_Achievable Economic UCT Potential | F2 | Industrial | Wood and Lumber Products | Existing | Process | Natural Gas | Commissioning | A | Integrated Unit Summer Peak Savings (kW) | Achievable Economic UCT Potential | 0 | 0 | 0 | 0 | 0 | 0 | 0 | 0 | 0 | 0 | 0 | 0 | 0 | 0 | 0 | 0 | 0 | 0 | 0 | 0 | 0 | 0 | 0 | 0 | 0 | 0 | 0 | 0 | 0 | 0 | 0
F3_Industrial_Wood and Lumber Products_Existing_Process_Natural Gas_Commissioning_A_Achievable Economic UCT Potential | F3 | Industrial | Wood and Lumber Products | Existing | Process | Natural Gas | Commissioning | A | Integrated Unit Winter Peak Savings (kW) | Achievable Economic UCT Potential | 0 | 0 | 0 | 0 | 0 | 0 | 0 | 0 | 0 | 0 | 0 | 0 | 0 | 0 | 0 | 0 | 0 | 0 | 0 | 0 | 0 | 0 | 0 | 0 | 0 | 0 | 0 | 0 | 0 | 0 | 0
F4_Industrial_Wood and Lumber Products_Existing_Process_Natural Gas_Commissioning_A_Achievable Economic UCT Potential | F4 | Industrial | Wood and Lumber Products | Existing | Process | Natural Gas | Commissioning | A | Incremental Energy Savings (MWh or mTherms) | Achievable Economic UCT Potential | 0 | 0 | 0 | 0 | 0 | 0 | 0 | 0 | 0 | 0 | 0 | 0 | 0 | 0 | 0 | 0 | 0 | 0 | 0 | 0 | 0 | 0 | 0 | 0 | 0 | 0 | 0 | 0 | 0 | 0 | 0
F5_Industrial_Wood and Lumber Products_Existing_Process_Natural Gas_Commissioning_A_Achievable Economic UCT Potential | F5 | Industrial | Wood and Lumber Products | Existing | Process | Natural Gas | Commissioning | A | Incremental Summer Peak Savings (MW) | Achievable Economic UCT Potential | 0 | 0 | 0 | 0 | 0 | 0 | 0 | 0 | 0 | 0 | 0 | 0 | 0 | 0 | 0 | 0 | 0 | 0 | 0 | 0 | 0 | 0 | 0 | 0 | 0 | 0 | 0 | 0 | 0 | 0 | 0
F6_Industrial_Wood and Lumber Products_Existing_Process_Natural Gas_Commissioning_A_Achievable Economic UCT Potential | F6 | Industrial | Wood and Lumber Products | Existing | Process | Natural Gas | Commissioning | A | Incremental Winter Peak Savings (MW) | Achievable Economic UCT Potential | 0 | 0 | 0 | 0 | 0 | 0 | 0 | 0 | 0 | 0 | 0 | 0 | 0 | 0 | 0 | 0 | 0 | 0 | 0 | 0 | 0 | 0 | 0 | 0 | 0 | 0 | 0 | 0 | 0 | 0 | 0
F7_Industrial_Wood and Lumber Products_Existing_Process_Natural Gas_Commissioning_A_Achievable Economic UCT Potential | F7 | Industrial | Wood and Lumber Products | Existing | Process | Natural Gas | Commissioning | A | Cumulative Energy Savings (MWh or mTherms) | Achievable Economic UCT Potential | 0 | 0 | 0 | 0 | 0 | 0 | 0 | 0 | 0 | 0 | 0 | 0 | 0 | 0 | 0 | 0 | 0 | 0 | 0 | 0 | 0 | 0 | 0 | 0 | 0 | 0 | 0 | 0 | 0 | 0 | 0
F8_Industrial_Wood and Lumber Products_Existing_Process_Natural Gas_Commissioning_A_Achievable Economic UCT Potential | F8 | Industrial | Wood and Lumber Products | Existing | Process | Natural Gas | Commissioning | A | Cumulative Summer Peak Savings (MW) | Achievable Economic UCT Potential | 0 | 0 | 0 | 0 | 0 | 0 | 0 | 0 | 0 | 0 | 0 | 0 | 0 | 0 | 0 | 0 | 0 | 0 | 0 | 0 | 0 | 0 | 0 | 0 | 0 | 0 | 0 | 0 | 0 | 0 | 0
F9_Industrial_Wood and Lumber Products_Existing_Process_Natural Gas_Commissioning_A_Achievable Economic UCT Potential | F9 | Industrial | Wood and Lumber Products | Existing | Process | Natural Gas | Commissioning | A | Cumulative Winter Peak Savings (MW) | Achievable Economic UCT Potential | 0 | 0 | 0 | 0 | 0 | 0 | 0 | 0 | 0 | 0 | 0 | 0 | 0 | 0 | 0 | 0 | 0 | 0 | 0 | 0 | 0 | 0 | 0 | 0 | 0 | 0 | 0 | 0 | 0 | 0 | 0
F10_Industrial_Wood and Lumber Products_Existing_Process_Natural Gas_Commissioning_A_Achievable Economic UCT Potential | F10 | Industrial | Wood and Lumber Products | Existing | Process | Natural Gas | Commissioning | A | Purchases (Incremental) | Achievable Economic UCT Potential | 0 | 0 | 0 | 0 | 0 | 0 | 0 | 0 | 0 | 0 | 0 | 0 | 0 | 0 | 0 | 0 | 0 | 0 | 0 | 0 | 0 | 0 | 0 | 0 | 0 | 0 | 0 | 0 | 0 | 0 | 0
F11_Industrial_Wood and Lumber Products_Existing_Process_Natural Gas_Commissioning_A_Achievable Economic UCT Potential | F11 | Industrial | Wood and Lumber Products | Existing | Process | Natural Gas | Commissioning | A | Purchases (Cumulative) | Achievable Economic UCT Potential | 0 | 0 | 0 | 0 | 0 | 0 | 0 | 0 | 0 | 0 | 0 | 0 | 0 | 0 | 0 | 0 | 0 | 0 | 0 | 0 | 0 | 0 | 0 | 0 | 0 | 0 | 0 | 0 | 0 | 0 | 0
F1_Industrial_Wood and Lumber Products_Existing_Space Heating_Natural Gas_Retrocommissioning_A_Achievable Economic UCT Potential | F1 | Industrial | Wood and Lumber Products | Existing | Space Heating | Natural Gas | Retrocommissioning | A | Integrated Unit Energy Savings (kWh or therms) | Achievable Economic UCT Potential | 0 | 0 | 0 | 0 | 0 | 0.96353 | 0.95815 | 0.95141 | 0.94405 | 0.93605 | 0.92763 | 0.91876 | 0.90963 | 0.90009 | 0.88962 | 0.87946 | 0.86928 | 0.85962 | 0.85041 | 0.84175 | 0.83352 | 0.82518 | 0.81792 | 0.81169 | 0.80587 | 0.80052 | 0.79594 | 0.79166 | 0 | 0 | 0
F2_Industrial_Wood and Lumber Products_Existing_Space Heating_Natural Gas_Retrocommissioning_A_Achievable Economic UCT Potential | F2 | Industrial | Wood and Lumber Products | Existing | Space Heating | Natural Gas | Retrocommissioning | A | Integrated Unit Summer Peak Savings (kW) | Achievable Economic UCT Potential | 0 | 0 | 0 | 0 | 0 | 0 | 0 | 0 | 0 | 0 | 0 | 0 | 0 | 0 | 0 | 0 | 0 | 0 | 0 | 0 | 0 | 0 | 0 | 0 | 0 | 0 | 0 | 0 | 0 | 0 | 0
F3_Industrial_Wood and Lumber Products_Existing_Space Heating_Natural Gas_Retrocommissioning_A_Achievable Economic UCT Potential | F3 | Industrial | Wood and Lumber Products | Existing | Space Heating | Natural Gas | Retrocommissioning | A | Integrated Unit Winter Peak Savings (kW) | Achievable Economic UCT Potential | 0 | 0 | 0 | 0 | 0 | 0 | 0 | 0 | 0 | 0 | 0 | 0 | 0 | 0 | 0 | 0 | 0 | 0 | 0 | 0 | 0 | 0 | 0 | 0 | 0 | 0 | 0 | 0 | 0 | 0 | 0
F4_Industrial_Wood and Lumber Products_Existing_Space Heating_Natural Gas_Retrocommissioning_A_Achievable Economic UCT Potential | F4 | Industrial | Wood and Lumber Products | Existing | Space Heating | Natural Gas | Retrocommissioning | A | Incremental Energy Savings (MWh or mTherms) | Achievable Economic UCT Potential | 0 | 0 | 0 | 0 | 0 | 0.0094257 | 0.0093679 | 0.0092471 | 0.0091805 | 0.0091103 | 0.0089136 | 0.0088043 | 0.0086991 | 0.0084712 | 0.0084046 | 0.0082294 | 0.0081352 | 0.0080043 | 0.0078479 | 0.0077771 | 0.0076693 | 0.007563 | 0.0074692 | 0.0073871 | 0.007311 | 0 | 0 | 0 | 0 | 0 | 0
F5_Industrial_Wood and Lumber Products_Existing_Space Heating_Natural Gas_Retrocommissioning_A_Achievable Economic UCT Potential | F5 | Industrial | Wood and Lumber Products | Existing | Space Heating | Natural Gas | Retrocommissioning | A | Incremental Summer Peak Savings (MW) | Achievable Economic UCT Potential | 0 | 0 | 0 | 0 | 0 | 0 | 0 | 0 | 0 | 0 | 0 | 0 | 0 | 0 | 0 | 0 | 0 | 0 | 0 | 0 | 0 | 0 | 0 | 0 | 0 | 0 | 0 | 0 | 0 | 0 | 0
F6_Industrial_Wood and Lumber Products_Existing_Space Heating_Natural Gas_Retrocommissioning_A_Achievable Economic UCT Potential | F6 | Industrial | Wood and Lumber Products | Existing | Space Heating | Natural Gas | Retrocommissioning | A | Incremental Winter Peak Savings (MW) | Achievable Economic UCT Potential | 0 | 0 | 0 | 0 | 0 | 0 | 0 | 0 | 0 | 0 | 0 | 0 | 0 | 0 | 0 | 0 | 0 | 0 | 0 | 0 | 0 | 0 | 0 | 0 | 0 | 0 | 0 | 0 | 0 | 0 | 0
F7_Industrial_Wood and Lumber Products_Existing_Space Heating_Natural Gas_Retrocommissioning_A_Achievable Economic UCT Potential | F7 | Industrial | Wood and Lumber Products | Existing | Space Heating | Natural Gas | Retrocommissioning | A | Cumulative Energy Savings (MWh or mTherms) | Achievable Economic UCT Potential | 0 | 0 | 0 | 0 | 0 | 0.0094257 | 0.018741 | 0.027856 | 0.036821 | 0.04562 | 0.054122 | 0.062409 | 0.070489 | 0.07822 | 0.085715 | 0.092966 | 0.10002 | 0.10692 | 0.11362 | 0.12024 | 0.12673 | 0.13303 | 0.13933 | 0.14565 | 0.15192 | 0.15091 | 0.15005 | 0.14924 | 0 | 0 | 0
F8_Industrial_Wood and Lumber Products_Existing_Space Heating_Natural Gas_Retrocommissioning_A_Achievable Economic UCT Potential | F8 | Industrial | Wood and Lumber Products | Existing | Space Heating | Natural Gas | Retrocommissioning | A | Cumulative Summer Peak Savings (MW) | Achievable Economic UCT Potential | 0 | 0 | 0 | 0 | 0 | 0 | 0 | 0 | 0 | 0 | 0 | 0 | 0 | 0 | 0 | 0 | 0 | 0 | 0 | 0 | 0 | 0 | 0 | 0 | 0 | 0 | 0 | 0 | 0 | 0 | 0
F9_Industrial_Wood and Lumber Products_Existing_Space Heating_Natural Gas_Retrocommissioning_A_Achievable Economic UCT Potential | F9 | Industrial | Wood and Lumber Products | Existing | Space Heating | Natural Gas | Retrocommissioning | A | Cumulative Winter Peak Savings (MW) | Achievable Economic UCT Potential | 0 | 0 | 0 | 0 | 0 | 0 | 0 | 0 | 0 | 0 | 0 | 0 | 0 | 0 | 0 | 0 | 0 | 0 | 0 | 0 | 0 | 0 | 0 | 0 | 0 | 0 | 0 | 0 | 0 | 0 | 0
F10_Industrial_Wood and Lumber Products_Existing_Space Heating_Natural Gas_Retrocommissioning_A_Achievable Economic UCT Potential | F10 | Industrial | Wood and Lumber Products | Existing | Space Heating | Natural Gas | Retrocommissioning | A | Purchases (Incremental) | Achievable Economic UCT Potential | 0 | 0 | 0 | 0 | 0 | 9.7824 | 9.777 | 9.7194 | 9.7246 | 9.7326 | 9.6091 | 9.5828 | 9.5633 | 9.4115 | 9.4474 | 9.3573 | 9.3585 | 9.3114 | 9.2284 | 9.2393 | 9.2011 | 9.1653 | 9.1319 | 9.1009 | 9.0722 | 0 | 0 | 0 | 0 | 0 | 0
F11_Industrial_Wood and Lumber Products_Existing_Space Heating_Natural Gas_Retrocommissioning_A_Achievable Economic UCT Potential | F11 | Industrial | Wood and Lumber Products | Existing | Space Heating | Natural Gas | Retrocommissioning | A | Purchases (Cumulative) | Achievable Economic UCT Potential | 0 | 0 | 0 | 0 | 0 | 9.7824 | 19.5594 | 29.2787 | 39.0034 | 48.736 | 58.3451 | 67.9279 | 77.4912 | 86.9027 | 96.3501 | 105.7074 | 115.0659 | 124.3774 | 133.6057 | 142.845 | 152.0461 | 161.2114 | 170.3434 | 179.4442 | 188.5164 | 188.5164 | 188.5164 | 188.5164 | 188.5164 | 188.5164 | 188.5164
F1_Industrial_Wood and Lumber Products_Existing_Process_Natural Gas_Retrocommissioning_A_Achievable Economic UCT Potential | F1 | Industrial | Wood and Lumber Products | Existing | Process | Natural Gas | Retrocommissioning | A | Integrated Unit Energy Savings (kWh or therms) | Achievable Economic UCT Potential | 0 | 0 | 0 | 0 | 0 | 0 | 0 | 0 | 0 | 0 | 0 | 0 | 0 | 0 | 0 | 0 | 0 | 0 | 0 | 0 | 0 | 0 | 0 | 0 | 0 | 0 | 0 | 0 | 0 | 0 | 0
F2_Industrial_Wood and Lumber Products_Existing_Process_Natural Gas_Retrocommissioning_A_Achievable Economic UCT Potential | F2 | Industrial | Wood and Lumber Products | Existing | Process | Natural Gas | Retrocommissioning | A | Integrated Unit Summer Peak Savings (kW) | Achievable Economic UCT Potential | 0 | 0 | 0 | 0 | 0 | 0 | 0 | 0 | 0 | 0 | 0 | 0 | 0 | 0 | 0 | 0 | 0 | 0 | 0 | 0 | 0 | 0 | 0 | 0 | 0 | 0 | 0 | 0 | 0 | 0 | 0
F3_Industrial_Wood and Lumber Products_Existing_Process_Natural Gas_Retrocommissioning_A_Achievable Economic UCT Potential | F3 | Industrial | Wood and Lumber Products | Existing | Process | Natural Gas | Retrocommissioning | A | Integrated Unit Winter Peak Savings (kW) | Achievable Economic UCT Potential | 0 | 0 | 0 | 0 | 0 | 0 | 0 | 0 | 0 | 0 | 0 | 0 | 0 | 0 | 0 | 0 | 0 | 0 | 0 | 0 | 0 | 0 | 0 | 0 | 0 | 0 | 0 | 0 | 0 | 0 | 0
F4_Industrial_Wood and Lumber Products_Existing_Process_Natural Gas_Retrocommissioning_A_Achievable Economic UCT Potential | F4 | Industrial | Wood and Lumber Products | Existing | Process | Natural Gas | Retrocommissioning | A | Incremental Energy Savings (MWh or mTherms) | Achievable Economic UCT Potential | 0 | 0 | 0 | 0 | 0 | 0 | 0 | 0 | 0 | 0 | 0 | 0 | 0 | 0 | 0 | 0 | 0 | 0 | 0 | 0 | 0 | 0 | 0 | 0 | 0 | 0 | 0 | 0 | 0 | 0 | 0
F5_Industrial_Wood and Lumber Products_Existing_Process_Natural Gas_Retrocommissioning_A_Achievable Economic UCT Potential | F5 | Industrial | Wood and Lumber Products | Existing | Process | Natural Gas | Retrocommissioning | A | Incremental Summer Peak Savings (MW) | Achievable Economic UCT Potential | 0 | 0 | 0 | 0 | 0 | 0 | 0 | 0 | 0 | 0 | 0 | 0 | 0 | 0 | 0 | 0 | 0 | 0 | 0 | 0 | 0 | 0 | 0 | 0 | 0 | 0 | 0 | 0 | 0 | 0 | 0
F6_Industrial_Wood and Lumber Products_Existing_Process_Natural Gas_Retrocommissioning_A_Achievable Economic UCT Potential | F6 | Industrial | Wood and Lumber Products | Existing | Process | Natural Gas | Retrocommissioning | A | Incremental Winter Peak Savings (MW) | Achievable Economic UCT Potential | 0 | 0 | 0 | 0 | 0 | 0 | 0 | 0 | 0 | 0 | 0 | 0 | 0 | 0 | 0 | 0 | 0 | 0 | 0 | 0 | 0 | 0 | 0 | 0 | 0 | 0 | 0 | 0 | 0 | 0 | 0
F7_Industrial_Wood and Lumber Products_Existing_Process_Natural Gas_Retrocommissioning_A_Achievable Economic UCT Potential | F7 | Industrial | Wood and Lumber Products | Existing | Process | Natural Gas | Retrocommissioning | A | Cumulative Energy Savings (MWh or mTherms) | Achievable Economic UCT Potential | 0 | 0 | 0 | 0 | 0 | 0 | 0 | 0 | 0 | 0 | 0 | 0 | 0 | 0 | 0 | 0 | 0 | 0 | 0 | 0 | 0 | 0 | 0 | 0 | 0 | 0 | 0 | 0 | 0 | 0 | 0
F8_Industrial_Wood and Lumber Products_Existing_Process_Natural Gas_Retrocommissioning_A_Achievable Economic UCT Potential | F8 | Industrial | Wood and Lumber Products | Existing | Process | Natural Gas | Retrocommissioning | A | Cumulative Summer Peak Savings (MW) | Achievable Economic UCT Potential | 0 | 0 | 0 | 0 | 0 | 0 | 0 | 0 | 0 | 0 | 0 | 0 | 0 | 0 | 0 | 0 | 0 | 0 | 0 | 0 | 0 | 0 | 0 | 0 | 0 | 0 | 0 | 0 | 0 | 0 | 0
F9_Industrial_Wood and Lumber Products_Existing_Process_Natural Gas_Retrocommissioning_A_Achievable Economic UCT Potential | F9 | Industrial | Wood and Lumber Products | Existing | Process | Natural Gas | Retrocommissioning | A | Cumulative Winter Peak Savings (MW) | Achievable Economic UCT Potential | 0 | 0 | 0 | 0 | 0 | 0 | 0 | 0 | 0 | 0 | 0 | 0 | 0 | 0 | 0 | 0 | 0 | 0 | 0 | 0 | 0 | 0 | 0 | 0 | 0 | 0 | 0 | 0 | 0 | 0 | 0
F10_Industrial_Wood and Lumber Products_Existing_Process_Natural Gas_Retrocommissioning_A_Achievable Economic UCT Potential | F10 | Industrial | Wood and Lumber Products | Existing | Process | Natural Gas | Retrocommissioning | A | Purchases (Incremental) | Achievable Economic UCT Potential | 0 | 0 | 0 | 0 | 0 | 9.7824 | 9.777 | 9.7194 | 9.7246 | 9.7326 | 9.6091 | 9.5828 | 9.5633 | 9.4115 | 9.4474 | 9.3573 | 9.3585 | 9.3114 | 9.2284 | 9.2393 | 9.2011 | 9.1653 | 9.1319 | 9.1009 | 9.0722 | 0 | 0 | 0 | 0 | 0 | 0
F11_Industrial_Wood and Lumber Products_Existing_Process_Natural Gas_Retrocommissioning_A_Achievable Economic UCT Potential | F11 | Industrial | Wood and Lumber Products | Existing | Process | Natural Gas | Retrocommissioning | A | Purchases (Cumulative) | Achievable Economic UCT Potential | 0 | 0 | 0 | 0 | 0 | 9.7824 | 19.5594 | 29.2787 | 39.0034 | 48.736 | 58.3451 | 67.9279 | 77.4912 | 86.9027 | 96.3501 | 105.7074 | 115.0659 | 124.3774 | 133.6057 | 142.845 | 152.0461 | 161.2114 | 170.3434 | 179.4442 | 188.5164 | 188.5164 | 188.5164 | 188.5164 | 188.5164 | 188.5164 | 188.5164
F1_Industrial_Wood and Lumber Products_New_Space Heating_Natural Gas_Insulation - Roof/Ceiling_A_Achievable Economic UCT Potential | F1 | Industrial | Wood and Lumber Products | New | Space Heating | Natural Gas | Insulation - Roof/Ceiling | A | Integrated Unit Energy Savings (kWh or therms) | Achievable Economic UCT Potential | 0 | 0 | 0 | 0 | 0 | 0.093666 | 0.092125 | 0.090846 | 0.089738 | 0.088737 | 0.087829 | 0.086739 | 0.085558 | 0.084355 | 0.083161 | 0.082072 | 0.081083 | 0.080245 | 0.079153 | 0.078313 | 0.077679 | 0.077183 | 0.076916 | 0.076753 | 0.076666 | 0.076631 | 0.076619 | 0.076633 | 0 | 0 | 0
F2_Industrial_Wood and Lumber Products_New_Space Heating_Natural Gas_Insulation - Roof/Ceiling_A_Achievable Economic UCT Potential | F2 | Industrial | Wood and Lumber Products | New | Space Heating | Natural Gas | Insulation - Roof/Ceiling | A | Integrated Unit Summer Peak Savings (kW) | Achievable Economic UCT Potential | 0 | 0 | 0 | 0 | 0 | 0 | 0 | 0 | 0 | 0 | 0 | 0 | 0 | 0 | 0 | 0 | 0 | 0 | 0 | 0 | 0 | 0 | 0 | 0 | 0 | 0 | 0 | 0 | 0 | 0 | 0
F3_Industrial_Wood and Lumber Products_New_Space Heating_Natural Gas_Insulation - Roof/Ceiling_A_Achievable Economic UCT Potential | F3 | Industrial | Wood and Lumber Products | New | Space Heating | Natural Gas | Insulation - Roof/Ceiling | A | Integrated Unit Winter Peak Savings (kW) | Achievable Economic UCT Potential | 0 | 0 | 0 | 0 | 0 | 0 | 0 | 0 | 0 | 0 | 0 | 0 | 0 | 0 | 0 | 0 | 0 | 0 | 0 | 0 | 0 | 0 | 0 | 0 | 0 | 0 | 0 | 0 | 0 | 0 | 0
F4_Industrial_Wood and Lumber Products_New_Space Heating_Natural Gas_Insulation - Roof/Ceiling_A_Achievable Economic UCT Potential | F4 | Industrial | Wood and Lumber Products | New | Space Heating | Natural Gas | Insulation - Roof/Ceiling | A | Incremental Energy Savings (MWh or mTherms) | Achievable Economic UCT Potential | 0 | 0 | 0 | 0 | 0 | 0 | 0 | 0 | 0 | 0 | 0 | 0 | 0 | 0 | 0 | 0 | 0 | 0 | 0 | 0 | 0 | 0 | 0 | 0 | 0 | 0 | 0 | 0 | 0 | 0 | 0
F5_Industrial_Wood and Lumber Products_New_Space Heating_Natural Gas_Insulation - Roof/Ceiling_A_Achievable Economic UCT Potential | F5 | Industrial | Wood and Lumber Products | New | Space Heating | Natural Gas | Insulation - Roof/Ceiling | A | Incremental Summer Peak Savings (MW) | Achievable Economic UCT Potential | 0 | 0 | 0 | 0 | 0 | 0 | 0 | 0 | 0 | 0 | 0 | 0 | 0 | 0 | 0 | 0 | 0 | 0 | 0 | 0 | 0 | 0 | 0 | 0 | 0 | 0 | 0 | 0 | 0 | 0 | 0
F6_Industrial_Wood and Lumber Products_New_Space Heating_Natural Gas_Insulation - Roof/Ceiling_A_Achievable Economic UCT Potential | F6 | Industrial | Wood and Lumber Products | New | Space Heating | Natural Gas | Insulation - Roof/Ceiling | A | Incremental Winter Peak Savings (MW) | Achievable Economic UCT Potential | 0 | 0 | 0 | 0 | 0 | 0 | 0 | 0 | 0 | 0 | 0 | 0 | 0 | 0 | 0 | 0 | 0 | 0 | 0 | 0 | 0 | 0 | 0 | 0 | 0 | 0 | 0 | 0 | 0 | 0 | 0
F7_Industrial_Wood and Lumber Products_New_Space Heating_Natural Gas_Insulation - Roof/Ceiling_A_Achievable Economic UCT Potential | F7 | Industrial | Wood and Lumber Products | New | Space Heating | Natural Gas | Insulation - Roof/Ceiling | A | Cumulative Energy Savings (MWh or mTherms) | Achievable Economic UCT Potential | 0 | 0 | 0 | 0 | 0 | 0 | 0 | 0 | 0 | 0 | 0 | 0 | 0 | 0 | 0 | 0 | 0 | 0 | 0 | 0 | 0 | 0 | 0 | 0 | 0 | 0 | 0 | 0 | 0 | 0 | 0
F8_Industrial_Wood and Lumber Products_New_Space Heating_Natural Gas_Insulation - Roof/Ceiling_A_Achievable Economic UCT Potential | F8 | Industrial | Wood and Lumber Products | New | Space Heating | Natural Gas | Insulation - Roof/Ceiling | A | Cumulative Summer Peak Savings (MW) | Achievable Economic UCT Potential | 0 | 0 | 0 | 0 | 0 | 0 | 0 | 0 | 0 | 0 | 0 | 0 | 0 | 0 | 0 | 0 | 0 | 0 | 0 | 0 | 0 | 0 | 0 | 0 | 0 | 0 | 0 | 0 | 0 | 0 | 0
F9_Industrial_Wood and Lumber Products_New_Space Heating_Natural Gas_Insulation - Roof/Ceiling_A_Achievable Economic UCT Potential | F9 | Industrial | Wood and Lumber Products | New | Space Heating | Natural Gas | Insulation - Roof/Ceiling | A | Cumulative Winter Peak Savings (MW) | Achievable Economic UCT Potential | 0 | 0 | 0 | 0 | 0 | 0 | 0 | 0 | 0 | 0 | 0 | 0 | 0 | 0 | 0 | 0 | 0 | 0 | 0 | 0 | 0 | 0 | 0 | 0 | 0 | 0 | 0 | 0 | 0 | 0 | 0
F10_Industrial_Wood and Lumber Products_New_Space Heating_Natural Gas_Insulation - Roof/Ceiling_A_Achievable Economic UCT Potential | F10 | Industrial | Wood and Lumber Products | New | Space Heating | Natural Gas | Insulation - Roof/Ceiling | A | Purchases (Incremental) | Achievable Economic UCT Potential | 0 | 0 | 0 | 0 | 0 | 0 | 0 | 0 | 0 | 0 | 0 | 0 | 0 | 0 | 0 | 0 | 0 | 0 | 0 | 0 | 0 | 0 | 0 | 0 | 0 | 0 | 0 | 0 | 0 | 0 | 0
F11_Industrial_Wood and Lumber Products_New_Space Heating_Natural Gas_Insulation - Roof/Ceiling_A_Achievable Economic UCT Potential | F11 | Industrial | Wood and Lumber Products | New | Space Heating | Natural Gas | Insulation - Roof/Ceiling | A | Purchases (Cumulative) | Achievable Economic UCT Potential | 0 | 0 | 0 | 0 | 0 | 0 | 0 | 0 | 0 | 0 | 0 | 0 | 0 | 0 | 0 | 0 | 0 | 0 | 0 | 0 | 0 | 0 | 0 | 0 | 0 | 0 | 0 | 0 | 0 | 0 | 0
F1_Industrial_Wood and Lumber Products_New_Space Heating_Natural Gas_Insulation - Wall Cavity_A_Achievable Economic UCT Potential | F1 | Industrial | Wood and Lumber Products | New | Space Heating | Natural Gas | Insulation - Wall Cavity | A | Integrated Unit Energy Savings (kWh or therms) | Achievable Economic UCT Potential | 0 | 0 | 0 | 0 | 0 | 0.016868 | 0.016591 | 0.016361 | 0.016161 | 0.015981 | 0.015817 | 0.015621 | 0.015408 | 0.015192 | 0.014977 | 0.014781 | 0.014602 | 0.014451 | 0.014255 | 0.014103 | 0.013989 | 0.0139 | 0.013852 | 0.013823 | 0.013807 | 0.013801 | 0.013798 | 0.013801 | 0 | 0 | 0
F2_Industrial_Wood and Lumber Products_New_Space Heating_Natural Gas_Insulation - Wall Cavity_A_Achievable Economic UCT Potential | F2 | Industrial | Wood and Lumber Products | New | Space Heating | Natural Gas | Insulation - Wall Cavity | A | Integrated Unit Summer Peak Savings (kW) | Achievable Economic UCT Potential | 0 | 0 | 0 | 0 | 0 | 0 | 0 | 0 | 0 | 0 | 0 | 0 | 0 | 0 | 0 | 0 | 0 | 0 | 0 | 0 | 0 | 0 | 0 | 0 | 0 | 0 | 0 | 0 | 0 | 0 | 0
F3_Industrial_Wood and Lumber Products_New_Space Heating_Natural Gas_Insulation - Wall Cavity_A_Achievable Economic UCT Potential | F3 | Industrial | Wood and Lumber Products | New | Space Heating | Natural Gas | Insulation - Wall Cavity | A | Integrated Unit Winter Peak Savings (kW) | Achievable Economic UCT Potential | 0 | 0 | 0 | 0 | 0 | 0 | 0 | 0 | 0 | 0 | 0 | 0 | 0 | 0 | 0 | 0 | 0 | 0 | 0 | 0 | 0 | 0 | 0 | 0 | 0 | 0 | 0 | 0 | 0 | 0 | 0
F4_Industrial_Wood and Lumber Products_New_Space Heating_Natural Gas_Insulation - Wall Cavity_A_Achievable Economic UCT Potential | F4 | Industrial | Wood and Lumber Products | New | Space Heating | Natural Gas | Insulation - Wall Cavity | A | Incremental Energy Savings (MWh or mTherms) | Achievable Economic UCT Potential | 0 | 0 | 0 | 0 | 0 | 0 | 0 | 0 | 0 | 0 | 0 | 0 | 0 | 0 | 0 | 0 | 0 | 0 | 0 | 0 | 0 | 0 | 0 | 0 | 0 | 0 | 0 | 0 | 0 | 0 | 0
F5_Industrial_Wood and Lumber Products_New_Space Heating_Natural Gas_Insulation - Wall Cavity_A_Achievable Economic UCT Potential | F5 | Industrial | Wood and Lumber Products | New | Space Heating | Natural Gas | Insulation - Wall Cavity | A | Incremental Summer Peak Savings (MW) | Achievable Economic UCT Potential | 0 | 0 | 0 | 0 | 0 | 0 | 0 | 0 | 0 | 0 | 0 | 0 | 0 | 0 | 0 | 0 | 0 | 0 | 0 | 0 | 0 | 0 | 0 | 0 | 0 | 0 | 0 | 0 | 0 | 0 | 0
F6_Industrial_Wood and Lumber Products_New_Space Heating_Natural Gas_Insulation - Wall Cavity_A_Achievable Economic UCT Potential | F6 | Industrial | Wood and Lumber Products | New | Space Heating | Natural Gas | Insulation - Wall Cavity | A | Incremental Winter Peak Savings (MW) | Achievable Economic UCT Potential | 0 | 0 | 0 | 0 | 0 | 0 | 0 | 0 | 0 | 0 | 0 | 0 | 0 | 0 | 0 | 0 | 0 | 0 | 0 | 0 | 0 | 0 | 0 | 0 | 0 | 0 | 0 | 0 | 0 | 0 | 0
F7_Industrial_Wood and Lumber Products_New_Space Heating_Natural Gas_Insulation - Wall Cavity_A_Achievable Economic UCT Potential | F7 | Industrial | Wood and Lumber Products | New | Space Heating | Natural Gas | Insulation - Wall Cavity | A | Cumulative Energy Savings (MWh or mTherms) | Achievable Economic UCT Potential | 0 | 0 | 0 | 0 | 0 | 0 | 0 | 0 | 0 | 0 | 0 | 0 | 0 | 0 | 0 | 0 | 0 | 0 | 0 | 0 | 0 | 0 | 0 | 0 | 0 | 0 | 0 | 0 | 0 | 0 | 0
F8_Industrial_Wood and Lumber Products_New_Space Heating_Natural Gas_Insulation - Wall Cavity_A_Achievable Economic UCT Potential | F8 | Industrial | Wood and Lumber Products | New | Space Heating | Natural Gas | Insulation - Wall Cavity | A | Cumulative Summer Peak Savings (MW) | Achievable Economic UCT Potential | 0 | 0 | 0 | 0 | 0 | 0 | 0 | 0 | 0 | 0 | 0 | 0 | 0 | 0 | 0 | 0 | 0 | 0 | 0 | 0 | 0 | 0 | 0 | 0 | 0 | 0 | 0 | 0 | 0 | 0 | 0
F9_Industrial_Wood and Lumber Products_New_Space Heating_Natural Gas_Insulation - Wall Cavity_A_Achievable Economic UCT Potential | F9 | Industrial | Wood and Lumber Products | New | Space Heating | Natural Gas | Insulation - Wall Cavity | A | Cumulative Winter Peak Savings (MW) | Achievable Economic UCT Potential | 0 | 0 | 0 | 0 | 0 | 0 | 0 | 0 | 0 | 0 | 0 | 0 | 0 | 0 | 0 | 0 | 0 | 0 | 0 | 0 | 0 | 0 | 0 | 0 | 0 | 0 | 0 | 0 | 0 | 0 | 0
F10_Industrial_Wood and Lumber Products_New_Space Heating_Natural Gas_Insulation - Wall Cavity_A_Achievable Economic UCT Potential | F10 | Industrial | Wood and Lumber Products | New | Space Heating | Natural Gas | Insulation - Wall Cavity | A | Purchases (Incremental) | Achievable Economic UCT Potential | 0 | 0 | 0 | 0 | 0 | 0 | 0 | 0 | 0 | 0 | 0 | 0 | 0 | 0 | 0 | 0 | 0 | 0 | 0 | 0 | 0 | 0 | 0 | 0 | 0 | 0 | 0 | 0 | 0 | 0 | 0
F11_Industrial_Wood and Lumber Products_New_Space Heating_Natural Gas_Insulation - Wall Cavity_A_Achievable Economic UCT Potential | F11 | Industrial | Wood and Lumber Products | New | Space Heating | Natural Gas | Insulation - Wall Cavity | A | Purchases (Cumulative) | Achievable Economic UCT Potential | 0 | 0 | 0 | 0 | 0 | 0 | 0 | 0 | 0 | 0 | 0 | 0 | 0 | 0 | 0 | 0 | 0 | 0 | 0 | 0 | 0 | 0 | 0 | 0 | 0 | 0 | 0 | 0 | 0 | 0 | 0
F1_Industrial_Wood and Lumber Products_New_Space Heating_Natural Gas_Insulation - Ducting_A_Achievable Economic UCT Potential | F1 | Industrial | Wood and Lumber Products | New | Space Heating | Natural Gas | Insulation - Ducting | A | Integrated Unit Energy Savings (kWh or therms) | Achievable Economic UCT Potential | 0 | 0 | 0 | 0 | 0 | 0 | 0 | 0 | 0 | 0 | 0 | 0 | 0 | 0 | 0 | 0 | 0 | 0 | 0 | 0 | 0 | 0 | 0 | 0 | 0 | 0 | 0 | 0 | 0 | 0 | 0
F2_Industrial_Wood and Lumber Products_New_Space Heating_Natural Gas_Insulation - Ducting_A_Achievable Economic UCT Potential | F2 | Industrial | Wood and Lumber Products | New | Space Heating | Natural Gas | Insulation - Ducting | A | Integrated Unit Summer Peak Savings (kW) | Achievable Economic UCT Potential | 0 | 0 | 0 | 0 | 0 | 0 | 0 | 0 | 0 | 0 | 0 | 0 | 0 | 0 | 0 | 0 | 0 | 0 | 0 | 0 | 0 | 0 | 0 | 0 | 0 | 0 | 0 | 0 | 0 | 0 | 0
F3_Industrial_Wood and Lumber Products_New_Space Heating_Natural Gas_Insulation - Ducting_A_Achievable Economic UCT Potential | F3 | Industrial | Wood and Lumber Products | New | Space Heating | Natural Gas | Insulation - Ducting | A | Integrated Unit Winter Peak Savings (kW) | Achievable Economic UCT Potential | 0 | 0 | 0 | 0 | 0 | 0 | 0 | 0 | 0 | 0 | 0 | 0 | 0 | 0 | 0 | 0 | 0 | 0 | 0 | 0 | 0 | 0 | 0 | 0 | 0 | 0 | 0 | 0 | 0 | 0 | 0
F4_Industrial_Wood and Lumber Products_New_Space Heating_Natural Gas_Insulation - Ducting_A_Achievable Economic UCT Potential | F4 | Industrial | Wood and Lumber Products | New | Space Heating | Natural Gas | Insulation - Ducting | A | Incremental Energy Savings (MWh or mTherms) | Achievable Economic UCT Potential | 0 | 0 | 0 | 0 | 0 | 0 | 0 | 0 | 0 | 0 | 0 | 0 | 0 | 0 | 0 | 0 | 0 | 0 | 0 | 0 | 0 | 0 | 0 | 0 | 0 | 0 | 0 | 0 | 0 | 0 | 0
F5_Industrial_Wood and Lumber Products_New_Space Heating_Natural Gas_Insulation - Ducting_A_Achievable Economic UCT Potential | F5 | Industrial | Wood and Lumber Products | New | Space Heating | Natural Gas | Insulation - Ducting | A | Incremental Summer Peak Savings (MW) | Achievable Economic UCT Potential | 0 | 0 | 0 | 0 | 0 | 0 | 0 | 0 | 0 | 0 | 0 | 0 | 0 | 0 | 0 | 0 | 0 | 0 | 0 | 0 | 0 | 0 | 0 | 0 | 0 | 0 | 0 | 0 | 0 | 0 | 0
F6_Industrial_Wood and Lumber Products_New_Space Heating_Natural Gas_Insulation - Ducting_A_Achievable Economic UCT Potential | F6 | Industrial | Wood and Lumber Products | New | Space Heating | Natural Gas | Insulation - Ducting | A | Incremental Winter Peak Savings (MW) | Achievable Economic UCT Potential | 0 | 0 | 0 | 0 | 0 | 0 | 0 | 0 | 0 | 0 | 0 | 0 | 0 | 0 | 0 | 0 | 0 | 0 | 0 | 0 | 0 | 0 | 0 | 0 | 0 | 0 | 0 | 0 | 0 | 0 | 0
F7_Industrial_Wood and Lumber Products_New_Space Heating_Natural Gas_Insulation - Ducting_A_Achievable Economic UCT Potential | F7 | Industrial | Wood and Lumber Products | New | Space Heating | Natural Gas | Insulation - Ducting | A | Cumulative Energy Savings (MWh or mTherms) | Achievable Economic UCT Potential | 0 | 0 | 0 | 0 | 0 | 0 | 0 | 0 | 0 | 0 | 0 | 0 | 0 | 0 | 0 | 0 | 0 | 0 | 0 | 0 | 0 | 0 | 0 | 0 | 0 | 0 | 0 | 0 | 0 | 0 | 0
F8_Industrial_Wood and Lumber Products_New_Space Heating_Natural Gas_Insulation - Ducting_A_Achievable Economic UCT Potential | F8 | Industrial | Wood and Lumber Products | New | Space Heating | Natural Gas | Insulation - Ducting | A | Cumulative Summer Peak Savings (MW) | Achievable Economic UCT Potential | 0 | 0 | 0 | 0 | 0 | 0 | 0 | 0 | 0 | 0 | 0 | 0 | 0 | 0 | 0 | 0 | 0 | 0 | 0 | 0 | 0 | 0 | 0 | 0 | 0 | 0 | 0 | 0 | 0 | 0 | 0
F9_Industrial_Wood and Lumber Products_New_Space Heating_Natural Gas_Insulation - Ducting_A_Achievable Economic UCT Potential | F9 | Industrial | Wood and Lumber Products | New | Space Heating | Natural Gas | Insulation - Ducting | A | Cumulative Winter Peak Savings (MW) | Achievable Economic UCT Potential | 0 | 0 | 0 | 0 | 0 | 0 | 0 | 0 | 0 | 0 | 0 | 0 | 0 | 0 | 0 | 0 | 0 | 0 | 0 | 0 | 0 | 0 | 0 | 0 | 0 | 0 | 0 | 0 | 0 | 0 | 0
F10_Industrial_Wood and Lumber Products_New_Space Heating_Natural Gas_Insulation - Ducting_A_Achievable Economic UCT Potential | F10 | Industrial | Wood and Lumber Products | New | Space Heating | Natural Gas | Insulation - Ducting | A | Purchases (Incremental) | Achievable Economic UCT Potential | 0 | 0 | 0 | 0 | 0 | 0 | 0 | 0 | 0 | 0 | 0 | 0 | 0 | 0 | 0 | 0 | 0 | 0 | 0 | 0 | 0 | 0 | 0 | 0 | 0 | 0 | 0 | 0 | 0 | 0 | 0
F11_Industrial_Wood and Lumber Products_New_Space Heating_Natural Gas_Insulation - Ducting_A_Achievable Economic UCT Potential | F11 | Industrial | Wood and Lumber Products | New | Space Heating | Natural Gas | Insulation - Ducting | A | Purchases (Cumulative) | Achievable Economic UCT Potential | 0 | 0 | 0 | 0 | 0 | 0 | 0 | 0 | 0 | 0 | 0 | 0 | 0 | 0 | 0 | 0 | 0 | 0 | 0 | 0 | 0 | 0 | 0 | 0 | 0 | 0 | 0 | 0 | 0 | 0 | 0
F1_Industrial_Wood and Lumber Products_New_Space Heating_Natural Gas_HVAC - Duct Repair and Sealing_A_Achievable Economic UCT Potential | F1 | Industrial | Wood and Lumber Products | New | Space Heating | Natural Gas | HVAC - Duct Repair and Sealing | A | Integrated Unit Energy Savings (kWh or therms) | Achievable Economic UCT Potential | 0 | 0 | 0 | 0 | 0 | 0 | 0 | 0 | 0 | 0 | 0 | 0 | 0 | 0 | 0 | 0 | 0 | 0 | 0 | 0 | 0 | 0 | 0 | 0 | 0 | 0 | 0 | 0 | 0 | 0 | 0
F2_Industrial_Wood and Lumber Products_New_Space Heating_Natural Gas_HVAC - Duct Repair and Sealing_A_Achievable Economic UCT Potential | F2 | Industrial | Wood and Lumber Products | New | Space Heating | Natural Gas | HVAC - Duct Repair and Sealing | A | Integrated Unit Summer Peak Savings (kW) | Achievable Economic UCT Potential | 0 | 0 | 0 | 0 | 0 | 0 | 0 | 0 | 0 | 0 | 0 | 0 | 0 | 0 | 0 | 0 | 0 | 0 | 0 | 0 | 0 | 0 | 0 | 0 | 0 | 0 | 0 | 0 | 0 | 0 | 0
F3_Industrial_Wood and Lumber Products_New_Space Heating_Natural Gas_HVAC - Duct Repair and Sealing_A_Achievable Economic UCT Potential | F3 | Industrial | Wood and Lumber Products | New | Space Heating | Natural Gas | HVAC - Duct Repair and Sealing | A | Integrated Unit Winter Peak Savings (kW) | Achievable Economic UCT Potential | 0 | 0 | 0 | 0 | 0 | 0 | 0 | 0 | 0 | 0 | 0 | 0 | 0 | 0 | 0 | 0 | 0 | 0 | 0 | 0 | 0 | 0 | 0 | 0 | 0 | 0 | 0 | 0 | 0 | 0 | 0
F4_Industrial_Wood and Lumber Products_New_Space Heating_Natural Gas_HVAC - Duct Repair and Sealing_A_Achievable Economic UCT Potential | F4 | Industrial | Wood and Lumber Products | New | Space Heating | Natural Gas | HVAC - Duct Repair and Sealing | A | Incremental Energy Savings (MWh or mTherms) | Achievable Economic UCT Potential | 0 | 0 | 0 | 0 | 0 | 0 | 0 | 0 | 0 | 0 | 0 | 0 | 0 | 0 | 0 | 0 | 0 | 0 | 0 | 0 | 0 | 0 | 0 | 0 | 0 | 0 | 0 | 0 | 0 | 0 | 0
F5_Industrial_Wood and Lumber Products_New_Space Heating_Natural Gas_HVAC - Duct Repair and Sealing_A_Achievable Economic UCT Potential | F5 | Industrial | Wood and Lumber Products | New | Space Heating | Natural Gas | HVAC - Duct Repair and Sealing | A | Incremental Summer Peak Savings (MW) | Achievable Economic UCT Potential | 0 | 0 | 0 | 0 | 0 | 0 | 0 | 0 | 0 | 0 | 0 | 0 | 0 | 0 | 0 | 0 | 0 | 0 | 0 | 0 | 0 | 0 | 0 | 0 | 0 | 0 | 0 | 0 | 0 | 0 | 0
F6_Industrial_Wood and Lumber Products_New_Space Heating_Natural Gas_HVAC - Duct Repair and Sealing_A_Achievable Economic UCT Potential | F6 | Industrial | Wood and Lumber Products | New | Space Heating | Natural Gas | HVAC - Duct Repair and Sealing | A | Incremental Winter Peak Savings (MW) | Achievable Economic UCT Potential | 0 | 0 | 0 | 0 | 0 | 0 | 0 | 0 | 0 | 0 | 0 | 0 | 0 | 0 | 0 | 0 | 0 | 0 | 0 | 0 | 0 | 0 | 0 | 0 | 0 | 0 | 0 | 0 | 0 | 0 | 0
F7_Industrial_Wood and Lumber Products_New_Space Heating_Natural Gas_HVAC - Duct Repair and Sealing_A_Achievable Economic UCT Potential | F7 | Industrial | Wood and Lumber Products | New | Space Heating | Natural Gas | HVAC - Duct Repair and Sealing | A | Cumulative Energy Savings (MWh or mTherms) | Achievable Economic UCT Potential | 0 | 0 | 0 | 0 | 0 | 0 | 0 | 0 | 0 | 0 | 0 | 0 | 0 | 0 | 0 | 0 | 0 | 0 | 0 | 0 | 0 | 0 | 0 | 0 | 0 | 0 | 0 | 0 | 0 | 0 | 0
F8_Industrial_Wood and Lumber Products_New_Space Heating_Natural Gas_HVAC - Duct Repair and Sealing_A_Achievable Economic UCT Potential | F8 | Industrial | Wood and Lumber Products | New | Space Heating | Natural Gas | HVAC - Duct Repair and Sealing | A | Cumulative Summer Peak Savings (MW) | Achievable Economic UCT Potential | 0 | 0 | 0 | 0 | 0 | 0 | 0 | 0 | 0 | 0 | 0 | 0 | 0 | 0 | 0 | 0 | 0 | 0 | 0 | 0 | 0 | 0 | 0 | 0 | 0 | 0 | 0 | 0 | 0 | 0 | 0
F9_Industrial_Wood and Lumber Products_New_Space Heating_Natural Gas_HVAC - Duct Repair and Sealing_A_Achievable Economic UCT Potential | F9 | Industrial | Wood and Lumber Products | New | Space Heating | Natural Gas | HVAC - Duct Repair and Sealing | A | Cumulative Winter Peak Savings (MW) | Achievable Economic UCT Potential | 0 | 0 | 0 | 0 | 0 | 0 | 0 | 0 | 0 | 0 | 0 | 0 | 0 | 0 | 0 | 0 | 0 | 0 | 0 | 0 | 0 | 0 | 0 | 0 | 0 | 0 | 0 | 0 | 0 | 0 | 0
F10_Industrial_Wood and Lumber Products_New_Space Heating_Natural Gas_HVAC - Duct Repair and Sealing_A_Achievable Economic UCT Potential | F10 | Industrial | Wood and Lumber Products | New | Space Heating | Natural Gas | HVAC - Duct Repair and Sealing | A | Purchases (Incremental) | Achievable Economic UCT Potential | 0 | 0 | 0 | 0 | 0 | 0 | 0 | 0 | 0 | 0 | 0 | 0 | 0 | 0 | 0 | 0 | 0 | 0 | 0 | 0 | 0 | 0 | 0 | 0 | 0 | 0 | 0 | 0 | 0 | 0 | 0
F11_Industrial_Wood and Lumber Products_New_Space Heating_Natural Gas_HVAC - Duct Repair and Sealing_A_Achievable Economic UCT Potential | F11 | Industrial | Wood and Lumber Products | New | Space Heating | Natural Gas | HVAC - Duct Repair and Sealing | A | Purchases (Cumulative) | Achievable Economic UCT Potential | 0 | 0 | 0 | 0 | 0 | 0 | 0 | 0 | 0 | 0 | 0 | 0 | 0 | 0 | 0 | 0 | 0 | 0 | 0 | 0 | 0 | 0 | 0 | 0 | 0 | 0 | 0 | 0 | 0 | 0 | 0
F1_Industrial_Wood and Lumber Products_New_Space Heating_Natural Gas_Windows - High Efficiency_A_Achievable Economic UCT Potential | F1 | Industrial | Wood and Lumber Products | New | Space Heating | Natural Gas | Windows - High Efficiency | A | Integrated Unit Energy Savings (kWh or therms) | Achievable Economic UCT Potential | 0 | 0 | 0 | 0 | 0 | 0.0053534 | 0.0052653 | 0.0051922 | 0.0051289 | 0.0050717 | 0.0050198 | 0.0049576 | 0.0048901 | 0.0048213 | 0.004753 | 0.0046908 | 0.0046343 | 0.0045863 | 0.004524 | 0.0044759 | 0.0044397 | 0.0044114 | 0.0043961 | 0.0043868 | 0.0043818 | 0.0043798 | 0.0043792 | 0.0043799 | 0 | 0 | 0
F2_Industrial_Wood and Lumber Products_New_Space Heating_Natural Gas_Windows - High Efficiency_A_Achievable Economic UCT Potential | F2 | Industrial | Wood and Lumber Products | New | Space Heating | Natural Gas | Windows - High Efficiency | A | Integrated Unit Summer Peak Savings (kW) | Achievable Economic UCT Potential | 0 | 0 | 0 | 0 | 0 | 0 | 0 | 0 | 0 | 0 | 0 | 0 | 0 | 0 | 0 | 0 | 0 | 0 | 0 | 0 | 0 | 0 | 0 | 0 | 0 | 0 | 0 | 0 | 0 | 0 | 0
F3_Industrial_Wood and Lumber Products_New_Space Heating_Natural Gas_Windows - High Efficiency_A_Achievable Economic UCT Potential | F3 | Industrial | Wood and Lumber Products | New | Space Heating | Natural Gas | Windows - High Efficiency | A | Integrated Unit Winter Peak Savings (kW) | Achievable Economic UCT Potential | 0 | 0 | 0 | 0 | 0 | 0 | 0 | 0 | 0 | 0 | 0 | 0 | 0 | 0 | 0 | 0 | 0 | 0 | 0 | 0 | 0 | 0 | 0 | 0 | 0 | 0 | 0 | 0 | 0 | 0 | 0
F4_Industrial_Wood and Lumber Products_New_Space Heating_Natural Gas_Windows - High Efficiency_A_Achievable Economic UCT Potential | F4 | Industrial | Wood and Lumber Products | New | Space Heating | Natural Gas | Windows - High Efficiency | A | Incremental Energy Savings (MWh or mTherms) | Achievable Economic UCT Potential | 0 | 0 | 0 | 0 | 0 | 0 | 0 | 0 | 0 | 0 | 0 | 0 | 0 | 0 | 0 | 0 | 0 | 0 | 0 | 0 | 0 | 0 | 0 | 0 | 0 | 0 | 0 | 0 | 0 | 0 | 0
F5_Industrial_Wood and Lumber Products_New_Space Heating_Natural Gas_Windows - High Efficiency_A_Achievable Economic UCT Potential | F5 | Industrial | Wood and Lumber Products | New | Space Heating | Natural Gas | Windows - High Efficiency | A | Incremental Summer Peak Savings (MW) | Achievable Economic UCT Potential | 0 | 0 | 0 | 0 | 0 | 0 | 0 | 0 | 0 | 0 | 0 | 0 | 0 | 0 | 0 | 0 | 0 | 0 | 0 | 0 | 0 | 0 | 0 | 0 | 0 | 0 | 0 | 0 | 0 | 0 | 0
F6_Industrial_Wood and Lumber Products_New_Space Heating_Natural Gas_Windows - High Efficiency_A_Achievable Economic UCT Potential | F6 | Industrial | Wood and Lumber Products | New | Space Heating | Natural Gas | Windows - High Efficiency | A | Incremental Winter Peak Savings (MW) | Achievable Economic UCT Potential | 0 | 0 | 0 | 0 | 0 | 0 | 0 | 0 | 0 | 0 | 0 | 0 | 0 | 0 | 0 | 0 | 0 | 0 | 0 | 0 | 0 | 0 | 0 | 0 | 0 | 0 | 0 | 0 | 0 | 0 | 0
F7_Industrial_Wood and Lumber Products_New_Space Heating_Natural Gas_Windows - High Efficiency_A_Achievable Economic UCT Potential | F7 | Industrial | Wood and Lumber Products | New | Space Heating | Natural Gas | Windows - High Efficiency | A | Cumulative Energy Savings (MWh or mTherms) | Achievable Economic UCT Potential | 0 | 0 | 0 | 0 | 0 | 0 | 0 | 0 | 0 | 0 | 0 | 0 | 0 | 0 | 0 | 0 | 0 | 0 | 0 | 0 | 0 | 0 | 0 | 0 | 0 | 0 | 0 | 0 | 0 | 0 | 0
F8_Industrial_Wood and Lumber Products_New_Space Heating_Natural Gas_Windows - High Efficiency_A_Achievable Economic UCT Potential | F8 | Industrial | Wood and Lumber Products | New | Space Heating | Natural Gas | Windows - High Efficiency | A | Cumulative Summer Peak Savings (MW) | Achievable Economic UCT Potential | 0 | 0 | 0 | 0 | 0 | 0 | 0 | 0 | 0 | 0 | 0 | 0 | 0 | 0 | 0 | 0 | 0 | 0 | 0 | 0 | 0 | 0 | 0 | 0 | 0 | 0 | 0 | 0 | 0 | 0 | 0
F9_Industrial_Wood and Lumber Products_New_Space Heating_Natural Gas_Windows - High Efficiency_A_Achievable Economic UCT Potential | F9 | Industrial | Wood and Lumber Products | New | Space Heating | Natural Gas | Windows - High Efficiency | A | Cumulative Winter Peak Savings (MW) | Achievable Economic UCT Potential | 0 | 0 | 0 | 0 | 0 | 0 | 0 | 0 | 0 | 0 | 0 | 0 | 0 | 0 | 0 | 0 | 0 | 0 | 0 | 0 | 0 | 0 | 0 | 0 | 0 | 0 | 0 | 0 | 0 | 0 | 0
F10_Industrial_Wood and Lumber Products_New_Space Heating_Natural Gas_Windows - High Efficiency_A_Achievable Economic UCT Potential | F10 | Industrial | Wood and Lumber Products | New | Space Heating | Natural Gas | Windows - High Efficiency | A | Purchases (Incremental) | Achievable Economic UCT Potential | 0 | 0 | 0 | 0 | 0 | 0 | 0 | 0 | 0 | 0 | 0 | 0 | 0 | 0 | 0 | 0 | 0 | 0 | 0 | 0 | 0 | 0 | 0 | 0 | 0 | 0 | 0 | 0 | 0 | 0 | 0
F11_Industrial_Wood and Lumber Products_New_Space Heating_Natural Gas_Windows - High Efficiency_A_Achievable Economic UCT Potential | F11 | Industrial | Wood and Lumber Products | New | Space Heating | Natural Gas | Windows - High Efficiency | A | Purchases (Cumulative) | Achievable Economic UCT Potential | 0 | 0 | 0 | 0 | 0 | 0 | 0 | 0 | 0 | 0 | 0 | 0 | 0 | 0 | 0 | 0 | 0 | 0 | 0 | 0 | 0 | 0 | 0 | 0 | 0 | 0 | 0 | 0 | 0 | 0 | 0
F1_Industrial_Wood and Lumber Products_New_Space Heating_Natural Gas_Gas Boiler - Maintenance_A_Achievable Economic UCT Potential | F1 | Industrial | Wood and Lumber Products | New | Space Heating | Natural Gas | Gas Boiler - Maintenance | A | Integrated Unit Energy Savings (kWh or therms) | Achievable Economic UCT Potential | 0 | 0 | 0 | 0 | 0 | 0 | 0 | 0 | 0 | 0 | 0 | 0 | 0 | 0 | 0 | 0 | 0 | 0 | 0 | 0 | 0 | 0 | 0 | 0 | 0 | 0 | 0 | 0 | 0 | 0 | 0
F2_Industrial_Wood and Lumber Products_New_Space Heating_Natural Gas_Gas Boiler - Maintenance_A_Achievable Economic UCT Potential | F2 | Industrial | Wood and Lumber Products | New | Space Heating | Natural Gas | Gas Boiler - Maintenance | A | Integrated Unit Summer Peak Savings (kW) | Achievable Economic UCT Potential | 0 | 0 | 0 | 0 | 0 | 0 | 0 | 0 | 0 | 0 | 0 | 0 | 0 | 0 | 0 | 0 | 0 | 0 | 0 | 0 | 0 | 0 | 0 | 0 | 0 | 0 | 0 | 0 | 0 | 0 | 0
F3_Industrial_Wood and Lumber Products_New_Space Heating_Natural Gas_Gas Boiler - Maintenance_A_Achievable Economic UCT Potential | F3 | Industrial | Wood and Lumber Products | New | Space Heating | Natural Gas | Gas Boiler - Maintenance | A | Integrated Unit Winter Peak Savings (kW) | Achievable Economic UCT Potential | 0 | 0 | 0 | 0 | 0 | 0 | 0 | 0 | 0 | 0 | 0 | 0 | 0 | 0 | 0 | 0 | 0 | 0 | 0 | 0 | 0 | 0 | 0 | 0 | 0 | 0 | 0 | 0 | 0 | 0 | 0
F4_Industrial_Wood and Lumber Products_New_Space Heating_Natural Gas_Gas Boiler - Maintenance_A_Achievable Economic UCT Potential | F4 | Industrial | Wood and Lumber Products | New | Space Heating | Natural Gas | Gas Boiler - Maintenance | A | Incremental Energy Savings (MWh or mTherms) | Achievable Economic UCT Potential | 0 | 0 | 0 | 0 | 0 | 0 | 0 | 0 | 0 | 0 | 0 | 0 | 0 | 0 | 0 | 0 | 0 | 0 | 0 | 0 | 0 | 0 | 0 | 0 | 0 | 0 | 0 | 0 | 0 | 0 | 0
F5_Industrial_Wood and Lumber Products_New_Space Heating_Natural Gas_Gas Boiler - Maintenance_A_Achievable Economic UCT Potential | F5 | Industrial | Wood and Lumber Products | New | Space Heating | Natural Gas | Gas Boiler - Maintenance | A | Incremental Summer Peak Savings (MW) | Achievable Economic UCT Potential | 0 | 0 | 0 | 0 | 0 | 0 | 0 | 0 | 0 | 0 | 0 | 0 | 0 | 0 | 0 | 0 | 0 | 0 | 0 | 0 | 0 | 0 | 0 | 0 | 0 | 0 | 0 | 0 | 0 | 0 | 0
F6_Industrial_Wood and Lumber Products_New_Space Heating_Natural Gas_Gas Boiler - Maintenance_A_Achievable Economic UCT Potential | F6 | Industrial | Wood and Lumber Products | New | Space Heating | Natural Gas | Gas Boiler - Maintenance | A | Incremental Winter Peak Savings (MW) | Achievable Economic UCT Potential | 0 | 0 | 0 | 0 | 0 | 0 | 0 | 0 | 0 | 0 | 0 | 0 | 0 | 0 | 0 | 0 | 0 | 0 | 0 | 0 | 0 | 0 | 0 | 0 | 0 | 0 | 0 | 0 | 0 | 0 | 0
F7_Industrial_Wood and Lumber Products_New_Space Heating_Natural Gas_Gas Boiler - Maintenance_A_Achievable Economic UCT Potential | F7 | Industrial | Wood and Lumber Products | New | Space Heating | Natural Gas | Gas Boiler - Maintenance | A | Cumulative Energy Savings (MWh or mTherms) | Achievable Economic UCT Potential | 0 | 0 | 0 | 0 | 0 | 0 | 0 | 0 | 0 | 0 | 0 | 0 | 0 | 0 | 0 | 0 | 0 | 0 | 0 | 0 | 0 | 0 | 0 | 0 | 0 | 0 | 0 | 0 | 0 | 0 | 0
F8_Industrial_Wood and Lumber Products_New_Space Heating_Natural Gas_Gas Boiler - Maintenance_A_Achievable Economic UCT Potential | F8 | Industrial | Wood and Lumber Products | New | Space Heating | Natural Gas | Gas Boiler - Maintenance | A | Cumulative Summer Peak Savings (MW) | Achievable Economic UCT Potential | 0 | 0 | 0 | 0 | 0 | 0 | 0 | 0 | 0 | 0 | 0 | 0 | 0 | 0 | 0 | 0 | 0 | 0 | 0 | 0 | 0 | 0 | 0 | 0 | 0 | 0 | 0 | 0 | 0 | 0 | 0
F9_Industrial_Wood and Lumber Products_New_Space Heating_Natural Gas_Gas Boiler - Maintenance_A_Achievable Economic UCT Potential | F9 | Industrial | Wood and Lumber Products | New | Space Heating | Natural Gas | Gas Boiler - Maintenance | A | Cumulative Winter Peak Savings (MW) | Achievable Economic UCT Potential | 0 | 0 | 0 | 0 | 0 | 0 | 0 | 0 | 0 | 0 | 0 | 0 | 0 | 0 | 0 | 0 | 0 | 0 | 0 | 0 | 0 | 0 | 0 | 0 | 0 | 0 | 0 | 0 | 0 | 0 | 0
F10_Industrial_Wood and Lumber Products_New_Space Heating_Natural Gas_Gas Boiler - Maintenance_A_Achievable Economic UCT Potential | F10 | Industrial | Wood and Lumber Products | New | Space Heating | Natural Gas | Gas Boiler - Maintenance | A | Purchases (Incremental) | Achievable Economic UCT Potential | 0 | 0 | 0 | 0 | 0 | 0 | 0 | 0 | 0 | 0 | 0 | 0 | 0 | 0 | 0 | 0 | 0 | 0 | 0 | 0 | 0 | 0 | 0 | 0 | 0 | 0 | 0 | 0 | 0 | 0 | 0
F11_Industrial_Wood and Lumber Products_New_Space Heating_Natural Gas_Gas Boiler - Maintenance_A_Achievable Economic UCT Potential | F11 | Industrial | Wood and Lumber Products | New | Space Heating | Natural Gas | Gas Boiler - Maintenance | A | Purchases (Cumulative) | Achievable Economic UCT Potential | 0 | 0 | 0 | 0 | 0 | 0 | 0 | 0 | 0 | 0 | 0 | 0 | 0 | 0 | 0 | 0 | 0 | 0 | 0 | 0 | 0 | 0 | 0 | 0 | 0 | 0 | 0 | 0 | 0 | 0 | 0
F1_Industrial_Wood and Lumber Products_New_Process_Natural Gas_Gas Boiler - Maintenance_A_Achievable Economic UCT Potential | F1 | Industrial | Wood and Lumber Products | New | Process | Natural Gas | Gas Boiler - Maintenance | A | Integrated Unit Energy Savings (kWh or therms) | Achievable Economic UCT Potential | 0 | 0 | 0 | 0 | 0 | 6.3264 | 6.3264 | 6.3264 | 6.3264 | 6.3264 | 6.3264 | 6.3264 | 6.3264 | 6.3264 | 6.3264 | 6.3264 | 6.3264 | 6.3264 | 6.3264 | 6.3264 | 6.3264 | 6.3264 | 6.3264 | 6.3264 | 6.3264 | 6.3264 | 6.3264 | 6.3264 | 6.3264 | 6.3264 | 6.3264
F2_Industrial_Wood and Lumber Products_New_Process_Natural Gas_Gas Boiler - Maintenance_A_Achievable Economic UCT Potential | F2 | Industrial | Wood and Lumber Products | New | Process | Natural Gas | Gas Boiler - Maintenance | A | Integrated Unit Summer Peak Savings (kW) | Achievable Economic UCT Potential | 0 | 0 | 0 | 0 | 0 | 0 | 0 | 0 | 0 | 0 | 0 | 0 | 0 | 0 | 0 | 0 | 0 | 0 | 0 | 0 | 0 | 0 | 0 | 0 | 0 | 0 | 0 | 0 | 0 | 0 | 0
F3_Industrial_Wood and Lumber Products_New_Process_Natural Gas_Gas Boiler - Maintenance_A_Achievable Economic UCT Potential | F3 | Industrial | Wood and Lumber Products | New | Process | Natural Gas | Gas Boiler - Maintenance | A | Integrated Unit Winter Peak Savings (kW) | Achievable Economic UCT Potential | 0 | 0 | 0 | 0 | 0 | 0 | 0 | 0 | 0 | 0 | 0 | 0 | 0 | 0 | 0 | 0 | 0 | 0 | 0 | 0 | 0 | 0 | 0 | 0 | 0 | 0 | 0 | 0 | 0 | 0 | 0
F4_Industrial_Wood and Lumber Products_New_Process_Natural Gas_Gas Boiler - Maintenance_A_Achievable Economic UCT Potential | F4 | Industrial | Wood and Lumber Products | New | Process | Natural Gas | Gas Boiler - Maintenance | A | Incremental Energy Savings (MWh or mTherms) | Achievable Economic UCT Potential | 0 | 0 | 0 | 0 | 0 | 0.0042346 | 0.0035164 | 0.0028137 | 0.0042346 | 0.0035164 | 0.0028137 | 0.0042346 | 0.0035164 | 0.0028137 | 0.0042346 | 0.0035164 | 0.0028137 | 0.0042346 | 0.0035164 | 0.0028137 | 0.0042346 | 0.0035164 | 0.0028137 | 0.0042346 | 0.0035164 | 0.0028137 | 0.0042346 | 0.0035164 | 0.0028137 | 0.0042346 | 0.0035164
F5_Industrial_Wood and Lumber Products_New_Process_Natural Gas_Gas Boiler - Maintenance_A_Achievable Economic UCT Potential | F5 | Industrial | Wood and Lumber Products | New | Process | Natural Gas | Gas Boiler - Maintenance | A | Incremental Summer Peak Savings (MW) | Achievable Economic UCT Potential | 0 | 0 | 0 | 0 | 0 | 0 | 0 | 0 | 0 | 0 | 0 | 0 | 0 | 0 | 0 | 0 | 0 | 0 | 0 | 0 | 0 | 0 | 0 | 0 | 0 | 0 | 0 | 0 | 0 | 0 | 0
F6_Industrial_Wood and Lumber Products_New_Process_Natural Gas_Gas Boiler - Maintenance_A_Achievable Economic UCT Potential | F6 | Industrial | Wood and Lumber Products | New | Process | Natural Gas | Gas Boiler - Maintenance | A | Incremental Winter Peak Savings (MW) | Achievable Economic UCT Potential | 0 | 0 | 0 | 0 | 0 | 0 | 0 | 0 | 0 | 0 | 0 | 0 | 0 | 0 | 0 | 0 | 0 | 0 | 0 | 0 | 0 | 0 | 0 | 0 | 0 | 0 | 0 | 0 | 0 | 0 | 0
F7_Industrial_Wood and Lumber Products_New_Process_Natural Gas_Gas Boiler - Maintenance_A_Achievable Economic UCT Potential | F7 | Industrial | Wood and Lumber Products | New | Process | Natural Gas | Gas Boiler - Maintenance | A | Cumulative Energy Savings (MWh or mTherms) | Achievable Economic UCT Potential | 0 | 0 | 0 | 0 | 0 | 0.0042346 | 0.0077511 | 0.010565 | 0.010565 | 0.010565 | 0.010565 | 0.010565 | 0.010565 | 0.010565 | 0.010565 | 0.010565 | 0.010565 | 0.010565 | 0.010565 | 0.010565 | 0.010565 | 0.010565 | 0.010565 | 0.010565 | 0.010565 | 0.010565 | 0.010565 | 0.010565 | 0 | 0 | 0
F8_Industrial_Wood and Lumber Products_New_Process_Natural Gas_Gas Boiler - Maintenance_A_Achievable Economic UCT Potential | F8 | Industrial | Wood and Lumber Products | New | Process | Natural Gas | Gas Boiler - Maintenance | A | Cumulative Summer Peak Savings (MW) | Achievable Economic UCT Potential | 0 | 0 | 0 | 0 | 0 | 0 | 0 | 0 | 0 | 0 | 0 | 0 | 0 | 0 | 0 | 0 | 0 | 0 | 0 | 0 | 0 | 0 | 0 | 0 | 0 | 0 | 0 | 0 | 0 | 0 | 0
F9_Industrial_Wood and Lumber Products_New_Process_Natural Gas_Gas Boiler - Maintenance_A_Achievable Economic UCT Potential | F9 | Industrial | Wood and Lumber Products | New | Process | Natural Gas | Gas Boiler - Maintenance | A | Cumulative Winter Peak Savings (MW) | Achievable Economic UCT Potential | 0 | 0 | 0 | 0 | 0 | 0 | 0 | 0 | 0 | 0 | 0 | 0 | 0 | 0 | 0 | 0 | 0 | 0 | 0 | 0 | 0 | 0 | 0 | 0 | 0 | 0 | 0 | 0 | 0 | 0 | 0
F10_Industrial_Wood and Lumber Products_New_Process_Natural Gas_Gas Boiler - Maintenance_A_Achievable Economic UCT Potential | F10 | Industrial | Wood and Lumber Products | New | Process | Natural Gas | Gas Boiler - Maintenance | A | Purchases (Incremental) | Achievable Economic UCT Potential | 0 | 0 | 0 | 0 | 0 | 0.66936 | 0.55584 | 0.44475 | 0.66936 | 0.55584 | 0.44475 | 0.66936 | 0.55584 | 0.44475 | 0.66936 | 0.55584 | 0.44475 | 0.66936 | 0.55584 | 0.44475 | 0.66936 | 0.55584 | 0.44475 | 0.66936 | 0.55584 | 0.44475 | 0.66936 | 0.55584 | 0.44475 | 0.66936 | 0.55584
F11_Industrial_Wood and Lumber Products_New_Process_Natural Gas_Gas Boiler - Maintenance_A_Achievable Economic UCT Potential | F11 | Industrial | Wood and Lumber Products | New | Process | Natural Gas | Gas Boiler - Maintenance | A | Purchases (Cumulative) | Achievable Economic UCT Potential | 0 | 0 | 0 | 0 | 0 | 0.66936 | 1.2252 | 1.6699 | 1.6699 | 1.6699 | 1.6699 | 1.6699 | 1.6699 | 1.6699 | 1.6699 | 1.6699 | 1.6699 | 1.6699 | 1.6699 | 1.6699 | 1.6699 | 1.6699 | 1.6699 | 1.6699 | 1.6699 | 1.6699 | 1.6699 | 1.6699 | 1.6699 | 1.6699 | 1.6699
F1_Industrial_Wood and Lumber Products_New_Space Heating_Natural Gas_Gas Furnace - Maintenance_A_Achievable Economic UCT Potential | F1 | Industrial | Wood and Lumber Products | New | Space Heating | Natural Gas | Gas Furnace - Maintenance | A | Integrated Unit Energy Savings (kWh or therms) | Achievable Economic UCT Potential | 0 | 0 | 0 | 0 | 0 | 0 | 0 | 0 | 0 | 0 | 0 | 0 | 0 | 0 | 0 | 0 | 0 | 0 | 0 | 0 | 0 | 0 | 0 | 0 | 0 | 0 | 0 | 0 | 0 | 0 | 0
F2_Industrial_Wood and Lumber Products_New_Space Heating_Natural Gas_Gas Furnace - Maintenance_A_Achievable Economic UCT Potential | F2 | Industrial | Wood and Lumber Products | New | Space Heating | Natural Gas | Gas Furnace - Maintenance | A | Integrated Unit Summer Peak Savings (kW) | Achievable Economic UCT Potential | 0 | 0 | 0 | 0 | 0 | 0 | 0 | 0 | 0 | 0 | 0 | 0 | 0 | 0 | 0 | 0 | 0 | 0 | 0 | 0 | 0 | 0 | 0 | 0 | 0 | 0 | 0 | 0 | 0 | 0 | 0
F3_Industrial_Wood and Lumber Products_New_Space Heating_Natural Gas_Gas Furnace - Maintenance_A_Achievable Economic UCT Potential | F3 | Industrial | Wood and Lumber Products | New | Space Heating | Natural Gas | Gas Furnace - Maintenance | A | Integrated Unit Winter Peak Savings (kW) | Achievable Economic UCT Potential | 0 | 0 | 0 | 0 | 0 | 0 | 0 | 0 | 0 | 0 | 0 | 0 | 0 | 0 | 0 | 0 | 0 | 0 | 0 | 0 | 0 | 0 | 0 | 0 | 0 | 0 | 0 | 0 | 0 | 0 | 0
F4_Industrial_Wood and Lumber Products_New_Space Heating_Natural Gas_Gas Furnace - Maintenance_A_Achievable Economic UCT Potential | F4 | Industrial | Wood and Lumber Products | New | Space Heating | Natural Gas | Gas Furnace - Maintenance | A | Incremental Energy Savings (MWh or mTherms) | Achievable Economic UCT Potential | 0 | 0 | 0 | 0 | 0 | 0 | 0 | 0 | 0 | 0 | 0 | 0 | 0 | 0 | 0 | 0 | 0 | 0 | 0 | 0 | 0 | 0 | 0 | 0 | 0 | 0 | 0 | 0 | 0 | 0 | 0
F5_Industrial_Wood and Lumber Products_New_Space Heating_Natural Gas_Gas Furnace - Maintenance_A_Achievable Economic UCT Potential | F5 | Industrial | Wood and Lumber Products | New | Space Heating | Natural Gas | Gas Furnace - Maintenance | A | Incremental Summer Peak Savings (MW) | Achievable Economic UCT Potential | 0 | 0 | 0 | 0 | 0 | 0 | 0 | 0 | 0 | 0 | 0 | 0 | 0 | 0 | 0 | 0 | 0 | 0 | 0 | 0 | 0 | 0 | 0 | 0 | 0 | 0 | 0 | 0 | 0 | 0 | 0
F6_Industrial_Wood and Lumber Products_New_Space Heating_Natural Gas_Gas Furnace - Maintenance_A_Achievable Economic UCT Potential | F6 | Industrial | Wood and Lumber Products | New | Space Heating | Natural Gas | Gas Furnace - Maintenance | A | Incremental Winter Peak Savings (MW) | Achievable Economic UCT Potential | 0 | 0 | 0 | 0 | 0 | 0 | 0 | 0 | 0 | 0 | 0 | 0 | 0 | 0 | 0 | 0 | 0 | 0 | 0 | 0 | 0 | 0 | 0 | 0 | 0 | 0 | 0 | 0 | 0 | 0 | 0
F7_Industrial_Wood and Lumber Products_New_Space Heating_Natural Gas_Gas Furnace - Maintenance_A_Achievable Economic UCT Potential | F7 | Industrial | Wood and Lumber Products | New | Space Heating | Natural Gas | Gas Furnace - Maintenance | A | Cumulative Energy Savings (MWh or mTherms) | Achievable Economic UCT Potential | 0 | 0 | 0 | 0 | 0 | 0 | 0 | 0 | 0 | 0 | 0 | 0 | 0 | 0 | 0 | 0 | 0 | 0 | 0 | 0 | 0 | 0 | 0 | 0 | 0 | 0 | 0 | 0 | 0 | 0 | 0
F8_Industrial_Wood and Lumber Products_New_Space Heating_Natural Gas_Gas Furnace - Maintenance_A_Achievable Economic UCT Potential | F8 | Industrial | Wood and Lumber Products | New | Space Heating | Natural Gas | Gas Furnace - Maintenance | A | Cumulative Summer Peak Savings (MW) | Achievable Economic UCT Potential | 0 | 0 | 0 | 0 | 0 | 0 | 0 | 0 | 0 | 0 | 0 | 0 | 0 | 0 | 0 | 0 | 0 | 0 | 0 | 0 | 0 | 0 | 0 | 0 | 0 | 0 | 0 | 0 | 0 | 0 | 0
F9_Industrial_Wood and Lumber Products_New_Space Heating_Natural Gas_Gas Furnace - Maintenance_A_Achievable Economic UCT Potential | F9 | Industrial | Wood and Lumber Products | New | Space Heating | Natural Gas | Gas Furnace - Maintenance | A | Cumulative Winter Peak Savings (MW) | Achievable Economic UCT Potential | 0 | 0 | 0 | 0 | 0 | 0 | 0 | 0 | 0 | 0 | 0 | 0 | 0 | 0 | 0 | 0 | 0 | 0 | 0 | 0 | 0 | 0 | 0 | 0 | 0 | 0 | 0 | 0 | 0 | 0 | 0
F10_Industrial_Wood and Lumber Products_New_Space Heating_Natural Gas_Gas Furnace - Maintenance_A_Achievable Economic UCT Potential | F10 | Industrial | Wood and Lumber Products | New | Space Heating | Natural Gas | Gas Furnace - Maintenance | A | Purchases (Incremental) | Achievable Economic UCT Potential | 0 | 0 | 0 | 0 | 0 | 0 | 0 | 0 | 0 | 0 | 0 | 0 | 0 | 0 | 0 | 0 | 0 | 0 | 0 | 0 | 0 | 0 | 0 | 0 | 0 | 0 | 0 | 0 | 0 | 0 | 0
F11_Industrial_Wood and Lumber Products_New_Space Heating_Natural Gas_Gas Furnace - Maintenance_A_Achievable Economic UCT Potential | F11 | Industrial | Wood and Lumber Products | New | Space Heating | Natural Gas | Gas Furnace - Maintenance | A | Purchases (Cumulative) | Achievable Economic UCT Potential | 0 | 0 | 0 | 0 | 0 | 0 | 0 | 0 | 0 | 0 | 0 | 0 | 0 | 0 | 0 | 0 | 0 | 0 | 0 | 0 | 0 | 0 | 0 | 0 | 0 | 0 | 0 | 0 | 0 | 0 | 0
F1_Industrial_Wood and Lumber Products_New_Space Heating_Natural Gas_Gas Boiler - Hot Water Reset_A_Achievable Economic UCT Potential | F1 | Industrial | Wood and Lumber Products | New | Space Heating | Natural Gas | Gas Boiler - Hot Water Reset | A | Integrated Unit Energy Savings (kWh or therms) | Achievable Economic UCT Potential | 0 | 0 | 0 | 0 | 0 | 0 | 0 | 0 | 0 | 0 | 0 | 0 | 0 | 0 | 0 | 0 | 0 | 0 | 0 | 0 | 0 | 0 | 0 | 0 | 0 | 0 | 0 | 0 | 0 | 0 | 0
F2_Industrial_Wood and Lumber Products_New_Space Heating_Natural Gas_Gas Boiler - Hot Water Reset_A_Achievable Economic UCT Potential | F2 | Industrial | Wood and Lumber Products | New | Space Heating | Natural Gas | Gas Boiler - Hot Water Reset | A | Integrated Unit Summer Peak Savings (kW) | Achievable Economic UCT Potential | 0 | 0 | 0 | 0 | 0 | 0 | 0 | 0 | 0 | 0 | 0 | 0 | 0 | 0 | 0 | 0 | 0 | 0 | 0 | 0 | 0 | 0 | 0 | 0 | 0 | 0 | 0 | 0 | 0 | 0 | 0
F3_Industrial_Wood and Lumber Products_New_Space Heating_Natural Gas_Gas Boiler - Hot Water Reset_A_Achievable Economic UCT Potential | F3 | Industrial | Wood and Lumber Products | New | Space Heating | Natural Gas | Gas Boiler - Hot Water Reset | A | Integrated Unit Winter Peak Savings (kW) | Achievable Economic UCT Potential | 0 | 0 | 0 | 0 | 0 | 0 | 0 | 0 | 0 | 0 | 0 | 0 | 0 | 0 | 0 | 0 | 0 | 0 | 0 | 0 | 0 | 0 | 0 | 0 | 0 | 0 | 0 | 0 | 0 | 0 | 0
F4_Industrial_Wood and Lumber Products_New_Space Heating_Natural Gas_Gas Boiler - Hot Water Reset_A_Achievable Economic UCT Potential | F4 | Industrial | Wood and Lumber Products | New | Space Heating | Natural Gas | Gas Boiler - Hot Water Reset | A | Incremental Energy Savings (MWh or mTherms) | Achievable Economic UCT Potential | 0 | 0 | 0 | 0 | 0 | 0 | 0 | 0 | 0 | 0 | 0 | 0 | 0 | 0 | 0 | 0 | 0 | 0 | 0 | 0 | 0 | 0 | 0 | 0 | 0 | 0 | 0 | 0 | 0 | 0 | 0
F5_Industrial_Wood and Lumber Products_New_Space Heating_Natural Gas_Gas Boiler - Hot Water Reset_A_Achievable Economic UCT Potential | F5 | Industrial | Wood and Lumber Products | New | Space Heating | Natural Gas | Gas Boiler - Hot Water Reset | A | Incremental Summer Peak Savings (MW) | Achievable Economic UCT Potential | 0 | 0 | 0 | 0 | 0 | 0 | 0 | 0 | 0 | 0 | 0 | 0 | 0 | 0 | 0 | 0 | 0 | 0 | 0 | 0 | 0 | 0 | 0 | 0 | 0 | 0 | 0 | 0 | 0 | 0 | 0
F6_Industrial_Wood and Lumber Products_New_Space Heating_Natural Gas_Gas Boiler - Hot Water Reset_A_Achievable Economic UCT Potential | F6 | Industrial | Wood and Lumber Products | New | Space Heating | Natural Gas | Gas Boiler - Hot Water Reset | A | Incremental Winter Peak Savings (MW) | Achievable Economic UCT Potential | 0 | 0 | 0 | 0 | 0 | 0 | 0 | 0 | 0 | 0 | 0 | 0 | 0 | 0 | 0 | 0 | 0 | 0 | 0 | 0 | 0 | 0 | 0 | 0 | 0 | 0 | 0 | 0 | 0 | 0 | 0
F7_Industrial_Wood and Lumber Products_New_Space Heating_Natural Gas_Gas Boiler - Hot Water Reset_A_Achievable Economic UCT Potential | F7 | Industrial | Wood and Lumber Products | New | Space Heating | Natural Gas | Gas Boiler - Hot Water Reset | A | Cumulative Energy Savings (MWh or mTherms) | Achievable Economic UCT Potential | 0 | 0 | 0 | 0 | 0 | 0 | 0 | 0 | 0 | 0 | 0 | 0 | 0 | 0 | 0 | 0 | 0 | 0 | 0 | 0 | 0 | 0 | 0 | 0 | 0 | 0 | 0 | 0 | 0 | 0 | 0
F8_Industrial_Wood and Lumber Products_New_Space Heating_Natural Gas_Gas Boiler - Hot Water Reset_A_Achievable Economic UCT Potential | F8 | Industrial | Wood and Lumber Products | New | Space Heating | Natural Gas | Gas Boiler - Hot Water Reset | A | Cumulative Summer Peak Savings (MW) | Achievable Economic UCT Potential | 0 | 0 | 0 | 0 | 0 | 0 | 0 | 0 | 0 | 0 | 0 | 0 | 0 | 0 | 0 | 0 | 0 | 0 | 0 | 0 | 0 | 0 | 0 | 0 | 0 | 0 | 0 | 0 | 0 | 0 | 0
F9_Industrial_Wood and Lumber Products_New_Space Heating_Natural Gas_Gas Boiler - Hot Water Reset_A_Achievable Economic UCT Potential | F9 | Industrial | Wood and Lumber Products | New | Space Heating | Natural Gas | Gas Boiler - Hot Water Reset | A | Cumulative Winter Peak Savings (MW) | Achievable Economic UCT Potential | 0 | 0 | 0 | 0 | 0 | 0 | 0 | 0 | 0 | 0 | 0 | 0 | 0 | 0 | 0 | 0 | 0 | 0 | 0 | 0 | 0 | 0 | 0 | 0 | 0 | 0 | 0 | 0 | 0 | 0 | 0
F10_Industrial_Wood and Lumber Products_New_Space Heating_Natural Gas_Gas Boiler - Hot Water Reset_A_Achievable Economic UCT Potential | F10 | Industrial | Wood and Lumber Products | New | Space Heating | Natural Gas | Gas Boiler - Hot Water Reset | A | Purchases (Incremental) | Achievable Economic UCT Potential | 0 | 0 | 0 | 0 | 0 | 0 | 0 | 0 | 0 | 0 | 0 | 0 | 0 | 0 | 0 | 0 | 0 | 0 | 0 | 0 | 0 | 0 | 0 | 0 | 0 | 0 | 0 | 0 | 0 | 0 | 0
F11_Industrial_Wood and Lumber Products_New_Space Heating_Natural Gas_Gas Boiler - Hot Water Reset_A_Achievable Economic UCT Potential | F11 | Industrial | Wood and Lumber Products | New | Space Heating | Natural Gas | Gas Boiler - Hot Water Reset | A | Purchases (Cumulative) | Achievable Economic UCT Potential | 0 | 0 | 0 | 0 | 0 | 0 | 0 | 0 | 0 | 0 | 0 | 0 | 0 | 0 | 0 | 0 | 0 | 0 | 0 | 0 | 0 | 0 | 0 | 0 | 0 | 0 | 0 | 0 | 0 | 0 | 0
F1_Industrial_Wood and Lumber Products_New_Process_Natural Gas_Gas Boiler - Hot Water Reset_A_Achievable Economic UCT Potential | F1 | Industrial | Wood and Lumber Products | New | Process | Natural Gas | Gas Boiler - Hot Water Reset | A | Integrated Unit Energy Savings (kWh or therms) | Achievable Economic UCT Potential | 0 | 0 | 0 | 0 | 0 | 11.4893 | 11.4785 | 11.469 | 11.4606 | 11.4527 | 11.4464 | 11.4424 | 11.4401 | 11.439 | 11.4387 | 11.4391 | 11.4399 | 11.4411 | 11.4424 | 11.4439 | 11.4459 | 11.4484 | 11.4507 | 11.4529 | 11.4548 | 11.4566 | 11.4582 | 11.4598 | 11.5025 | 11.5025 | 11.5025
F2_Industrial_Wood and Lumber Products_New_Process_Natural Gas_Gas Boiler - Hot Water Reset_A_Achievable Economic UCT Potential | F2 | Industrial | Wood and Lumber Products | New | Process | Natural Gas | Gas Boiler - Hot Water Reset | A | Integrated Unit Summer Peak Savings (kW) | Achievable Economic UCT Potential | 0 | 0 | 0 | 0 | 0 | 0 | 0 | 0 | 0 | 0 | 0 | 0 | 0 | 0 | 0 | 0 | 0 | 0 | 0 | 0 | 0 | 0 | 0 | 0 | 0 | 0 | 0 | 0 | 0 | 0 | 0
F3_Industrial_Wood and Lumber Products_New_Process_Natural Gas_Gas Boiler - Hot Water Reset_A_Achievable Economic UCT Potential | F3 | Industrial | Wood and Lumber Products | New | Process | Natural Gas | Gas Boiler - Hot Water Reset | A | Integrated Unit Winter Peak Savings (kW) | Achievable Economic UCT Potential | 0 | 0 | 0 | 0 | 0 | 0 | 0 | 0 | 0 | 0 | 0 | 0 | 0 | 0 | 0 | 0 | 0 | 0 | 0 | 0 | 0 | 0 | 0 | 0 | 0 | 0 | 0 | 0 | 0 | 0 | 0
F4_Industrial_Wood and Lumber Products_New_Process_Natural Gas_Gas Boiler - Hot Water Reset_A_Achievable Economic UCT Potential | F4 | Industrial | Wood and Lumber Products | New | Process | Natural Gas | Gas Boiler - Hot Water Reset | A | Incremental Energy Savings (MWh or mTherms) | Achievable Economic UCT Potential | 0 | 0 | 0 | 0 | 0 | 0.007475 | 0.010863 | 0.015352 | 0.020196 | 0.025742 | 0.033262 | 0.039923 | 0.044287 | 0.045032 | 0.041501 | 0.034286 | 0.024115 | 0.01483 | 0.0075367 | 0.003355 | 0.0012806 | 0.0074484 | 0.010837 | 0.015331 | 0.020185 | 0.025751 | 0.033297 | 0.039984 | 0.044528 | 0.045282 | 0.041732
F5_Industrial_Wood and Lumber Products_New_Process_Natural Gas_Gas Boiler - Hot Water Reset_A_Achievable Economic UCT Potential | F5 | Industrial | Wood and Lumber Products | New | Process | Natural Gas | Gas Boiler - Hot Water Reset | A | Incremental Summer Peak Savings (MW) | Achievable Economic UCT Potential | 0 | 0 | 0 | 0 | 0 | 0 | 0 | 0 | 0 | 0 | 0 | 0 | 0 | 0 | 0 | 0 | 0 | 0 | 0 | 0 | 0 | 0 | 0 | 0 | 0 | 0 | 0 | 0 | 0 | 0 | 0
F6_Industrial_Wood and Lumber Products_New_Process_Natural Gas_Gas Boiler - Hot Water Reset_A_Achievable Economic UCT Potential | F6 | Industrial | Wood and Lumber Products | New | Process | Natural Gas | Gas Boiler - Hot Water Reset | A | Incremental Winter Peak Savings (MW) | Achievable Economic UCT Potential | 0 | 0 | 0 | 0 | 0 | 0 | 0 | 0 | 0 | 0 | 0 | 0 | 0 | 0 | 0 | 0 | 0 | 0 | 0 | 0 | 0 | 0 | 0 | 0 | 0 | 0 | 0 | 0 | 0 | 0 | 0
F7_Industrial_Wood and Lumber Products_New_Process_Natural Gas_Gas Boiler - Hot Water Reset_A_Achievable Economic UCT Potential | F7 | Industrial | Wood and Lumber Products | New | Process | Natural Gas | Gas Boiler - Hot Water Reset | A | Cumulative Energy Savings (MWh or mTherms) | Achievable Economic UCT Potential | 0 | 0 | 0 | 0 | 0 | 0.007475 | 0.018331 | 0.033668 | 0.053839 | 0.079544 | 0.11276 | 0.15265 | 0.1969 | 0.24191 | 0.28341 | 0.31771 | 0.34184 | 0.35671 | 0.36429 | 0.36769 | 0.36903 | 0.36912 | 0.36919 | 0.36926 | 0.36932 | 0.36938 | 0.36943 | 0.36948 | 0 | 0 | 0
F8_Industrial_Wood and Lumber Products_New_Process_Natural Gas_Gas Boiler - Hot Water Reset_A_Achievable Economic UCT Potential | F8 | Industrial | Wood and Lumber Products | New | Process | Natural Gas | Gas Boiler - Hot Water Reset | A | Cumulative Summer Peak Savings (MW) | Achievable Economic UCT Potential | 0 | 0 | 0 | 0 | 0 | 0 | 0 | 0 | 0 | 0 | 0 | 0 | 0 | 0 | 0 | 0 | 0 | 0 | 0 | 0 | 0 | 0 | 0 | 0 | 0 | 0 | 0 | 0 | 0 | 0 | 0
F9_Industrial_Wood and Lumber Products_New_Process_Natural Gas_Gas Boiler - Hot Water Reset_A_Achievable Economic UCT Potential | F9 | Industrial | Wood and Lumber Products | New | Process | Natural Gas | Gas Boiler - Hot Water Reset | A | Cumulative Winter Peak Savings (MW) | Achievable Economic UCT Potential | 0 | 0 | 0 | 0 | 0 | 0 | 0 | 0 | 0 | 0 | 0 | 0 | 0 | 0 | 0 | 0 | 0 | 0 | 0 | 0 | 0 | 0 | 0 | 0 | 0 | 0 | 0 | 0 | 0 | 0 | 0
F10_Industrial_Wood and Lumber Products_New_Process_Natural Gas_Gas Boiler - Hot Water Reset_A_Achievable Economic UCT Potential | F10 | Industrial | Wood and Lumber Products | New | Process | Natural Gas | Gas Boiler - Hot Water Reset | A | Purchases (Incremental) | Achievable Economic UCT Potential | 0 | 0 | 0 | 0 | 0 | 0.6506 | 0.9464 | 1.3386 | 1.7622 | 2.2477 | 2.9059 | 3.4891 | 3.8712 | 3.9367 | 3.6281 | 2.9972 | 2.108 | 1.2962 | 0.65867 | 0.29317 | 0.11189 | 0.6506 | 0.9464 | 1.3386 | 1.7622 | 2.2477 | 2.9059 | 3.4891 | 3.8712 | 3.9367 | 3.6281
F11_Industrial_Wood and Lumber Products_New_Process_Natural Gas_Gas Boiler - Hot Water Reset_A_Achievable Economic UCT Potential | F11 | Industrial | Wood and Lumber Products | New | Process | Natural Gas | Gas Boiler - Hot Water Reset | A | Purchases (Cumulative) | Achievable Economic UCT Potential | 0 | 0 | 0 | 0 | 0 | 0.6506 | 1.597 | 2.9356 | 4.6978 | 6.9454 | 9.8513 | 13.3404 | 17.2116 | 21.1483 | 24.7764 | 27.7737 | 29.8816 | 31.1778 | 31.8365 | 32.1296 | 32.2415 | 32.2415 | 32.2415 | 32.2415 | 32.2415 | 32.2415 | 32.2415 | 32.2415 | 32.2415 | 32.2415 | 32.2415
F1_Industrial_Wood and Lumber Products_New_Space Heating_Natural Gas_Steam Trap Maintenance_A_Achievable Economic UCT Potential | F1 | Industrial | Wood and Lumber Products | New | Space Heating | Natural Gas | Steam Trap Maintenance | A | Integrated Unit Energy Savings (kWh or therms) | Achievable Economic UCT Potential | 0 | 0 | 0 | 0 | 0 | 0 | 0 | 0 | 0 | 0 | 0 | 0 | 0 | 0 | 0 | 0 | 0 | 0 | 0 | 0 | 0 | 0 | 0 | 0 | 0 | 0 | 0 | 0 | 0 | 0 | 0
F2_Industrial_Wood and Lumber Products_New_Space Heating_Natural Gas_Steam Trap Maintenance_A_Achievable Economic UCT Potential | F2 | Industrial | Wood and Lumber Products | New | Space Heating | Natural Gas | Steam Trap Maintenance | A | Integrated Unit Summer Peak Savings (kW) | Achievable Economic UCT Potential | 0 | 0 | 0 | 0 | 0 | 0 | 0 | 0 | 0 | 0 | 0 | 0 | 0 | 0 | 0 | 0 | 0 | 0 | 0 | 0 | 0 | 0 | 0 | 0 | 0 | 0 | 0 | 0 | 0 | 0 | 0
F3_Industrial_Wood and Lumber Products_New_Space Heating_Natural Gas_Steam Trap Maintenance_A_Achievable Economic UCT Potential | F3 | Industrial | Wood and Lumber Products | New | Space Heating | Natural Gas | Steam Trap Maintenance | A | Integrated Unit Winter Peak Savings (kW) | Achievable Economic UCT Potential | 0 | 0 | 0 | 0 | 0 | 0 | 0 | 0 | 0 | 0 | 0 | 0 | 0 | 0 | 0 | 0 | 0 | 0 | 0 | 0 | 0 | 0 | 0 | 0 | 0 | 0 | 0 | 0 | 0 | 0 | 0
F4_Industrial_Wood and Lumber Products_New_Space Heating_Natural Gas_Steam Trap Maintenance_A_Achievable Economic UCT Potential | F4 | Industrial | Wood and Lumber Products | New | Space Heating | Natural Gas | Steam Trap Maintenance | A | Incremental Energy Savings (MWh or mTherms) | Achievable Economic UCT Potential | 0 | 0 | 0 | 0 | 0 | 0 | 0 | 0 | 0 | 0 | 0 | 0 | 0 | 0 | 0 | 0 | 0 | 0 | 0 | 0 | 0 | 0 | 0 | 0 | 0 | 0 | 0 | 0 | 0 | 0 | 0
F5_Industrial_Wood and Lumber Products_New_Space Heating_Natural Gas_Steam Trap Maintenance_A_Achievable Economic UCT Potential | F5 | Industrial | Wood and Lumber Products | New | Space Heating | Natural Gas | Steam Trap Maintenance | A | Incremental Summer Peak Savings (MW) | Achievable Economic UCT Potential | 0 | 0 | 0 | 0 | 0 | 0 | 0 | 0 | 0 | 0 | 0 | 0 | 0 | 0 | 0 | 0 | 0 | 0 | 0 | 0 | 0 | 0 | 0 | 0 | 0 | 0 | 0 | 0 | 0 | 0 | 0
F6_Industrial_Wood and Lumber Products_New_Space Heating_Natural Gas_Steam Trap Maintenance_A_Achievable Economic UCT Potential | F6 | Industrial | Wood and Lumber Products | New | Space Heating | Natural Gas | Steam Trap Maintenance | A | Incremental Winter Peak Savings (MW) | Achievable Economic UCT Potential | 0 | 0 | 0 | 0 | 0 | 0 | 0 | 0 | 0 | 0 | 0 | 0 | 0 | 0 | 0 | 0 | 0 | 0 | 0 | 0 | 0 | 0 | 0 | 0 | 0 | 0 | 0 | 0 | 0 | 0 | 0
F7_Industrial_Wood and Lumber Products_New_Space Heating_Natural Gas_Steam Trap Maintenance_A_Achievable Economic UCT Potential | F7 | Industrial | Wood and Lumber Products | New | Space Heating | Natural Gas | Steam Trap Maintenance | A | Cumulative Energy Savings (MWh or mTherms) | Achievable Economic UCT Potential | 0 | 0 | 0 | 0 | 0 | 0 | 0 | 0 | 0 | 0 | 0 | 0 | 0 | 0 | 0 | 0 | 0 | 0 | 0 | 0 | 0 | 0 | 0 | 0 | 0 | 0 | 0 | 0 | 0 | 0 | 0
F8_Industrial_Wood and Lumber Products_New_Space Heating_Natural Gas_Steam Trap Maintenance_A_Achievable Economic UCT Potential | F8 | Industrial | Wood and Lumber Products | New | Space Heating | Natural Gas | Steam Trap Maintenance | A | Cumulative Summer Peak Savings (MW) | Achievable Economic UCT Potential | 0 | 0 | 0 | 0 | 0 | 0 | 0 | 0 | 0 | 0 | 0 | 0 | 0 | 0 | 0 | 0 | 0 | 0 | 0 | 0 | 0 | 0 | 0 | 0 | 0 | 0 | 0 | 0 | 0 | 0 | 0
F9_Industrial_Wood and Lumber Products_New_Space Heating_Natural Gas_Steam Trap Maintenance_A_Achievable Economic UCT Potential | F9 | Industrial | Wood and Lumber Products | New | Space Heating | Natural Gas | Steam Trap Maintenance | A | Cumulative Winter Peak Savings (MW) | Achievable Economic UCT Potential | 0 | 0 | 0 | 0 | 0 | 0 | 0 | 0 | 0 | 0 | 0 | 0 | 0 | 0 | 0 | 0 | 0 | 0 | 0 | 0 | 0 | 0 | 0 | 0 | 0 | 0 | 0 | 0 | 0 | 0 | 0
F10_Industrial_Wood and Lumber Products_New_Space Heating_Natural Gas_Steam Trap Maintenance_A_Achievable Economic UCT Potential | F10 | Industrial | Wood and Lumber Products | New | Space Heating | Natural Gas | Steam Trap Maintenance | A | Purchases (Incremental) | Achievable Economic UCT Potential | 0 | 0 | 0 | 0 | 0 | 0 | 0 | 0 | 0 | 0 | 0 | 0 | 0 | 0 | 0 | 0 | 0 | 0 | 0 | 0 | 0 | 0 | 0 | 0 | 0 | 0 | 0 | 0 | 0 | 0 | 0
F11_Industrial_Wood and Lumber Products_New_Space Heating_Natural Gas_Steam Trap Maintenance_A_Achievable Economic UCT Potential | F11 | Industrial | Wood and Lumber Products | New | Space Heating | Natural Gas | Steam Trap Maintenance | A | Purchases (Cumulative) | Achievable Economic UCT Potential | 0 | 0 | 0 | 0 | 0 | 0 | 0 | 0 | 0 | 0 | 0 | 0 | 0 | 0 | 0 | 0 | 0 | 0 | 0 | 0 | 0 | 0 | 0 | 0 | 0 | 0 | 0 | 0 | 0 | 0 | 0
F1_Industrial_Wood and Lumber Products_New_Process_Natural Gas_Steam Trap Maintenance_A_Achievable Economic UCT Potential | F1 | Industrial | Wood and Lumber Products | New | Process | Natural Gas | Steam Trap Maintenance | A | Integrated Unit Energy Savings (kWh or therms) | Achievable Economic UCT Potential | 0 | 0 | 0 | 0 | 0 | 8.1236 | 8.1207 | 8.1183 | 8.1164 | 8.1145 | 8.113 | 8.1121 | 8.1115 | 8.1113 | 8.1113 | 8.1114 | 8.1116 | 8.1119 | 8.1122 | 8.1126 | 8.1133 | 8.1139 | 8.1145 | 8.115 | 8.1155 | 8.1159 | 8.1163 | 8.1167 | 8.1272 | 8.1272 | 8.1272
F2_Industrial_Wood and Lumber Products_New_Process_Natural Gas_Steam Trap Maintenance_A_Achievable Economic UCT Potential | F2 | Industrial | Wood and Lumber Products | New | Process | Natural Gas | Steam Trap Maintenance | A | Integrated Unit Summer Peak Savings (kW) | Achievable Economic UCT Potential | 0 | 0 | 0 | 0 | 0 | 0 | 0 | 0 | 0 | 0 | 0 | 0 | 0 | 0 | 0 | 0 | 0 | 0 | 0 | 0 | 0 | 0 | 0 | 0 | 0 | 0 | 0 | 0 | 0 | 0 | 0
F3_Industrial_Wood and Lumber Products_New_Process_Natural Gas_Steam Trap Maintenance_A_Achievable Economic UCT Potential | F3 | Industrial | Wood and Lumber Products | New | Process | Natural Gas | Steam Trap Maintenance | A | Integrated Unit Winter Peak Savings (kW) | Achievable Economic UCT Potential | 0 | 0 | 0 | 0 | 0 | 0 | 0 | 0 | 0 | 0 | 0 | 0 | 0 | 0 | 0 | 0 | 0 | 0 | 0 | 0 | 0 | 0 | 0 | 0 | 0 | 0 | 0 | 0 | 0 | 0 | 0
F4_Industrial_Wood and Lumber Products_New_Process_Natural Gas_Steam Trap Maintenance_A_Achievable Economic UCT Potential | F4 | Industrial | Wood and Lumber Products | New | Process | Natural Gas | Steam Trap Maintenance | A | Incremental Energy Savings (MWh or mTherms) | Achievable Economic UCT Potential | 0 | 0 | 0 | 0 | 0 | 0 | 0 | 0 | 0 | 0 | 0 | 0 | 0 | 0 | 0 | 0 | 0 | 0 | 0 | 0 | 0 | 0 | 0 | 0 | 0 | 0 | 0 | 0 | 0 | 0 | 0
F5_Industrial_Wood and Lumber Products_New_Process_Natural Gas_Steam Trap Maintenance_A_Achievable Economic UCT Potential | F5 | Industrial | Wood and Lumber Products | New | Process | Natural Gas | Steam Trap Maintenance | A | Incremental Summer Peak Savings (MW) | Achievable Economic UCT Potential | 0 | 0 | 0 | 0 | 0 | 0 | 0 | 0 | 0 | 0 | 0 | 0 | 0 | 0 | 0 | 0 | 0 | 0 | 0 | 0 | 0 | 0 | 0 | 0 | 0 | 0 | 0 | 0 | 0 | 0 | 0
F6_Industrial_Wood and Lumber Products_New_Process_Natural Gas_Steam Trap Maintenance_A_Achievable Economic UCT Potential | F6 | Industrial | Wood and Lumber Products | New | Process | Natural Gas | Steam Trap Maintenance | A | Incremental Winter Peak Savings (MW) | Achievable Economic UCT Potential | 0 | 0 | 0 | 0 | 0 | 0 | 0 | 0 | 0 | 0 | 0 | 0 | 0 | 0 | 0 | 0 | 0 | 0 | 0 | 0 | 0 | 0 | 0 | 0 | 0 | 0 | 0 | 0 | 0 | 0 | 0
F7_Industrial_Wood and Lumber Products_New_Process_Natural Gas_Steam Trap Maintenance_A_Achievable Economic UCT Potential | F7 | Industrial | Wood and Lumber Products | New | Process | Natural Gas | Steam Trap Maintenance | A | Cumulative Energy Savings (MWh or mTherms) | Achievable Economic UCT Potential | 0 | 0 | 0 | 0 | 0 | 0 | 0 | 0 | 0 | 0 | 0 | 0 | 0 | 0 | 0 | 0 | 0 | 0 | 0 | 0 | 0 | 0 | 0 | 0 | 0 | 0 | 0 | 0 | 0 | 0 | 0
F8_Industrial_Wood and Lumber Products_New_Process_Natural Gas_Steam Trap Maintenance_A_Achievable Economic UCT Potential | F8 | Industrial | Wood and Lumber Products | New | Process | Natural Gas | Steam Trap Maintenance | A | Cumulative Summer Peak Savings (MW) | Achievable Economic UCT Potential | 0 | 0 | 0 | 0 | 0 | 0 | 0 | 0 | 0 | 0 | 0 | 0 | 0 | 0 | 0 | 0 | 0 | 0 | 0 | 0 | 0 | 0 | 0 | 0 | 0 | 0 | 0 | 0 | 0 | 0 | 0
F9_Industrial_Wood and Lumber Products_New_Process_Natural Gas_Steam Trap Maintenance_A_Achievable Economic UCT Potential | F9 | Industrial | Wood and Lumber Products | New | Process | Natural Gas | Steam Trap Maintenance | A | Cumulative Winter Peak Savings (MW) | Achievable Economic UCT Potential | 0 | 0 | 0 | 0 | 0 | 0 | 0 | 0 | 0 | 0 | 0 | 0 | 0 | 0 | 0 | 0 | 0 | 0 | 0 | 0 | 0 | 0 | 0 | 0 | 0 | 0 | 0 | 0 | 0 | 0 | 0
F10_Industrial_Wood and Lumber Products_New_Process_Natural Gas_Steam Trap Maintenance_A_Achievable Economic UCT Potential | F10 | Industrial | Wood and Lumber Products | New | Process | Natural Gas | Steam Trap Maintenance | A | Purchases (Incremental) | Achievable Economic UCT Potential | 0 | 0 | 0 | 0 | 0 | 0 | 0 | 0 | 0 | 0 | 0 | 0 | 0 | 0 | 0 | 0 | 0 | 0 | 0 | 0 | 0 | 0 | 0 | 0 | 0 | 0 | 0 | 0 | 0 | 0 | 0
F11_Industrial_Wood and Lumber Products_New_Process_Natural Gas_Steam Trap Maintenance_A_Achievable Economic UCT Potential | F11 | Industrial | Wood and Lumber Products | New | Process | Natural Gas | Steam Trap Maintenance | A | Purchases (Cumulative) | Achievable Economic UCT Potential | 0 | 0 | 0 | 0 | 0 | 0 | 0 | 0 | 0 | 0 | 0 | 0 | 0 | 0 | 0 | 0 | 0 | 0 | 0 | 0 | 0 | 0 | 0 | 0 | 0 | 0 | 0 | 0 | 0 | 0 | 0
F1_Industrial_Wood and Lumber Products_New_Space Heating_Natural Gas_Gas Boiler - High Turndown_A_Achievable Economic UCT Potential | F1 | Industrial | Wood and Lumber Products | New | Space Heating | Natural Gas | Gas Boiler - High Turndown | A | Integrated Unit Energy Savings (kWh or therms) | Achievable Economic UCT Potential | 0 | 0 | 0 | 0 | 0 | 0 | 0 | 0 | 0 | 0 | 0 | 0 | 0 | 0 | 0 | 0 | 0 | 0 | 0 | 0 | 0 | 0 | 0 | 0 | 0 | 0 | 0 | 0 | 0 | 0 | 0
F2_Industrial_Wood and Lumber Products_New_Space Heating_Natural Gas_Gas Boiler - High Turndown_A_Achievable Economic UCT Potential | F2 | Industrial | Wood and Lumber Products | New | Space Heating | Natural Gas | Gas Boiler - High Turndown | A | Integrated Unit Summer Peak Savings (kW) | Achievable Economic UCT Potential | 0 | 0 | 0 | 0 | 0 | 0 | 0 | 0 | 0 | 0 | 0 | 0 | 0 | 0 | 0 | 0 | 0 | 0 | 0 | 0 | 0 | 0 | 0 | 0 | 0 | 0 | 0 | 0 | 0 | 0 | 0
F3_Industrial_Wood and Lumber Products_New_Space Heating_Natural Gas_Gas Boiler - High Turndown_A_Achievable Economic UCT Potential | F3 | Industrial | Wood and Lumber Products | New | Space Heating | Natural Gas | Gas Boiler - High Turndown | A | Integrated Unit Winter Peak Savings (kW) | Achievable Economic UCT Potential | 0 | 0 | 0 | 0 | 0 | 0 | 0 | 0 | 0 | 0 | 0 | 0 | 0 | 0 | 0 | 0 | 0 | 0 | 0 | 0 | 0 | 0 | 0 | 0 | 0 | 0 | 0 | 0 | 0 | 0 | 0
F4_Industrial_Wood and Lumber Products_New_Space Heating_Natural Gas_Gas Boiler - High Turndown_A_Achievable Economic UCT Potential | F4 | Industrial | Wood and Lumber Products | New | Space Heating | Natural Gas | Gas Boiler - High Turndown | A | Incremental Energy Savings (MWh or mTherms) | Achievable Economic UCT Potential | 0 | 0 | 0 | 0 | 0 | 0 | 0 | 0 | 0 | 0 | 0 | 0 | 0 | 0 | 0 | 0 | 0 | 0 | 0 | 0 | 0 | 0 | 0 | 0 | 0 | 0 | 0 | 0 | 0 | 0 | 0
F5_Industrial_Wood and Lumber Products_New_Space Heating_Natural Gas_Gas Boiler - High Turndown_A_Achievable Economic UCT Potential | F5 | Industrial | Wood and Lumber Products | New | Space Heating | Natural Gas | Gas Boiler - High Turndown | A | Incremental Summer Peak Savings (MW) | Achievable Economic UCT Potential | 0 | 0 | 0 | 0 | 0 | 0 | 0 | 0 | 0 | 0 | 0 | 0 | 0 | 0 | 0 | 0 | 0 | 0 | 0 | 0 | 0 | 0 | 0 | 0 | 0 | 0 | 0 | 0 | 0 | 0 | 0
F6_Industrial_Wood and Lumber Products_New_Space Heating_Natural Gas_Gas Boiler - High Turndown_A_Achievable Economic UCT Potential | F6 | Industrial | Wood and Lumber Products | New | Space Heating | Natural Gas | Gas Boiler - High Turndown | A | Incremental Winter Peak Savings (MW) | Achievable Economic UCT Potential | 0 | 0 | 0 | 0 | 0 | 0 | 0 | 0 | 0 | 0 | 0 | 0 | 0 | 0 | 0 | 0 | 0 | 0 | 0 | 0 | 0 | 0 | 0 | 0 | 0 | 0 | 0 | 0 | 0 | 0 | 0
F7_Industrial_Wood and Lumber Products_New_Space Heating_Natural Gas_Gas Boiler - High Turndown_A_Achievable Economic UCT Potential | F7 | Industrial | Wood and Lumber Products | New | Space Heating | Natural Gas | Gas Boiler - High Turndown | A | Cumulative Energy Savings (MWh or mTherms) | Achievable Economic UCT Potential | 0 | 0 | 0 | 0 | 0 | 0 | 0 | 0 | 0 | 0 | 0 | 0 | 0 | 0 | 0 | 0 | 0 | 0 | 0 | 0 | 0 | 0 | 0 | 0 | 0 | 0 | 0 | 0 | 0 | 0 | 0
F8_Industrial_Wood and Lumber Products_New_Space Heating_Natural Gas_Gas Boiler - High Turndown_A_Achievable Economic UCT Potential | F8 | Industrial | Wood and Lumber Products | New | Space Heating | Natural Gas | Gas Boiler - High Turndown | A | Cumulative Summer Peak Savings (MW) | Achievable Economic UCT Potential | 0 | 0 | 0 | 0 | 0 | 0 | 0 | 0 | 0 | 0 | 0 | 0 | 0 | 0 | 0 | 0 | 0 | 0 | 0 | 0 | 0 | 0 | 0 | 0 | 0 | 0 | 0 | 0 | 0 | 0 | 0
F9_Industrial_Wood and Lumber Products_New_Space Heating_Natural Gas_Gas Boiler - High Turndown_A_Achievable Economic UCT Potential | F9 | Industrial | Wood and Lumber Products | New | Space Heating | Natural Gas | Gas Boiler - High Turndown | A | Cumulative Winter Peak Savings (MW) | Achievable Economic UCT Potential | 0 | 0 | 0 | 0 | 0 | 0 | 0 | 0 | 0 | 0 | 0 | 0 | 0 | 0 | 0 | 0 | 0 | 0 | 0 | 0 | 0 | 0 | 0 | 0 | 0 | 0 | 0 | 0 | 0 | 0 | 0
F10_Industrial_Wood and Lumber Products_New_Space Heating_Natural Gas_Gas Boiler - High Turndown_A_Achievable Economic UCT Potential | F10 | Industrial | Wood and Lumber Products | New | Space Heating | Natural Gas | Gas Boiler - High Turndown | A | Purchases (Incremental) | Achievable Economic UCT Potential | 0 | 0 | 0 | 0 | 0 | 0 | 0 | 0 | 0 | 0 | 0 | 0 | 0 | 0 | 0 | 0 | 0 | 0 | 0 | 0 | 0 | 0 | 0 | 0 | 0 | 0 | 0 | 0 | 0 | 0 | 0
F11_Industrial_Wood and Lumber Products_New_Space Heating_Natural Gas_Gas Boiler - High Turndown_A_Achievable Economic UCT Potential | F11 | Industrial | Wood and Lumber Products | New | Space Heating | Natural Gas | Gas Boiler - High Turndown | A | Purchases (Cumulative) | Achievable Economic UCT Potential | 0 | 0 | 0 | 0 | 0 | 0 | 0 | 0 | 0 | 0 | 0 | 0 | 0 | 0 | 0 | 0 | 0 | 0 | 0 | 0 | 0 | 0 | 0 | 0 | 0 | 0 | 0 | 0 | 0 | 0 | 0
F1_Industrial_Wood and Lumber Products_New_Process_Natural Gas_Gas Boiler - High Turndown_A_Achievable Economic UCT Potential | F1 | Industrial | Wood and Lumber Products | New | Process | Natural Gas | Gas Boiler - High Turndown | A | Integrated Unit Energy Savings (kWh or therms) | Achievable Economic UCT Potential | 0 | 0 | 0 | 0 | 0 | 8.6056 | 8.5876 | 8.5715 | 8.5566 | 8.5424 | 8.533 | 8.5254 | 8.5192 | 8.5142 | 8.5103 | 8.5076 | 8.5058 | 8.5048 | 8.5044 | 8.5042 | 8.5045 | 8.5052 | 8.5056 | 8.5059 | 8.5061 | 8.5106 | 8.5148 | 8.5187 | 8.6269 | 8.6269 | 8.6269
F2_Industrial_Wood and Lumber Products_New_Process_Natural Gas_Gas Boiler - High Turndown_A_Achievable Economic UCT Potential | F2 | Industrial | Wood and Lumber Products | New | Process | Natural Gas | Gas Boiler - High Turndown | A | Integrated Unit Summer Peak Savings (kW) | Achievable Economic UCT Potential | 0 | 0 | 0 | 0 | 0 | 0 | 0 | 0 | 0 | 0 | 0 | 0 | 0 | 0 | 0 | 0 | 0 | 0 | 0 | 0 | 0 | 0 | 0 | 0 | 0 | 0 | 0 | 0 | 0 | 0 | 0
F3_Industrial_Wood and Lumber Products_New_Process_Natural Gas_Gas Boiler - High Turndown_A_Achievable Economic UCT Potential | F3 | Industrial | Wood and Lumber Products | New | Process | Natural Gas | Gas Boiler - High Turndown | A | Integrated Unit Winter Peak Savings (kW) | Achievable Economic UCT Potential | 0 | 0 | 0 | 0 | 0 | 0 | 0 | 0 | 0 | 0 | 0 | 0 | 0 | 0 | 0 | 0 | 0 | 0 | 0 | 0 | 0 | 0 | 0 | 0 | 0 | 0 | 0 | 0 | 0 | 0 | 0
F4_Industrial_Wood and Lumber Products_New_Process_Natural Gas_Gas Boiler - High Turndown_A_Achievable Economic UCT Potential | F4 | Industrial | Wood and Lumber Products | New | Process | Natural Gas | Gas Boiler - High Turndown | A | Incremental Energy Savings (MWh or mTherms) | Achievable Economic UCT Potential | 0 | 0 | 0 | 0 | 0 | 0.0085447 | 0.010102 | 0.011654 | 0.013193 | 0.014729 | 0.014643 | 0.01281 | 0.011122 | 0.009596 | 0.0082269 | 0.0070239 | 0.00597 | 0.0050571 | 0.0042697 | 0.0035934 | 0.0084442 | 0.010005 | 0.011565 | 0.013115 | 0.014666 | 0.014605 | 0.012794 | 0.011121 | 0.009723 | 0.0083396 | 0.0071223
F5_Industrial_Wood and Lumber Products_New_Process_Natural Gas_Gas Boiler - High Turndown_A_Achievable Economic UCT Potential | F5 | Industrial | Wood and Lumber Products | New | Process | Natural Gas | Gas Boiler - High Turndown | A | Incremental Summer Peak Savings (MW) | Achievable Economic UCT Potential | 0 | 0 | 0 | 0 | 0 | 0 | 0 | 0 | 0 | 0 | 0 | 0 | 0 | 0 | 0 | 0 | 0 | 0 | 0 | 0 | 0 | 0 | 0 | 0 | 0 | 0 | 0 | 0 | 0 | 0 | 0
F6_Industrial_Wood and Lumber Products_New_Process_Natural Gas_Gas Boiler - High Turndown_A_Achievable Economic UCT Potential | F6 | Industrial | Wood and Lumber Products | New | Process | Natural Gas | Gas Boiler - High Turndown | A | Incremental Winter Peak Savings (MW) | Achievable Economic UCT Potential | 0 | 0 | 0 | 0 | 0 | 0 | 0 | 0 | 0 | 0 | 0 | 0 | 0 | 0 | 0 | 0 | 0 | 0 | 0 | 0 | 0 | 0 | 0 | 0 | 0 | 0 | 0 | 0 | 0 | 0 | 0
F7_Industrial_Wood and Lumber Products_New_Process_Natural Gas_Gas Boiler - High Turndown_A_Achievable Economic UCT Potential | F7 | Industrial | Wood and Lumber Products | New | Process | Natural Gas | Gas Boiler - High Turndown | A | Cumulative Energy Savings (MWh or mTherms) | Achievable Economic UCT Potential | 0 | 0 | 0 | 0 | 0 | 0.0085447 | 0.018629 | 0.030248 | 0.043389 | 0.058046 | 0.072625 | 0.08537 | 0.09643 | 0.10597 | 0.11415 | 0.12114 | 0.12708 | 0.13212 | 0.13639 | 0.13998 | 0.13998 | 0.13999 | 0.14 | 0.14 | 0.14001 | 0.14008 | 0.14015 | 0.14021 | 0 | 0 | 0
F8_Industrial_Wood and Lumber Products_New_Process_Natural Gas_Gas Boiler - High Turndown_A_Achievable Economic UCT Potential | F8 | Industrial | Wood and Lumber Products | New | Process | Natural Gas | Gas Boiler - High Turndown | A | Cumulative Summer Peak Savings (MW) | Achievable Economic UCT Potential | 0 | 0 | 0 | 0 | 0 | 0 | 0 | 0 | 0 | 0 | 0 | 0 | 0 | 0 | 0 | 0 | 0 | 0 | 0 | 0 | 0 | 0 | 0 | 0 | 0 | 0 | 0 | 0 | 0 | 0 | 0
F9_Industrial_Wood and Lumber Products_New_Process_Natural Gas_Gas Boiler - High Turndown_A_Achievable Economic UCT Potential | F9 | Industrial | Wood and Lumber Products | New | Process | Natural Gas | Gas Boiler - High Turndown | A | Cumulative Winter Peak Savings (MW) | Achievable Economic UCT Potential | 0 | 0 | 0 | 0 | 0 | 0 | 0 | 0 | 0 | 0 | 0 | 0 | 0 | 0 | 0 | 0 | 0 | 0 | 0 | 0 | 0 | 0 | 0 | 0 | 0 | 0 | 0 | 0 | 0 | 0 | 0
F10_Industrial_Wood and Lumber Products_New_Process_Natural Gas_Gas Boiler - High Turndown_A_Achievable Economic UCT Potential | F10 | Industrial | Wood and Lumber Products | New | Process | Natural Gas | Gas Boiler - High Turndown | A | Purchases (Incremental) | Achievable Economic UCT Potential | 0 | 0 | 0 | 0 | 0 | 0.99292 | 1.1763 | 1.3597 | 1.5419 | 1.7242 | 1.716 | 1.5026 | 1.3055 | 1.1271 | 0.9667 | 0.8256 | 0.70187 | 0.59462 | 0.50206 | 0.42255 | 0.99292 | 1.1763 | 1.3597 | 1.5419 | 1.7242 | 1.716 | 1.5026 | 1.3055 | 1.1271 | 0.9667 | 0.8256
F11_Industrial_Wood and Lumber Products_New_Process_Natural Gas_Gas Boiler - High Turndown_A_Achievable Economic UCT Potential | F11 | Industrial | Wood and Lumber Products | New | Process | Natural Gas | Gas Boiler - High Turndown | A | Purchases (Cumulative) | Achievable Economic UCT Potential | 0 | 0 | 0 | 0 | 0 | 0.99292 | 2.1693 | 3.5289 | 5.0708 | 6.795 | 8.5111 | 10.0136 | 11.3192 | 12.4462 | 13.4129 | 14.2385 | 14.9404 | 15.535 | 16.0371 | 16.4596 | 16.4596 | 16.4596 | 16.4596 | 16.4596 | 16.4596 | 16.4596 | 16.4596 | 16.4596 | 16.4596 | 16.4596 | 16.4596
F1_Industrial_Wood and Lumber Products_New_Space Heating_Natural Gas_Gas Boiler - Burner Control Optimization_A_Achievable Economic UCT Potential | F1 | Industrial | Wood and Lumber Products | New | Space Heating | Natural Gas | Gas Boiler - Burner Control Optimization | A | Integrated Unit Energy Savings (kWh or therms) | Achievable Economic UCT Potential | 0 | 0 | 0 | 0 | 0 | 0 | 0 | 0 | 0 | 0 | 0 | 0 | 0 | 0 | 0 | 0 | 0 | 0 | 0 | 0 | 0 | 0 | 0 | 0 | 0 | 0 | 0 | 0 | 0 | 0 | 0
F2_Industrial_Wood and Lumber Products_New_Space Heating_Natural Gas_Gas Boiler - Burner Control Optimization_A_Achievable Economic UCT Potential | F2 | Industrial | Wood and Lumber Products | New | Space Heating | Natural Gas | Gas Boiler - Burner Control Optimization | A | Integrated Unit Summer Peak Savings (kW) | Achievable Economic UCT Potential | 0 | 0 | 0 | 0 | 0 | 0 | 0 | 0 | 0 | 0 | 0 | 0 | 0 | 0 | 0 | 0 | 0 | 0 | 0 | 0 | 0 | 0 | 0 | 0 | 0 | 0 | 0 | 0 | 0 | 0 | 0
F3_Industrial_Wood and Lumber Products_New_Space Heating_Natural Gas_Gas Boiler - Burner Control Optimization_A_Achievable Economic UCT Potential | F3 | Industrial | Wood and Lumber Products | New | Space Heating | Natural Gas | Gas Boiler - Burner Control Optimization | A | Integrated Unit Winter Peak Savings (kW) | Achievable Economic UCT Potential | 0 | 0 | 0 | 0 | 0 | 0 | 0 | 0 | 0 | 0 | 0 | 0 | 0 | 0 | 0 | 0 | 0 | 0 | 0 | 0 | 0 | 0 | 0 | 0 | 0 | 0 | 0 | 0 | 0 | 0 | 0
F4_Industrial_Wood and Lumber Products_New_Space Heating_Natural Gas_Gas Boiler - Burner Control Optimization_A_Achievable Economic UCT Potential | F4 | Industrial | Wood and Lumber Products | New | Space Heating | Natural Gas | Gas Boiler - Burner Control Optimization | A | Incremental Energy Savings (MWh or mTherms) | Achievable Economic UCT Potential | 0 | 0 | 0 | 0 | 0 | 0 | 0 | 0 | 0 | 0 | 0 | 0 | 0 | 0 | 0 | 0 | 0 | 0 | 0 | 0 | 0 | 0 | 0 | 0 | 0 | 0 | 0 | 0 | 0 | 0 | 0
F5_Industrial_Wood and Lumber Products_New_Space Heating_Natural Gas_Gas Boiler - Burner Control Optimization_A_Achievable Economic UCT Potential | F5 | Industrial | Wood and Lumber Products | New | Space Heating | Natural Gas | Gas Boiler - Burner Control Optimization | A | Incremental Summer Peak Savings (MW) | Achievable Economic UCT Potential | 0 | 0 | 0 | 0 | 0 | 0 | 0 | 0 | 0 | 0 | 0 | 0 | 0 | 0 | 0 | 0 | 0 | 0 | 0 | 0 | 0 | 0 | 0 | 0 | 0 | 0 | 0 | 0 | 0 | 0 | 0
F6_Industrial_Wood and Lumber Products_New_Space Heating_Natural Gas_Gas Boiler - Burner Control Optimization_A_Achievable Economic UCT Potential | F6 | Industrial | Wood and Lumber Products | New | Space Heating | Natural Gas | Gas Boiler - Burner Control Optimization | A | Incremental Winter Peak Savings (MW) | Achievable Economic UCT Potential | 0 | 0 | 0 | 0 | 0 | 0 | 0 | 0 | 0 | 0 | 0 | 0 | 0 | 0 | 0 | 0 | 0 | 0 | 0 | 0 | 0 | 0 | 0 | 0 | 0 | 0 | 0 | 0 | 0 | 0 | 0
F7_Industrial_Wood and Lumber Products_New_Space Heating_Natural Gas_Gas Boiler - Burner Control Optimization_A_Achievable Economic UCT Potential | F7 | Industrial | Wood and Lumber Products | New | Space Heating | Natural Gas | Gas Boiler - Burner Control Optimization | A | Cumulative Energy Savings (MWh or mTherms) | Achievable Economic UCT Potential | 0 | 0 | 0 | 0 | 0 | 0 | 0 | 0 | 0 | 0 | 0 | 0 | 0 | 0 | 0 | 0 | 0 | 0 | 0 | 0 | 0 | 0 | 0 | 0 | 0 | 0 | 0 | 0 | 0 | 0 | 0
F8_Industrial_Wood and Lumber Products_New_Space Heating_Natural Gas_Gas Boiler - Burner Control Optimization_A_Achievable Economic UCT Potential | F8 | Industrial | Wood and Lumber Products | New | Space Heating | Natural Gas | Gas Boiler - Burner Control Optimization | A | Cumulative Summer Peak Savings (MW) | Achievable Economic UCT Potential | 0 | 0 | 0 | 0 | 0 | 0 | 0 | 0 | 0 | 0 | 0 | 0 | 0 | 0 | 0 | 0 | 0 | 0 | 0 | 0 | 0 | 0 | 0 | 0 | 0 | 0 | 0 | 0 | 0 | 0 | 0
F9_Industrial_Wood and Lumber Products_New_Space Heating_Natural Gas_Gas Boiler - Burner Control Optimization_A_Achievable Economic UCT Potential | F9 | Industrial | Wood and Lumber Products | New | Space Heating | Natural Gas | Gas Boiler - Burner Control Optimization | A | Cumulative Winter Peak Savings (MW) | Achievable Economic UCT Potential | 0 | 0 | 0 | 0 | 0 | 0 | 0 | 0 | 0 | 0 | 0 | 0 | 0 | 0 | 0 | 0 | 0 | 0 | 0 | 0 | 0 | 0 | 0 | 0 | 0 | 0 | 0 | 0 | 0 | 0 | 0
F10_Industrial_Wood and Lumber Products_New_Space Heating_Natural Gas_Gas Boiler - Burner Control Optimization_A_Achievable Economic UCT Potential | F10 | Industrial | Wood and Lumber Products | New | Space Heating | Natural Gas | Gas Boiler - Burner Control Optimization | A | Purchases (Incremental) | Achievable Economic UCT Potential | 0 | 0 | 0 | 0 | 0 | 0 | 0 | 0 | 0 | 0 | 0 | 0 | 0 | 0 | 0 | 0 | 0 | 0 | 0 | 0 | 0 | 0 | 0 | 0 | 0 | 0 | 0 | 0 | 0 | 0 | 0
F11_Industrial_Wood and Lumber Products_New_Space Heating_Natural Gas_Gas Boiler - Burner Control Optimization_A_Achievable Economic UCT Potential | F11 | Industrial | Wood and Lumber Products | New | Space Heating | Natural Gas | Gas Boiler - Burner Control Optimization | A | Purchases (Cumulative) | Achievable Economic UCT Potential | 0 | 0 | 0 | 0 | 0 | 0 | 0 | 0 | 0 | 0 | 0 | 0 | 0 | 0 | 0 | 0 | 0 | 0 | 0 | 0 | 0 | 0 | 0 | 0 | 0 | 0 | 0 | 0 | 0 | 0 | 0
F1_Industrial_Wood and Lumber Products_New_Process_Natural Gas_Gas Boiler - Burner Control Optimization_A_Achievable Economic UCT Potential | F1 | Industrial | Wood and Lumber Products | New | Process | Natural Gas | Gas Boiler - Burner Control Optimization | A | Integrated Unit Energy Savings (kWh or therms) | Achievable Economic UCT Potential | 0 | 0 | 0 | 0 | 0 | 2.4953 | 2.4898 | 2.4848 | 2.4802 | 2.4759 | 2.473 | 2.4706 | 2.4688 | 2.4673 | 2.4662 | 2.4654 | 2.4649 | 2.4646 | 2.4645 | 2.4645 | 2.4647 | 2.465 | 2.4652 | 2.4653 | 2.4654 | 2.4668 | 2.468 | 2.4692 | 2.5018 | 2.5018 | 2.5018
F2_Industrial_Wood and Lumber Products_New_Process_Natural Gas_Gas Boiler - Burner Control Optimization_A_Achievable Economic UCT Potential | F2 | Industrial | Wood and Lumber Products | New | Process | Natural Gas | Gas Boiler - Burner Control Optimization | A | Integrated Unit Summer Peak Savings (kW) | Achievable Economic UCT Potential | 0 | 0 | 0 | 0 | 0 | 0 | 0 | 0 | 0 | 0 | 0 | 0 | 0 | 0 | 0 | 0 | 0 | 0 | 0 | 0 | 0 | 0 | 0 | 0 | 0 | 0 | 0 | 0 | 0 | 0 | 0
F3_Industrial_Wood and Lumber Products_New_Process_Natural Gas_Gas Boiler - Burner Control Optimization_A_Achievable Economic UCT Potential | F3 | Industrial | Wood and Lumber Products | New | Process | Natural Gas | Gas Boiler - Burner Control Optimization | A | Integrated Unit Winter Peak Savings (kW) | Achievable Economic UCT Potential | 0 | 0 | 0 | 0 | 0 | 0 | 0 | 0 | 0 | 0 | 0 | 0 | 0 | 0 | 0 | 0 | 0 | 0 | 0 | 0 | 0 | 0 | 0 | 0 | 0 | 0 | 0 | 0 | 0 | 0 | 0
F4_Industrial_Wood and Lumber Products_New_Process_Natural Gas_Gas Boiler - Burner Control Optimization_A_Achievable Economic UCT Potential | F4 | Industrial | Wood and Lumber Products | New | Process | Natural Gas | Gas Boiler - Burner Control Optimization | A | Incremental Energy Savings (MWh or mTherms) | Achievable Economic UCT Potential | 0 | 0 | 0 | 0 | 0 | 0.00066834 | 0.0012419 | 0.0028651 | 0.0056756 | 0.0098554 | 0.01524 | 0.021209 | 0.026854 | 0.031189 | 0.033424 | 0.033292 | 0.03095 | 0.026989 | 0.022154 | 0.017173 | 0.012617 | 0.0088079 | 0.0058561 | 0.0037168 | 0.0026193 | 0.0028444 | 0.0056477 | 0.0098288 | 0.015418 | 0.021476 | 0.027213
F5_Industrial_Wood and Lumber Products_New_Process_Natural Gas_Gas Boiler - Burner Control Optimization_A_Achievable Economic UCT Potential | F5 | Industrial | Wood and Lumber Products | New | Process | Natural Gas | Gas Boiler - Burner Control Optimization | A | Incremental Summer Peak Savings (MW) | Achievable Economic UCT Potential | 0 | 0 | 0 | 0 | 0 | 0 | 0 | 0 | 0 | 0 | 0 | 0 | 0 | 0 | 0 | 0 | 0 | 0 | 0 | 0 | 0 | 0 | 0 | 0 | 0 | 0 | 0 | 0 | 0 | 0 | 0
F6_Industrial_Wood and Lumber Products_New_Process_Natural Gas_Gas Boiler - Burner Control Optimization_A_Achievable Economic UCT Potential | F6 | Industrial | Wood and Lumber Products | New | Process | Natural Gas | Gas Boiler - Burner Control Optimization | A | Incremental Winter Peak Savings (MW) | Achievable Economic UCT Potential | 0 | 0 | 0 | 0 | 0 | 0 | 0 | 0 | 0 | 0 | 0 | 0 | 0 | 0 | 0 | 0 | 0 | 0 | 0 | 0 | 0 | 0 | 0 | 0 | 0 | 0 | 0 | 0 | 0 | 0 | 0
F7_Industrial_Wood and Lumber Products_New_Process_Natural Gas_Gas Boiler - Burner Control Optimization_A_Achievable Economic UCT Potential | F7 | Industrial | Wood and Lumber Products | New | Process | Natural Gas | Gas Boiler - Burner Control Optimization | A | Cumulative Energy Savings (MWh or mTherms) | Achievable Economic UCT Potential | 0 | 0 | 0 | 0 | 0 | 0.00066834 | 0.0019088 | 0.0047701 | 0.010437 | 0.020274 | 0.03549 | 0.056666 | 0.083477 | 0.11462 | 0.14799 | 0.18123 | 0.21215 | 0.23911 | 0.26126 | 0.27843 | 0.29107 | 0.29991 | 0.30579 | 0.30886 | 0.31026 | 0.31043 | 0.31059 | 0.31074 | 0 | 0 | 0
F8_Industrial_Wood and Lumber Products_New_Process_Natural Gas_Gas Boiler - Burner Control Optimization_A_Achievable Economic UCT Potential | F8 | Industrial | Wood and Lumber Products | New | Process | Natural Gas | Gas Boiler - Burner Control Optimization | A | Cumulative Summer Peak Savings (MW) | Achievable Economic UCT Potential | 0 | 0 | 0 | 0 | 0 | 0 | 0 | 0 | 0 | 0 | 0 | 0 | 0 | 0 | 0 | 0 | 0 | 0 | 0 | 0 | 0 | 0 | 0 | 0 | 0 | 0 | 0 | 0 | 0 | 0 | 0
F9_Industrial_Wood and Lumber Products_New_Process_Natural Gas_Gas Boiler - Burner Control Optimization_A_Achievable Economic UCT Potential | F9 | Industrial | Wood and Lumber Products | New | Process | Natural Gas | Gas Boiler - Burner Control Optimization | A | Cumulative Winter Peak Savings (MW) | Achievable Economic UCT Potential | 0 | 0 | 0 | 0 | 0 | 0 | 0 | 0 | 0 | 0 | 0 | 0 | 0 | 0 | 0 | 0 | 0 | 0 | 0 | 0 | 0 | 0 | 0 | 0 | 0 | 0 | 0 | 0 | 0 | 0 | 0
F10_Industrial_Wood and Lumber Products_New_Process_Natural Gas_Gas Boiler - Burner Control Optimization_A_Achievable Economic UCT Potential | F10 | Industrial | Wood and Lumber Products | New | Process | Natural Gas | Gas Boiler - Burner Control Optimization | A | Purchases (Incremental) | Achievable Economic UCT Potential | 0 | 0 | 0 | 0 | 0 | 0.26784 | 0.4988 | 1.1531 | 2.2883 | 3.9806 | 6.1626 | 8.5844 | 10.8774 | 12.6409 | 13.5529 | 13.5038 | 12.5564 | 10.9505 | 8.989 | 6.9682 | 5.1193 | 3.5732 | 2.3755 | 1.5076 | 1.0624 | 1.1531 | 2.2883 | 3.9806 | 6.1626 | 8.5844 | 10.8774
F11_Industrial_Wood and Lumber Products_New_Process_Natural Gas_Gas Boiler - Burner Control Optimization_A_Achievable Economic UCT Potential | F11 | Industrial | Wood and Lumber Products | New | Process | Natural Gas | Gas Boiler - Burner Control Optimization | A | Purchases (Cumulative) | Achievable Economic UCT Potential | 0 | 0 | 0 | 0 | 0 | 0.26784 | 0.76664 | 1.9197 | 4.208 | 8.1886 | 14.3512 | 22.9356 | 33.813 | 46.4539 | 60.0068 | 73.5106 | 86.067 | 97.0175 | 106.0065 | 112.9747 | 118.094 | 121.6672 | 124.0428 | 125.2826 | 125.8462 | 125.8462 | 125.8462 | 125.8462 | 125.8462 | 125.8462 | 125.8462
F1_Industrial_Wood and Lumber Products_New_Space Heating_Natural Gas_HVAC - Demand Controlled Ventilation_A_Achievable Economic UCT Potential | F1 | Industrial | Wood and Lumber Products | New | Space Heating | Natural Gas | HVAC - Demand Controlled Ventilation | A | Integrated Unit Energy Savings (kWh or therms) | Achievable Economic UCT Potential | 0 | 0 | 0 | 0 | 0 | 0 | 0 | 0 | 0 | 0 | 0 | 0 | 0 | 0 | 0 | 0 | 0 | 0 | 0 | 0 | 0 | 0 | 0 | 0 | 0 | 0 | 0 | 0 | 0 | 0 | 0
F2_Industrial_Wood and Lumber Products_New_Space Heating_Natural Gas_HVAC - Demand Controlled Ventilation_A_Achievable Economic UCT Potential | F2 | Industrial | Wood and Lumber Products | New | Space Heating | Natural Gas | HVAC - Demand Controlled Ventilation | A | Integrated Unit Summer Peak Savings (kW) | Achievable Economic UCT Potential | 0 | 0 | 0 | 0 | 0 | 0 | 0 | 0 | 0 | 0 | 0 | 0 | 0 | 0 | 0 | 0 | 0 | 0 | 0 | 0 | 0 | 0 | 0 | 0 | 0 | 0 | 0 | 0 | 0 | 0 | 0
F3_Industrial_Wood and Lumber Products_New_Space Heating_Natural Gas_HVAC - Demand Controlled Ventilation_A_Achievable Economic UCT Potential | F3 | Industrial | Wood and Lumber Products | New | Space Heating | Natural Gas | HVAC - Demand Controlled Ventilation | A | Integrated Unit Winter Peak Savings (kW) | Achievable Economic UCT Potential | 0 | 0 | 0 | 0 | 0 | 0 | 0 | 0 | 0 | 0 | 0 | 0 | 0 | 0 | 0 | 0 | 0 | 0 | 0 | 0 | 0 | 0 | 0 | 0 | 0 | 0 | 0 | 0 | 0 | 0 | 0
F4_Industrial_Wood and Lumber Products_New_Space Heating_Natural Gas_HVAC - Demand Controlled Ventilation_A_Achievable Economic UCT Potential | F4 | Industrial | Wood and Lumber Products | New | Space Heating | Natural Gas | HVAC - Demand Controlled Ventilation | A | Incremental Energy Savings (MWh or mTherms) | Achievable Economic UCT Potential | 0 | 0 | 0 | 0 | 0 | 0 | 0 | 0 | 0 | 0 | 0 | 0 | 0 | 0 | 0 | 0 | 0 | 0 | 0 | 0 | 0 | 0 | 0 | 0 | 0 | 0 | 0 | 0 | 0 | 0 | 0
F5_Industrial_Wood and Lumber Products_New_Space Heating_Natural Gas_HVAC - Demand Controlled Ventilation_A_Achievable Economic UCT Potential | F5 | Industrial | Wood and Lumber Products | New | Space Heating | Natural Gas | HVAC - Demand Controlled Ventilation | A | Incremental Summer Peak Savings (MW) | Achievable Economic UCT Potential | 0 | 0 | 0 | 0 | 0 | 0 | 0 | 0 | 0 | 0 | 0 | 0 | 0 | 0 | 0 | 0 | 0 | 0 | 0 | 0 | 0 | 0 | 0 | 0 | 0 | 0 | 0 | 0 | 0 | 0 | 0
F6_Industrial_Wood and Lumber Products_New_Space Heating_Natural Gas_HVAC - Demand Controlled Ventilation_A_Achievable Economic UCT Potential | F6 | Industrial | Wood and Lumber Products | New | Space Heating | Natural Gas | HVAC - Demand Controlled Ventilation | A | Incremental Winter Peak Savings (MW) | Achievable Economic UCT Potential | 0 | 0 | 0 | 0 | 0 | 0 | 0 | 0 | 0 | 0 | 0 | 0 | 0 | 0 | 0 | 0 | 0 | 0 | 0 | 0 | 0 | 0 | 0 | 0 | 0 | 0 | 0 | 0 | 0 | 0 | 0
F7_Industrial_Wood and Lumber Products_New_Space Heating_Natural Gas_HVAC - Demand Controlled Ventilation_A_Achievable Economic UCT Potential | F7 | Industrial | Wood and Lumber Products | New | Space Heating | Natural Gas | HVAC - Demand Controlled Ventilation | A | Cumulative Energy Savings (MWh or mTherms) | Achievable Economic UCT Potential | 0 | 0 | 0 | 0 | 0 | 0 | 0 | 0 | 0 | 0 | 0 | 0 | 0 | 0 | 0 | 0 | 0 | 0 | 0 | 0 | 0 | 0 | 0 | 0 | 0 | 0 | 0 | 0 | 0 | 0 | 0
F8_Industrial_Wood and Lumber Products_New_Space Heating_Natural Gas_HVAC - Demand Controlled Ventilation_A_Achievable Economic UCT Potential | F8 | Industrial | Wood and Lumber Products | New | Space Heating | Natural Gas | HVAC - Demand Controlled Ventilation | A | Cumulative Summer Peak Savings (MW) | Achievable Economic UCT Potential | 0 | 0 | 0 | 0 | 0 | 0 | 0 | 0 | 0 | 0 | 0 | 0 | 0 | 0 | 0 | 0 | 0 | 0 | 0 | 0 | 0 | 0 | 0 | 0 | 0 | 0 | 0 | 0 | 0 | 0 | 0
F9_Industrial_Wood and Lumber Products_New_Space Heating_Natural Gas_HVAC - Demand Controlled Ventilation_A_Achievable Economic UCT Potential | F9 | Industrial | Wood and Lumber Products | New | Space Heating | Natural Gas | HVAC - Demand Controlled Ventilation | A | Cumulative Winter Peak Savings (MW) | Achievable Economic UCT Potential | 0 | 0 | 0 | 0 | 0 | 0 | 0 | 0 | 0 | 0 | 0 | 0 | 0 | 0 | 0 | 0 | 0 | 0 | 0 | 0 | 0 | 0 | 0 | 0 | 0 | 0 | 0 | 0 | 0 | 0 | 0
F10_Industrial_Wood and Lumber Products_New_Space Heating_Natural Gas_HVAC - Demand Controlled Ventilation_A_Achievable Economic UCT Potential | F10 | Industrial | Wood and Lumber Products | New | Space Heating | Natural Gas | HVAC - Demand Controlled Ventilation | A | Purchases (Incremental) | Achievable Economic UCT Potential | 0 | 0 | 0 | 0 | 0 | 0 | 0 | 0 | 0 | 0 | 0 | 0 | 0 | 0 | 0 | 0 | 0 | 0 | 0 | 0 | 0 | 0 | 0 | 0 | 0 | 0 | 0 | 0 | 0 | 0 | 0
F11_Industrial_Wood and Lumber Products_New_Space Heating_Natural Gas_HVAC - Demand Controlled Ventilation_A_Achievable Economic UCT Potential | F11 | Industrial | Wood and Lumber Products | New | Space Heating | Natural Gas | HVAC - Demand Controlled Ventilation | A | Purchases (Cumulative) | Achievable Economic UCT Potential | 0 | 0 | 0 | 0 | 0 | 0 | 0 | 0 | 0 | 0 | 0 | 0 | 0 | 0 | 0 | 0 | 0 | 0 | 0 | 0 | 0 | 0 | 0 | 0 | 0 | 0 | 0 | 0 | 0 | 0 | 0
F1_Industrial_Wood and Lumber Products_New_Space Heating_Natural Gas_Gas Boiler - Stack Economizer_A_Achievable Economic UCT Potential | F1 | Industrial | Wood and Lumber Products | New | Space Heating | Natural Gas | Gas Boiler - Stack Economizer | A | Integrated Unit Energy Savings (kWh or therms) | Achievable Economic UCT Potential | 0 | 0 | 0 | 0 | 0 | 0 | 0 | 0 | 0 | 0 | 0 | 0 | 0 | 0 | 0 | 0 | 0 | 0 | 0 | 0 | 0 | 0 | 0 | 0 | 0 | 0 | 0 | 0 | 0 | 0 | 0
F2_Industrial_Wood and Lumber Products_New_Space Heating_Natural Gas_Gas Boiler - Stack Economizer_A_Achievable Economic UCT Potential | F2 | Industrial | Wood and Lumber Products | New | Space Heating | Natural Gas | Gas Boiler - Stack Economizer | A | Integrated Unit Summer Peak Savings (kW) | Achievable Economic UCT Potential | 0 | 0 | 0 | 0 | 0 | 0 | 0 | 0 | 0 | 0 | 0 | 0 | 0 | 0 | 0 | 0 | 0 | 0 | 0 | 0 | 0 | 0 | 0 | 0 | 0 | 0 | 0 | 0 | 0 | 0 | 0
F3_Industrial_Wood and Lumber Products_New_Space Heating_Natural Gas_Gas Boiler - Stack Economizer_A_Achievable Economic UCT Potential | F3 | Industrial | Wood and Lumber Products | New | Space Heating | Natural Gas | Gas Boiler - Stack Economizer | A | Integrated Unit Winter Peak Savings (kW) | Achievable Economic UCT Potential | 0 | 0 | 0 | 0 | 0 | 0 | 0 | 0 | 0 | 0 | 0 | 0 | 0 | 0 | 0 | 0 | 0 | 0 | 0 | 0 | 0 | 0 | 0 | 0 | 0 | 0 | 0 | 0 | 0 | 0 | 0
F4_Industrial_Wood and Lumber Products_New_Space Heating_Natural Gas_Gas Boiler - Stack Economizer_A_Achievable Economic UCT Potential | F4 | Industrial | Wood and Lumber Products | New | Space Heating | Natural Gas | Gas Boiler - Stack Economizer | A | Incremental Energy Savings (MWh or mTherms) | Achievable Economic UCT Potential | 0 | 0 | 0 | 0 | 0 | 0 | 0 | 0 | 0 | 0 | 0 | 0 | 0 | 0 | 0 | 0 | 0 | 0 | 0 | 0 | 0 | 0 | 0 | 0 | 0 | 0 | 0 | 0 | 0 | 0 | 0
F5_Industrial_Wood and Lumber Products_New_Space Heating_Natural Gas_Gas Boiler - Stack Economizer_A_Achievable Economic UCT Potential | F5 | Industrial | Wood and Lumber Products | New | Space Heating | Natural Gas | Gas Boiler - Stack Economizer | A | Incremental Summer Peak Savings (MW) | Achievable Economic UCT Potential | 0 | 0 | 0 | 0 | 0 | 0 | 0 | 0 | 0 | 0 | 0 | 0 | 0 | 0 | 0 | 0 | 0 | 0 | 0 | 0 | 0 | 0 | 0 | 0 | 0 | 0 | 0 | 0 | 0 | 0 | 0
F6_Industrial_Wood and Lumber Products_New_Space Heating_Natural Gas_Gas Boiler - Stack Economizer_A_Achievable Economic UCT Potential | F6 | Industrial | Wood and Lumber Products | New | Space Heating | Natural Gas | Gas Boiler - Stack Economizer | A | Incremental Winter Peak Savings (MW) | Achievable Economic UCT Potential | 0 | 0 | 0 | 0 | 0 | 0 | 0 | 0 | 0 | 0 | 0 | 0 | 0 | 0 | 0 | 0 | 0 | 0 | 0 | 0 | 0 | 0 | 0 | 0 | 0 | 0 | 0 | 0 | 0 | 0 | 0
F7_Industrial_Wood and Lumber Products_New_Space Heating_Natural Gas_Gas Boiler - Stack Economizer_A_Achievable Economic UCT Potential | F7 | Industrial | Wood and Lumber Products | New | Space Heating | Natural Gas | Gas Boiler - Stack Economizer | A | Cumulative Energy Savings (MWh or mTherms) | Achievable Economic UCT Potential | 0 | 0 | 0 | 0 | 0 | 0 | 0 | 0 | 0 | 0 | 0 | 0 | 0 | 0 | 0 | 0 | 0 | 0 | 0 | 0 | 0 | 0 | 0 | 0 | 0 | 0 | 0 | 0 | 0 | 0 | 0
F8_Industrial_Wood and Lumber Products_New_Space Heating_Natural Gas_Gas Boiler - Stack Economizer_A_Achievable Economic UCT Potential | F8 | Industrial | Wood and Lumber Products | New | Space Heating | Natural Gas | Gas Boiler - Stack Economizer | A | Cumulative Summer Peak Savings (MW) | Achievable Economic UCT Potential | 0 | 0 | 0 | 0 | 0 | 0 | 0 | 0 | 0 | 0 | 0 | 0 | 0 | 0 | 0 | 0 | 0 | 0 | 0 | 0 | 0 | 0 | 0 | 0 | 0 | 0 | 0 | 0 | 0 | 0 | 0
F9_Industrial_Wood and Lumber Products_New_Space Heating_Natural Gas_Gas Boiler - Stack Economizer_A_Achievable Economic UCT Potential | F9 | Industrial | Wood and Lumber Products | New | Space Heating | Natural Gas | Gas Boiler - Stack Economizer | A | Cumulative Winter Peak Savings (MW) | Achievable Economic UCT Potential | 0 | 0 | 0 | 0 | 0 | 0 | 0 | 0 | 0 | 0 | 0 | 0 | 0 | 0 | 0 | 0 | 0 | 0 | 0 | 0 | 0 | 0 | 0 | 0 | 0 | 0 | 0 | 0 | 0 | 0 | 0
F10_Industrial_Wood and Lumber Products_New_Space Heating_Natural Gas_Gas Boiler - Stack Economizer_A_Achievable Economic UCT Potential | F10 | Industrial | Wood and Lumber Products | New | Space Heating | Natural Gas | Gas Boiler - Stack Economizer | A | Purchases (Incremental) | Achievable Economic UCT Potential | 0 | 0 | 0 | 0 | 0 | 0 | 0 | 0 | 0 | 0 | 0 | 0 | 0 | 0 | 0 | 0 | 0 | 0 | 0 | 0 | 0 | 0 | 0 | 0 | 0 | 0 | 0 | 0 | 0 | 0 | 0
F11_Industrial_Wood and Lumber Products_New_Space Heating_Natural Gas_Gas Boiler - Stack Economizer_A_Achievable Economic UCT Potential | F11 | Industrial | Wood and Lumber Products | New | Space Heating | Natural Gas | Gas Boiler - Stack Economizer | A | Purchases (Cumulative) | Achievable Economic UCT Potential | 0 | 0 | 0 | 0 | 0 | 0 | 0 | 0 | 0 | 0 | 0 | 0 | 0 | 0 | 0 | 0 | 0 | 0 | 0 | 0 | 0 | 0 | 0 | 0 | 0 | 0 | 0 | 0 | 0 | 0 | 0
F1_Industrial_Wood and Lumber Products_New_Process_Natural Gas_Gas Boiler - Stack Economizer_A_Achievable Economic UCT Potential | F1 | Industrial | Wood and Lumber Products | New | Process | Natural Gas | Gas Boiler - Stack Economizer | A | Integrated Unit Energy Savings (kWh or therms) | Achievable Economic UCT Potential | 0 | 0 | 0 | 0 | 0 | 8.2812 | 8.2809 | 8.2807 | 8.2809 | 8.281 | 8.281 | 8.2811 | 8.2812 | 8.2812 | 8.2812 | 8.2813 | 8.2813 | 8.2813 | 8.2814 | 8.2814 | 8.2814 | 8.2814 | 8.2814 | 8.2815 | 8.2815 | 8.2815 | 8.2815 | 8.2815 | 8.2818 | 8.2818 | 8.2818
F2_Industrial_Wood and Lumber Products_New_Process_Natural Gas_Gas Boiler - Stack Economizer_A_Achievable Economic UCT Potential | F2 | Industrial | Wood and Lumber Products | New | Process | Natural Gas | Gas Boiler - Stack Economizer | A | Integrated Unit Summer Peak Savings (kW) | Achievable Economic UCT Potential | 0 | 0 | 0 | 0 | 0 | 0 | 0 | 0 | 0 | 0 | 0 | 0 | 0 | 0 | 0 | 0 | 0 | 0 | 0 | 0 | 0 | 0 | 0 | 0 | 0 | 0 | 0 | 0 | 0 | 0 | 0
F3_Industrial_Wood and Lumber Products_New_Process_Natural Gas_Gas Boiler - Stack Economizer_A_Achievable Economic UCT Potential | F3 | Industrial | Wood and Lumber Products | New | Process | Natural Gas | Gas Boiler - Stack Economizer | A | Integrated Unit Winter Peak Savings (kW) | Achievable Economic UCT Potential | 0 | 0 | 0 | 0 | 0 | 0 | 0 | 0 | 0 | 0 | 0 | 0 | 0 | 0 | 0 | 0 | 0 | 0 | 0 | 0 | 0 | 0 | 0 | 0 | 0 | 0 | 0 | 0 | 0 | 0 | 0
F4_Industrial_Wood and Lumber Products_New_Process_Natural Gas_Gas Boiler - Stack Economizer_A_Achievable Economic UCT Potential | F4 | Industrial | Wood and Lumber Products | New | Process | Natural Gas | Gas Boiler - Stack Economizer | A | Incremental Energy Savings (MWh or mTherms) | Achievable Economic UCT Potential | 0 | 0 | 0 | 0 | 0 | 0.021927 | 0.025976 | 0.030024 | 0.034049 | 0.038075 | 0.037895 | 0.033181 | 0.02883 | 0.024889 | 0.021348 | 0.018232 | 0.0155 | 0.013131 | 0.011087 | 0.0093314 | 0.021927 | 0.025978 | 0.030026 | 0.034051 | 0.038078 | 0.037897 | 0.033182 | 0.028832 | 0.024891 | 0.021349 | 0.018233
F5_Industrial_Wood and Lumber Products_New_Process_Natural Gas_Gas Boiler - Stack Economizer_A_Achievable Economic UCT Potential | F5 | Industrial | Wood and Lumber Products | New | Process | Natural Gas | Gas Boiler - Stack Economizer | A | Incremental Summer Peak Savings (MW) | Achievable Economic UCT Potential | 0 | 0 | 0 | 0 | 0 | 0 | 0 | 0 | 0 | 0 | 0 | 0 | 0 | 0 | 0 | 0 | 0 | 0 | 0 | 0 | 0 | 0 | 0 | 0 | 0 | 0 | 0 | 0 | 0 | 0 | 0
F6_Industrial_Wood and Lumber Products_New_Process_Natural Gas_Gas Boiler - Stack Economizer_A_Achievable Economic UCT Potential | F6 | Industrial | Wood and Lumber Products | New | Process | Natural Gas | Gas Boiler - Stack Economizer | A | Incremental Winter Peak Savings (MW) | Achievable Economic UCT Potential | 0 | 0 | 0 | 0 | 0 | 0 | 0 | 0 | 0 | 0 | 0 | 0 | 0 | 0 | 0 | 0 | 0 | 0 | 0 | 0 | 0 | 0 | 0 | 0 | 0 | 0 | 0 | 0 | 0 | 0 | 0
F7_Industrial_Wood and Lumber Products_New_Process_Natural Gas_Gas Boiler - Stack Economizer_A_Achievable Economic UCT Potential | F7 | Industrial | Wood and Lumber Products | New | Process | Natural Gas | Gas Boiler - Stack Economizer | A | Cumulative Energy Savings (MWh or mTherms) | Achievable Economic UCT Potential | 0 | 0 | 0 | 0 | 0 | 0.021927 | 0.047902 | 0.077925 | 0.11197 | 0.15005 | 0.18795 | 0.22113 | 0.24996 | 0.27485 | 0.2962 | 0.31444 | 0.32994 | 0.34307 | 0.35416 | 0.36349 | 0.36349 | 0.36349 | 0.36349 | 0.36349 | 0.36349 | 0.36349 | 0.36349 | 0.36349 | 0 | 0 | 0
F8_Industrial_Wood and Lumber Products_New_Process_Natural Gas_Gas Boiler - Stack Economizer_A_Achievable Economic UCT Potential | F8 | Industrial | Wood and Lumber Products | New | Process | Natural Gas | Gas Boiler - Stack Economizer | A | Cumulative Summer Peak Savings (MW) | Achievable Economic UCT Potential | 0 | 0 | 0 | 0 | 0 | 0 | 0 | 0 | 0 | 0 | 0 | 0 | 0 | 0 | 0 | 0 | 0 | 0 | 0 | 0 | 0 | 0 | 0 | 0 | 0 | 0 | 0 | 0 | 0 | 0 | 0
F9_Industrial_Wood and Lumber Products_New_Process_Natural Gas_Gas Boiler - Stack Economizer_A_Achievable Economic UCT Potential | F9 | Industrial | Wood and Lumber Products | New | Process | Natural Gas | Gas Boiler - Stack Economizer | A | Cumulative Winter Peak Savings (MW) | Achievable Economic UCT Potential | 0 | 0 | 0 | 0 | 0 | 0 | 0 | 0 | 0 | 0 | 0 | 0 | 0 | 0 | 0 | 0 | 0 | 0 | 0 | 0 | 0 | 0 | 0 | 0 | 0 | 0 | 0 | 0 | 0 | 0 | 0
F10_Industrial_Wood and Lumber Products_New_Process_Natural Gas_Gas Boiler - Stack Economizer_A_Achievable Economic UCT Potential | F10 | Industrial | Wood and Lumber Products | New | Process | Natural Gas | Gas Boiler - Stack Economizer | A | Purchases (Incremental) | Achievable Economic UCT Potential | 0 | 0 | 0 | 0 | 0 | 2.6478 | 3.1369 | 3.6257 | 4.1117 | 4.5979 | 4.5761 | 4.0068 | 3.4814 | 3.0055 | 2.5779 | 2.2016 | 1.8717 | 1.5856 | 1.3388 | 1.1268 | 2.6478 | 3.1369 | 3.6257 | 4.1117 | 4.5979 | 4.5761 | 4.0068 | 3.4814 | 3.0055 | 2.5779 | 2.2016
F11_Industrial_Wood and Lumber Products_New_Process_Natural Gas_Gas Boiler - Stack Economizer_A_Achievable Economic UCT Potential | F11 | Industrial | Wood and Lumber Products | New | Process | Natural Gas | Gas Boiler - Stack Economizer | A | Purchases (Cumulative) | Achievable Economic UCT Potential | 0 | 0 | 0 | 0 | 0 | 2.6478 | 5.7847 | 9.4104 | 13.5221 | 18.1201 | 22.6962 | 26.703 | 30.1845 | 33.1899 | 35.7678 | 37.9694 | 39.8411 | 41.4267 | 42.7655 | 43.8923 | 43.8923 | 43.8923 | 43.8923 | 43.8923 | 43.8923 | 43.8923 | 43.8923 | 43.8923 | 43.8923 | 43.8923 | 43.8923
F1_Industrial_Wood and Lumber Products_New_Space Heating_Natural Gas_Gas Furnace Tube Inserts_A_Achievable Economic UCT Potential | F1 | Industrial | Wood and Lumber Products | New | Space Heating | Natural Gas | Gas Furnace Tube Inserts | A | Integrated Unit Energy Savings (kWh or therms) | Achievable Economic UCT Potential | 0 | 0 | 0 | 0 | 0 | 0 | 0 | 0 | 0 | 0 | 0 | 0 | 0 | 0 | 0 | 0 | 0 | 0 | 0 | 0 | 0 | 0 | 0 | 0 | 0 | 0 | 0 | 0 | 0 | 0 | 0
F2_Industrial_Wood and Lumber Products_New_Space Heating_Natural Gas_Gas Furnace Tube Inserts_A_Achievable Economic UCT Potential | F2 | Industrial | Wood and Lumber Products | New | Space Heating | Natural Gas | Gas Furnace Tube Inserts | A | Integrated Unit Summer Peak Savings (kW) | Achievable Economic UCT Potential | 0 | 0 | 0 | 0 | 0 | 0 | 0 | 0 | 0 | 0 | 0 | 0 | 0 | 0 | 0 | 0 | 0 | 0 | 0 | 0 | 0 | 0 | 0 | 0 | 0 | 0 | 0 | 0 | 0 | 0 | 0
F3_Industrial_Wood and Lumber Products_New_Space Heating_Natural Gas_Gas Furnace Tube Inserts_A_Achievable Economic UCT Potential | F3 | Industrial | Wood and Lumber Products | New | Space Heating | Natural Gas | Gas Furnace Tube Inserts | A | Integrated Unit Winter Peak Savings (kW) | Achievable Economic UCT Potential | 0 | 0 | 0 | 0 | 0 | 0 | 0 | 0 | 0 | 0 | 0 | 0 | 0 | 0 | 0 | 0 | 0 | 0 | 0 | 0 | 0 | 0 | 0 | 0 | 0 | 0 | 0 | 0 | 0 | 0 | 0
F4_Industrial_Wood and Lumber Products_New_Space Heating_Natural Gas_Gas Furnace Tube Inserts_A_Achievable Economic UCT Potential | F4 | Industrial | Wood and Lumber Products | New | Space Heating | Natural Gas | Gas Furnace Tube Inserts | A | Incremental Energy Savings (MWh or mTherms) | Achievable Economic UCT Potential | 0 | 0 | 0 | 0 | 0 | 0 | 0 | 0 | 0 | 0 | 0 | 0 | 0 | 0 | 0 | 0 | 0 | 0 | 0 | 0 | 0 | 0 | 0 | 0 | 0 | 0 | 0 | 0 | 0 | 0 | 0
F5_Industrial_Wood and Lumber Products_New_Space Heating_Natural Gas_Gas Furnace Tube Inserts_A_Achievable Economic UCT Potential | F5 | Industrial | Wood and Lumber Products | New | Space Heating | Natural Gas | Gas Furnace Tube Inserts | A | Incremental Summer Peak Savings (MW) | Achievable Economic UCT Potential | 0 | 0 | 0 | 0 | 0 | 0 | 0 | 0 | 0 | 0 | 0 | 0 | 0 | 0 | 0 | 0 | 0 | 0 | 0 | 0 | 0 | 0 | 0 | 0 | 0 | 0 | 0 | 0 | 0 | 0 | 0
F6_Industrial_Wood and Lumber Products_New_Space Heating_Natural Gas_Gas Furnace Tube Inserts_A_Achievable Economic UCT Potential | F6 | Industrial | Wood and Lumber Products | New | Space Heating | Natural Gas | Gas Furnace Tube Inserts | A | Incremental Winter Peak Savings (MW) | Achievable Economic UCT Potential | 0 | 0 | 0 | 0 | 0 | 0 | 0 | 0 | 0 | 0 | 0 | 0 | 0 | 0 | 0 | 0 | 0 | 0 | 0 | 0 | 0 | 0 | 0 | 0 | 0 | 0 | 0 | 0 | 0 | 0 | 0
F7_Industrial_Wood and Lumber Products_New_Space Heating_Natural Gas_Gas Furnace Tube Inserts_A_Achievable Economic UCT Potential | F7 | Industrial | Wood and Lumber Products | New | Space Heating | Natural Gas | Gas Furnace Tube Inserts | A | Cumulative Energy Savings (MWh or mTherms) | Achievable Economic UCT Potential | 0 | 0 | 0 | 0 | 0 | 0 | 0 | 0 | 0 | 0 | 0 | 0 | 0 | 0 | 0 | 0 | 0 | 0 | 0 | 0 | 0 | 0 | 0 | 0 | 0 | 0 | 0 | 0 | 0 | 0 | 0
F8_Industrial_Wood and Lumber Products_New_Space Heating_Natural Gas_Gas Furnace Tube Inserts_A_Achievable Economic UCT Potential | F8 | Industrial | Wood and Lumber Products | New | Space Heating | Natural Gas | Gas Furnace Tube Inserts | A | Cumulative Summer Peak Savings (MW) | Achievable Economic UCT Potential | 0 | 0 | 0 | 0 | 0 | 0 | 0 | 0 | 0 | 0 | 0 | 0 | 0 | 0 | 0 | 0 | 0 | 0 | 0 | 0 | 0 | 0 | 0 | 0 | 0 | 0 | 0 | 0 | 0 | 0 | 0
F9_Industrial_Wood and Lumber Products_New_Space Heating_Natural Gas_Gas Furnace Tube Inserts_A_Achievable Economic UCT Potential | F9 | Industrial | Wood and Lumber Products | New | Space Heating | Natural Gas | Gas Furnace Tube Inserts | A | Cumulative Winter Peak Savings (MW) | Achievable Economic UCT Potential | 0 | 0 | 0 | 0 | 0 | 0 | 0 | 0 | 0 | 0 | 0 | 0 | 0 | 0 | 0 | 0 | 0 | 0 | 0 | 0 | 0 | 0 | 0 | 0 | 0 | 0 | 0 | 0 | 0 | 0 | 0
F10_Industrial_Wood and Lumber Products_New_Space Heating_Natural Gas_Gas Furnace Tube Inserts_A_Achievable Economic UCT Potential | F10 | Industrial | Wood and Lumber Products | New | Space Heating | Natural Gas | Gas Furnace Tube Inserts | A | Purchases (Incremental) | Achievable Economic UCT Potential | 0 | 0 | 0 | 0 | 0 | 0 | 0 | 0 | 0 | 0 | 0 | 0 | 0 | 0 | 0 | 0 | 0 | 0 | 0 | 0 | 0 | 0 | 0 | 0 | 0 | 0 | 0 | 0 | 0 | 0 | 0
F11_Industrial_Wood and Lumber Products_New_Space Heating_Natural Gas_Gas Furnace Tube Inserts_A_Achievable Economic UCT Potential | F11 | Industrial | Wood and Lumber Products | New | Space Heating | Natural Gas | Gas Furnace Tube Inserts | A | Purchases (Cumulative) | Achievable Economic UCT Potential | 0 | 0 | 0 | 0 | 0 | 0 | 0 | 0 | 0 | 0 | 0 | 0 | 0 | 0 | 0 | 0 | 0 | 0 | 0 | 0 | 0 | 0 | 0 | 0 | 0 | 0 | 0 | 0 | 0 | 0 | 0
F1_Industrial_Wood and Lumber Products_New_Space Heating_Natural Gas_Space Heating - Heat Recovery Ventilator_A_Achievable Economic UCT Potential | F1 | Industrial | Wood and Lumber Products | New | Space Heating | Natural Gas | Space Heating - Heat Recovery Ventilator | A | Integrated Unit Energy Savings (kWh or therms) | Achievable Economic UCT Potential | 0 | 0 | 0 | 0 | 0 | 0.012438 | 0.012233 | 0.012064 | 0.011917 | 0.011784 | 0.011663 | 0.011518 | 0.011362 | 0.011202 | 0.011043 | 0.010899 | 0.010767 | 0.010656 | 0.010511 | 0.010399 | 0.010315 | 0.010249 | 0.010214 | 0.010192 | 0.010181 | 0.010176 | 0.010175 | 0.010176 | 0 | 0 | 0
F2_Industrial_Wood and Lumber Products_New_Space Heating_Natural Gas_Space Heating - Heat Recovery Ventilator_A_Achievable Economic UCT Potential | F2 | Industrial | Wood and Lumber Products | New | Space Heating | Natural Gas | Space Heating - Heat Recovery Ventilator | A | Integrated Unit Summer Peak Savings (kW) | Achievable Economic UCT Potential | 0 | 0 | 0 | 0 | 0 | 0 | 0 | 0 | 0 | 0 | 0 | 0 | 0 | 0 | 0 | 0 | 0 | 0 | 0 | 0 | 0 | 0 | 0 | 0 | 0 | 0 | 0 | 0 | 0 | 0 | 0
F3_Industrial_Wood and Lumber Products_New_Space Heating_Natural Gas_Space Heating - Heat Recovery Ventilator_A_Achievable Economic UCT Potential | F3 | Industrial | Wood and Lumber Products | New | Space Heating | Natural Gas | Space Heating - Heat Recovery Ventilator | A | Integrated Unit Winter Peak Savings (kW) | Achievable Economic UCT Potential | 0 | 0 | 0 | 0 | 0 | 0 | 0 | 0 | 0 | 0 | 0 | 0 | 0 | 0 | 0 | 0 | 0 | 0 | 0 | 0 | 0 | 0 | 0 | 0 | 0 | 0 | 0 | 0 | 0 | 0 | 0
F4_Industrial_Wood and Lumber Products_New_Space Heating_Natural Gas_Space Heating - Heat Recovery Ventilator_A_Achievable Economic UCT Potential | F4 | Industrial | Wood and Lumber Products | New | Space Heating | Natural Gas | Space Heating - Heat Recovery Ventilator | A | Incremental Energy Savings (MWh or mTherms) | Achievable Economic UCT Potential | 0 | 0 | 0 | 0 | 0 | 0 | 0 | 0 | 0 | 0 | 0 | 0 | 0 | 0 | 0 | 0 | 0 | 0 | 0 | 0 | 0 | 0 | 0 | 0 | 0 | 0 | 0 | 0 | 0 | 0 | 0
F5_Industrial_Wood and Lumber Products_New_Space Heating_Natural Gas_Space Heating - Heat Recovery Ventilator_A_Achievable Economic UCT Potential | F5 | Industrial | Wood and Lumber Products | New | Space Heating | Natural Gas | Space Heating - Heat Recovery Ventilator | A | Incremental Summer Peak Savings (MW) | Achievable Economic UCT Potential | 0 | 0 | 0 | 0 | 0 | 0 | 0 | 0 | 0 | 0 | 0 | 0 | 0 | 0 | 0 | 0 | 0 | 0 | 0 | 0 | 0 | 0 | 0 | 0 | 0 | 0 | 0 | 0 | 0 | 0 | 0
F6_Industrial_Wood and Lumber Products_New_Space Heating_Natural Gas_Space Heating - Heat Recovery Ventilator_A_Achievable Economic UCT Potential | F6 | Industrial | Wood and Lumber Products | New | Space Heating | Natural Gas | Space Heating - Heat Recovery Ventilator | A | Incremental Winter Peak Savings (MW) | Achievable Economic UCT Potential | 0 | 0 | 0 | 0 | 0 | 0 | 0 | 0 | 0 | 0 | 0 | 0 | 0 | 0 | 0 | 0 | 0 | 0 | 0 | 0 | 0 | 0 | 0 | 0 | 0 | 0 | 0 | 0 | 0 | 0 | 0
F7_Industrial_Wood and Lumber Products_New_Space Heating_Natural Gas_Space Heating - Heat Recovery Ventilator_A_Achievable Economic UCT Potential | F7 | Industrial | Wood and Lumber Products | New | Space Heating | Natural Gas | Space Heating - Heat Recovery Ventilator | A | Cumulative Energy Savings (MWh or mTherms) | Achievable Economic UCT Potential | 0 | 0 | 0 | 0 | 0 | 0 | 0 | 0 | 0 | 0 | 0 | 0 | 0 | 0 | 0 | 0 | 0 | 0 | 0 | 0 | 0 | 0 | 0 | 0 | 0 | 0 | 0 | 0 | 0 | 0 | 0
F8_Industrial_Wood and Lumber Products_New_Space Heating_Natural Gas_Space Heating - Heat Recovery Ventilator_A_Achievable Economic UCT Potential | F8 | Industrial | Wood and Lumber Products | New | Space Heating | Natural Gas | Space Heating - Heat Recovery Ventilator | A | Cumulative Summer Peak Savings (MW) | Achievable Economic UCT Potential | 0 | 0 | 0 | 0 | 0 | 0 | 0 | 0 | 0 | 0 | 0 | 0 | 0 | 0 | 0 | 0 | 0 | 0 | 0 | 0 | 0 | 0 | 0 | 0 | 0 | 0 | 0 | 0 | 0 | 0 | 0
F9_Industrial_Wood and Lumber Products_New_Space Heating_Natural Gas_Space Heating - Heat Recovery Ventilator_A_Achievable Economic UCT Potential | F9 | Industrial | Wood and Lumber Products | New | Space Heating | Natural Gas | Space Heating - Heat Recovery Ventilator | A | Cumulative Winter Peak Savings (MW) | Achievable Economic UCT Potential | 0 | 0 | 0 | 0 | 0 | 0 | 0 | 0 | 0 | 0 | 0 | 0 | 0 | 0 | 0 | 0 | 0 | 0 | 0 | 0 | 0 | 0 | 0 | 0 | 0 | 0 | 0 | 0 | 0 | 0 | 0
F10_Industrial_Wood and Lumber Products_New_Space Heating_Natural Gas_Space Heating - Heat Recovery Ventilator_A_Achievable Economic UCT Potential | F10 | Industrial | Wood and Lumber Products | New | Space Heating | Natural Gas | Space Heating - Heat Recovery Ventilator | A | Purchases (Incremental) | Achievable Economic UCT Potential | 0 | 0 | 0 | 0 | 0 | 0 | 0 | 0 | 0 | 0 | 0 | 0 | 0 | 0 | 0 | 0 | 0 | 0 | 0 | 0 | 0 | 0 | 0 | 0 | 0 | 0 | 0 | 0 | 0 | 0 | 0
F11_Industrial_Wood and Lumber Products_New_Space Heating_Natural Gas_Space Heating - Heat Recovery Ventilator_A_Achievable Economic UCT Potential | F11 | Industrial | Wood and Lumber Products | New | Space Heating | Natural Gas | Space Heating - Heat Recovery Ventilator | A | Purchases (Cumulative) | Achievable Economic UCT Potential | 0 | 0 | 0 | 0 | 0 | 0 | 0 | 0 | 0 | 0 | 0 | 0 | 0 | 0 | 0 | 0 | 0 | 0 | 0 | 0 | 0 | 0 | 0 | 0 | 0 | 0 | 0 | 0 | 0 | 0 | 0
F1_Industrial_Wood and Lumber Products_New_Space Heating_Natural Gas_Thermostat - Programmable_A_Achievable Economic UCT Potential | F1 | Industrial | Wood and Lumber Products | New | Space Heating | Natural Gas | Thermostat - Programmable | A | Integrated Unit Energy Savings (kWh or therms) | Achievable Economic UCT Potential | 0 | 0 | 0 | 0 | 0 | 0.0061791 | 0.0060774 | 0.0059931 | 0.00592 | 0.005854 | 0.005794 | 0.0057222 | 0.0056443 | 0.0055649 | 0.0054861 | 0.0054143 | 0.005349 | 0.0052937 | 0.0052217 | 0.0051663 | 0.0051245 | 0.0050918 | 0.0050741 | 0.0050634 | 0.0050576 | 0.0050553 | 0.0050546 | 0.0050554 | 0 | 0 | 0
F2_Industrial_Wood and Lumber Products_New_Space Heating_Natural Gas_Thermostat - Programmable_A_Achievable Economic UCT Potential | F2 | Industrial | Wood and Lumber Products | New | Space Heating | Natural Gas | Thermostat - Programmable | A | Integrated Unit Summer Peak Savings (kW) | Achievable Economic UCT Potential | 0 | 0 | 0 | 0 | 0 | 0 | 0 | 0 | 0 | 0 | 0 | 0 | 0 | 0 | 0 | 0 | 0 | 0 | 0 | 0 | 0 | 0 | 0 | 0 | 0 | 0 | 0 | 0 | 0 | 0 | 0
F3_Industrial_Wood and Lumber Products_New_Space Heating_Natural Gas_Thermostat - Programmable_A_Achievable Economic UCT Potential | F3 | Industrial | Wood and Lumber Products | New | Space Heating | Natural Gas | Thermostat - Programmable | A | Integrated Unit Winter Peak Savings (kW) | Achievable Economic UCT Potential | 0 | 0 | 0 | 0 | 0 | 0 | 0 | 0 | 0 | 0 | 0 | 0 | 0 | 0 | 0 | 0 | 0 | 0 | 0 | 0 | 0 | 0 | 0 | 0 | 0 | 0 | 0 | 0 | 0 | 0 | 0
F4_Industrial_Wood and Lumber Products_New_Space Heating_Natural Gas_Thermostat - Programmable_A_Achievable Economic UCT Potential | F4 | Industrial | Wood and Lumber Products | New | Space Heating | Natural Gas | Thermostat - Programmable | A | Incremental Energy Savings (MWh or mTherms) | Achievable Economic UCT Potential | 0 | 0 | 0 | 0 | 0 | 0 | 0 | 0 | 0 | 0 | 0 | 0 | 0 | 0 | 0 | 0 | 0 | 0 | 0 | 0 | 0 | 0 | 0 | 0 | 0 | 0 | 0 | 0 | 0 | 0 | 0
F5_Industrial_Wood and Lumber Products_New_Space Heating_Natural Gas_Thermostat - Programmable_A_Achievable Economic UCT Potential | F5 | Industrial | Wood and Lumber Products | New | Space Heating | Natural Gas | Thermostat - Programmable | A | Incremental Summer Peak Savings (MW) | Achievable Economic UCT Potential | 0 | 0 | 0 | 0 | 0 | 0 | 0 | 0 | 0 | 0 | 0 | 0 | 0 | 0 | 0 | 0 | 0 | 0 | 0 | 0 | 0 | 0 | 0 | 0 | 0 | 0 | 0 | 0 | 0 | 0 | 0
F6_Industrial_Wood and Lumber Products_New_Space Heating_Natural Gas_Thermostat - Programmable_A_Achievable Economic UCT Potential | F6 | Industrial | Wood and Lumber Products | New | Space Heating | Natural Gas | Thermostat - Programmable | A | Incremental Winter Peak Savings (MW) | Achievable Economic UCT Potential | 0 | 0 | 0 | 0 | 0 | 0 | 0 | 0 | 0 | 0 | 0 | 0 | 0 | 0 | 0 | 0 | 0 | 0 | 0 | 0 | 0 | 0 | 0 | 0 | 0 | 0 | 0 | 0 | 0 | 0 | 0
F7_Industrial_Wood and Lumber Products_New_Space Heating_Natural Gas_Thermostat - Programmable_A_Achievable Economic UCT Potential | F7 | Industrial | Wood and Lumber Products | New | Space Heating | Natural Gas | Thermostat - Programmable | A | Cumulative Energy Savings (MWh or mTherms) | Achievable Economic UCT Potential | 0 | 0 | 0 | 0 | 0 | 0 | 0 | 0 | 0 | 0 | 0 | 0 | 0 | 0 | 0 | 0 | 0 | 0 | 0 | 0 | 0 | 0 | 0 | 0 | 0 | 0 | 0 | 0 | 0 | 0 | 0
F8_Industrial_Wood and Lumber Products_New_Space Heating_Natural Gas_Thermostat - Programmable_A_Achievable Economic UCT Potential | F8 | Industrial | Wood and Lumber Products | New | Space Heating | Natural Gas | Thermostat - Programmable | A | Cumulative Summer Peak Savings (MW) | Achievable Economic UCT Potential | 0 | 0 | 0 | 0 | 0 | 0 | 0 | 0 | 0 | 0 | 0 | 0 | 0 | 0 | 0 | 0 | 0 | 0 | 0 | 0 | 0 | 0 | 0 | 0 | 0 | 0 | 0 | 0 | 0 | 0 | 0
F9_Industrial_Wood and Lumber Products_New_Space Heating_Natural Gas_Thermostat - Programmable_A_Achievable Economic UCT Potential | F9 | Industrial | Wood and Lumber Products | New | Space Heating | Natural Gas | Thermostat - Programmable | A | Cumulative Winter Peak Savings (MW) | Achievable Economic UCT Potential | 0 | 0 | 0 | 0 | 0 | 0 | 0 | 0 | 0 | 0 | 0 | 0 | 0 | 0 | 0 | 0 | 0 | 0 | 0 | 0 | 0 | 0 | 0 | 0 | 0 | 0 | 0 | 0 | 0 | 0 | 0
F10_Industrial_Wood and Lumber Products_New_Space Heating_Natural Gas_Thermostat - Programmable_A_Achievable Economic UCT Potential | F10 | Industrial | Wood and Lumber Products | New | Space Heating | Natural Gas | Thermostat - Programmable | A | Purchases (Incremental) | Achievable Economic UCT Potential | 0 | 0 | 0 | 0 | 0 | 0 | 0 | 0 | 0 | 0 | 0 | 0 | 0 | 0 | 0 | 0 | 0 | 0 | 0 | 0 | 0 | 0 | 0 | 0 | 0 | 0 | 0 | 0 | 0 | 0 | 0
F11_Industrial_Wood and Lumber Products_New_Space Heating_Natural Gas_Thermostat - Programmable_A_Achievable Economic UCT Potential | F11 | Industrial | Wood and Lumber Products | New | Space Heating | Natural Gas | Thermostat - Programmable | A | Purchases (Cumulative) | Achievable Economic UCT Potential | 0 | 0 | 0 | 0 | 0 | 0 | 0 | 0 | 0 | 0 | 0 | 0 | 0 | 0 | 0 | 0 | 0 | 0 | 0 | 0 | 0 | 0 | 0 | 0 | 0 | 0 | 0 | 0 | 0 | 0 | 0
F1_Industrial_Wood and Lumber Products_New_Space Heating_Natural Gas_ENERGY STAR Connected Thermostat_A_Achievable Economic UCT Potential | F1 | Industrial | Wood and Lumber Products | New | Space Heating | Natural Gas | ENERGY STAR Connected Thermostat | A | Integrated Unit Energy Savings (kWh or therms) | Achievable Economic UCT Potential | 0 | 0 | 0 | 0 | 0 | 0.014546 | 0.014306 | 0.014108 | 0.013936 | 0.01378 | 0.013639 | 0.01347 | 0.013287 | 0.0131 | 0.012914 | 0.012745 | 0.012592 | 0.012461 | 0.012292 | 0.012161 | 0.012063 | 0.011986 | 0.011945 | 0.011919 | 0.011906 | 0.0119 | 0.011899 | 0.011901 | 0 | 0 | 0
F2_Industrial_Wood and Lumber Products_New_Space Heating_Natural Gas_ENERGY STAR Connected Thermostat_A_Achievable Economic UCT Potential | F2 | Industrial | Wood and Lumber Products | New | Space Heating | Natural Gas | ENERGY STAR Connected Thermostat | A | Integrated Unit Summer Peak Savings (kW) | Achievable Economic UCT Potential | 0 | 0 | 0 | 0 | 0 | 0 | 0 | 0 | 0 | 0 | 0 | 0 | 0 | 0 | 0 | 0 | 0 | 0 | 0 | 0 | 0 | 0 | 0 | 0 | 0 | 0 | 0 | 0 | 0 | 0 | 0
F3_Industrial_Wood and Lumber Products_New_Space Heating_Natural Gas_ENERGY STAR Connected Thermostat_A_Achievable Economic UCT Potential | F3 | Industrial | Wood and Lumber Products | New | Space Heating | Natural Gas | ENERGY STAR Connected Thermostat | A | Integrated Unit Winter Peak Savings (kW) | Achievable Economic UCT Potential | 0 | 0 | 0 | 0 | 0 | 0 | 0 | 0 | 0 | 0 | 0 | 0 | 0 | 0 | 0 | 0 | 0 | 0 | 0 | 0 | 0 | 0 | 0 | 0 | 0 | 0 | 0 | 0 | 0 | 0 | 0
F4_Industrial_Wood and Lumber Products_New_Space Heating_Natural Gas_ENERGY STAR Connected Thermostat_A_Achievable Economic UCT Potential | F4 | Industrial | Wood and Lumber Products | New | Space Heating | Natural Gas | ENERGY STAR Connected Thermostat | A | Incremental Energy Savings (MWh or mTherms) | Achievable Economic UCT Potential | 0 | 0 | 0 | 0 | 0 | 0 | 0 | 0 | 0 | 0 | 0 | 0 | 0 | 0 | 0 | 0 | 0 | 0 | 0 | 0 | 0 | 0 | 0 | 0 | 0 | 0 | 0 | 0 | 0 | 0 | 0
F5_Industrial_Wood and Lumber Products_New_Space Heating_Natural Gas_ENERGY STAR Connected Thermostat_A_Achievable Economic UCT Potential | F5 | Industrial | Wood and Lumber Products | New | Space Heating | Natural Gas | ENERGY STAR Connected Thermostat | A | Incremental Summer Peak Savings (MW) | Achievable Economic UCT Potential | 0 | 0 | 0 | 0 | 0 | 0 | 0 | 0 | 0 | 0 | 0 | 0 | 0 | 0 | 0 | 0 | 0 | 0 | 0 | 0 | 0 | 0 | 0 | 0 | 0 | 0 | 0 | 0 | 0 | 0 | 0
F6_Industrial_Wood and Lumber Products_New_Space Heating_Natural Gas_ENERGY STAR Connected Thermostat_A_Achievable Economic UCT Potential | F6 | Industrial | Wood and Lumber Products | New | Space Heating | Natural Gas | ENERGY STAR Connected Thermostat | A | Incremental Winter Peak Savings (MW) | Achievable Economic UCT Potential | 0 | 0 | 0 | 0 | 0 | 0 | 0 | 0 | 0 | 0 | 0 | 0 | 0 | 0 | 0 | 0 | 0 | 0 | 0 | 0 | 0 | 0 | 0 | 0 | 0 | 0 | 0 | 0 | 0 | 0 | 0
F7_Industrial_Wood and Lumber Products_New_Space Heating_Natural Gas_ENERGY STAR Connected Thermostat_A_Achievable Economic UCT Potential | F7 | Industrial | Wood and Lumber Products | New | Space Heating | Natural Gas | ENERGY STAR Connected Thermostat | A | Cumulative Energy Savings (MWh or mTherms) | Achievable Economic UCT Potential | 0 | 0 | 0 | 0 | 0 | 0 | 0 | 0 | 0 | 0 | 0 | 0 | 0 | 0 | 0 | 0 | 0 | 0 | 0 | 0 | 0 | 0 | 0 | 0 | 0 | 0 | 0 | 0 | 0 | 0 | 0
F8_Industrial_Wood and Lumber Products_New_Space Heating_Natural Gas_ENERGY STAR Connected Thermostat_A_Achievable Economic UCT Potential | F8 | Industrial | Wood and Lumber Products | New | Space Heating | Natural Gas | ENERGY STAR Connected Thermostat | A | Cumulative Summer Peak Savings (MW) | Achievable Economic UCT Potential | 0 | 0 | 0 | 0 | 0 | 0 | 0 | 0 | 0 | 0 | 0 | 0 | 0 | 0 | 0 | 0 | 0 | 0 | 0 | 0 | 0 | 0 | 0 | 0 | 0 | 0 | 0 | 0 | 0 | 0 | 0
F9_Industrial_Wood and Lumber Products_New_Space Heating_Natural Gas_ENERGY STAR Connected Thermostat_A_Achievable Economic UCT Potential | F9 | Industrial | Wood and Lumber Products | New | Space Heating | Natural Gas | ENERGY STAR Connected Thermostat | A | Cumulative Winter Peak Savings (MW) | Achievable Economic UCT Potential | 0 | 0 | 0 | 0 | 0 | 0 | 0 | 0 | 0 | 0 | 0 | 0 | 0 | 0 | 0 | 0 | 0 | 0 | 0 | 0 | 0 | 0 | 0 | 0 | 0 | 0 | 0 | 0 | 0 | 0 | 0
F10_Industrial_Wood and Lumber Products_New_Space Heating_Natural Gas_ENERGY STAR Connected Thermostat_A_Achievable Economic UCT Potential | F10 | Industrial | Wood and Lumber Products | New | Space Heating | Natural Gas | ENERGY STAR Connected Thermostat | A | Purchases (Incremental) | Achievable Economic UCT Potential | 0 | 0 | 0 | 0 | 0 | 0 | 0 | 0 | 0 | 0 | 0 | 0 | 0 | 0 | 0 | 0 | 0 | 0 | 0 | 0 | 0 | 0 | 0 | 0 | 0 | 0 | 0 | 0 | 0 | 0 | 0
F11_Industrial_Wood and Lumber Products_New_Space Heating_Natural Gas_ENERGY STAR Connected Thermostat_A_Achievable Economic UCT Potential | F11 | Industrial | Wood and Lumber Products | New | Space Heating | Natural Gas | ENERGY STAR Connected Thermostat | A | Purchases (Cumulative) | Achievable Economic UCT Potential | 0 | 0 | 0 | 0 | 0 | 0 | 0 | 0 | 0 | 0 | 0 | 0 | 0 | 0 | 0 | 0 | 0 | 0 | 0 | 0 | 0 | 0 | 0 | 0 | 0 | 0 | 0 | 0 | 0 | 0 | 0
F1_Industrial_Wood and Lumber Products_New_Space Heating_Natural Gas_Destratification Fans (HVLS)_A_Achievable Economic UCT Potential | F1 | Industrial | Wood and Lumber Products | New | Space Heating | Natural Gas | Destratification Fans (HVLS) | A | Integrated Unit Energy Savings (kWh or therms) | Achievable Economic UCT Potential | 0 | 0 | 0 | 0 | 0 | 0.014546 | 0.014306 | 0.014108 | 0.013936 | 0.01378 | 0.013639 | 0.01347 | 0.013287 | 0.0131 | 0.012914 | 0.012745 | 0.012592 | 0.012461 | 0.012292 | 0.012161 | 0.012063 | 0.011986 | 0.011945 | 0.011919 | 0.011906 | 0.0119 | 0.011899 | 0.011901 | 0 | 0 | 0
F2_Industrial_Wood and Lumber Products_New_Space Heating_Natural Gas_Destratification Fans (HVLS)_A_Achievable Economic UCT Potential | F2 | Industrial | Wood and Lumber Products | New | Space Heating | Natural Gas | Destratification Fans (HVLS) | A | Integrated Unit Summer Peak Savings (kW) | Achievable Economic UCT Potential | 0 | 0 | 0 | 0 | 0 | 0 | 0 | 0 | 0 | 0 | 0 | 0 | 0 | 0 | 0 | 0 | 0 | 0 | 0 | 0 | 0 | 0 | 0 | 0 | 0 | 0 | 0 | 0 | 0 | 0 | 0
F3_Industrial_Wood and Lumber Products_New_Space Heating_Natural Gas_Destratification Fans (HVLS)_A_Achievable Economic UCT Potential | F3 | Industrial | Wood and Lumber Products | New | Space Heating | Natural Gas | Destratification Fans (HVLS) | A | Integrated Unit Winter Peak Savings (kW) | Achievable Economic UCT Potential | 0 | 0 | 0 | 0 | 0 | 0 | 0 | 0 | 0 | 0 | 0 | 0 | 0 | 0 | 0 | 0 | 0 | 0 | 0 | 0 | 0 | 0 | 0 | 0 | 0 | 0 | 0 | 0 | 0 | 0 | 0
F4_Industrial_Wood and Lumber Products_New_Space Heating_Natural Gas_Destratification Fans (HVLS)_A_Achievable Economic UCT Potential | F4 | Industrial | Wood and Lumber Products | New | Space Heating | Natural Gas | Destratification Fans (HVLS) | A | Incremental Energy Savings (MWh or mTherms) | Achievable Economic UCT Potential | 0 | 0 | 0 | 0 | 0 | 0 | 0 | 0 | 0 | 0 | 0 | 0 | 0 | 0 | 0 | 0 | 0 | 0 | 0 | 0 | 0 | 0 | 0 | 0 | 0 | 0 | 0 | 0 | 0 | 0 | 0
F5_Industrial_Wood and Lumber Products_New_Space Heating_Natural Gas_Destratification Fans (HVLS)_A_Achievable Economic UCT Potential | F5 | Industrial | Wood and Lumber Products | New | Space Heating | Natural Gas | Destratification Fans (HVLS) | A | Incremental Summer Peak Savings (MW) | Achievable Economic UCT Potential | 0 | 0 | 0 | 0 | 0 | 0 | 0 | 0 | 0 | 0 | 0 | 0 | 0 | 0 | 0 | 0 | 0 | 0 | 0 | 0 | 0 | 0 | 0 | 0 | 0 | 0 | 0 | 0 | 0 | 0 | 0
F6_Industrial_Wood and Lumber Products_New_Space Heating_Natural Gas_Destratification Fans (HVLS)_A_Achievable Economic UCT Potential | F6 | Industrial | Wood and Lumber Products | New | Space Heating | Natural Gas | Destratification Fans (HVLS) | A | Incremental Winter Peak Savings (MW) | Achievable Economic UCT Potential | 0 | 0 | 0 | 0 | 0 | 0 | 0 | 0 | 0 | 0 | 0 | 0 | 0 | 0 | 0 | 0 | 0 | 0 | 0 | 0 | 0 | 0 | 0 | 0 | 0 | 0 | 0 | 0 | 0 | 0 | 0
F7_Industrial_Wood and Lumber Products_New_Space Heating_Natural Gas_Destratification Fans (HVLS)_A_Achievable Economic UCT Potential | F7 | Industrial | Wood and Lumber Products | New | Space Heating | Natural Gas | Destratification Fans (HVLS) | A | Cumulative Energy Savings (MWh or mTherms) | Achievable Economic UCT Potential | 0 | 0 | 0 | 0 | 0 | 0 | 0 | 0 | 0 | 0 | 0 | 0 | 0 | 0 | 0 | 0 | 0 | 0 | 0 | 0 | 0 | 0 | 0 | 0 | 0 | 0 | 0 | 0 | 0 | 0 | 0
F8_Industrial_Wood and Lumber Products_New_Space Heating_Natural Gas_Destratification Fans (HVLS)_A_Achievable Economic UCT Potential | F8 | Industrial | Wood and Lumber Products | New | Space Heating | Natural Gas | Destratification Fans (HVLS) | A | Cumulative Summer Peak Savings (MW) | Achievable Economic UCT Potential | 0 | 0 | 0 | 0 | 0 | 0 | 0 | 0 | 0 | 0 | 0 | 0 | 0 | 0 | 0 | 0 | 0 | 0 | 0 | 0 | 0 | 0 | 0 | 0 | 0 | 0 | 0 | 0 | 0 | 0 | 0
F9_Industrial_Wood and Lumber Products_New_Space Heating_Natural Gas_Destratification Fans (HVLS)_A_Achievable Economic UCT Potential | F9 | Industrial | Wood and Lumber Products | New | Space Heating | Natural Gas | Destratification Fans (HVLS) | A | Cumulative Winter Peak Savings (MW) | Achievable Economic UCT Potential | 0 | 0 | 0 | 0 | 0 | 0 | 0 | 0 | 0 | 0 | 0 | 0 | 0 | 0 | 0 | 0 | 0 | 0 | 0 | 0 | 0 | 0 | 0 | 0 | 0 | 0 | 0 | 0 | 0 | 0 | 0
F10_Industrial_Wood and Lumber Products_New_Space Heating_Natural Gas_Destratification Fans (HVLS)_A_Achievable Economic UCT Potential | F10 | Industrial | Wood and Lumber Products | New | Space Heating | Natural Gas | Destratification Fans (HVLS) | A | Purchases (Incremental) | Achievable Economic UCT Potential | 0 | 0 | 0 | 0 | 0 | 0 | 0 | 0 | 0 | 0 | 0 | 0 | 0 | 0 | 0 | 0 | 0 | 0 | 0 | 0 | 0 | 0 | 0 | 0 | 0 | 0 | 0 | 0 | 0 | 0 | 0
F11_Industrial_Wood and Lumber Products_New_Space Heating_Natural Gas_Destratification Fans (HVLS)_A_Achievable Economic UCT Potential | F11 | Industrial | Wood and Lumber Products | New | Space Heating | Natural Gas | Destratification Fans (HVLS) | A | Purchases (Cumulative) | Achievable Economic UCT Potential | 0 | 0 | 0 | 0 | 0 | 0 | 0 | 0 | 0 | 0 | 0 | 0 | 0 | 0 | 0 | 0 | 0 | 0 | 0 | 0 | 0 | 0 | 0 | 0 | 0 | 0 | 0 | 0 | 0 | 0 | 0
F1_Industrial_Wood and Lumber Products_New_Space Heating_Natural Gas_Gas Boiler - Insulate Steam Lines/Condensate Tank_A_Achievable Economic UCT Potential | F1 | Industrial | Wood and Lumber Products | New | Space Heating | Natural Gas | Gas Boiler - Insulate Steam Lines/Condensate Tank | A | Integrated Unit Energy Savings (kWh or therms) | Achievable Economic UCT Potential | 0 | 0 | 0 | 0 | 0 | 0 | 0 | 0 | 0 | 0 | 0 | 0 | 0 | 0 | 0 | 0 | 0 | 0 | 0 | 0 | 0 | 0 | 0 | 0 | 0 | 0 | 0 | 0 | 0 | 0 | 0
F2_Industrial_Wood and Lumber Products_New_Space Heating_Natural Gas_Gas Boiler - Insulate Steam Lines/Condensate Tank_A_Achievable Economic UCT Potential | F2 | Industrial | Wood and Lumber Products | New | Space Heating | Natural Gas | Gas Boiler - Insulate Steam Lines/Condensate Tank | A | Integrated Unit Summer Peak Savings (kW) | Achievable Economic UCT Potential | 0 | 0 | 0 | 0 | 0 | 0 | 0 | 0 | 0 | 0 | 0 | 0 | 0 | 0 | 0 | 0 | 0 | 0 | 0 | 0 | 0 | 0 | 0 | 0 | 0 | 0 | 0 | 0 | 0 | 0 | 0
F3_Industrial_Wood and Lumber Products_New_Space Heating_Natural Gas_Gas Boiler - Insulate Steam Lines/Condensate Tank_A_Achievable Economic UCT Potential | F3 | Industrial | Wood and Lumber Products | New | Space Heating | Natural Gas | Gas Boiler - Insulate Steam Lines/Condensate Tank | A | Integrated Unit Winter Peak Savings (kW) | Achievable Economic UCT Potential | 0 | 0 | 0 | 0 | 0 | 0 | 0 | 0 | 0 | 0 | 0 | 0 | 0 | 0 | 0 | 0 | 0 | 0 | 0 | 0 | 0 | 0 | 0 | 0 | 0 | 0 | 0 | 0 | 0 | 0 | 0
F4_Industrial_Wood and Lumber Products_New_Space Heating_Natural Gas_Gas Boiler - Insulate Steam Lines/Condensate Tank_A_Achievable Economic UCT Potential | F4 | Industrial | Wood and Lumber Products | New | Space Heating | Natural Gas | Gas Boiler - Insulate Steam Lines/Condensate Tank | A | Incremental Energy Savings (MWh or mTherms) | Achievable Economic UCT Potential | 0 | 0 | 0 | 0 | 0 | 0 | 0 | 0 | 0 | 0 | 0 | 0 | 0 | 0 | 0 | 0 | 0 | 0 | 0 | 0 | 0 | 0 | 0 | 0 | 0 | 0 | 0 | 0 | 0 | 0 | 0
F5_Industrial_Wood and Lumber Products_New_Space Heating_Natural Gas_Gas Boiler - Insulate Steam Lines/Condensate Tank_A_Achievable Economic UCT Potential | F5 | Industrial | Wood and Lumber Products | New | Space Heating | Natural Gas | Gas Boiler - Insulate Steam Lines/Condensate Tank | A | Incremental Summer Peak Savings (MW) | Achievable Economic UCT Potential | 0 | 0 | 0 | 0 | 0 | 0 | 0 | 0 | 0 | 0 | 0 | 0 | 0 | 0 | 0 | 0 | 0 | 0 | 0 | 0 | 0 | 0 | 0 | 0 | 0 | 0 | 0 | 0 | 0 | 0 | 0
F6_Industrial_Wood and Lumber Products_New_Space Heating_Natural Gas_Gas Boiler - Insulate Steam Lines/Condensate Tank_A_Achievable Economic UCT Potential | F6 | Industrial | Wood and Lumber Products | New | Space Heating | Natural Gas | Gas Boiler - Insulate Steam Lines/Condensate Tank | A | Incremental Winter Peak Savings (MW) | Achievable Economic UCT Potential | 0 | 0 | 0 | 0 | 0 | 0 | 0 | 0 | 0 | 0 | 0 | 0 | 0 | 0 | 0 | 0 | 0 | 0 | 0 | 0 | 0 | 0 | 0 | 0 | 0 | 0 | 0 | 0 | 0 | 0 | 0
F7_Industrial_Wood and Lumber Products_New_Space Heating_Natural Gas_Gas Boiler - Insulate Steam Lines/Condensate Tank_A_Achievable Economic UCT Potential | F7 | Industrial | Wood and Lumber Products | New | Space Heating | Natural Gas | Gas Boiler - Insulate Steam Lines/Condensate Tank | A | Cumulative Energy Savings (MWh or mTherms) | Achievable Economic UCT Potential | 0 | 0 | 0 | 0 | 0 | 0 | 0 | 0 | 0 | 0 | 0 | 0 | 0 | 0 | 0 | 0 | 0 | 0 | 0 | 0 | 0 | 0 | 0 | 0 | 0 | 0 | 0 | 0 | 0 | 0 | 0
F8_Industrial_Wood and Lumber Products_New_Space Heating_Natural Gas_Gas Boiler - Insulate Steam Lines/Condensate Tank_A_Achievable Economic UCT Potential | F8 | Industrial | Wood and Lumber Products | New | Space Heating | Natural Gas | Gas Boiler - Insulate Steam Lines/Condensate Tank | A | Cumulative Summer Peak Savings (MW) | Achievable Economic UCT Potential | 0 | 0 | 0 | 0 | 0 | 0 | 0 | 0 | 0 | 0 | 0 | 0 | 0 | 0 | 0 | 0 | 0 | 0 | 0 | 0 | 0 | 0 | 0 | 0 | 0 | 0 | 0 | 0 | 0 | 0 | 0
F9_Industrial_Wood and Lumber Products_New_Space Heating_Natural Gas_Gas Boiler - Insulate Steam Lines/Condensate Tank_A_Achievable Economic UCT Potential | F9 | Industrial | Wood and Lumber Products | New | Space Heating | Natural Gas | Gas Boiler - Insulate Steam Lines/Condensate Tank | A | Cumulative Winter Peak Savings (MW) | Achievable Economic UCT Potential | 0 | 0 | 0 | 0 | 0 | 0 | 0 | 0 | 0 | 0 | 0 | 0 | 0 | 0 | 0 | 0 | 0 | 0 | 0 | 0 | 0 | 0 | 0 | 0 | 0 | 0 | 0 | 0 | 0 | 0 | 0
F10_Industrial_Wood and Lumber Products_New_Space Heating_Natural Gas_Gas Boiler - Insulate Steam Lines/Condensate Tank_A_Achievable Economic UCT Potential | F10 | Industrial | Wood and Lumber Products | New | Space Heating | Natural Gas | Gas Boiler - Insulate Steam Lines/Condensate Tank | A | Purchases (Incremental) | Achievable Economic UCT Potential | 0 | 0 | 0 | 0 | 0 | 0 | 0 | 0 | 0 | 0 | 0 | 0 | 0 | 0 | 0 | 0 | 0 | 0 | 0 | 0 | 0 | 0 | 0 | 0 | 0 | 0 | 0 | 0 | 0 | 0 | 0
F11_Industrial_Wood and Lumber Products_New_Space Heating_Natural Gas_Gas Boiler - Insulate Steam Lines/Condensate Tank_A_Achievable Economic UCT Potential | F11 | Industrial | Wood and Lumber Products | New | Space Heating | Natural Gas | Gas Boiler - Insulate Steam Lines/Condensate Tank | A | Purchases (Cumulative) | Achievable Economic UCT Potential | 0 | 0 | 0 | 0 | 0 | 0 | 0 | 0 | 0 | 0 | 0 | 0 | 0 | 0 | 0 | 0 | 0 | 0 | 0 | 0 | 0 | 0 | 0 | 0 | 0 | 0 | 0 | 0 | 0 | 0 | 0
F1_Industrial_Wood and Lumber Products_New_Process_Natural Gas_Gas Boiler - Insulate Steam Lines/Condensate Tank_A_Achievable Economic UCT Potential | F1 | Industrial | Wood and Lumber Products | New | Process | Natural Gas | Gas Boiler - Insulate Steam Lines/Condensate Tank | A | Integrated Unit Energy Savings (kWh or therms) | Achievable Economic UCT Potential | 0 | 0 | 0 | 0 | 0 | 68.3569 | 68.2241 | 68.1047 | 67.9949 | 67.8895 | 67.8225 | 67.7689 | 67.7265 | 67.694 | 67.6701 | 67.6551 | 67.6476 | 67.6462 | 67.649 | 67.6538 | 67.6625 | 67.6745 | 67.6848 | 67.6936 | 67.7011 | 67.7315 | 67.7596 | 67.7858 | 68.5138 | 68.5138 | 68.5138
F2_Industrial_Wood and Lumber Products_New_Process_Natural Gas_Gas Boiler - Insulate Steam Lines/Condensate Tank_A_Achievable Economic UCT Potential | F2 | Industrial | Wood and Lumber Products | New | Process | Natural Gas | Gas Boiler - Insulate Steam Lines/Condensate Tank | A | Integrated Unit Summer Peak Savings (kW) | Achievable Economic UCT Potential | 0 | 0 | 0 | 0 | 0 | 0 | 0 | 0 | 0 | 0 | 0 | 0 | 0 | 0 | 0 | 0 | 0 | 0 | 0 | 0 | 0 | 0 | 0 | 0 | 0 | 0 | 0 | 0 | 0 | 0 | 0
F3_Industrial_Wood and Lumber Products_New_Process_Natural Gas_Gas Boiler - Insulate Steam Lines/Condensate Tank_A_Achievable Economic UCT Potential | F3 | Industrial | Wood and Lumber Products | New | Process | Natural Gas | Gas Boiler - Insulate Steam Lines/Condensate Tank | A | Integrated Unit Winter Peak Savings (kW) | Achievable Economic UCT Potential | 0 | 0 | 0 | 0 | 0 | 0 | 0 | 0 | 0 | 0 | 0 | 0 | 0 | 0 | 0 | 0 | 0 | 0 | 0 | 0 | 0 | 0 | 0 | 0 | 0 | 0 | 0 | 0 | 0 | 0 | 0
F4_Industrial_Wood and Lumber Products_New_Process_Natural Gas_Gas Boiler - Insulate Steam Lines/Condensate Tank_A_Achievable Economic UCT Potential | F4 | Industrial | Wood and Lumber Products | New | Process | Natural Gas | Gas Boiler - Insulate Steam Lines/Condensate Tank | A | Incremental Energy Savings (MWh or mTherms) | Achievable Economic UCT Potential | 0 | 0 | 0 | 0 | 0 | 0.010343 | 0.012229 | 0.01411 | 0.015976 | 0.017837 | 0.019706 | 0.021551 | 0.023392 | 0.02523 | 0.027041 | 0.028861 | 0.030666 | 0.032474 | 0.034275 | 0.036062 | 0.037853 | 0.039638 | 0.041417 | 0.043188 | 0.044954 | 0.010248 | 0.012146 | 0.014044 | 0.016098 | 0.018001 | 0.019907
F5_Industrial_Wood and Lumber Products_New_Process_Natural Gas_Gas Boiler - Insulate Steam Lines/Condensate Tank_A_Achievable Economic UCT Potential | F5 | Industrial | Wood and Lumber Products | New | Process | Natural Gas | Gas Boiler - Insulate Steam Lines/Condensate Tank | A | Incremental Summer Peak Savings (MW) | Achievable Economic UCT Potential | 0 | 0 | 0 | 0 | 0 | 0 | 0 | 0 | 0 | 0 | 0 | 0 | 0 | 0 | 0 | 0 | 0 | 0 | 0 | 0 | 0 | 0 | 0 | 0 | 0 | 0 | 0 | 0 | 0 | 0 | 0
F6_Industrial_Wood and Lumber Products_New_Process_Natural Gas_Gas Boiler - Insulate Steam Lines/Condensate Tank_A_Achievable Economic UCT Potential | F6 | Industrial | Wood and Lumber Products | New | Process | Natural Gas | Gas Boiler - Insulate Steam Lines/Condensate Tank | A | Incremental Winter Peak Savings (MW) | Achievable Economic UCT Potential | 0 | 0 | 0 | 0 | 0 | 0 | 0 | 0 | 0 | 0 | 0 | 0 | 0 | 0 | 0 | 0 | 0 | 0 | 0 | 0 | 0 | 0 | 0 | 0 | 0 | 0 | 0 | 0 | 0 | 0 | 0
F7_Industrial_Wood and Lumber Products_New_Process_Natural Gas_Gas Boiler - Insulate Steam Lines/Condensate Tank_A_Achievable Economic UCT Potential | F7 | Industrial | Wood and Lumber Products | New | Process | Natural Gas | Gas Boiler - Insulate Steam Lines/Condensate Tank | A | Cumulative Energy Savings (MWh or mTherms) | Achievable Economic UCT Potential | 0 | 0 | 0 | 0 | 0 | 0.010343 | 0.022552 | 0.036623 | 0.052539 | 0.070295 | 0.089932 | 0.11141 | 0.13473 | 0.1599 | 0.18688 | 0.2157 | 0.24634 | 0.27881 | 0.3131 | 0.34918 | 0.38708 | 0.42679 | 0.46827 | 0.51152 | 0.55653 | 0.55678 | 0.55701 | 0.55723 | 0 | 0 | 0
F8_Industrial_Wood and Lumber Products_New_Process_Natural Gas_Gas Boiler - Insulate Steam Lines/Condensate Tank_A_Achievable Economic UCT Potential | F8 | Industrial | Wood and Lumber Products | New | Process | Natural Gas | Gas Boiler - Insulate Steam Lines/Condensate Tank | A | Cumulative Summer Peak Savings (MW) | Achievable Economic UCT Potential | 0 | 0 | 0 | 0 | 0 | 0 | 0 | 0 | 0 | 0 | 0 | 0 | 0 | 0 | 0 | 0 | 0 | 0 | 0 | 0 | 0 | 0 | 0 | 0 | 0 | 0 | 0 | 0 | 0 | 0 | 0
F9_Industrial_Wood and Lumber Products_New_Process_Natural Gas_Gas Boiler - Insulate Steam Lines/Condensate Tank_A_Achievable Economic UCT Potential | F9 | Industrial | Wood and Lumber Products | New | Process | Natural Gas | Gas Boiler - Insulate Steam Lines/Condensate Tank | A | Cumulative Winter Peak Savings (MW) | Achievable Economic UCT Potential | 0 | 0 | 0 | 0 | 0 | 0 | 0 | 0 | 0 | 0 | 0 | 0 | 0 | 0 | 0 | 0 | 0 | 0 | 0 | 0 | 0 | 0 | 0 | 0 | 0 | 0 | 0 | 0 | 0 | 0 | 0
F10_Industrial_Wood and Lumber Products_New_Process_Natural Gas_Gas Boiler - Insulate Steam Lines/Condensate Tank_A_Achievable Economic UCT Potential | F10 | Industrial | Wood and Lumber Products | New | Process | Natural Gas | Gas Boiler - Insulate Steam Lines/Condensate Tank | A | Purchases (Incremental) | Achievable Economic UCT Potential | 0 | 0 | 0 | 0 | 0 | 0.1513 | 0.17925 | 0.20719 | 0.23496 | 0.26274 | 0.29055 | 0.318 | 0.34538 | 0.37271 | 0.3996 | 0.42659 | 0.45332 | 0.48006 | 0.50667 | 0.53303 | 0.55943 | 0.58572 | 0.61191 | 0.638 | 0.664 | 0.1513 | 0.17925 | 0.20719 | 0.23496 | 0.26274 | 0.29055
F11_Industrial_Wood and Lumber Products_New_Process_Natural Gas_Gas Boiler - Insulate Steam Lines/Condensate Tank_A_Achievable Economic UCT Potential | F11 | Industrial | Wood and Lumber Products | New | Process | Natural Gas | Gas Boiler - Insulate Steam Lines/Condensate Tank | A | Purchases (Cumulative) | Achievable Economic UCT Potential | 0 | 0 | 0 | 0 | 0 | 0.1513 | 0.33055 | 0.53774 | 0.7727 | 1.0354 | 1.326 | 1.644 | 1.9894 | 2.3621 | 2.7617 | 3.1883 | 3.6416 | 4.1216 | 4.6283 | 5.1613 | 5.7208 | 6.3065 | 6.9184 | 7.5564 | 8.2204 | 8.2204 | 8.2204 | 8.2204 | 8.2204 | 8.2204 | 8.2204
F1_Industrial_Wood and Lumber Products_New_Space Heating_Natural Gas_Gas Boiler - Insulate Hot Water Lines_A_Achievable Economic UCT Potential | F1 | Industrial | Wood and Lumber Products | New | Space Heating | Natural Gas | Gas Boiler - Insulate Hot Water Lines | A | Integrated Unit Energy Savings (kWh or therms) | Achievable Economic UCT Potential | 0 | 0 | 0 | 0 | 0 | 0 | 0 | 0 | 0 | 0 | 0 | 0 | 0 | 0 | 0 | 0 | 0 | 0 | 0 | 0 | 0 | 0 | 0 | 0 | 0 | 0 | 0 | 0 | 0 | 0 | 0
F2_Industrial_Wood and Lumber Products_New_Space Heating_Natural Gas_Gas Boiler - Insulate Hot Water Lines_A_Achievable Economic UCT Potential | F2 | Industrial | Wood and Lumber Products | New | Space Heating | Natural Gas | Gas Boiler - Insulate Hot Water Lines | A | Integrated Unit Summer Peak Savings (kW) | Achievable Economic UCT Potential | 0 | 0 | 0 | 0 | 0 | 0 | 0 | 0 | 0 | 0 | 0 | 0 | 0 | 0 | 0 | 0 | 0 | 0 | 0 | 0 | 0 | 0 | 0 | 0 | 0 | 0 | 0 | 0 | 0 | 0 | 0
F3_Industrial_Wood and Lumber Products_New_Space Heating_Natural Gas_Gas Boiler - Insulate Hot Water Lines_A_Achievable Economic UCT Potential | F3 | Industrial | Wood and Lumber Products | New | Space Heating | Natural Gas | Gas Boiler - Insulate Hot Water Lines | A | Integrated Unit Winter Peak Savings (kW) | Achievable Economic UCT Potential | 0 | 0 | 0 | 0 | 0 | 0 | 0 | 0 | 0 | 0 | 0 | 0 | 0 | 0 | 0 | 0 | 0 | 0 | 0 | 0 | 0 | 0 | 0 | 0 | 0 | 0 | 0 | 0 | 0 | 0 | 0
F4_Industrial_Wood and Lumber Products_New_Space Heating_Natural Gas_Gas Boiler - Insulate Hot Water Lines_A_Achievable Economic UCT Potential | F4 | Industrial | Wood and Lumber Products | New | Space Heating | Natural Gas | Gas Boiler - Insulate Hot Water Lines | A | Incremental Energy Savings (MWh or mTherms) | Achievable Economic UCT Potential | 0 | 0 | 0 | 0 | 0 | 0 | 0 | 0 | 0 | 0 | 0 | 0 | 0 | 0 | 0 | 0 | 0 | 0 | 0 | 0 | 0 | 0 | 0 | 0 | 0 | 0 | 0 | 0 | 0 | 0 | 0
F5_Industrial_Wood and Lumber Products_New_Space Heating_Natural Gas_Gas Boiler - Insulate Hot Water Lines_A_Achievable Economic UCT Potential | F5 | Industrial | Wood and Lumber Products | New | Space Heating | Natural Gas | Gas Boiler - Insulate Hot Water Lines | A | Incremental Summer Peak Savings (MW) | Achievable Economic UCT Potential | 0 | 0 | 0 | 0 | 0 | 0 | 0 | 0 | 0 | 0 | 0 | 0 | 0 | 0 | 0 | 0 | 0 | 0 | 0 | 0 | 0 | 0 | 0 | 0 | 0 | 0 | 0 | 0 | 0 | 0 | 0
F6_Industrial_Wood and Lumber Products_New_Space Heating_Natural Gas_Gas Boiler - Insulate Hot Water Lines_A_Achievable Economic UCT Potential | F6 | Industrial | Wood and Lumber Products | New | Space Heating | Natural Gas | Gas Boiler - Insulate Hot Water Lines | A | Incremental Winter Peak Savings (MW) | Achievable Economic UCT Potential | 0 | 0 | 0 | 0 | 0 | 0 | 0 | 0 | 0 | 0 | 0 | 0 | 0 | 0 | 0 | 0 | 0 | 0 | 0 | 0 | 0 | 0 | 0 | 0 | 0 | 0 | 0 | 0 | 0 | 0 | 0
F7_Industrial_Wood and Lumber Products_New_Space Heating_Natural Gas_Gas Boiler - Insulate Hot Water Lines_A_Achievable Economic UCT Potential | F7 | Industrial | Wood and Lumber Products | New | Space Heating | Natural Gas | Gas Boiler - Insulate Hot Water Lines | A | Cumulative Energy Savings (MWh or mTherms) | Achievable Economic UCT Potential | 0 | 0 | 0 | 0 | 0 | 0 | 0 | 0 | 0 | 0 | 0 | 0 | 0 | 0 | 0 | 0 | 0 | 0 | 0 | 0 | 0 | 0 | 0 | 0 | 0 | 0 | 0 | 0 | 0 | 0 | 0
F8_Industrial_Wood and Lumber Products_New_Space Heating_Natural Gas_Gas Boiler - Insulate Hot Water Lines_A_Achievable Economic UCT Potential | F8 | Industrial | Wood and Lumber Products | New | Space Heating | Natural Gas | Gas Boiler - Insulate Hot Water Lines | A | Cumulative Summer Peak Savings (MW) | Achievable Economic UCT Potential | 0 | 0 | 0 | 0 | 0 | 0 | 0 | 0 | 0 | 0 | 0 | 0 | 0 | 0 | 0 | 0 | 0 | 0 | 0 | 0 | 0 | 0 | 0 | 0 | 0 | 0 | 0 | 0 | 0 | 0 | 0
F9_Industrial_Wood and Lumber Products_New_Space Heating_Natural Gas_Gas Boiler - Insulate Hot Water Lines_A_Achievable Economic UCT Potential | F9 | Industrial | Wood and Lumber Products | New | Space Heating | Natural Gas | Gas Boiler - Insulate Hot Water Lines | A | Cumulative Winter Peak Savings (MW) | Achievable Economic UCT Potential | 0 | 0 | 0 | 0 | 0 | 0 | 0 | 0 | 0 | 0 | 0 | 0 | 0 | 0 | 0 | 0 | 0 | 0 | 0 | 0 | 0 | 0 | 0 | 0 | 0 | 0 | 0 | 0 | 0 | 0 | 0
F10_Industrial_Wood and Lumber Products_New_Space Heating_Natural Gas_Gas Boiler - Insulate Hot Water Lines_A_Achievable Economic UCT Potential | F10 | Industrial | Wood and Lumber Products | New | Space Heating | Natural Gas | Gas Boiler - Insulate Hot Water Lines | A | Purchases (Incremental) | Achievable Economic UCT Potential | 0 | 0 | 0 | 0 | 0 | 0 | 0 | 0 | 0 | 0 | 0 | 0 | 0 | 0 | 0 | 0 | 0 | 0 | 0 | 0 | 0 | 0 | 0 | 0 | 0 | 0 | 0 | 0 | 0 | 0 | 0
F11_Industrial_Wood and Lumber Products_New_Space Heating_Natural Gas_Gas Boiler - Insulate Hot Water Lines_A_Achievable Economic UCT Potential | F11 | Industrial | Wood and Lumber Products | New | Space Heating | Natural Gas | Gas Boiler - Insulate Hot Water Lines | A | Purchases (Cumulative) | Achievable Economic UCT Potential | 0 | 0 | 0 | 0 | 0 | 0 | 0 | 0 | 0 | 0 | 0 | 0 | 0 | 0 | 0 | 0 | 0 | 0 | 0 | 0 | 0 | 0 | 0 | 0 | 0 | 0 | 0 | 0 | 0 | 0 | 0
F1_Industrial_Wood and Lumber Products_New_Process_Natural Gas_Gas Boiler - Insulate Hot Water Lines_A_Achievable Economic UCT Potential | F1 | Industrial | Wood and Lumber Products | New | Process | Natural Gas | Gas Boiler - Insulate Hot Water Lines | A | Integrated Unit Energy Savings (kWh or therms) | Achievable Economic UCT Potential | 0 | 0 | 0 | 0 | 0 | 77.2801 | 77.1429 | 77.0193 | 76.9057 | 76.7964 | 76.73 | 76.6786 | 76.6396 | 76.6116 | 76.5932 | 76.5847 | 76.5847 | 76.5916 | 76.603 | 76.6168 | 76.6349 | 76.6567 | 76.6765 | 76.6947 | 76.7114 | 76.7387 | 76.7641 | 76.7876 | 77.4421 | 77.4421 | 77.4421
F2_Industrial_Wood and Lumber Products_New_Process_Natural Gas_Gas Boiler - Insulate Hot Water Lines_A_Achievable Economic UCT Potential | F2 | Industrial | Wood and Lumber Products | New | Process | Natural Gas | Gas Boiler - Insulate Hot Water Lines | A | Integrated Unit Summer Peak Savings (kW) | Achievable Economic UCT Potential | 0 | 0 | 0 | 0 | 0 | 0 | 0 | 0 | 0 | 0 | 0 | 0 | 0 | 0 | 0 | 0 | 0 | 0 | 0 | 0 | 0 | 0 | 0 | 0 | 0 | 0 | 0 | 0 | 0 | 0 | 0
F3_Industrial_Wood and Lumber Products_New_Process_Natural Gas_Gas Boiler - Insulate Hot Water Lines_A_Achievable Economic UCT Potential | F3 | Industrial | Wood and Lumber Products | New | Process | Natural Gas | Gas Boiler - Insulate Hot Water Lines | A | Integrated Unit Winter Peak Savings (kW) | Achievable Economic UCT Potential | 0 | 0 | 0 | 0 | 0 | 0 | 0 | 0 | 0 | 0 | 0 | 0 | 0 | 0 | 0 | 0 | 0 | 0 | 0 | 0 | 0 | 0 | 0 | 0 | 0 | 0 | 0 | 0 | 0 | 0 | 0
F4_Industrial_Wood and Lumber Products_New_Process_Natural Gas_Gas Boiler - Insulate Hot Water Lines_A_Achievable Economic UCT Potential | F4 | Industrial | Wood and Lumber Products | New | Process | Natural Gas | Gas Boiler - Insulate Hot Water Lines | A | Incremental Energy Savings (MWh or mTherms) | Achievable Economic UCT Potential | 0 | 0 | 0 | 0 | 0 | 0.011693 | 0.013828 | 0.015957 | 0.018069 | 0.020178 | 0.022294 | 0.024384 | 0.02647 | 0.028554 | 0.030606 | 0.03267 | 0.034718 | 0.036769 | 0.038812 | 0.040839 | 0.042872 | 0.044899 | 0.046919 | 0.048931 | 0.050936 | 0.011611 | 0.01376 | 0.015909 | 0.018195 | 0.020347 | 0.022501
F5_Industrial_Wood and Lumber Products_New_Process_Natural Gas_Gas Boiler - Insulate Hot Water Lines_A_Achievable Economic UCT Potential | F5 | Industrial | Wood and Lumber Products | New | Process | Natural Gas | Gas Boiler - Insulate Hot Water Lines | A | Incremental Summer Peak Savings (MW) | Achievable Economic UCT Potential | 0 | 0 | 0 | 0 | 0 | 0 | 0 | 0 | 0 | 0 | 0 | 0 | 0 | 0 | 0 | 0 | 0 | 0 | 0 | 0 | 0 | 0 | 0 | 0 | 0 | 0 | 0 | 0 | 0 | 0 | 0
F6_Industrial_Wood and Lumber Products_New_Process_Natural Gas_Gas Boiler - Insulate Hot Water Lines_A_Achievable Economic UCT Potential | F6 | Industrial | Wood and Lumber Products | New | Process | Natural Gas | Gas Boiler - Insulate Hot Water Lines | A | Incremental Winter Peak Savings (MW) | Achievable Economic UCT Potential | 0 | 0 | 0 | 0 | 0 | 0 | 0 | 0 | 0 | 0 | 0 | 0 | 0 | 0 | 0 | 0 | 0 | 0 | 0 | 0 | 0 | 0 | 0 | 0 | 0 | 0 | 0 | 0 | 0 | 0 | 0
F7_Industrial_Wood and Lumber Products_New_Process_Natural Gas_Gas Boiler - Insulate Hot Water Lines_A_Achievable Economic UCT Potential | F7 | Industrial | Wood and Lumber Products | New | Process | Natural Gas | Gas Boiler - Insulate Hot Water Lines | A | Cumulative Energy Savings (MWh or mTherms) | Achievable Economic UCT Potential | 0 | 0 | 0 | 0 | 0 | 0.011693 | 0.0255 | 0.041416 | 0.059425 | 0.079518 | 0.10174 | 0.12606 | 0.15246 | 0.18096 | 0.21153 | 0.24417 | 0.27889 | 0.31568 | 0.35454 | 0.39545 | 0.43841 | 0.48344 | 0.53048 | 0.57954 | 0.6306 | 0.63082 | 0.63103 | 0.63122 | 0 | 0 | 0
F8_Industrial_Wood and Lumber Products_New_Process_Natural Gas_Gas Boiler - Insulate Hot Water Lines_A_Achievable Economic UCT Potential | F8 | Industrial | Wood and Lumber Products | New | Process | Natural Gas | Gas Boiler - Insulate Hot Water Lines | A | Cumulative Summer Peak Savings (MW) | Achievable Economic UCT Potential | 0 | 0 | 0 | 0 | 0 | 0 | 0 | 0 | 0 | 0 | 0 | 0 | 0 | 0 | 0 | 0 | 0 | 0 | 0 | 0 | 0 | 0 | 0 | 0 | 0 | 0 | 0 | 0 | 0 | 0 | 0
F9_Industrial_Wood and Lumber Products_New_Process_Natural Gas_Gas Boiler - Insulate Hot Water Lines_A_Achievable Economic UCT Potential | F9 | Industrial | Wood and Lumber Products | New | Process | Natural Gas | Gas Boiler - Insulate Hot Water Lines | A | Cumulative Winter Peak Savings (MW) | Achievable Economic UCT Potential | 0 | 0 | 0 | 0 | 0 | 0 | 0 | 0 | 0 | 0 | 0 | 0 | 0 | 0 | 0 | 0 | 0 | 0 | 0 | 0 | 0 | 0 | 0 | 0 | 0 | 0 | 0 | 0 | 0 | 0 | 0
F10_Industrial_Wood and Lumber Products_New_Process_Natural Gas_Gas Boiler - Insulate Hot Water Lines_A_Achievable Economic UCT Potential | F10 | Industrial | Wood and Lumber Products | New | Process | Natural Gas | Gas Boiler - Insulate Hot Water Lines | A | Purchases (Incremental) | Achievable Economic UCT Potential | 0 | 0 | 0 | 0 | 0 | 0.1513 | 0.17925 | 0.20719 | 0.23496 | 0.26274 | 0.29055 | 0.318 | 0.34538 | 0.37271 | 0.3996 | 0.42659 | 0.45332 | 0.48006 | 0.50667 | 0.53303 | 0.55943 | 0.58572 | 0.61191 | 0.638 | 0.664 | 0.1513 | 0.17925 | 0.20719 | 0.23496 | 0.26274 | 0.29055
F11_Industrial_Wood and Lumber Products_New_Process_Natural Gas_Gas Boiler - Insulate Hot Water Lines_A_Achievable Economic UCT Potential | F11 | Industrial | Wood and Lumber Products | New | Process | Natural Gas | Gas Boiler - Insulate Hot Water Lines | A | Purchases (Cumulative) | Achievable Economic UCT Potential | 0 | 0 | 0 | 0 | 0 | 0.1513 | 0.33055 | 0.53774 | 0.7727 | 1.0354 | 1.326 | 1.644 | 1.9894 | 2.3621 | 2.7617 | 3.1883 | 3.6416 | 4.1216 | 4.6283 | 5.1613 | 5.7208 | 6.3065 | 6.9184 | 7.5564 | 8.2204 | 8.2204 | 8.2204 | 8.2204 | 8.2204 | 8.2204 | 8.2204
F1_Industrial_Wood and Lumber Products_New_Process_Natural Gas_Process - Insulate Heated Process Fluids_A_Achievable Economic UCT Potential | F1 | Industrial | Wood and Lumber Products | New | Process | Natural Gas | Process - Insulate Heated Process Fluids | A | Integrated Unit Energy Savings (kWh or therms) | Achievable Economic UCT Potential | 0 | 0 | 0 | 0 | 0 | 125.7698 | 125.7256 | 125.6881 | 125.6577 | 125.6289 | 125.6058 | 125.5912 | 125.583 | 125.5793 | 125.5787 | 125.5805 | 125.584 | 125.5886 | 125.594 | 125.5998 | 125.6105 | 125.6201 | 125.6289 | 125.6369 | 125.6443 | 125.6511 | 125.6574 | 125.6632 | 125.8253 | 125.8253 | 125.8253
F2_Industrial_Wood and Lumber Products_New_Process_Natural Gas_Process - Insulate Heated Process Fluids_A_Achievable Economic UCT Potential | F2 | Industrial | Wood and Lumber Products | New | Process | Natural Gas | Process - Insulate Heated Process Fluids | A | Integrated Unit Summer Peak Savings (kW) | Achievable Economic UCT Potential | 0 | 0 | 0 | 0 | 0 | 0 | 0 | 0 | 0 | 0 | 0 | 0 | 0 | 0 | 0 | 0 | 0 | 0 | 0 | 0 | 0 | 0 | 0 | 0 | 0 | 0 | 0 | 0 | 0 | 0 | 0
F3_Industrial_Wood and Lumber Products_New_Process_Natural Gas_Process - Insulate Heated Process Fluids_A_Achievable Economic UCT Potential | F3 | Industrial | Wood and Lumber Products | New | Process | Natural Gas | Process - Insulate Heated Process Fluids | A | Integrated Unit Winter Peak Savings (kW) | Achievable Economic UCT Potential | 0 | 0 | 0 | 0 | 0 | 0 | 0 | 0 | 0 | 0 | 0 | 0 | 0 | 0 | 0 | 0 | 0 | 0 | 0 | 0 | 0 | 0 | 0 | 0 | 0 | 0 | 0 | 0 | 0 | 0 | 0
F4_Industrial_Wood and Lumber Products_New_Process_Natural Gas_Process - Insulate Heated Process Fluids_A_Achievable Economic UCT Potential | F4 | Industrial | Wood and Lumber Products | New | Process | Natural Gas | Process - Insulate Heated Process Fluids | A | Incremental Energy Savings (MWh or mTherms) | Achievable Economic UCT Potential | 0 | 0 | 0 | 0 | 0 | 0.041626 | 0.049299 | 0.056964 | 0.064584 | 0.072204 | 0.071848 | 0.062903 | 0.054651 | 0.047178 | 0.040466 | 0.03456 | 0.029381 | 0.024892 | 0.021018 | 0.017691 | 0.014855 | 0.00010609 | 3.9586e-05 | 1.4071e-05 | 4.7758e-06 | 0.041587 | 0.049272 | 0.056953 | 0.06467 | 0.072317 | 0.071974
F5_Industrial_Wood and Lumber Products_New_Process_Natural Gas_Process - Insulate Heated Process Fluids_A_Achievable Economic UCT Potential | F5 | Industrial | Wood and Lumber Products | New | Process | Natural Gas | Process - Insulate Heated Process Fluids | A | Incremental Summer Peak Savings (MW) | Achievable Economic UCT Potential | 0 | 0 | 0 | 0 | 0 | 0 | 0 | 0 | 0 | 0 | 0 | 0 | 0 | 0 | 0 | 0 | 0 | 0 | 0 | 0 | 0 | 0 | 0 | 0 | 0 | 0 | 0 | 0 | 0 | 0 | 0
F6_Industrial_Wood and Lumber Products_New_Process_Natural Gas_Process - Insulate Heated Process Fluids_A_Achievable Economic UCT Potential | F6 | Industrial | Wood and Lumber Products | New | Process | Natural Gas | Process - Insulate Heated Process Fluids | A | Incremental Winter Peak Savings (MW) | Achievable Economic UCT Potential | 0 | 0 | 0 | 0 | 0 | 0 | 0 | 0 | 0 | 0 | 0 | 0 | 0 | 0 | 0 | 0 | 0 | 0 | 0 | 0 | 0 | 0 | 0 | 0 | 0 | 0 | 0 | 0 | 0 | 0 | 0
F7_Industrial_Wood and Lumber Products_New_Process_Natural Gas_Process - Insulate Heated Process Fluids_A_Achievable Economic UCT Potential | F7 | Industrial | Wood and Lumber Products | New | Process | Natural Gas | Process - Insulate Heated Process Fluids | A | Cumulative Energy Savings (MWh or mTherms) | Achievable Economic UCT Potential | 0 | 0 | 0 | 0 | 0 | 0.041626 | 0.09091 | 0.14785 | 0.2124 | 0.28455 | 0.35635 | 0.41921 | 0.47383 | 0.521 | 0.56146 | 0.59603 | 0.62542 | 0.65034 | 0.67139 | 0.68911 | 0.70402 | 0.70418 | 0.70427 | 0.70433 | 0.70438 | 0.70441 | 0.70445 | 0.70448 | 0 | 0 | 0
F8_Industrial_Wood and Lumber Products_New_Process_Natural Gas_Process - Insulate Heated Process Fluids_A_Achievable Economic UCT Potential | F8 | Industrial | Wood and Lumber Products | New | Process | Natural Gas | Process - Insulate Heated Process Fluids | A | Cumulative Summer Peak Savings (MW) | Achievable Economic UCT Potential | 0 | 0 | 0 | 0 | 0 | 0 | 0 | 0 | 0 | 0 | 0 | 0 | 0 | 0 | 0 | 0 | 0 | 0 | 0 | 0 | 0 | 0 | 0 | 0 | 0 | 0 | 0 | 0 | 0 | 0 | 0
F9_Industrial_Wood and Lumber Products_New_Process_Natural Gas_Process - Insulate Heated Process Fluids_A_Achievable Economic UCT Potential | F9 | Industrial | Wood and Lumber Products | New | Process | Natural Gas | Process - Insulate Heated Process Fluids | A | Cumulative Winter Peak Savings (MW) | Achievable Economic UCT Potential | 0 | 0 | 0 | 0 | 0 | 0 | 0 | 0 | 0 | 0 | 0 | 0 | 0 | 0 | 0 | 0 | 0 | 0 | 0 | 0 | 0 | 0 | 0 | 0 | 0 | 0 | 0 | 0 | 0 | 0 | 0
F10_Industrial_Wood and Lumber Products_New_Process_Natural Gas_Process - Insulate Heated Process Fluids_A_Achievable Economic UCT Potential | F10 | Industrial | Wood and Lumber Products | New | Process | Natural Gas | Process - Insulate Heated Process Fluids | A | Purchases (Incremental) | Achievable Economic UCT Potential | 0 | 0 | 0 | 0 | 0 | 0.33097 | 0.39211 | 0.45322 | 0.51396 | 0.57474 | 0.57201 | 0.50085 | 0.43518 | 0.37569 | 0.32223 | 0.2752 | 0.23396 | 0.19821 | 0.16735 | 0.14085 | 0.11826 | 0.00084452 | 0.0003151 | 0.000112 | 3.8011e-05 | 0.33097 | 0.39211 | 0.45322 | 0.51396 | 0.57474 | 0.57201
F11_Industrial_Wood and Lumber Products_New_Process_Natural Gas_Process - Insulate Heated Process Fluids_A_Achievable Economic UCT Potential | F11 | Industrial | Wood and Lumber Products | New | Process | Natural Gas | Process - Insulate Heated Process Fluids | A | Purchases (Cumulative) | Achievable Economic UCT Potential | 0 | 0 | 0 | 0 | 0 | 0.33097 | 0.72309 | 1.1763 | 1.6903 | 2.265 | 2.837 | 3.3379 | 3.7731 | 4.1487 | 4.471 | 4.7462 | 4.9801 | 5.1783 | 5.3457 | 5.4865 | 5.6048 | 5.6056 | 5.606 | 5.6061 | 5.6061 | 5.6061 | 5.6061 | 5.6061 | 5.6061 | 5.6061 | 5.6061
F1_Industrial_Wood and Lumber Products_New_Process_Natural Gas_Process Heat Recovery_A_Achievable Economic UCT Potential | F1 | Industrial | Wood and Lumber Products | New | Process | Natural Gas | Process Heat Recovery | A | Integrated Unit Energy Savings (kWh or therms) | Achievable Economic UCT Potential | 0 | 0 | 0 | 0 | 0 | 0.21025 | 0.20979 | 0.20936 | 0.20897 | 0.20858 | 0.20831 | 0.20809 | 0.20789 | 0.20774 | 0.20761 | 0.20751 | 0.20745 | 0.20741 | 0.20739 | 0.20739 | 0.2074 | 0.20743 | 0.20745 | 0.20747 | 0.20749 | 0.20761 | 0.20773 | 0.20784 | 0 | 0 | 0
F2_Industrial_Wood and Lumber Products_New_Process_Natural Gas_Process Heat Recovery_A_Achievable Economic UCT Potential | F2 | Industrial | Wood and Lumber Products | New | Process | Natural Gas | Process Heat Recovery | A | Integrated Unit Summer Peak Savings (kW) | Achievable Economic UCT Potential | 0 | 0 | 0 | 0 | 0 | 0 | 0 | 0 | 0 | 0 | 0 | 0 | 0 | 0 | 0 | 0 | 0 | 0 | 0 | 0 | 0 | 0 | 0 | 0 | 0 | 0 | 0 | 0 | 0 | 0 | 0
F3_Industrial_Wood and Lumber Products_New_Process_Natural Gas_Process Heat Recovery_A_Achievable Economic UCT Potential | F3 | Industrial | Wood and Lumber Products | New | Process | Natural Gas | Process Heat Recovery | A | Integrated Unit Winter Peak Savings (kW) | Achievable Economic UCT Potential | 0 | 0 | 0 | 0 | 0 | 0 | 0 | 0 | 0 | 0 | 0 | 0 | 0 | 0 | 0 | 0 | 0 | 0 | 0 | 0 | 0 | 0 | 0 | 0 | 0 | 0 | 0 | 0 | 0 | 0 | 0
F4_Industrial_Wood and Lumber Products_New_Process_Natural Gas_Process Heat Recovery_A_Achievable Economic UCT Potential | F4 | Industrial | Wood and Lumber Products | New | Process | Natural Gas | Process Heat Recovery | A | Incremental Energy Savings (MWh or mTherms) | Achievable Economic UCT Potential | 0 | 0 | 0 | 0 | 0 | 0 | 0 | 0 | 0 | 0 | 0 | 0 | 0 | 0 | 0 | 0 | 0 | 0 | 0 | 0 | 0 | 0 | 0 | 0 | 0 | 0 | 0 | 0 | 0 | 0 | 0
F5_Industrial_Wood and Lumber Products_New_Process_Natural Gas_Process Heat Recovery_A_Achievable Economic UCT Potential | F5 | Industrial | Wood and Lumber Products | New | Process | Natural Gas | Process Heat Recovery | A | Incremental Summer Peak Savings (MW) | Achievable Economic UCT Potential | 0 | 0 | 0 | 0 | 0 | 0 | 0 | 0 | 0 | 0 | 0 | 0 | 0 | 0 | 0 | 0 | 0 | 0 | 0 | 0 | 0 | 0 | 0 | 0 | 0 | 0 | 0 | 0 | 0 | 0 | 0
F6_Industrial_Wood and Lumber Products_New_Process_Natural Gas_Process Heat Recovery_A_Achievable Economic UCT Potential | F6 | Industrial | Wood and Lumber Products | New | Process | Natural Gas | Process Heat Recovery | A | Incremental Winter Peak Savings (MW) | Achievable Economic UCT Potential | 0 | 0 | 0 | 0 | 0 | 0 | 0 | 0 | 0 | 0 | 0 | 0 | 0 | 0 | 0 | 0 | 0 | 0 | 0 | 0 | 0 | 0 | 0 | 0 | 0 | 0 | 0 | 0 | 0 | 0 | 0
F7_Industrial_Wood and Lumber Products_New_Process_Natural Gas_Process Heat Recovery_A_Achievable Economic UCT Potential | F7 | Industrial | Wood and Lumber Products | New | Process | Natural Gas | Process Heat Recovery | A | Cumulative Energy Savings (MWh or mTherms) | Achievable Economic UCT Potential | 0 | 0 | 0 | 0 | 0 | 0 | 0 | 0 | 0 | 0 | 0 | 0 | 0 | 0 | 0 | 0 | 0 | 0 | 0 | 0 | 0 | 0 | 0 | 0 | 0 | 0 | 0 | 0 | 0 | 0 | 0
F8_Industrial_Wood and Lumber Products_New_Process_Natural Gas_Process Heat Recovery_A_Achievable Economic UCT Potential | F8 | Industrial | Wood and Lumber Products | New | Process | Natural Gas | Process Heat Recovery | A | Cumulative Summer Peak Savings (MW) | Achievable Economic UCT Potential | 0 | 0 | 0 | 0 | 0 | 0 | 0 | 0 | 0 | 0 | 0 | 0 | 0 | 0 | 0 | 0 | 0 | 0 | 0 | 0 | 0 | 0 | 0 | 0 | 0 | 0 | 0 | 0 | 0 | 0 | 0
F9_Industrial_Wood and Lumber Products_New_Process_Natural Gas_Process Heat Recovery_A_Achievable Economic UCT Potential | F9 | Industrial | Wood and Lumber Products | New | Process | Natural Gas | Process Heat Recovery | A | Cumulative Winter Peak Savings (MW) | Achievable Economic UCT Potential | 0 | 0 | 0 | 0 | 0 | 0 | 0 | 0 | 0 | 0 | 0 | 0 | 0 | 0 | 0 | 0 | 0 | 0 | 0 | 0 | 0 | 0 | 0 | 0 | 0 | 0 | 0 | 0 | 0 | 0 | 0
F10_Industrial_Wood and Lumber Products_New_Process_Natural Gas_Process Heat Recovery_A_Achievable Economic UCT Potential | F10 | Industrial | Wood and Lumber Products | New | Process | Natural Gas | Process Heat Recovery | A | Purchases (Incremental) | Achievable Economic UCT Potential | 0 | 0 | 0 | 0 | 0 | 0 | 0 | 0 | 0 | 0 | 0 | 0 | 0 | 0 | 0 | 0 | 0 | 0 | 0 | 0 | 0 | 0 | 0 | 0 | 0 | 0 | 0 | 0 | 0 | 0 | 0
F11_Industrial_Wood and Lumber Products_New_Process_Natural Gas_Process Heat Recovery_A_Achievable Economic UCT Potential | F11 | Industrial | Wood and Lumber Products | New | Process | Natural Gas | Process Heat Recovery | A | Purchases (Cumulative) | Achievable Economic UCT Potential | 0 | 0 | 0 | 0 | 0 | 0 | 0 | 0 | 0 | 0 | 0 | 0 | 0 | 0 | 0 | 0 | 0 | 0 | 0 | 0 | 0 | 0 | 0 | 0 | 0 | 0 | 0 | 0 | 0 | 0 | 0
F1_Industrial_Wood and Lumber Products_New_Space Heating_Natural Gas_Building Automation System_A_Achievable Economic UCT Potential | F1 | Industrial | Wood and Lumber Products | New | Space Heating | Natural Gas | Building Automation System | A | Integrated Unit Energy Savings (kWh or therms) | Achievable Economic UCT Potential | 0 | 0 | 0 | 0 | 0 | 0.014546 | 0.014308 | 0.01411 | 0.01394 | 0.013788 | 0.013652 | 0.013488 | 0.013312 | 0.013134 | 0.012959 | 0.012801 | 0.012658 | 0.012538 | 0.012378 | 0.012254 | 0.01216 | 0.012086 | 0.012044 | 0.012017 | 0.012001 | 0.011992 | 0.011987 | 0.011986 | 0 | 0 | 0
F2_Industrial_Wood and Lumber Products_New_Space Heating_Natural Gas_Building Automation System_A_Achievable Economic UCT Potential | F2 | Industrial | Wood and Lumber Products | New | Space Heating | Natural Gas | Building Automation System | A | Integrated Unit Summer Peak Savings (kW) | Achievable Economic UCT Potential | 0 | 0 | 0 | 0 | 0 | 0 | 0 | 0 | 0 | 0 | 0 | 0 | 0 | 0 | 0 | 0 | 0 | 0 | 0 | 0 | 0 | 0 | 0 | 0 | 0 | 0 | 0 | 0 | 0 | 0 | 0
F3_Industrial_Wood and Lumber Products_New_Space Heating_Natural Gas_Building Automation System_A_Achievable Economic UCT Potential | F3 | Industrial | Wood and Lumber Products | New | Space Heating | Natural Gas | Building Automation System | A | Integrated Unit Winter Peak Savings (kW) | Achievable Economic UCT Potential | 0 | 0 | 0 | 0 | 0 | 0 | 0 | 0 | 0 | 0 | 0 | 0 | 0 | 0 | 0 | 0 | 0 | 0 | 0 | 0 | 0 | 0 | 0 | 0 | 0 | 0 | 0 | 0 | 0 | 0 | 0
F4_Industrial_Wood and Lumber Products_New_Space Heating_Natural Gas_Building Automation System_A_Achievable Economic UCT Potential | F4 | Industrial | Wood and Lumber Products | New | Space Heating | Natural Gas | Building Automation System | A | Incremental Energy Savings (MWh or mTherms) | Achievable Economic UCT Potential | 0 | 0 | 0 | 0 | 0 | 2.5647e-05 | 5.9741e-05 | 0.00012091 | 0.00022036 | 0.00036994 | 0.0005801 | 0.00085332 | 0.0011858 | 0.0015615 | 0.0019478 | 0.0023045 | 0.0025761 | 0.0027136 | 0.0026652 | 0.0024406 | 0.0021021 | 0.0016727 | 0.0012057 | 0.00080133 | 0.00054315 | 0.00050956 | 0.00075832 | 0.0010676 | 0 | 0 | 0
F5_Industrial_Wood and Lumber Products_New_Space Heating_Natural Gas_Building Automation System_A_Achievable Economic UCT Potential | F5 | Industrial | Wood and Lumber Products | New | Space Heating | Natural Gas | Building Automation System | A | Incremental Summer Peak Savings (MW) | Achievable Economic UCT Potential | 0 | 0 | 0 | 0 | 0 | 0 | 0 | 0 | 0 | 0 | 0 | 0 | 0 | 0 | 0 | 0 | 0 | 0 | 0 | 0 | 0 | 0 | 0 | 0 | 0 | 0 | 0 | 0 | 0 | 0 | 0
F6_Industrial_Wood and Lumber Products_New_Space Heating_Natural Gas_Building Automation System_A_Achievable Economic UCT Potential | F6 | Industrial | Wood and Lumber Products | New | Space Heating | Natural Gas | Building Automation System | A | Incremental Winter Peak Savings (MW) | Achievable Economic UCT Potential | 0 | 0 | 0 | 0 | 0 | 0 | 0 | 0 | 0 | 0 | 0 | 0 | 0 | 0 | 0 | 0 | 0 | 0 | 0 | 0 | 0 | 0 | 0 | 0 | 0 | 0 | 0 | 0 | 0 | 0 | 0
F7_Industrial_Wood and Lumber Products_New_Space Heating_Natural Gas_Building Automation System_A_Achievable Economic UCT Potential | F7 | Industrial | Wood and Lumber Products | New | Space Heating | Natural Gas | Building Automation System | A | Cumulative Energy Savings (MWh or mTherms) | Achievable Economic UCT Potential | 0 | 0 | 0 | 0 | 0 | 2.5647e-05 | 8.4967e-05 | 0.00020471 | 0.0004226 | 0.00078792 | 0.0013602 | 0.0021973 | 0.0033544 | 0.004871 | 0.0067537 | 0.0089758 | 0.011452 | 0.014057 | 0.016542 | 0.018818 | 0.020755 | 0.02225 | 0.023276 | 0.023835 | 0.024023 | 0.024005 | 0.023995 | 0.023993 | 0 | 0 | 0
F8_Industrial_Wood and Lumber Products_New_Space Heating_Natural Gas_Building Automation System_A_Achievable Economic UCT Potential | F8 | Industrial | Wood and Lumber Products | New | Space Heating | Natural Gas | Building Automation System | A | Cumulative Summer Peak Savings (MW) | Achievable Economic UCT Potential | 0 | 0 | 0 | 0 | 0 | 0 | 0 | 0 | 0 | 0 | 0 | 0 | 0 | 0 | 0 | 0 | 0 | 0 | 0 | 0 | 0 | 0 | 0 | 0 | 0 | 0 | 0 | 0 | 0 | 0 | 0
F9_Industrial_Wood and Lumber Products_New_Space Heating_Natural Gas_Building Automation System_A_Achievable Economic UCT Potential | F9 | Industrial | Wood and Lumber Products | New | Space Heating | Natural Gas | Building Automation System | A | Cumulative Winter Peak Savings (MW) | Achievable Economic UCT Potential | 0 | 0 | 0 | 0 | 0 | 0 | 0 | 0 | 0 | 0 | 0 | 0 | 0 | 0 | 0 | 0 | 0 | 0 | 0 | 0 | 0 | 0 | 0 | 0 | 0 | 0 | 0 | 0 | 0 | 0 | 0
F10_Industrial_Wood and Lumber Products_New_Space Heating_Natural Gas_Building Automation System_A_Achievable Economic UCT Potential | F10 | Industrial | Wood and Lumber Products | New | Space Heating | Natural Gas | Building Automation System | A | Purchases (Incremental) | Achievable Economic UCT Potential | 0 | 0 | 0 | 0 | 0 | 1.7631 | 4.1755 | 8.5691 | 15.807 | 26.83 | 42.4933 | 63.2644 | 89.0747 | 118.8858 | 150.3094 | 180.0287 | 203.5194 | 216.4235 | 215.3218 | 199.168 | 172.8668 | 138.4043 | 100.1022 | 66.6812 | 45.2601 | 42.4933 | 63.2644 | 89.0747 | 118.8858 | 150.3094 | 180.0287
F11_Industrial_Wood and Lumber Products_New_Space Heating_Natural Gas_Building Automation System_A_Achievable Economic UCT Potential | F11 | Industrial | Wood and Lumber Products | New | Space Heating | Natural Gas | Building Automation System | A | Purchases (Cumulative) | Achievable Economic UCT Potential | 0 | 0 | 0 | 0 | 0 | 1.7631 | 5.9386 | 14.5077 | 30.3146 | 57.1447 | 99.6379 | 162.9023 | 251.977 | 370.8628 | 521.1722 | 701.2009 | 904.7204 | 1121.1439 | 1336.4657 | 1535.6337 | 1706.7374 | 1840.9662 | 1932.4994 | 1983.3736 | 2001.8036 | 2001.8036 | 2001.8036 | 2001.8036 | 2001.8036 | 2001.8036 | 2001.8036
F1_Industrial_Wood and Lumber Products_New_Space Heating_Natural Gas_Steam System Efficiency Improvements_A_Achievable Economic UCT Potential | F1 | Industrial | Wood and Lumber Products | New | Space Heating | Natural Gas | Steam System Efficiency Improvements | A | Integrated Unit Energy Savings (kWh or therms) | Achievable Economic UCT Potential | 0 | 0 | 0 | 0 | 0 | 0 | 0 | 0 | 0 | 0 | 0 | 0 | 0 | 0 | 0 | 0 | 0 | 0 | 0 | 0 | 0 | 0 | 0 | 0 | 0 | 0 | 0 | 0 | 0 | 0 | 0
F2_Industrial_Wood and Lumber Products_New_Space Heating_Natural Gas_Steam System Efficiency Improvements_A_Achievable Economic UCT Potential | F2 | Industrial | Wood and Lumber Products | New | Space Heating | Natural Gas | Steam System Efficiency Improvements | A | Integrated Unit Summer Peak Savings (kW) | Achievable Economic UCT Potential | 0 | 0 | 0 | 0 | 0 | 0 | 0 | 0 | 0 | 0 | 0 | 0 | 0 | 0 | 0 | 0 | 0 | 0 | 0 | 0 | 0 | 0 | 0 | 0 | 0 | 0 | 0 | 0 | 0 | 0 | 0
F3_Industrial_Wood and Lumber Products_New_Space Heating_Natural Gas_Steam System Efficiency Improvements_A_Achievable Economic UCT Potential | F3 | Industrial | Wood and Lumber Products | New | Space Heating | Natural Gas | Steam System Efficiency Improvements | A | Integrated Unit Winter Peak Savings (kW) | Achievable Economic UCT Potential | 0 | 0 | 0 | 0 | 0 | 0 | 0 | 0 | 0 | 0 | 0 | 0 | 0 | 0 | 0 | 0 | 0 | 0 | 0 | 0 | 0 | 0 | 0 | 0 | 0 | 0 | 0 | 0 | 0 | 0 | 0
F4_Industrial_Wood and Lumber Products_New_Space Heating_Natural Gas_Steam System Efficiency Improvements_A_Achievable Economic UCT Potential | F4 | Industrial | Wood and Lumber Products | New | Space Heating | Natural Gas | Steam System Efficiency Improvements | A | Incremental Energy Savings (MWh or mTherms) | Achievable Economic UCT Potential | 0 | 0 | 0 | 0 | 0 | 0 | 0 | 0 | 0 | 0 | 0 | 0 | 0 | 0 | 0 | 0 | 0 | 0 | 0 | 0 | 0 | 0 | 0 | 0 | 0 | 0 | 0 | 0 | 0 | 0 | 0
F5_Industrial_Wood and Lumber Products_New_Space Heating_Natural Gas_Steam System Efficiency Improvements_A_Achievable Economic UCT Potential | F5 | Industrial | Wood and Lumber Products | New | Space Heating | Natural Gas | Steam System Efficiency Improvements | A | Incremental Summer Peak Savings (MW) | Achievable Economic UCT Potential | 0 | 0 | 0 | 0 | 0 | 0 | 0 | 0 | 0 | 0 | 0 | 0 | 0 | 0 | 0 | 0 | 0 | 0 | 0 | 0 | 0 | 0 | 0 | 0 | 0 | 0 | 0 | 0 | 0 | 0 | 0
F6_Industrial_Wood and Lumber Products_New_Space Heating_Natural Gas_Steam System Efficiency Improvements_A_Achievable Economic UCT Potential | F6 | Industrial | Wood and Lumber Products | New | Space Heating | Natural Gas | Steam System Efficiency Improvements | A | Incremental Winter Peak Savings (MW) | Achievable Economic UCT Potential | 0 | 0 | 0 | 0 | 0 | 0 | 0 | 0 | 0 | 0 | 0 | 0 | 0 | 0 | 0 | 0 | 0 | 0 | 0 | 0 | 0 | 0 | 0 | 0 | 0 | 0 | 0 | 0 | 0 | 0 | 0
F7_Industrial_Wood and Lumber Products_New_Space Heating_Natural Gas_Steam System Efficiency Improvements_A_Achievable Economic UCT Potential | F7 | Industrial | Wood and Lumber Products | New | Space Heating | Natural Gas | Steam System Efficiency Improvements | A | Cumulative Energy Savings (MWh or mTherms) | Achievable Economic UCT Potential | 0 | 0 | 0 | 0 | 0 | 0 | 0 | 0 | 0 | 0 | 0 | 0 | 0 | 0 | 0 | 0 | 0 | 0 | 0 | 0 | 0 | 0 | 0 | 0 | 0 | 0 | 0 | 0 | 0 | 0 | 0
F8_Industrial_Wood and Lumber Products_New_Space Heating_Natural Gas_Steam System Efficiency Improvements_A_Achievable Economic UCT Potential | F8 | Industrial | Wood and Lumber Products | New | Space Heating | Natural Gas | Steam System Efficiency Improvements | A | Cumulative Summer Peak Savings (MW) | Achievable Economic UCT Potential | 0 | 0 | 0 | 0 | 0 | 0 | 0 | 0 | 0 | 0 | 0 | 0 | 0 | 0 | 0 | 0 | 0 | 0 | 0 | 0 | 0 | 0 | 0 | 0 | 0 | 0 | 0 | 0 | 0 | 0 | 0
F9_Industrial_Wood and Lumber Products_New_Space Heating_Natural Gas_Steam System Efficiency Improvements_A_Achievable Economic UCT Potential | F9 | Industrial | Wood and Lumber Products | New | Space Heating | Natural Gas | Steam System Efficiency Improvements | A | Cumulative Winter Peak Savings (MW) | Achievable Economic UCT Potential | 0 | 0 | 0 | 0 | 0 | 0 | 0 | 0 | 0 | 0 | 0 | 0 | 0 | 0 | 0 | 0 | 0 | 0 | 0 | 0 | 0 | 0 | 0 | 0 | 0 | 0 | 0 | 0 | 0 | 0 | 0
F10_Industrial_Wood and Lumber Products_New_Space Heating_Natural Gas_Steam System Efficiency Improvements_A_Achievable Economic UCT Potential | F10 | Industrial | Wood and Lumber Products | New | Space Heating | Natural Gas | Steam System Efficiency Improvements | A | Purchases (Incremental) | Achievable Economic UCT Potential | 0 | 0 | 0 | 0 | 0 | 0 | 0 | 0 | 0 | 0 | 0 | 0 | 0 | 0 | 0 | 0 | 0 | 0 | 0 | 0 | 0 | 0 | 0 | 0 | 0 | 0 | 0 | 0 | 0 | 0 | 0
F11_Industrial_Wood and Lumber Products_New_Space Heating_Natural Gas_Steam System Efficiency Improvements_A_Achievable Economic UCT Potential | F11 | Industrial | Wood and Lumber Products | New | Space Heating | Natural Gas | Steam System Efficiency Improvements | A | Purchases (Cumulative) | Achievable Economic UCT Potential | 0 | 0 | 0 | 0 | 0 | 0 | 0 | 0 | 0 | 0 | 0 | 0 | 0 | 0 | 0 | 0 | 0 | 0 | 0 | 0 | 0 | 0 | 0 | 0 | 0 | 0 | 0 | 0 | 0 | 0 | 0
F1_Industrial_Wood and Lumber Products_New_Process_Natural Gas_Steam System Efficiency Improvements_A_Achievable Economic UCT Potential | F1 | Industrial | Wood and Lumber Products | New | Process | Natural Gas | Steam System Efficiency Improvements | A | Integrated Unit Energy Savings (kWh or therms) | Achievable Economic UCT Potential | 0 | 0 | 0 | 0 | 0 | 0.983 | 0.98125 | 0.97968 | 0.97824 | 0.97686 | 0.97602 | 0.97538 | 0.97489 | 0.97455 | 0.97433 | 0.97424 | 0.97426 | 0.97436 | 0.97451 | 0.97468 | 0.97491 | 0.97518 | 0.97543 | 0.97565 | 0.97586 | 0.97621 | 0.97653 | 0.97682 | 0.98506 | 0.98506 | 0.98506
F2_Industrial_Wood and Lumber Products_New_Process_Natural Gas_Steam System Efficiency Improvements_A_Achievable Economic UCT Potential | F2 | Industrial | Wood and Lumber Products | New | Process | Natural Gas | Steam System Efficiency Improvements | A | Integrated Unit Summer Peak Savings (kW) | Achievable Economic UCT Potential | 0 | 0 | 0 | 0 | 0 | 0 | 0 | 0 | 0 | 0 | 0 | 0 | 0 | 0 | 0 | 0 | 0 | 0 | 0 | 0 | 0 | 0 | 0 | 0 | 0 | 0 | 0 | 0 | 0 | 0 | 0
F3_Industrial_Wood and Lumber Products_New_Process_Natural Gas_Steam System Efficiency Improvements_A_Achievable Economic UCT Potential | F3 | Industrial | Wood and Lumber Products | New | Process | Natural Gas | Steam System Efficiency Improvements | A | Integrated Unit Winter Peak Savings (kW) | Achievable Economic UCT Potential | 0 | 0 | 0 | 0 | 0 | 0 | 0 | 0 | 0 | 0 | 0 | 0 | 0 | 0 | 0 | 0 | 0 | 0 | 0 | 0 | 0 | 0 | 0 | 0 | 0 | 0 | 0 | 0 | 0 | 0 | 0
F4_Industrial_Wood and Lumber Products_New_Process_Natural Gas_Steam System Efficiency Improvements_A_Achievable Economic UCT Potential | F4 | Industrial | Wood and Lumber Products | New | Process | Natural Gas | Steam System Efficiency Improvements | A | Incremental Energy Savings (MWh or mTherms) | Achievable Economic UCT Potential | 0 | 0 | 0 | 0 | 0 | 4.5768e-05 | 0.0001082 | 0.00022169 | 0.00040834 | 0.00069211 | 0.0010952 | 0.0016295 | 0.0022932 | 0.0030596 | 0.0038674 | 0.0046316 | 0.0052361 | 0.0055686 | 0.0055411 | 0.0051264 | 0.0046348 | 0.005241 | 0.0055747 | 0.0055476 | 0.0051325 | 0.004641 | 0.0052482 | 0.0055827 | 0.0056011 | 0.0051809 | 0.0046831
F5_Industrial_Wood and Lumber Products_New_Process_Natural Gas_Steam System Efficiency Improvements_A_Achievable Economic UCT Potential | F5 | Industrial | Wood and Lumber Products | New | Process | Natural Gas | Steam System Efficiency Improvements | A | Incremental Summer Peak Savings (MW) | Achievable Economic UCT Potential | 0 | 0 | 0 | 0 | 0 | 0 | 0 | 0 | 0 | 0 | 0 | 0 | 0 | 0 | 0 | 0 | 0 | 0 | 0 | 0 | 0 | 0 | 0 | 0 | 0 | 0 | 0 | 0 | 0 | 0 | 0
F6_Industrial_Wood and Lumber Products_New_Process_Natural Gas_Steam System Efficiency Improvements_A_Achievable Economic UCT Potential | F6 | Industrial | Wood and Lumber Products | New | Process | Natural Gas | Steam System Efficiency Improvements | A | Incremental Winter Peak Savings (MW) | Achievable Economic UCT Potential | 0 | 0 | 0 | 0 | 0 | 0 | 0 | 0 | 0 | 0 | 0 | 0 | 0 | 0 | 0 | 0 | 0 | 0 | 0 | 0 | 0 | 0 | 0 | 0 | 0 | 0 | 0 | 0 | 0 | 0 | 0
F7_Industrial_Wood and Lumber Products_New_Process_Natural Gas_Steam System Efficiency Improvements_A_Achievable Economic UCT Potential | F7 | Industrial | Wood and Lumber Products | New | Process | Natural Gas | Steam System Efficiency Improvements | A | Cumulative Energy Savings (MWh or mTherms) | Achievable Economic UCT Potential | 0 | 0 | 0 | 0 | 0 | 4.5768e-05 | 0.00015388 | 0.00037533 | 0.00078311 | 0.0014741 | 0.0025226 | 0.0040429 | 0.0061135 | 0.0087641 | 0.011939 | 0.015477 | 0.019085 | 0.022364 | 0.024849 | 0.026111 | 0.026117 | 0.026124 | 0.026131 | 0.026137 | 0.026143 | 0.026152 | 0.02616 | 0.026168 | 0 | 0 | 0
F8_Industrial_Wood and Lumber Products_New_Process_Natural Gas_Steam System Efficiency Improvements_A_Achievable Economic UCT Potential | F8 | Industrial | Wood and Lumber Products | New | Process | Natural Gas | Steam System Efficiency Improvements | A | Cumulative Summer Peak Savings (MW) | Achievable Economic UCT Potential | 0 | 0 | 0 | 0 | 0 | 0 | 0 | 0 | 0 | 0 | 0 | 0 | 0 | 0 | 0 | 0 | 0 | 0 | 0 | 0 | 0 | 0 | 0 | 0 | 0 | 0 | 0 | 0 | 0 | 0 | 0
F9_Industrial_Wood and Lumber Products_New_Process_Natural Gas_Steam System Efficiency Improvements_A_Achievable Economic UCT Potential | F9 | Industrial | Wood and Lumber Products | New | Process | Natural Gas | Steam System Efficiency Improvements | A | Cumulative Winter Peak Savings (MW) | Achievable Economic UCT Potential | 0 | 0 | 0 | 0 | 0 | 0 | 0 | 0 | 0 | 0 | 0 | 0 | 0 | 0 | 0 | 0 | 0 | 0 | 0 | 0 | 0 | 0 | 0 | 0 | 0 | 0 | 0 | 0 | 0 | 0 | 0
F10_Industrial_Wood and Lumber Products_New_Process_Natural Gas_Steam System Efficiency Improvements_A_Achievable Economic UCT Potential | F10 | Industrial | Wood and Lumber Products | New | Process | Natural Gas | Steam System Efficiency Improvements | A | Purchases (Incremental) | Achievable Economic UCT Potential | 0 | 0 | 0 | 0 | 0 | 0.04656 | 0.11026 | 0.22629 | 0.41742 | 0.70851 | 1.1221 | 1.6706 | 2.3522 | 3.1395 | 3.9693 | 4.7541 | 5.3744 | 5.7152 | 5.6861 | 5.2595 | 4.7541 | 5.3744 | 5.7152 | 5.6861 | 5.2595 | 4.7541 | 5.3744 | 5.7152 | 5.6861 | 5.2595 | 4.7541
F11_Industrial_Wood and Lumber Products_New_Process_Natural Gas_Steam System Efficiency Improvements_A_Achievable Economic UCT Potential | F11 | Industrial | Wood and Lumber Products | New | Process | Natural Gas | Steam System Efficiency Improvements | A | Purchases (Cumulative) | Achievable Economic UCT Potential | 0 | 0 | 0 | 0 | 0 | 0.04656 | 0.15682 | 0.38311 | 0.80053 | 1.509 | 2.5846 | 4.145 | 6.2709 | 8.993 | 12.2537 | 15.8857 | 19.5895 | 22.9524 | 25.499 | 26.7893 | 26.7893 | 26.7893 | 26.7893 | 26.7893 | 26.7893 | 26.7893 | 26.7893 | 26.7893 | 26.7893 | 26.7893 | 26.7893
F1_Industrial_Wood and Lumber Products_New_Space Heating_Natural Gas_Strategic Energy Management_A_Achievable Economic UCT Potential | F1 | Industrial | Wood and Lumber Products | New | Space Heating | Natural Gas | Strategic Energy Management | A | Integrated Unit Energy Savings (kWh or therms) | Achievable Economic UCT Potential | 0 | 0 | 0 | 0 | 0 | 5.2312 | 5.1463 | 5.076 | 5.0156 | 4.9614 | 4.9124 | 4.8537 | 4.7904 | 4.7264 | 4.6633 | 4.6064 | 4.5551 | 4.5121 | 4.4543 | 4.4099 | 4.3762 | 4.3494 | 4.3345 | 4.3248 | 4.3188 | 4.3154 | 4.3134 | 4.3129 | 0 | 0 | 0
F2_Industrial_Wood and Lumber Products_New_Space Heating_Natural Gas_Strategic Energy Management_A_Achievable Economic UCT Potential | F2 | Industrial | Wood and Lumber Products | New | Space Heating | Natural Gas | Strategic Energy Management | A | Integrated Unit Summer Peak Savings (kW) | Achievable Economic UCT Potential | 0 | 0 | 0 | 0 | 0 | 0 | 0 | 0 | 0 | 0 | 0 | 0 | 0 | 0 | 0 | 0 | 0 | 0 | 0 | 0 | 0 | 0 | 0 | 0 | 0 | 0 | 0 | 0 | 0 | 0 | 0
F3_Industrial_Wood and Lumber Products_New_Space Heating_Natural Gas_Strategic Energy Management_A_Achievable Economic UCT Potential | F3 | Industrial | Wood and Lumber Products | New | Space Heating | Natural Gas | Strategic Energy Management | A | Integrated Unit Winter Peak Savings (kW) | Achievable Economic UCT Potential | 0 | 0 | 0 | 0 | 0 | 0 | 0 | 0 | 0 | 0 | 0 | 0 | 0 | 0 | 0 | 0 | 0 | 0 | 0 | 0 | 0 | 0 | 0 | 0 | 0 | 0 | 0 | 0 | 0 | 0 | 0
F4_Industrial_Wood and Lumber Products_New_Space Heating_Natural Gas_Strategic Energy Management_A_Achievable Economic UCT Potential | F4 | Industrial | Wood and Lumber Products | New | Space Heating | Natural Gas | Strategic Energy Management | A | Incremental Energy Savings (MWh or mTherms) | Achievable Economic UCT Potential | 0 | 0 | 0 | 0 | 0 | 0.0001613 | 0.00018799 | 0.00021432 | 0.00024016 | 0.00026566 | 0.00029087 | 0.00031455 | 0.00033718 | 0.00035899 | 0.00037975 | 0.00040046 | 0.00042082 | 0.00044143 | 0.00045993 | 0.00047904 | 0.00049892 | 0.00051916 | 0.00054052 | 0.0005623 | 0.00058441 | 0.00049198 | 0.00051487 | 0.00053783 | 0 | 0 | 0
F5_Industrial_Wood and Lumber Products_New_Space Heating_Natural Gas_Strategic Energy Management_A_Achievable Economic UCT Potential | F5 | Industrial | Wood and Lumber Products | New | Space Heating | Natural Gas | Strategic Energy Management | A | Incremental Summer Peak Savings (MW) | Achievable Economic UCT Potential | 0 | 0 | 0 | 0 | 0 | 0 | 0 | 0 | 0 | 0 | 0 | 0 | 0 | 0 | 0 | 0 | 0 | 0 | 0 | 0 | 0 | 0 | 0 | 0 | 0 | 0 | 0 | 0 | 0 | 0 | 0
F6_Industrial_Wood and Lumber Products_New_Space Heating_Natural Gas_Strategic Energy Management_A_Achievable Economic UCT Potential | F6 | Industrial | Wood and Lumber Products | New | Space Heating | Natural Gas | Strategic Energy Management | A | Incremental Winter Peak Savings (MW) | Achievable Economic UCT Potential | 0 | 0 | 0 | 0 | 0 | 0 | 0 | 0 | 0 | 0 | 0 | 0 | 0 | 0 | 0 | 0 | 0 | 0 | 0 | 0 | 0 | 0 | 0 | 0 | 0 | 0 | 0 | 0 | 0 | 0 | 0
F7_Industrial_Wood and Lumber Products_New_Space Heating_Natural Gas_Strategic Energy Management_A_Achievable Economic UCT Potential | F7 | Industrial | Wood and Lumber Products | New | Space Heating | Natural Gas | Strategic Energy Management | A | Cumulative Energy Savings (MWh or mTherms) | Achievable Economic UCT Potential | 0 | 0 | 0 | 0 | 0 | 0.0001613 | 0.00034667 | 0.00055627 | 0.0007898 | 0.0010469 | 0.001176 | 0.0012992 | 0.0014171 | 0.0015309 | 0.0016405 | 0.0017482 | 0.0018544 | 0.0019607 | 0.0020572 | 0.0021566 | 0.0022586 | 0.0023621 | 0.0024705 | 0.0025807 | 0.0026924 | 0.0026902 | 0.002689 | 0.0026887 | 0 | 0 | 0
F8_Industrial_Wood and Lumber Products_New_Space Heating_Natural Gas_Strategic Energy Management_A_Achievable Economic UCT Potential | F8 | Industrial | Wood and Lumber Products | New | Space Heating | Natural Gas | Strategic Energy Management | A | Cumulative Summer Peak Savings (MW) | Achievable Economic UCT Potential | 0 | 0 | 0 | 0 | 0 | 0 | 0 | 0 | 0 | 0 | 0 | 0 | 0 | 0 | 0 | 0 | 0 | 0 | 0 | 0 | 0 | 0 | 0 | 0 | 0 | 0 | 0 | 0 | 0 | 0 | 0
F9_Industrial_Wood and Lumber Products_New_Space Heating_Natural Gas_Strategic Energy Management_A_Achievable Economic UCT Potential | F9 | Industrial | Wood and Lumber Products | New | Space Heating | Natural Gas | Strategic Energy Management | A | Cumulative Winter Peak Savings (MW) | Achievable Economic UCT Potential | 0 | 0 | 0 | 0 | 0 | 0 | 0 | 0 | 0 | 0 | 0 | 0 | 0 | 0 | 0 | 0 | 0 | 0 | 0 | 0 | 0 | 0 | 0 | 0 | 0 | 0 | 0 | 0 | 0 | 0 | 0
F10_Industrial_Wood and Lumber Products_New_Space Heating_Natural Gas_Strategic Energy Management_A_Achievable Economic UCT Potential | F10 | Industrial | Wood and Lumber Products | New | Space Heating | Natural Gas | Strategic Energy Management | A | Purchases (Incremental) | Achievable Economic UCT Potential | 0 | 0 | 0 | 0 | 0 | 0.030834 | 0.03653 | 0.042223 | 0.047882 | 0.053544 | 0.059211 | 0.064806 | 0.070386 | 0.075954 | 0.081434 | 0.086935 | 0.092383 | 0.097832 | 0.10325 | 0.10863 | 0.11401 | 0.11936 | 0.1247 | 0.13002 | 0.13532 | 0.11401 | 0.11936 | 0.1247 | 0.13002 | 0.13532 | 0.11401
F11_Industrial_Wood and Lumber Products_New_Space Heating_Natural Gas_Strategic Energy Management_A_Achievable Economic UCT Potential | F11 | Industrial | Wood and Lumber Products | New | Space Heating | Natural Gas | Strategic Energy Management | A | Purchases (Cumulative) | Achievable Economic UCT Potential | 0 | 0 | 0 | 0 | 0 | 0.030834 | 0.067364 | 0.10959 | 0.15747 | 0.21101 | 0.23939 | 0.26767 | 0.29583 | 0.3239 | 0.35179 | 0.37951 | 0.40709 | 0.43454 | 0.46184 | 0.48903 | 0.5161 | 0.54309 | 0.56995 | 0.59672 | 0.62341 | 0.62341 | 0.62341 | 0.62341 | 0.62341 | 0.62341 | 0.62341
F1_Industrial_Wood and Lumber Products_New_Process_Natural Gas_Strategic Energy Management_A_Achievable Economic UCT Potential | F1 | Industrial | Wood and Lumber Products | New | Process | Natural Gas | Strategic Energy Management | A | Integrated Unit Energy Savings (kWh or therms) | Achievable Economic UCT Potential | 0 | 0 | 0 | 0 | 0 | 8.9341 | 8.9244 | 8.9157 | 8.9076 | 8.8998 | 8.8929 | 8.8877 | 8.8838 | 8.8812 | 8.8796 | 8.8791 | 8.8795 | 8.8807 | 8.8823 | 8.8841 | 8.8863 | 8.889 | 8.8914 | 8.8936 | 8.8956 | 8.8975 | 8.8992 | 8.9008 | 0 | 0 | 0
F2_Industrial_Wood and Lumber Products_New_Process_Natural Gas_Strategic Energy Management_A_Achievable Economic UCT Potential | F2 | Industrial | Wood and Lumber Products | New | Process | Natural Gas | Strategic Energy Management | A | Integrated Unit Summer Peak Savings (kW) | Achievable Economic UCT Potential | 0 | 0 | 0 | 0 | 0 | 0 | 0 | 0 | 0 | 0 | 0 | 0 | 0 | 0 | 0 | 0 | 0 | 0 | 0 | 0 | 0 | 0 | 0 | 0 | 0 | 0 | 0 | 0 | 0 | 0 | 0
F3_Industrial_Wood and Lumber Products_New_Process_Natural Gas_Strategic Energy Management_A_Achievable Economic UCT Potential | F3 | Industrial | Wood and Lumber Products | New | Process | Natural Gas | Strategic Energy Management | A | Integrated Unit Winter Peak Savings (kW) | Achievable Economic UCT Potential | 0 | 0 | 0 | 0 | 0 | 0 | 0 | 0 | 0 | 0 | 0 | 0 | 0 | 0 | 0 | 0 | 0 | 0 | 0 | 0 | 0 | 0 | 0 | 0 | 0 | 0 | 0 | 0 | 0 | 0 | 0
F4_Industrial_Wood and Lumber Products_New_Process_Natural Gas_Strategic Energy Management_A_Achievable Economic UCT Potential | F4 | Industrial | Wood and Lumber Products | New | Process | Natural Gas | Strategic Energy Management | A | Incremental Energy Savings (MWh or mTherms) | Achievable Economic UCT Potential | 0 | 0 | 0 | 0 | 0 | 0.048663 | 0.05759 | 0.066499 | 0.075344 | 0.08418 | 0.093018 | 0.10175 | 0.11046 | 0.11916 | 0.12774 | 0.13636 | 0.14491 | 0.15348 | 0.16201 | 0.17048 | 0.17897 | 0.18743 | 0.19587 | 0.20427 | 0.21264 | 0.17919 | 0.18765 | 0.19607 | 0 | 0 | 0
F5_Industrial_Wood and Lumber Products_New_Process_Natural Gas_Strategic Energy Management_A_Achievable Economic UCT Potential | F5 | Industrial | Wood and Lumber Products | New | Process | Natural Gas | Strategic Energy Management | A | Incremental Summer Peak Savings (MW) | Achievable Economic UCT Potential | 0 | 0 | 0 | 0 | 0 | 0 | 0 | 0 | 0 | 0 | 0 | 0 | 0 | 0 | 0 | 0 | 0 | 0 | 0 | 0 | 0 | 0 | 0 | 0 | 0 | 0 | 0 | 0 | 0 | 0 | 0
F6_Industrial_Wood and Lumber Products_New_Process_Natural Gas_Strategic Energy Management_A_Achievable Economic UCT Potential | F6 | Industrial | Wood and Lumber Products | New | Process | Natural Gas | Strategic Energy Management | A | Incremental Winter Peak Savings (MW) | Achievable Economic UCT Potential | 0 | 0 | 0 | 0 | 0 | 0 | 0 | 0 | 0 | 0 | 0 | 0 | 0 | 0 | 0 | 0 | 0 | 0 | 0 | 0 | 0 | 0 | 0 | 0 | 0 | 0 | 0 | 0 | 0 | 0 | 0
F7_Industrial_Wood and Lumber Products_New_Process_Natural Gas_Strategic Energy Management_A_Achievable Economic UCT Potential | F7 | Industrial | Wood and Lumber Products | New | Process | Natural Gas | Strategic Energy Management | A | Cumulative Energy Savings (MWh or mTherms) | Achievable Economic UCT Potential | 0 | 0 | 0 | 0 | 0 | 0.048663 | 0.1062 | 0.1726 | 0.24778 | 0.33175 | 0.37607 | 0.42024 | 0.46426 | 0.50816 | 0.55182 | 0.59527 | 0.63856 | 0.6817 | 0.72466 | 0.76748 | 0.81017 | 0.85278 | 0.89521 | 0.93748 | 0.97964 | 0.97984 | 0.98004 | 0.98021 | 0 | 0 | 0
F8_Industrial_Wood and Lumber Products_New_Process_Natural Gas_Strategic Energy Management_A_Achievable Economic UCT Potential | F8 | Industrial | Wood and Lumber Products | New | Process | Natural Gas | Strategic Energy Management | A | Cumulative Summer Peak Savings (MW) | Achievable Economic UCT Potential | 0 | 0 | 0 | 0 | 0 | 0 | 0 | 0 | 0 | 0 | 0 | 0 | 0 | 0 | 0 | 0 | 0 | 0 | 0 | 0 | 0 | 0 | 0 | 0 | 0 | 0 | 0 | 0 | 0 | 0 | 0
F9_Industrial_Wood and Lumber Products_New_Process_Natural Gas_Strategic Energy Management_A_Achievable Economic UCT Potential | F9 | Industrial | Wood and Lumber Products | New | Process | Natural Gas | Strategic Energy Management | A | Cumulative Winter Peak Savings (MW) | Achievable Economic UCT Potential | 0 | 0 | 0 | 0 | 0 | 0 | 0 | 0 | 0 | 0 | 0 | 0 | 0 | 0 | 0 | 0 | 0 | 0 | 0 | 0 | 0 | 0 | 0 | 0 | 0 | 0 | 0 | 0 | 0 | 0 | 0
F10_Industrial_Wood and Lumber Products_New_Process_Natural Gas_Strategic Energy Management_A_Achievable Economic UCT Potential | F10 | Industrial | Wood and Lumber Products | New | Process | Natural Gas | Strategic Energy Management | A | Purchases (Incremental) | Achievable Economic UCT Potential | 0 | 0 | 0 | 0 | 0 | 5.4469 | 6.4531 | 7.4587 | 8.4584 | 9.4587 | 10.4597 | 11.4481 | 12.4338 | 13.4174 | 14.3854 | 15.3572 | 16.3196 | 17.2822 | 18.24 | 19.1892 | 20.1395 | 21.0859 | 22.0286 | 22.9679 | 23.904 | 20.1395 | 21.0859 | 22.0286 | 22.9679 | 23.904 | 20.1395
F11_Industrial_Wood and Lumber Products_New_Process_Natural Gas_Strategic Energy Management_A_Achievable Economic UCT Potential | F11 | Industrial | Wood and Lumber Products | New | Process | Natural Gas | Strategic Energy Management | A | Purchases (Cumulative) | Achievable Economic UCT Potential | 0 | 0 | 0 | 0 | 0 | 5.4469 | 11.9 | 19.3587 | 27.8171 | 37.2757 | 42.2886 | 47.2836 | 52.2587 | 57.2176 | 62.1444 | 67.0419 | 71.9134 | 76.7619 | 81.5845 | 86.3882 | 91.1706 | 95.9369 | 100.6833 | 105.4112 | 110.126 | 110.126 | 110.126 | 110.126 | 110.126 | 110.126 | 110.126
F1_Industrial_Wood and Lumber Products_New_Miscellaneous_Natural Gas_Strategic Energy Management_A_Achievable Economic UCT Potential | F1 | Industrial | Wood and Lumber Products | New | Miscellaneous | Natural Gas | Strategic Energy Management | A | Integrated Unit Energy Savings (kWh or therms) | Achievable Economic UCT Potential | 0 | 0 | 0 | 0 | 0 | 3.4004 | 3.4004 | 3.4004 | 3.4004 | 3.4004 | 3.4004 | 3.4004 | 3.4004 | 3.4004 | 3.4004 | 3.4004 | 3.4004 | 3.4004 | 3.4004 | 3.4004 | 3.4004 | 3.4004 | 3.4004 | 3.4004 | 3.4004 | 3.4004 | 3.4004 | 3.4004 | 0 | 0 | 0
F2_Industrial_Wood and Lumber Products_New_Miscellaneous_Natural Gas_Strategic Energy Management_A_Achievable Economic UCT Potential | F2 | Industrial | Wood and Lumber Products | New | Miscellaneous | Natural Gas | Strategic Energy Management | A | Integrated Unit Summer Peak Savings (kW) | Achievable Economic UCT Potential | 0 | 0 | 0 | 0 | 0 | 0 | 0 | 0 | 0 | 0 | 0 | 0 | 0 | 0 | 0 | 0 | 0 | 0 | 0 | 0 | 0 | 0 | 0 | 0 | 0 | 0 | 0 | 0 | 0 | 0 | 0
F3_Industrial_Wood and Lumber Products_New_Miscellaneous_Natural Gas_Strategic Energy Management_A_Achievable Economic UCT Potential | F3 | Industrial | Wood and Lumber Products | New | Miscellaneous | Natural Gas | Strategic Energy Management | A | Integrated Unit Winter Peak Savings (kW) | Achievable Economic UCT Potential | 0 | 0 | 0 | 0 | 0 | 0 | 0 | 0 | 0 | 0 | 0 | 0 | 0 | 0 | 0 | 0 | 0 | 0 | 0 | 0 | 0 | 0 | 0 | 0 | 0 | 0 | 0 | 0 | 0 | 0 | 0
F4_Industrial_Wood and Lumber Products_New_Miscellaneous_Natural Gas_Strategic Energy Management_A_Achievable Economic UCT Potential | F4 | Industrial | Wood and Lumber Products | New | Miscellaneous | Natural Gas | Strategic Energy Management | A | Incremental Energy Savings (MWh or mTherms) | Achievable Economic UCT Potential | 0 | 0 | 0 | 0 | 0 | 0.0046305 | 0.0054858 | 0.0063407 | 0.0071906 | 0.0080409 | 0.0088919 | 0.0097321 | 0.01057 | 0.011406 | 0.012229 | 0.013055 | 0.013874 | 0.014692 | 0.015506 | 0.016313 | 0.017121 | 0.017925 | 0.018727 | 0.019525 | 0.020321 | 0.017121 | 0.017925 | 0.018727 | 0 | 0 | 0
F5_Industrial_Wood and Lumber Products_New_Miscellaneous_Natural Gas_Strategic Energy Management_A_Achievable Economic UCT Potential | F5 | Industrial | Wood and Lumber Products | New | Miscellaneous | Natural Gas | Strategic Energy Management | A | Incremental Summer Peak Savings (MW) | Achievable Economic UCT Potential | 0 | 0 | 0 | 0 | 0 | 0 | 0 | 0 | 0 | 0 | 0 | 0 | 0 | 0 | 0 | 0 | 0 | 0 | 0 | 0 | 0 | 0 | 0 | 0 | 0 | 0 | 0 | 0 | 0 | 0 | 0
F6_Industrial_Wood and Lumber Products_New_Miscellaneous_Natural Gas_Strategic Energy Management_A_Achievable Economic UCT Potential | F6 | Industrial | Wood and Lumber Products | New | Miscellaneous | Natural Gas | Strategic Energy Management | A | Incremental Winter Peak Savings (MW) | Achievable Economic UCT Potential | 0 | 0 | 0 | 0 | 0 | 0 | 0 | 0 | 0 | 0 | 0 | 0 | 0 | 0 | 0 | 0 | 0 | 0 | 0 | 0 | 0 | 0 | 0 | 0 | 0 | 0 | 0 | 0 | 0 | 0 | 0
F7_Industrial_Wood and Lumber Products_New_Miscellaneous_Natural Gas_Strategic Energy Management_A_Achievable Economic UCT Potential | F7 | Industrial | Wood and Lumber Products | New | Miscellaneous | Natural Gas | Strategic Energy Management | A | Cumulative Energy Savings (MWh or mTherms) | Achievable Economic UCT Potential | 0 | 0 | 0 | 0 | 0 | 0.0046305 | 0.010116 | 0.016457 | 0.023648 | 0.031689 | 0.03595 | 0.040196 | 0.044426 | 0.048641 | 0.05283 | 0.056993 | 0.061134 | 0.065256 | 0.069356 | 0.07344 | 0.077505 | 0.081557 | 0.085592 | 0.089611 | 0.093619 | 0.093619 | 0.093619 | 0.093619 | 0 | 0 | 0
F8_Industrial_Wood and Lumber Products_New_Miscellaneous_Natural Gas_Strategic Energy Management_A_Achievable Economic UCT Potential | F8 | Industrial | Wood and Lumber Products | New | Miscellaneous | Natural Gas | Strategic Energy Management | A | Cumulative Summer Peak Savings (MW) | Achievable Economic UCT Potential | 0 | 0 | 0 | 0 | 0 | 0 | 0 | 0 | 0 | 0 | 0 | 0 | 0 | 0 | 0 | 0 | 0 | 0 | 0 | 0 | 0 | 0 | 0 | 0 | 0 | 0 | 0 | 0 | 0 | 0 | 0
F9_Industrial_Wood and Lumber Products_New_Miscellaneous_Natural Gas_Strategic Energy Management_A_Achievable Economic UCT Potential | F9 | Industrial | Wood and Lumber Products | New | Miscellaneous | Natural Gas | Strategic Energy Management | A | Cumulative Winter Peak Savings (MW) | Achievable Economic UCT Potential | 0 | 0 | 0 | 0 | 0 | 0 | 0 | 0 | 0 | 0 | 0 | 0 | 0 | 0 | 0 | 0 | 0 | 0 | 0 | 0 | 0 | 0 | 0 | 0 | 0 | 0 | 0 | 0 | 0 | 0 | 0
F10_Industrial_Wood and Lumber Products_New_Miscellaneous_Natural Gas_Strategic Energy Management_A_Achievable Economic UCT Potential | F10 | Industrial | Wood and Lumber Products | New | Miscellaneous | Natural Gas | Strategic Energy Management | A | Purchases (Incremental) | Achievable Economic UCT Potential | 0 | 0 | 0 | 0 | 0 | 1.3617 | 1.6133 | 1.8647 | 2.1146 | 2.3647 | 2.6149 | 2.862 | 3.1084 | 3.3544 | 3.5964 | 3.8393 | 4.0799 | 4.3206 | 4.56 | 4.7973 | 5.0349 | 5.2715 | 5.5072 | 5.742 | 5.976 | 5.0349 | 5.2715 | 5.5072 | 5.742 | 5.976 | 5.0349
F11_Industrial_Wood and Lumber Products_New_Miscellaneous_Natural Gas_Strategic Energy Management_A_Achievable Economic UCT Potential | F11 | Industrial | Wood and Lumber Products | New | Miscellaneous | Natural Gas | Strategic Energy Management | A | Purchases (Cumulative) | Achievable Economic UCT Potential | 0 | 0 | 0 | 0 | 0 | 1.3617 | 2.975 | 4.8397 | 6.9543 | 9.3189 | 10.5721 | 11.8209 | 13.0647 | 14.3044 | 15.5361 | 16.7605 | 17.9784 | 19.1905 | 20.3961 | 21.5971 | 22.7926 | 23.9842 | 25.1708 | 26.3528 | 27.5315 | 27.5315 | 27.5315 | 27.5315 | 27.5315 | 27.5315 | 27.5315
F1_Industrial_Wood and Lumber Products_New_Space Heating_Natural Gas_Commissioning_A_Achievable Economic UCT Potential | F1 | Industrial | Wood and Lumber Products | New | Space Heating | Natural Gas | Commissioning | A | Integrated Unit Energy Savings (kWh or therms) | Achievable Economic UCT Potential | 0 | 0 | 0 | 0 | 0 | 6.529 | 6.423 | 6.3353 | 6.2599 | 6.1923 | 6.131 | 6.0578 | 5.9788 | 5.8989 | 5.8202 | 5.7492 | 5.6852 | 5.6315 | 5.5594 | 5.5039 | 5.4619 | 5.4284 | 5.4098 | 5.3977 | 5.3902 | 5.3859 | 5.3835 | 5.3829 | 0 | 0 | 0
F2_Industrial_Wood and Lumber Products_New_Space Heating_Natural Gas_Commissioning_A_Achievable Economic UCT Potential | F2 | Industrial | Wood and Lumber Products | New | Space Heating | Natural Gas | Commissioning | A | Integrated Unit Summer Peak Savings (kW) | Achievable Economic UCT Potential | 0 | 0 | 0 | 0 | 0 | 0 | 0 | 0 | 0 | 0 | 0 | 0 | 0 | 0 | 0 | 0 | 0 | 0 | 0 | 0 | 0 | 0 | 0 | 0 | 0 | 0 | 0 | 0 | 0 | 0 | 0
F3_Industrial_Wood and Lumber Products_New_Space Heating_Natural Gas_Commissioning_A_Achievable Economic UCT Potential | F3 | Industrial | Wood and Lumber Products | New | Space Heating | Natural Gas | Commissioning | A | Integrated Unit Winter Peak Savings (kW) | Achievable Economic UCT Potential | 0 | 0 | 0 | 0 | 0 | 0 | 0 | 0 | 0 | 0 | 0 | 0 | 0 | 0 | 0 | 0 | 0 | 0 | 0 | 0 | 0 | 0 | 0 | 0 | 0 | 0 | 0 | 0 | 0 | 0 | 0
F4_Industrial_Wood and Lumber Products_New_Space Heating_Natural Gas_Commissioning_A_Achievable Economic UCT Potential | F4 | Industrial | Wood and Lumber Products | New | Space Heating | Natural Gas | Commissioning | A | Incremental Energy Savings (MWh or mTherms) | Achievable Economic UCT Potential | 0 | 0 | 0 | 0 | 0 | 0 | 0 | 0 | 0 | 0 | 0 | 0 | 0 | 0 | 0 | 0 | 0 | 0 | 0 | 0 | 0 | 0 | 0 | 0 | 0 | 0 | 0 | 0 | 0 | 0 | 0
F5_Industrial_Wood and Lumber Products_New_Space Heating_Natural Gas_Commissioning_A_Achievable Economic UCT Potential | F5 | Industrial | Wood and Lumber Products | New | Space Heating | Natural Gas | Commissioning | A | Incremental Summer Peak Savings (MW) | Achievable Economic UCT Potential | 0 | 0 | 0 | 0 | 0 | 0 | 0 | 0 | 0 | 0 | 0 | 0 | 0 | 0 | 0 | 0 | 0 | 0 | 0 | 0 | 0 | 0 | 0 | 0 | 0 | 0 | 0 | 0 | 0 | 0 | 0
F6_Industrial_Wood and Lumber Products_New_Space Heating_Natural Gas_Commissioning_A_Achievable Economic UCT Potential | F6 | Industrial | Wood and Lumber Products | New | Space Heating | Natural Gas | Commissioning | A | Incremental Winter Peak Savings (MW) | Achievable Economic UCT Potential | 0 | 0 | 0 | 0 | 0 | 0 | 0 | 0 | 0 | 0 | 0 | 0 | 0 | 0 | 0 | 0 | 0 | 0 | 0 | 0 | 0 | 0 | 0 | 0 | 0 | 0 | 0 | 0 | 0 | 0 | 0
F7_Industrial_Wood and Lumber Products_New_Space Heating_Natural Gas_Commissioning_A_Achievable Economic UCT Potential | F7 | Industrial | Wood and Lumber Products | New | Space Heating | Natural Gas | Commissioning | A | Cumulative Energy Savings (MWh or mTherms) | Achievable Economic UCT Potential | 0 | 0 | 0 | 0 | 0 | 0 | 0 | 0 | 0 | 0 | 0 | 0 | 0 | 0 | 0 | 0 | 0 | 0 | 0 | 0 | 0 | 0 | 0 | 0 | 0 | 0 | 0 | 0 | 0 | 0 | 0
F8_Industrial_Wood and Lumber Products_New_Space Heating_Natural Gas_Commissioning_A_Achievable Economic UCT Potential | F8 | Industrial | Wood and Lumber Products | New | Space Heating | Natural Gas | Commissioning | A | Cumulative Summer Peak Savings (MW) | Achievable Economic UCT Potential | 0 | 0 | 0 | 0 | 0 | 0 | 0 | 0 | 0 | 0 | 0 | 0 | 0 | 0 | 0 | 0 | 0 | 0 | 0 | 0 | 0 | 0 | 0 | 0 | 0 | 0 | 0 | 0 | 0 | 0 | 0
F9_Industrial_Wood and Lumber Products_New_Space Heating_Natural Gas_Commissioning_A_Achievable Economic UCT Potential | F9 | Industrial | Wood and Lumber Products | New | Space Heating | Natural Gas | Commissioning | A | Cumulative Winter Peak Savings (MW) | Achievable Economic UCT Potential | 0 | 0 | 0 | 0 | 0 | 0 | 0 | 0 | 0 | 0 | 0 | 0 | 0 | 0 | 0 | 0 | 0 | 0 | 0 | 0 | 0 | 0 | 0 | 0 | 0 | 0 | 0 | 0 | 0 | 0 | 0
F10_Industrial_Wood and Lumber Products_New_Space Heating_Natural Gas_Commissioning_A_Achievable Economic UCT Potential | F10 | Industrial | Wood and Lumber Products | New | Space Heating | Natural Gas | Commissioning | A | Purchases (Incremental) | Achievable Economic UCT Potential | 0 | 0 | 0 | 0 | 0 | 0 | 0 | 0 | 0 | 0 | 0 | 0 | 0 | 0 | 0 | 0 | 0 | 0 | 0 | 0 | 0 | 0 | 0 | 0 | 0 | 0 | 0 | 0 | 0 | 0 | 0
F11_Industrial_Wood and Lumber Products_New_Space Heating_Natural Gas_Commissioning_A_Achievable Economic UCT Potential | F11 | Industrial | Wood and Lumber Products | New | Space Heating | Natural Gas | Commissioning | A | Purchases (Cumulative) | Achievable Economic UCT Potential | 0 | 0 | 0 | 0 | 0 | 0 | 0 | 0 | 0 | 0 | 0 | 0 | 0 | 0 | 0 | 0 | 0 | 0 | 0 | 0 | 0 | 0 | 0 | 0 | 0 | 0 | 0 | 0 | 0 | 0 | 0
F1_Industrial_Wood and Lumber Products_New_Process_Natural Gas_Commissioning_A_Achievable Economic UCT Potential | F1 | Industrial | Wood and Lumber Products | New | Process | Natural Gas | Commissioning | A | Integrated Unit Energy Savings (kWh or therms) | Achievable Economic UCT Potential | 0 | 0 | 0 | 0 | 0 | 49.9244 | 49.9225 | 49.9215 | 49.9222 | 49.9228 | 49.9233 | 49.9237 | 49.9241 | 49.9244 | 49.9246 | 49.9248 | 49.925 | 49.9252 | 49.9253 | 49.9254 | 49.9256 | 49.9257 | 49.9258 | 49.9259 | 49.9259 | 49.926 | 49.9261 | 49.9262 | 0 | 0 | 0
F2_Industrial_Wood and Lumber Products_New_Process_Natural Gas_Commissioning_A_Achievable Economic UCT Potential | F2 | Industrial | Wood and Lumber Products | New | Process | Natural Gas | Commissioning | A | Integrated Unit Summer Peak Savings (kW) | Achievable Economic UCT Potential | 0 | 0 | 0 | 0 | 0 | 0 | 0 | 0 | 0 | 0 | 0 | 0 | 0 | 0 | 0 | 0 | 0 | 0 | 0 | 0 | 0 | 0 | 0 | 0 | 0 | 0 | 0 | 0 | 0 | 0 | 0
F3_Industrial_Wood and Lumber Products_New_Process_Natural Gas_Commissioning_A_Achievable Economic UCT Potential | F3 | Industrial | Wood and Lumber Products | New | Process | Natural Gas | Commissioning | A | Integrated Unit Winter Peak Savings (kW) | Achievable Economic UCT Potential | 0 | 0 | 0 | 0 | 0 | 0 | 0 | 0 | 0 | 0 | 0 | 0 | 0 | 0 | 0 | 0 | 0 | 0 | 0 | 0 | 0 | 0 | 0 | 0 | 0 | 0 | 0 | 0 | 0 | 0 | 0
F4_Industrial_Wood and Lumber Products_New_Process_Natural Gas_Commissioning_A_Achievable Economic UCT Potential | F4 | Industrial | Wood and Lumber Products | New | Process | Natural Gas | Commissioning | A | Incremental Energy Savings (MWh or mTherms) | Achievable Economic UCT Potential | 0 | 0 | 0 | 0 | 0 | 0 | 0 | 0 | 0 | 0 | 0 | 0 | 0 | 0 | 0 | 0 | 0 | 0 | 0 | 0 | 0 | 0 | 0 | 0 | 0 | 0 | 0 | 0 | 0 | 0 | 0
F5_Industrial_Wood and Lumber Products_New_Process_Natural Gas_Commissioning_A_Achievable Economic UCT Potential | F5 | Industrial | Wood and Lumber Products | New | Process | Natural Gas | Commissioning | A | Incremental Summer Peak Savings (MW) | Achievable Economic UCT Potential | 0 | 0 | 0 | 0 | 0 | 0 | 0 | 0 | 0 | 0 | 0 | 0 | 0 | 0 | 0 | 0 | 0 | 0 | 0 | 0 | 0 | 0 | 0 | 0 | 0 | 0 | 0 | 0 | 0 | 0 | 0
F6_Industrial_Wood and Lumber Products_New_Process_Natural Gas_Commissioning_A_Achievable Economic UCT Potential | F6 | Industrial | Wood and Lumber Products | New | Process | Natural Gas | Commissioning | A | Incremental Winter Peak Savings (MW) | Achievable Economic UCT Potential | 0 | 0 | 0 | 0 | 0 | 0 | 0 | 0 | 0 | 0 | 0 | 0 | 0 | 0 | 0 | 0 | 0 | 0 | 0 | 0 | 0 | 0 | 0 | 0 | 0 | 0 | 0 | 0 | 0 | 0 | 0
F7_Industrial_Wood and Lumber Products_New_Process_Natural Gas_Commissioning_A_Achievable Economic UCT Potential | F7 | Industrial | Wood and Lumber Products | New | Process | Natural Gas | Commissioning | A | Cumulative Energy Savings (MWh or mTherms) | Achievable Economic UCT Potential | 0 | 0 | 0 | 0 | 0 | 0 | 0 | 0 | 0 | 0 | 0 | 0 | 0 | 0 | 0 | 0 | 0 | 0 | 0 | 0 | 0 | 0 | 0 | 0 | 0 | 0 | 0 | 0 | 0 | 0 | 0
F8_Industrial_Wood and Lumber Products_New_Process_Natural Gas_Commissioning_A_Achievable Economic UCT Potential | F8 | Industrial | Wood and Lumber Products | New | Process | Natural Gas | Commissioning | A | Cumulative Summer Peak Savings (MW) | Achievable Economic UCT Potential | 0 | 0 | 0 | 0 | 0 | 0 | 0 | 0 | 0 | 0 | 0 | 0 | 0 | 0 | 0 | 0 | 0 | 0 | 0 | 0 | 0 | 0 | 0 | 0 | 0 | 0 | 0 | 0 | 0 | 0 | 0
F9_Industrial_Wood and Lumber Products_New_Process_Natural Gas_Commissioning_A_Achievable Economic UCT Potential | F9 | Industrial | Wood and Lumber Products | New | Process | Natural Gas | Commissioning | A | Cumulative Winter Peak Savings (MW) | Achievable Economic UCT Potential | 0 | 0 | 0 | 0 | 0 | 0 | 0 | 0 | 0 | 0 | 0 | 0 | 0 | 0 | 0 | 0 | 0 | 0 | 0 | 0 | 0 | 0 | 0 | 0 | 0 | 0 | 0 | 0 | 0 | 0 | 0
F10_Industrial_Wood and Lumber Products_New_Process_Natural Gas_Commissioning_A_Achievable Economic UCT Potential | F10 | Industrial | Wood and Lumber Products | New | Process | Natural Gas | Commissioning | A | Purchases (Incremental) | Achievable Economic UCT Potential | 0 | 0 | 0 | 0 | 0 | 0 | 0 | 0 | 0 | 0 | 0 | 0 | 0 | 0 | 0 | 0 | 0 | 0 | 0 | 0 | 0 | 0 | 0 | 0 | 0 | 0 | 0 | 0 | 0 | 0 | 0
F11_Industrial_Wood and Lumber Products_New_Process_Natural Gas_Commissioning_A_Achievable Economic UCT Potential | F11 | Industrial | Wood and Lumber Products | New | Process | Natural Gas | Commissioning | A | Purchases (Cumulative) | Achievable Economic UCT Potential | 0 | 0 | 0 | 0 | 0 | 0 | 0 | 0 | 0 | 0 | 0 | 0 | 0 | 0 | 0 | 0 | 0 | 0 | 0 | 0 | 0 | 0 | 0 | 0 | 0 | 0 | 0 | 0 | 0 | 0 | 0
F1_Industrial_Wood and Lumber Products_New_Space Heating_Natural Gas_Retrocommissioning_A_Achievable Economic UCT Potential | F1 | Industrial | Wood and Lumber Products | New | Space Heating | Natural Gas | Retrocommissioning | A | Integrated Unit Energy Savings (kWh or therms) | Achievable Economic UCT Potential | 0 | 0 | 0 | 0 | 0 | 0 | 0 | 0 | 0 | 0 | 0 | 0 | 0 | 0 | 0 | 0 | 0 | 0 | 0 | 0 | 0 | 0 | 0 | 0 | 0 | 0 | 0 | 0 | 0 | 0 | 0
F2_Industrial_Wood and Lumber Products_New_Space Heating_Natural Gas_Retrocommissioning_A_Achievable Economic UCT Potential | F2 | Industrial | Wood and Lumber Products | New | Space Heating | Natural Gas | Retrocommissioning | A | Integrated Unit Summer Peak Savings (kW) | Achievable Economic UCT Potential | 0 | 0 | 0 | 0 | 0 | 0 | 0 | 0 | 0 | 0 | 0 | 0 | 0 | 0 | 0 | 0 | 0 | 0 | 0 | 0 | 0 | 0 | 0 | 0 | 0 | 0 | 0 | 0 | 0 | 0 | 0
F3_Industrial_Wood and Lumber Products_New_Space Heating_Natural Gas_Retrocommissioning_A_Achievable Economic UCT Potential | F3 | Industrial | Wood and Lumber Products | New | Space Heating | Natural Gas | Retrocommissioning | A | Integrated Unit Winter Peak Savings (kW) | Achievable Economic UCT Potential | 0 | 0 | 0 | 0 | 0 | 0 | 0 | 0 | 0 | 0 | 0 | 0 | 0 | 0 | 0 | 0 | 0 | 0 | 0 | 0 | 0 | 0 | 0 | 0 | 0 | 0 | 0 | 0 | 0 | 0 | 0
F4_Industrial_Wood and Lumber Products_New_Space Heating_Natural Gas_Retrocommissioning_A_Achievable Economic UCT Potential | F4 | Industrial | Wood and Lumber Products | New | Space Heating | Natural Gas | Retrocommissioning | A | Incremental Energy Savings (MWh or mTherms) | Achievable Economic UCT Potential | 0 | 0 | 0 | 0 | 0 | 0 | 0 | 0 | 0 | 0 | 0 | 0 | 0 | 0 | 0 | 0 | 0 | 0 | 0 | 0 | 0 | 0 | 0 | 0 | 0 | 0 | 0 | 0 | 0 | 0 | 0
F5_Industrial_Wood and Lumber Products_New_Space Heating_Natural Gas_Retrocommissioning_A_Achievable Economic UCT Potential | F5 | Industrial | Wood and Lumber Products | New | Space Heating | Natural Gas | Retrocommissioning | A | Incremental Summer Peak Savings (MW) | Achievable Economic UCT Potential | 0 | 0 | 0 | 0 | 0 | 0 | 0 | 0 | 0 | 0 | 0 | 0 | 0 | 0 | 0 | 0 | 0 | 0 | 0 | 0 | 0 | 0 | 0 | 0 | 0 | 0 | 0 | 0 | 0 | 0 | 0
F6_Industrial_Wood and Lumber Products_New_Space Heating_Natural Gas_Retrocommissioning_A_Achievable Economic UCT Potential | F6 | Industrial | Wood and Lumber Products | New | Space Heating | Natural Gas | Retrocommissioning | A | Incremental Winter Peak Savings (MW) | Achievable Economic UCT Potential | 0 | 0 | 0 | 0 | 0 | 0 | 0 | 0 | 0 | 0 | 0 | 0 | 0 | 0 | 0 | 0 | 0 | 0 | 0 | 0 | 0 | 0 | 0 | 0 | 0 | 0 | 0 | 0 | 0 | 0 | 0
F7_Industrial_Wood and Lumber Products_New_Space Heating_Natural Gas_Retrocommissioning_A_Achievable Economic UCT Potential | F7 | Industrial | Wood and Lumber Products | New | Space Heating | Natural Gas | Retrocommissioning | A | Cumulative Energy Savings (MWh or mTherms) | Achievable Economic UCT Potential | 0 | 0 | 0 | 0 | 0 | 0 | 0 | 0 | 0 | 0 | 0 | 0 | 0 | 0 | 0 | 0 | 0 | 0 | 0 | 0 | 0 | 0 | 0 | 0 | 0 | 0 | 0 | 0 | 0 | 0 | 0
F8_Industrial_Wood and Lumber Products_New_Space Heating_Natural Gas_Retrocommissioning_A_Achievable Economic UCT Potential | F8 | Industrial | Wood and Lumber Products | New | Space Heating | Natural Gas | Retrocommissioning | A | Cumulative Summer Peak Savings (MW) | Achievable Economic UCT Potential | 0 | 0 | 0 | 0 | 0 | 0 | 0 | 0 | 0 | 0 | 0 | 0 | 0 | 0 | 0 | 0 | 0 | 0 | 0 | 0 | 0 | 0 | 0 | 0 | 0 | 0 | 0 | 0 | 0 | 0 | 0
F9_Industrial_Wood and Lumber Products_New_Space Heating_Natural Gas_Retrocommissioning_A_Achievable Economic UCT Potential | F9 | Industrial | Wood and Lumber Products | New | Space Heating | Natural Gas | Retrocommissioning | A | Cumulative Winter Peak Savings (MW) | Achievable Economic UCT Potential | 0 | 0 | 0 | 0 | 0 | 0 | 0 | 0 | 0 | 0 | 0 | 0 | 0 | 0 | 0 | 0 | 0 | 0 | 0 | 0 | 0 | 0 | 0 | 0 | 0 | 0 | 0 | 0 | 0 | 0 | 0
F10_Industrial_Wood and Lumber Products_New_Space Heating_Natural Gas_Retrocommissioning_A_Achievable Economic UCT Potential | F10 | Industrial | Wood and Lumber Products | New | Space Heating | Natural Gas | Retrocommissioning | A | Purchases (Incremental) | Achievable Economic UCT Potential | 0 | 0 | 0 | 0 | 0 | 0 | 0 | 0 | 0 | 0 | 0 | 0 | 0 | 0 | 0 | 0 | 0 | 0 | 0 | 0 | 0 | 0 | 0 | 0 | 0 | 0 | 0 | 0 | 0 | 0 | 0
F11_Industrial_Wood and Lumber Products_New_Space Heating_Natural Gas_Retrocommissioning_A_Achievable Economic UCT Potential | F11 | Industrial | Wood and Lumber Products | New | Space Heating | Natural Gas | Retrocommissioning | A | Purchases (Cumulative) | Achievable Economic UCT Potential | 0 | 0 | 0 | 0 | 0 | 0 | 0 | 0 | 0 | 0 | 0 | 0 | 0 | 0 | 0 | 0 | 0 | 0 | 0 | 0 | 0 | 0 | 0 | 0 | 0 | 0 | 0 | 0 | 0 | 0 | 0
F1_Industrial_Wood and Lumber Products_New_Process_Natural Gas_Retrocommissioning_A_Achievable Economic UCT Potential | F1 | Industrial | Wood and Lumber Products | New | Process | Natural Gas | Retrocommissioning | A | Integrated Unit Energy Savings (kWh or therms) | Achievable Economic UCT Potential | 0 | 0 | 0 | 0 | 0 | 0 | 0 | 0 | 0 | 0 | 0 | 0 | 0 | 0 | 0 | 0 | 0 | 0 | 0 | 0 | 0 | 0 | 0 | 0 | 0 | 0 | 0 | 0 | 0 | 0 | 0
F2_Industrial_Wood and Lumber Products_New_Process_Natural Gas_Retrocommissioning_A_Achievable Economic UCT Potential | F2 | Industrial | Wood and Lumber Products | New | Process | Natural Gas | Retrocommissioning | A | Integrated Unit Summer Peak Savings (kW) | Achievable Economic UCT Potential | 0 | 0 | 0 | 0 | 0 | 0 | 0 | 0 | 0 | 0 | 0 | 0 | 0 | 0 | 0 | 0 | 0 | 0 | 0 | 0 | 0 | 0 | 0 | 0 | 0 | 0 | 0 | 0 | 0 | 0 | 0
F3_Industrial_Wood and Lumber Products_New_Process_Natural Gas_Retrocommissioning_A_Achievable Economic UCT Potential | F3 | Industrial | Wood and Lumber Products | New | Process | Natural Gas | Retrocommissioning | A | Integrated Unit Winter Peak Savings (kW) | Achievable Economic UCT Potential | 0 | 0 | 0 | 0 | 0 | 0 | 0 | 0 | 0 | 0 | 0 | 0 | 0 | 0 | 0 | 0 | 0 | 0 | 0 | 0 | 0 | 0 | 0 | 0 | 0 | 0 | 0 | 0 | 0 | 0 | 0
F4_Industrial_Wood and Lumber Products_New_Process_Natural Gas_Retrocommissioning_A_Achievable Economic UCT Potential | F4 | Industrial | Wood and Lumber Products | New | Process | Natural Gas | Retrocommissioning | A | Incremental Energy Savings (MWh or mTherms) | Achievable Economic UCT Potential | 0 | 0 | 0 | 0 | 0 | 0 | 0 | 0 | 0 | 0 | 0 | 0 | 0 | 0 | 0 | 0 | 0 | 0 | 0 | 0 | 0 | 0 | 0 | 0 | 0 | 0 | 0 | 0 | 0 | 0 | 0
F5_Industrial_Wood and Lumber Products_New_Process_Natural Gas_Retrocommissioning_A_Achievable Economic UCT Potential | F5 | Industrial | Wood and Lumber Products | New | Process | Natural Gas | Retrocommissioning | A | Incremental Summer Peak Savings (MW) | Achievable Economic UCT Potential | 0 | 0 | 0 | 0 | 0 | 0 | 0 | 0 | 0 | 0 | 0 | 0 | 0 | 0 | 0 | 0 | 0 | 0 | 0 | 0 | 0 | 0 | 0 | 0 | 0 | 0 | 0 | 0 | 0 | 0 | 0
F6_Industrial_Wood and Lumber Products_New_Process_Natural Gas_Retrocommissioning_A_Achievable Economic UCT Potential | F6 | Industrial | Wood and Lumber Products | New | Process | Natural Gas | Retrocommissioning | A | Incremental Winter Peak Savings (MW) | Achievable Economic UCT Potential | 0 | 0 | 0 | 0 | 0 | 0 | 0 | 0 | 0 | 0 | 0 | 0 | 0 | 0 | 0 | 0 | 0 | 0 | 0 | 0 | 0 | 0 | 0 | 0 | 0 | 0 | 0 | 0 | 0 | 0 | 0
F7_Industrial_Wood and Lumber Products_New_Process_Natural Gas_Retrocommissioning_A_Achievable Economic UCT Potential | F7 | Industrial | Wood and Lumber Products | New | Process | Natural Gas | Retrocommissioning | A | Cumulative Energy Savings (MWh or mTherms) | Achievable Economic UCT Potential | 0 | 0 | 0 | 0 | 0 | 0 | 0 | 0 | 0 | 0 | 0 | 0 | 0 | 0 | 0 | 0 | 0 | 0 | 0 | 0 | 0 | 0 | 0 | 0 | 0 | 0 | 0 | 0 | 0 | 0 | 0
F8_Industrial_Wood and Lumber Products_New_Process_Natural Gas_Retrocommissioning_A_Achievable Economic UCT Potential | F8 | Industrial | Wood and Lumber Products | New | Process | Natural Gas | Retrocommissioning | A | Cumulative Summer Peak Savings (MW) | Achievable Economic UCT Potential | 0 | 0 | 0 | 0 | 0 | 0 | 0 | 0 | 0 | 0 | 0 | 0 | 0 | 0 | 0 | 0 | 0 | 0 | 0 | 0 | 0 | 0 | 0 | 0 | 0 | 0 | 0 | 0 | 0 | 0 | 0
F9_Industrial_Wood and Lumber Products_New_Process_Natural Gas_Retrocommissioning_A_Achievable Economic UCT Potential | F9 | Industrial | Wood and Lumber Products | New | Process | Natural Gas | Retrocommissioning | A | Cumulative Winter Peak Savings (MW) | Achievable Economic UCT Potential | 0 | 0 | 0 | 0 | 0 | 0 | 0 | 0 | 0 | 0 | 0 | 0 | 0 | 0 | 0 | 0 | 0 | 0 | 0 | 0 | 0 | 0 | 0 | 0 | 0 | 0 | 0 | 0 | 0 | 0 | 0
F10_Industrial_Wood and Lumber Products_New_Process_Natural Gas_Retrocommissioning_A_Achievable Economic UCT Potential | F10 | Industrial | Wood and Lumber Products | New | Process | Natural Gas | Retrocommissioning | A | Purchases (Incremental) | Achievable Economic UCT Potential | 0 | 0 | 0 | 0 | 0 | 0 | 0 | 0 | 0 | 0 | 0 | 0 | 0 | 0 | 0 | 0 | 0 | 0 | 0 | 0 | 0 | 0 | 0 | 0 | 0 | 0 | 0 | 0 | 0 | 0 | 0
F11_Industrial_Wood and Lumber Products_New_Process_Natural Gas_Retrocommissioning_A_Achievable Economic UCT Potential | F11 | Industrial | Wood and Lumber Products | New | Process | Natural Gas | Retrocommissioning | A | Purchases (Cumulative) | Achievable Economic UCT Potential | 0 | 0 | 0 | 0 | 0 | 0 | 0 | 0 | 0 | 0 | 0 | 0 | 0 | 0 | 0 | 0 | 0 | 0 | 0 | 0 | 0 | 0 | 0 | 0 | 0 | 0 | 0 | 0 | 0 | 0 | 0
F1_Industrial_Other Industrial_Existing_Space Heating_Natural Gas_Insulation - Roof/Ceiling_A_Achievable Economic UCT Potential | F1 | Industrial | Other Industrial | Existing | Space Heating | Natural Gas | Insulation - Roof/Ceiling | A | Integrated Unit Energy Savings (kWh or therms) | Achievable Economic UCT Potential | 0 | 0 | 0 | 0 | 0 | 0.099412 | 0.098685 | 0.097797 | 0.096821 | 0.095746 | 0.094569 | 0.093305 | 0.091962 | 0.090495 | 0.088933 | 0.087334 | 0.085753 | 0.084219 | 0.082751 | 0.081443 | 0.080223 | 0.079069 | 0.078093 | 0.077276 | 0.076535 | 0.075991 | 0.07554 | 0.07512 | 0 | 0 | 0
F2_Industrial_Other Industrial_Existing_Space Heating_Natural Gas_Insulation - Roof/Ceiling_A_Achievable Economic UCT Potential | F2 | Industrial | Other Industrial | Existing | Space Heating | Natural Gas | Insulation - Roof/Ceiling | A | Integrated Unit Summer Peak Savings (kW) | Achievable Economic UCT Potential | 0 | 0 | 0 | 0 | 0 | 0 | 0 | 0 | 0 | 0 | 0 | 0 | 0 | 0 | 0 | 0 | 0 | 0 | 0 | 0 | 0 | 0 | 0 | 0 | 0 | 0 | 0 | 0 | 0 | 0 | 0
F3_Industrial_Other Industrial_Existing_Space Heating_Natural Gas_Insulation - Roof/Ceiling_A_Achievable Economic UCT Potential | F3 | Industrial | Other Industrial | Existing | Space Heating | Natural Gas | Insulation - Roof/Ceiling | A | Integrated Unit Winter Peak Savings (kW) | Achievable Economic UCT Potential | 0 | 0 | 0 | 0 | 0 | 0 | 0 | 0 | 0 | 0 | 0 | 0 | 0 | 0 | 0 | 0 | 0 | 0 | 0 | 0 | 0 | 0 | 0 | 0 | 0 | 0 | 0 | 0 | 0 | 0 | 0
F4_Industrial_Other Industrial_Existing_Space Heating_Natural Gas_Insulation - Roof/Ceiling_A_Achievable Economic UCT Potential | F4 | Industrial | Other Industrial | Existing | Space Heating | Natural Gas | Insulation - Roof/Ceiling | A | Incremental Energy Savings (MWh or mTherms) | Achievable Economic UCT Potential | 0 | 0 | 0 | 0 | 0 | 0.57493 | 0.99823 | 1.5298 | 2.1214 | 2.6722 | 3.0402 | 3.2214 | 3.1686 | 2.864 | 2.4721 | 1.9802 | 1.5125 | 1.089 | 0.74234 | 0.48765 | 0.30441 | 0.18192 | 0.12121 | 0 | 0 | 0 | 0 | 0 | 0 | 0 | 0
F5_Industrial_Other Industrial_Existing_Space Heating_Natural Gas_Insulation - Roof/Ceiling_A_Achievable Economic UCT Potential | F5 | Industrial | Other Industrial | Existing | Space Heating | Natural Gas | Insulation - Roof/Ceiling | A | Incremental Summer Peak Savings (MW) | Achievable Economic UCT Potential | 0 | 0 | 0 | 0 | 0 | 0 | 0 | 0 | 0 | 0 | 0 | 0 | 0 | 0 | 0 | 0 | 0 | 0 | 0 | 0 | 0 | 0 | 0 | 0 | 0 | 0 | 0 | 0 | 0 | 0 | 0
F6_Industrial_Other Industrial_Existing_Space Heating_Natural Gas_Insulation - Roof/Ceiling_A_Achievable Economic UCT Potential | F6 | Industrial | Other Industrial | Existing | Space Heating | Natural Gas | Insulation - Roof/Ceiling | A | Incremental Winter Peak Savings (MW) | Achievable Economic UCT Potential | 0 | 0 | 0 | 0 | 0 | 0 | 0 | 0 | 0 | 0 | 0 | 0 | 0 | 0 | 0 | 0 | 0 | 0 | 0 | 0 | 0 | 0 | 0 | 0 | 0 | 0 | 0 | 0 | 0 | 0 | 0
F7_Industrial_Other Industrial_Existing_Space Heating_Natural Gas_Insulation - Roof/Ceiling_A_Achievable Economic UCT Potential | F7 | Industrial | Other Industrial | Existing | Space Heating | Natural Gas | Insulation - Roof/Ceiling | A | Cumulative Energy Savings (MWh or mTherms) | Achievable Economic UCT Potential | 0 | 0 | 0 | 0 | 0 | 0.57493 | 1.569 | 3.0846 | 5.1752 | 7.79 | 10.7344 | 13.8124 | 16.7821 | 19.3785 | 21.516 | 23.1095 | 24.2036 | 24.8596 | 25.1685 | 25.2585 | 25.1844 | 25.004 | 24.8166 | 24.557 | 24.3215 | 24.1488 | 24.0055 | 23.8719 | 0 | 0 | 0
F8_Industrial_Other Industrial_Existing_Space Heating_Natural Gas_Insulation - Roof/Ceiling_A_Achievable Economic UCT Potential | F8 | Industrial | Other Industrial | Existing | Space Heating | Natural Gas | Insulation - Roof/Ceiling | A | Cumulative Summer Peak Savings (MW) | Achievable Economic UCT Potential | 0 | 0 | 0 | 0 | 0 | 0 | 0 | 0 | 0 | 0 | 0 | 0 | 0 | 0 | 0 | 0 | 0 | 0 | 0 | 0 | 0 | 0 | 0 | 0 | 0 | 0 | 0 | 0 | 0 | 0 | 0
F9_Industrial_Other Industrial_Existing_Space Heating_Natural Gas_Insulation - Roof/Ceiling_A_Achievable Economic UCT Potential | F9 | Industrial | Other Industrial | Existing | Space Heating | Natural Gas | Insulation - Roof/Ceiling | A | Cumulative Winter Peak Savings (MW) | Achievable Economic UCT Potential | 0 | 0 | 0 | 0 | 0 | 0 | 0 | 0 | 0 | 0 | 0 | 0 | 0 | 0 | 0 | 0 | 0 | 0 | 0 | 0 | 0 | 0 | 0 | 0 | 0 | 0 | 0 | 0 | 0 | 0 | 0
F10_Industrial_Other Industrial_Existing_Space Heating_Natural Gas_Insulation - Roof/Ceiling_A_Achievable Economic UCT Potential | F10 | Industrial | Other Industrial | Existing | Space Heating | Natural Gas | Insulation - Roof/Ceiling | A | Purchases (Incremental) | Achievable Economic UCT Potential | 0 | 0 | 0 | 0 | 0 | 5783.3307 | 10115.274 | 15642.0764 | 21910.7464 | 27909.4633 | 32147.5488 | 34525.8309 | 34455.7286 | 31648.0112 | 27797.7389 | 22673.9481 | 17637.5816 | 12930.7027 | 8970.7531 | 5987.5863 | 3794.5258 | 2300.7281 | 1552.1095 | 0 | 0 | 0 | 0 | 0 | 0 | 0 | 0
F11_Industrial_Other Industrial_Existing_Space Heating_Natural Gas_Insulation - Roof/Ceiling_A_Achievable Economic UCT Potential | F11 | Industrial | Other Industrial | Existing | Space Heating | Natural Gas | Insulation - Roof/Ceiling | A | Purchases (Cumulative) | Achievable Economic UCT Potential | 0 | 0 | 0 | 0 | 0 | 5783.3307 | 15898.6046 | 31540.681 | 53451.4275 | 81360.8907 | 113508.4395 | 148034.2704 | 182489.999 | 214138.0102 | 241935.7491 | 264609.6971 | 282247.2787 | 295177.9814 | 304148.7346 | 310136.3209 | 313930.8467 | 316231.5748 | 317783.6842 | 317783.6842 | 317783.6842 | 317783.6842 | 317783.6842 | 317783.6842 | 317783.6842 | 317783.6842 | 317783.6842
F1_Industrial_Other Industrial_Existing_Space Heating_Natural Gas_Insulation - Wall Cavity_A_Achievable Economic UCT Potential | F1 | Industrial | Other Industrial | Existing | Space Heating | Natural Gas | Insulation - Wall Cavity | A | Integrated Unit Energy Savings (kWh or therms) | Achievable Economic UCT Potential | 0 | 0 | 0 | 0 | 0 | 0.017889 | 0.017733 | 0.017536 | 0.01731 | 0.017053 | 0.016766 | 0.016462 | 0.016146 | 0.01581 | 0.015477 | 0.015144 | 0.014831 | 0.014535 | 0.014257 | 0.01402 | 0.013799 | 0.013593 | 0.01342 | 0.013277 | 0.013148 | 0.013053 | 0.012974 | 0.0129 | 0 | 0 | 0
F2_Industrial_Other Industrial_Existing_Space Heating_Natural Gas_Insulation - Wall Cavity_A_Achievable Economic UCT Potential | F2 | Industrial | Other Industrial | Existing | Space Heating | Natural Gas | Insulation - Wall Cavity | A | Integrated Unit Summer Peak Savings (kW) | Achievable Economic UCT Potential | 0 | 0 | 0 | 0 | 0 | 0 | 0 | 0 | 0 | 0 | 0 | 0 | 0 | 0 | 0 | 0 | 0 | 0 | 0 | 0 | 0 | 0 | 0 | 0 | 0 | 0 | 0 | 0 | 0 | 0 | 0
F3_Industrial_Other Industrial_Existing_Space Heating_Natural Gas_Insulation - Wall Cavity_A_Achievable Economic UCT Potential | F3 | Industrial | Other Industrial | Existing | Space Heating | Natural Gas | Insulation - Wall Cavity | A | Integrated Unit Winter Peak Savings (kW) | Achievable Economic UCT Potential | 0 | 0 | 0 | 0 | 0 | 0 | 0 | 0 | 0 | 0 | 0 | 0 | 0 | 0 | 0 | 0 | 0 | 0 | 0 | 0 | 0 | 0 | 0 | 0 | 0 | 0 | 0 | 0 | 0 | 0 | 0
F4_Industrial_Other Industrial_Existing_Space Heating_Natural Gas_Insulation - Wall Cavity_A_Achievable Economic UCT Potential | F4 | Industrial | Other Industrial | Existing | Space Heating | Natural Gas | Insulation - Wall Cavity | A | Incremental Energy Savings (MWh or mTherms) | Achievable Economic UCT Potential | 0 | 0 | 0 | 0 | 0 | 0 | 0 | 0 | 0 | 0 | 0 | 0 | 0 | 0 | 0 | 0 | 0 | 0 | 0 | 0 | 0 | 0 | 0 | 0 | 0 | 0 | 0 | 0 | 0 | 0 | 0
F5_Industrial_Other Industrial_Existing_Space Heating_Natural Gas_Insulation - Wall Cavity_A_Achievable Economic UCT Potential | F5 | Industrial | Other Industrial | Existing | Space Heating | Natural Gas | Insulation - Wall Cavity | A | Incremental Summer Peak Savings (MW) | Achievable Economic UCT Potential | 0 | 0 | 0 | 0 | 0 | 0 | 0 | 0 | 0 | 0 | 0 | 0 | 0 | 0 | 0 | 0 | 0 | 0 | 0 | 0 | 0 | 0 | 0 | 0 | 0 | 0 | 0 | 0 | 0 | 0 | 0
F6_Industrial_Other Industrial_Existing_Space Heating_Natural Gas_Insulation - Wall Cavity_A_Achievable Economic UCT Potential | F6 | Industrial | Other Industrial | Existing | Space Heating | Natural Gas | Insulation - Wall Cavity | A | Incremental Winter Peak Savings (MW) | Achievable Economic UCT Potential | 0 | 0 | 0 | 0 | 0 | 0 | 0 | 0 | 0 | 0 | 0 | 0 | 0 | 0 | 0 | 0 | 0 | 0 | 0 | 0 | 0 | 0 | 0 | 0 | 0 | 0 | 0 | 0 | 0 | 0 | 0
F7_Industrial_Other Industrial_Existing_Space Heating_Natural Gas_Insulation - Wall Cavity_A_Achievable Economic UCT Potential | F7 | Industrial | Other Industrial | Existing | Space Heating | Natural Gas | Insulation - Wall Cavity | A | Cumulative Energy Savings (MWh or mTherms) | Achievable Economic UCT Potential | 0 | 0 | 0 | 0 | 0 | 0 | 0 | 0 | 0 | 0 | 0 | 0 | 0 | 0 | 0 | 0 | 0 | 0 | 0 | 0 | 0 | 0 | 0 | 0 | 0 | 0 | 0 | 0 | 0 | 0 | 0
F8_Industrial_Other Industrial_Existing_Space Heating_Natural Gas_Insulation - Wall Cavity_A_Achievable Economic UCT Potential | F8 | Industrial | Other Industrial | Existing | Space Heating | Natural Gas | Insulation - Wall Cavity | A | Cumulative Summer Peak Savings (MW) | Achievable Economic UCT Potential | 0 | 0 | 0 | 0 | 0 | 0 | 0 | 0 | 0 | 0 | 0 | 0 | 0 | 0 | 0 | 0 | 0 | 0 | 0 | 0 | 0 | 0 | 0 | 0 | 0 | 0 | 0 | 0 | 0 | 0 | 0
F9_Industrial_Other Industrial_Existing_Space Heating_Natural Gas_Insulation - Wall Cavity_A_Achievable Economic UCT Potential | F9 | Industrial | Other Industrial | Existing | Space Heating | Natural Gas | Insulation - Wall Cavity | A | Cumulative Winter Peak Savings (MW) | Achievable Economic UCT Potential | 0 | 0 | 0 | 0 | 0 | 0 | 0 | 0 | 0 | 0 | 0 | 0 | 0 | 0 | 0 | 0 | 0 | 0 | 0 | 0 | 0 | 0 | 0 | 0 | 0 | 0 | 0 | 0 | 0 | 0 | 0
F10_Industrial_Other Industrial_Existing_Space Heating_Natural Gas_Insulation - Wall Cavity_A_Achievable Economic UCT Potential | F10 | Industrial | Other Industrial | Existing | Space Heating | Natural Gas | Insulation - Wall Cavity | A | Purchases (Incremental) | Achievable Economic UCT Potential | 0 | 0 | 0 | 0 | 0 | 0 | 0 | 0 | 0 | 0 | 0 | 0 | 0 | 0 | 0 | 0 | 0 | 0 | 0 | 0 | 0 | 0 | 0 | 0 | 0 | 0 | 0 | 0 | 0 | 0 | 0
F11_Industrial_Other Industrial_Existing_Space Heating_Natural Gas_Insulation - Wall Cavity_A_Achievable Economic UCT Potential | F11 | Industrial | Other Industrial | Existing | Space Heating | Natural Gas | Insulation - Wall Cavity | A | Purchases (Cumulative) | Achievable Economic UCT Potential | 0 | 0 | 0 | 0 | 0 | 0 | 0 | 0 | 0 | 0 | 0 | 0 | 0 | 0 | 0 | 0 | 0 | 0 | 0 | 0 | 0 | 0 | 0 | 0 | 0 | 0 | 0 | 0 | 0 | 0 | 0
F1_Industrial_Other Industrial_Existing_Space Heating_Natural Gas_Insulation - Ducting_A_Achievable Economic UCT Potential | F1 | Industrial | Other Industrial | Existing | Space Heating | Natural Gas | Insulation - Ducting | A | Integrated Unit Energy Savings (kWh or therms) | Achievable Economic UCT Potential | 0 | 0 | 0 | 0 | 0 | 0.0016267 | 0.0016058 | 0.0015792 | 0.0015502 | 0.0015191 | 0.001486 | 0.001452 | 0.0014181 | 0.0013834 | 0.0013498 | 0.0013174 | 0.0012876 | 0.0012592 | 0.0012326 | 0.0012093 | 0.0011873 | 0.0011669 | 0.0011484 | 0.0011325 | 0.0011179 | 0.0011064 | 0.0010964 | 0.001087 | 0.00131 | 0.0013019 | 0.0012943
F2_Industrial_Other Industrial_Existing_Space Heating_Natural Gas_Insulation - Ducting_A_Achievable Economic UCT Potential | F2 | Industrial | Other Industrial | Existing | Space Heating | Natural Gas | Insulation - Ducting | A | Integrated Unit Summer Peak Savings (kW) | Achievable Economic UCT Potential | 0 | 0 | 0 | 0 | 0 | 0 | 0 | 0 | 0 | 0 | 0 | 0 | 0 | 0 | 0 | 0 | 0 | 0 | 0 | 0 | 0 | 0 | 0 | 0 | 0 | 0 | 0 | 0 | 0 | 0 | 0
F3_Industrial_Other Industrial_Existing_Space Heating_Natural Gas_Insulation - Ducting_A_Achievable Economic UCT Potential | F3 | Industrial | Other Industrial | Existing | Space Heating | Natural Gas | Insulation - Ducting | A | Integrated Unit Winter Peak Savings (kW) | Achievable Economic UCT Potential | 0 | 0 | 0 | 0 | 0 | 0 | 0 | 0 | 0 | 0 | 0 | 0 | 0 | 0 | 0 | 0 | 0 | 0 | 0 | 0 | 0 | 0 | 0 | 0 | 0 | 0 | 0 | 0 | 0 | 0 | 0
F4_Industrial_Other Industrial_Existing_Space Heating_Natural Gas_Insulation - Ducting_A_Achievable Economic UCT Potential | F4 | Industrial | Other Industrial | Existing | Space Heating | Natural Gas | Insulation - Ducting | A | Incremental Energy Savings (MWh or mTherms) | Achievable Economic UCT Potential | 0 | 0 | 0 | 0 | 0 | 0 | 0 | 0 | 0 | 0 | 0 | 0 | 0 | 0 | 0 | 0 | 0 | 0 | 0 | 0 | 0 | 0 | 0 | 0 | 0 | 0 | 0 | 0 | 0 | 0 | 0
F5_Industrial_Other Industrial_Existing_Space Heating_Natural Gas_Insulation - Ducting_A_Achievable Economic UCT Potential | F5 | Industrial | Other Industrial | Existing | Space Heating | Natural Gas | Insulation - Ducting | A | Incremental Summer Peak Savings (MW) | Achievable Economic UCT Potential | 0 | 0 | 0 | 0 | 0 | 0 | 0 | 0 | 0 | 0 | 0 | 0 | 0 | 0 | 0 | 0 | 0 | 0 | 0 | 0 | 0 | 0 | 0 | 0 | 0 | 0 | 0 | 0 | 0 | 0 | 0
F6_Industrial_Other Industrial_Existing_Space Heating_Natural Gas_Insulation - Ducting_A_Achievable Economic UCT Potential | F6 | Industrial | Other Industrial | Existing | Space Heating | Natural Gas | Insulation - Ducting | A | Incremental Winter Peak Savings (MW) | Achievable Economic UCT Potential | 0 | 0 | 0 | 0 | 0 | 0 | 0 | 0 | 0 | 0 | 0 | 0 | 0 | 0 | 0 | 0 | 0 | 0 | 0 | 0 | 0 | 0 | 0 | 0 | 0 | 0 | 0 | 0 | 0 | 0 | 0
F7_Industrial_Other Industrial_Existing_Space Heating_Natural Gas_Insulation - Ducting_A_Achievable Economic UCT Potential | F7 | Industrial | Other Industrial | Existing | Space Heating | Natural Gas | Insulation - Ducting | A | Cumulative Energy Savings (MWh or mTherms) | Achievable Economic UCT Potential | 0 | 0 | 0 | 0 | 0 | 0 | 0 | 0 | 0 | 0 | 0 | 0 | 0 | 0 | 0 | 0 | 0 | 0 | 0 | 0 | 0 | 0 | 0 | 0 | 0 | 0 | 0 | 0 | 0 | 0 | 0
F8_Industrial_Other Industrial_Existing_Space Heating_Natural Gas_Insulation - Ducting_A_Achievable Economic UCT Potential | F8 | Industrial | Other Industrial | Existing | Space Heating | Natural Gas | Insulation - Ducting | A | Cumulative Summer Peak Savings (MW) | Achievable Economic UCT Potential | 0 | 0 | 0 | 0 | 0 | 0 | 0 | 0 | 0 | 0 | 0 | 0 | 0 | 0 | 0 | 0 | 0 | 0 | 0 | 0 | 0 | 0 | 0 | 0 | 0 | 0 | 0 | 0 | 0 | 0 | 0
F9_Industrial_Other Industrial_Existing_Space Heating_Natural Gas_Insulation - Ducting_A_Achievable Economic UCT Potential | F9 | Industrial | Other Industrial | Existing | Space Heating | Natural Gas | Insulation - Ducting | A | Cumulative Winter Peak Savings (MW) | Achievable Economic UCT Potential | 0 | 0 | 0 | 0 | 0 | 0 | 0 | 0 | 0 | 0 | 0 | 0 | 0 | 0 | 0 | 0 | 0 | 0 | 0 | 0 | 0 | 0 | 0 | 0 | 0 | 0 | 0 | 0 | 0 | 0 | 0
F10_Industrial_Other Industrial_Existing_Space Heating_Natural Gas_Insulation - Ducting_A_Achievable Economic UCT Potential | F10 | Industrial | Other Industrial | Existing | Space Heating | Natural Gas | Insulation - Ducting | A | Purchases (Incremental) | Achievable Economic UCT Potential | 0 | 0 | 0 | 0 | 0 | 0 | 0 | 0 | 0 | 0 | 0 | 0 | 0 | 0 | 0 | 0 | 0 | 0 | 0 | 0 | 0 | 0 | 0 | 0 | 0 | 0 | 0 | 0 | 0 | 0 | 0
F11_Industrial_Other Industrial_Existing_Space Heating_Natural Gas_Insulation - Ducting_A_Achievable Economic UCT Potential | F11 | Industrial | Other Industrial | Existing | Space Heating | Natural Gas | Insulation - Ducting | A | Purchases (Cumulative) | Achievable Economic UCT Potential | 0 | 0 | 0 | 0 | 0 | 0 | 0 | 0 | 0 | 0 | 0 | 0 | 0 | 0 | 0 | 0 | 0 | 0 | 0 | 0 | 0 | 0 | 0 | 0 | 0 | 0 | 0 | 0 | 0 | 0 | 0
F1_Industrial_Other Industrial_Existing_Space Heating_Natural Gas_HVAC - Duct Repair and Sealing_A_Achievable Economic UCT Potential | F1 | Industrial | Other Industrial | Existing | Space Heating | Natural Gas | HVAC - Duct Repair and Sealing | A | Integrated Unit Energy Savings (kWh or therms) | Achievable Economic UCT Potential | 0 | 0 | 0 | 0 | 0 | 0.0038295 | 0.0037804 | 0.0037177 | 0.0036496 | 0.0035763 | 0.0034984 | 0.0034183 | 0.0033384 | 0.0032568 | 0.0031778 | 0.0031015 | 0.0030312 | 0.0029645 | 0.0029018 | 0.0028469 | 0.0027952 | 0.0027471 | 0.0027034 | 0.0026661 | 0.0026317 | 0.0026046 | 0.0025811 | 0.0025591 | 0.0030839 | 0.0030649 | 0.0030471
F2_Industrial_Other Industrial_Existing_Space Heating_Natural Gas_HVAC - Duct Repair and Sealing_A_Achievable Economic UCT Potential | F2 | Industrial | Other Industrial | Existing | Space Heating | Natural Gas | HVAC - Duct Repair and Sealing | A | Integrated Unit Summer Peak Savings (kW) | Achievable Economic UCT Potential | 0 | 0 | 0 | 0 | 0 | 0 | 0 | 0 | 0 | 0 | 0 | 0 | 0 | 0 | 0 | 0 | 0 | 0 | 0 | 0 | 0 | 0 | 0 | 0 | 0 | 0 | 0 | 0 | 0 | 0 | 0
F3_Industrial_Other Industrial_Existing_Space Heating_Natural Gas_HVAC - Duct Repair and Sealing_A_Achievable Economic UCT Potential | F3 | Industrial | Other Industrial | Existing | Space Heating | Natural Gas | HVAC - Duct Repair and Sealing | A | Integrated Unit Winter Peak Savings (kW) | Achievable Economic UCT Potential | 0 | 0 | 0 | 0 | 0 | 0 | 0 | 0 | 0 | 0 | 0 | 0 | 0 | 0 | 0 | 0 | 0 | 0 | 0 | 0 | 0 | 0 | 0 | 0 | 0 | 0 | 0 | 0 | 0 | 0 | 0
F4_Industrial_Other Industrial_Existing_Space Heating_Natural Gas_HVAC - Duct Repair and Sealing_A_Achievable Economic UCT Potential | F4 | Industrial | Other Industrial | Existing | Space Heating | Natural Gas | HVAC - Duct Repair and Sealing | A | Incremental Energy Savings (MWh or mTherms) | Achievable Economic UCT Potential | 0 | 0 | 0 | 0 | 0 | 0 | 0 | 0 | 0 | 0 | 0 | 0 | 0 | 0 | 0 | 0 | 0 | 0 | 0 | 0 | 0 | 0 | 0 | 0 | 0 | 0 | 0 | 0 | 0 | 0 | 0
F5_Industrial_Other Industrial_Existing_Space Heating_Natural Gas_HVAC - Duct Repair and Sealing_A_Achievable Economic UCT Potential | F5 | Industrial | Other Industrial | Existing | Space Heating | Natural Gas | HVAC - Duct Repair and Sealing | A | Incremental Summer Peak Savings (MW) | Achievable Economic UCT Potential | 0 | 0 | 0 | 0 | 0 | 0 | 0 | 0 | 0 | 0 | 0 | 0 | 0 | 0 | 0 | 0 | 0 | 0 | 0 | 0 | 0 | 0 | 0 | 0 | 0 | 0 | 0 | 0 | 0 | 0 | 0
F6_Industrial_Other Industrial_Existing_Space Heating_Natural Gas_HVAC - Duct Repair and Sealing_A_Achievable Economic UCT Potential | F6 | Industrial | Other Industrial | Existing | Space Heating | Natural Gas | HVAC - Duct Repair and Sealing | A | Incremental Winter Peak Savings (MW) | Achievable Economic UCT Potential | 0 | 0 | 0 | 0 | 0 | 0 | 0 | 0 | 0 | 0 | 0 | 0 | 0 | 0 | 0 | 0 | 0 | 0 | 0 | 0 | 0 | 0 | 0 | 0 | 0 | 0 | 0 | 0 | 0 | 0 | 0
F7_Industrial_Other Industrial_Existing_Space Heating_Natural Gas_HVAC - Duct Repair and Sealing_A_Achievable Economic UCT Potential | F7 | Industrial | Other Industrial | Existing | Space Heating | Natural Gas | HVAC - Duct Repair and Sealing | A | Cumulative Energy Savings (MWh or mTherms) | Achievable Economic UCT Potential | 0 | 0 | 0 | 0 | 0 | 0 | 0 | 0 | 0 | 0 | 0 | 0 | 0 | 0 | 0 | 0 | 0 | 0 | 0 | 0 | 0 | 0 | 0 | 0 | 0 | 0 | 0 | 0 | 0 | 0 | 0
F8_Industrial_Other Industrial_Existing_Space Heating_Natural Gas_HVAC - Duct Repair and Sealing_A_Achievable Economic UCT Potential | F8 | Industrial | Other Industrial | Existing | Space Heating | Natural Gas | HVAC - Duct Repair and Sealing | A | Cumulative Summer Peak Savings (MW) | Achievable Economic UCT Potential | 0 | 0 | 0 | 0 | 0 | 0 | 0 | 0 | 0 | 0 | 0 | 0 | 0 | 0 | 0 | 0 | 0 | 0 | 0 | 0 | 0 | 0 | 0 | 0 | 0 | 0 | 0 | 0 | 0 | 0 | 0
F9_Industrial_Other Industrial_Existing_Space Heating_Natural Gas_HVAC - Duct Repair and Sealing_A_Achievable Economic UCT Potential | F9 | Industrial | Other Industrial | Existing | Space Heating | Natural Gas | HVAC - Duct Repair and Sealing | A | Cumulative Winter Peak Savings (MW) | Achievable Economic UCT Potential | 0 | 0 | 0 | 0 | 0 | 0 | 0 | 0 | 0 | 0 | 0 | 0 | 0 | 0 | 0 | 0 | 0 | 0 | 0 | 0 | 0 | 0 | 0 | 0 | 0 | 0 | 0 | 0 | 0 | 0 | 0
F10_Industrial_Other Industrial_Existing_Space Heating_Natural Gas_HVAC - Duct Repair and Sealing_A_Achievable Economic UCT Potential | F10 | Industrial | Other Industrial | Existing | Space Heating | Natural Gas | HVAC - Duct Repair and Sealing | A | Purchases (Incremental) | Achievable Economic UCT Potential | 0 | 0 | 0 | 0 | 0 | 0 | 0 | 0 | 0 | 0 | 0 | 0 | 0 | 0 | 0 | 0 | 0 | 0 | 0 | 0 | 0 | 0 | 0 | 0 | 0 | 0 | 0 | 0 | 0 | 0 | 0
F11_Industrial_Other Industrial_Existing_Space Heating_Natural Gas_HVAC - Duct Repair and Sealing_A_Achievable Economic UCT Potential | F11 | Industrial | Other Industrial | Existing | Space Heating | Natural Gas | HVAC - Duct Repair and Sealing | A | Purchases (Cumulative) | Achievable Economic UCT Potential | 0 | 0 | 0 | 0 | 0 | 0 | 0 | 0 | 0 | 0 | 0 | 0 | 0 | 0 | 0 | 0 | 0 | 0 | 0 | 0 | 0 | 0 | 0 | 0 | 0 | 0 | 0 | 0 | 0 | 0 | 0
F1_Industrial_Other Industrial_Existing_Space Heating_Natural Gas_Windows - High Efficiency_A_Achievable Economic UCT Potential | F1 | Industrial | Other Industrial | Existing | Space Heating | Natural Gas | Windows - High Efficiency | A | Integrated Unit Energy Savings (kWh or therms) | Achievable Economic UCT Potential | 0 | 0 | 0 | 0 | 0 | 0.0056772 | 0.0056278 | 0.0055651 | 0.0054929 | 0.0054109 | 0.0053194 | 0.0052222 | 0.0051211 | 0.0050133 | 0.0049064 | 0.0047992 | 0.0046987 | 0.0046033 | 0.0045138 | 0.0044375 | 0.0043667 | 0.0043008 | 0.0042454 | 0.0042 | 0.0041588 | 0.0041287 | 0.0041036 | 0.0040803 | 0 | 0 | 0
F2_Industrial_Other Industrial_Existing_Space Heating_Natural Gas_Windows - High Efficiency_A_Achievable Economic UCT Potential | F2 | Industrial | Other Industrial | Existing | Space Heating | Natural Gas | Windows - High Efficiency | A | Integrated Unit Summer Peak Savings (kW) | Achievable Economic UCT Potential | 0 | 0 | 0 | 0 | 0 | 0 | 0 | 0 | 0 | 0 | 0 | 0 | 0 | 0 | 0 | 0 | 0 | 0 | 0 | 0 | 0 | 0 | 0 | 0 | 0 | 0 | 0 | 0 | 0 | 0 | 0
F3_Industrial_Other Industrial_Existing_Space Heating_Natural Gas_Windows - High Efficiency_A_Achievable Economic UCT Potential | F3 | Industrial | Other Industrial | Existing | Space Heating | Natural Gas | Windows - High Efficiency | A | Integrated Unit Winter Peak Savings (kW) | Achievable Economic UCT Potential | 0 | 0 | 0 | 0 | 0 | 0 | 0 | 0 | 0 | 0 | 0 | 0 | 0 | 0 | 0 | 0 | 0 | 0 | 0 | 0 | 0 | 0 | 0 | 0 | 0 | 0 | 0 | 0 | 0 | 0 | 0
F4_Industrial_Other Industrial_Existing_Space Heating_Natural Gas_Windows - High Efficiency_A_Achievable Economic UCT Potential | F4 | Industrial | Other Industrial | Existing | Space Heating | Natural Gas | Windows - High Efficiency | A | Incremental Energy Savings (MWh or mTherms) | Achievable Economic UCT Potential | 0 | 0 | 0 | 0 | 0 | 0 | 0 | 0 | 0 | 0 | 0 | 0 | 0 | 0 | 0 | 0 | 0 | 0 | 0 | 0 | 0 | 0 | 0 | 0 | 0 | 0 | 0 | 0 | 0 | 0 | 0
F5_Industrial_Other Industrial_Existing_Space Heating_Natural Gas_Windows - High Efficiency_A_Achievable Economic UCT Potential | F5 | Industrial | Other Industrial | Existing | Space Heating | Natural Gas | Windows - High Efficiency | A | Incremental Summer Peak Savings (MW) | Achievable Economic UCT Potential | 0 | 0 | 0 | 0 | 0 | 0 | 0 | 0 | 0 | 0 | 0 | 0 | 0 | 0 | 0 | 0 | 0 | 0 | 0 | 0 | 0 | 0 | 0 | 0 | 0 | 0 | 0 | 0 | 0 | 0 | 0
F6_Industrial_Other Industrial_Existing_Space Heating_Natural Gas_Windows - High Efficiency_A_Achievable Economic UCT Potential | F6 | Industrial | Other Industrial | Existing | Space Heating | Natural Gas | Windows - High Efficiency | A | Incremental Winter Peak Savings (MW) | Achievable Economic UCT Potential | 0 | 0 | 0 | 0 | 0 | 0 | 0 | 0 | 0 | 0 | 0 | 0 | 0 | 0 | 0 | 0 | 0 | 0 | 0 | 0 | 0 | 0 | 0 | 0 | 0 | 0 | 0 | 0 | 0 | 0 | 0
F7_Industrial_Other Industrial_Existing_Space Heating_Natural Gas_Windows - High Efficiency_A_Achievable Economic UCT Potential | F7 | Industrial | Other Industrial | Existing | Space Heating | Natural Gas | Windows - High Efficiency | A | Cumulative Energy Savings (MWh or mTherms) | Achievable Economic UCT Potential | 0 | 0 | 0 | 0 | 0 | 0 | 0 | 0 | 0 | 0 | 0 | 0 | 0 | 0 | 0 | 0 | 0 | 0 | 0 | 0 | 0 | 0 | 0 | 0 | 0 | 0 | 0 | 0 | 0 | 0 | 0
F8_Industrial_Other Industrial_Existing_Space Heating_Natural Gas_Windows - High Efficiency_A_Achievable Economic UCT Potential | F8 | Industrial | Other Industrial | Existing | Space Heating | Natural Gas | Windows - High Efficiency | A | Cumulative Summer Peak Savings (MW) | Achievable Economic UCT Potential | 0 | 0 | 0 | 0 | 0 | 0 | 0 | 0 | 0 | 0 | 0 | 0 | 0 | 0 | 0 | 0 | 0 | 0 | 0 | 0 | 0 | 0 | 0 | 0 | 0 | 0 | 0 | 0 | 0 | 0 | 0
F9_Industrial_Other Industrial_Existing_Space Heating_Natural Gas_Windows - High Efficiency_A_Achievable Economic UCT Potential | F9 | Industrial | Other Industrial | Existing | Space Heating | Natural Gas | Windows - High Efficiency | A | Cumulative Winter Peak Savings (MW) | Achievable Economic UCT Potential | 0 | 0 | 0 | 0 | 0 | 0 | 0 | 0 | 0 | 0 | 0 | 0 | 0 | 0 | 0 | 0 | 0 | 0 | 0 | 0 | 0 | 0 | 0 | 0 | 0 | 0 | 0 | 0 | 0 | 0 | 0
F10_Industrial_Other Industrial_Existing_Space Heating_Natural Gas_Windows - High Efficiency_A_Achievable Economic UCT Potential | F10 | Industrial | Other Industrial | Existing | Space Heating | Natural Gas | Windows - High Efficiency | A | Purchases (Incremental) | Achievable Economic UCT Potential | 0 | 0 | 0 | 0 | 0 | 0 | 0 | 0 | 0 | 0 | 0 | 0 | 0 | 0 | 0 | 0 | 0 | 0 | 0 | 0 | 0 | 0 | 0 | 0 | 0 | 0 | 0 | 0 | 0 | 0 | 0
F11_Industrial_Other Industrial_Existing_Space Heating_Natural Gas_Windows - High Efficiency_A_Achievable Economic UCT Potential | F11 | Industrial | Other Industrial | Existing | Space Heating | Natural Gas | Windows - High Efficiency | A | Purchases (Cumulative) | Achievable Economic UCT Potential | 0 | 0 | 0 | 0 | 0 | 0 | 0 | 0 | 0 | 0 | 0 | 0 | 0 | 0 | 0 | 0 | 0 | 0 | 0 | 0 | 0 | 0 | 0 | 0 | 0 | 0 | 0 | 0 | 0 | 0 | 0
F1_Industrial_Other Industrial_Existing_Space Heating_Natural Gas_Gas Boiler - Maintenance_A_Achievable Economic UCT Potential | F1 | Industrial | Other Industrial | Existing | Space Heating | Natural Gas | Gas Boiler - Maintenance | A | Integrated Unit Energy Savings (kWh or therms) | Achievable Economic UCT Potential | 0 | 0 | 0 | 0 | 0 | 2.0175 | 2.0027 | 1.9874 | 1.9714 | 1.9547 | 1.9377 | 1.9203 | 1.9023 | 1.8835 | 1.8631 | 1.8433 | 1.8234 | 1.8039 | 1.7846 | 1.7661 | 1.7483 | 1.73 | 1.7134 | 1.6987 | 1.6844 | 1.6714 | 1.6603 | 1.65 | 1.7433 | 1.7361 | 1.7296
F2_Industrial_Other Industrial_Existing_Space Heating_Natural Gas_Gas Boiler - Maintenance_A_Achievable Economic UCT Potential | F2 | Industrial | Other Industrial | Existing | Space Heating | Natural Gas | Gas Boiler - Maintenance | A | Integrated Unit Summer Peak Savings (kW) | Achievable Economic UCT Potential | 0 | 0 | 0 | 0 | 0 | 0 | 0 | 0 | 0 | 0 | 0 | 0 | 0 | 0 | 0 | 0 | 0 | 0 | 0 | 0 | 0 | 0 | 0 | 0 | 0 | 0 | 0 | 0 | 0 | 0 | 0
F3_Industrial_Other Industrial_Existing_Space Heating_Natural Gas_Gas Boiler - Maintenance_A_Achievable Economic UCT Potential | F3 | Industrial | Other Industrial | Existing | Space Heating | Natural Gas | Gas Boiler - Maintenance | A | Integrated Unit Winter Peak Savings (kW) | Achievable Economic UCT Potential | 0 | 0 | 0 | 0 | 0 | 0 | 0 | 0 | 0 | 0 | 0 | 0 | 0 | 0 | 0 | 0 | 0 | 0 | 0 | 0 | 0 | 0 | 0 | 0 | 0 | 0 | 0 | 0 | 0 | 0 | 0
F4_Industrial_Other Industrial_Existing_Space Heating_Natural Gas_Gas Boiler - Maintenance_A_Achievable Economic UCT Potential | F4 | Industrial | Other Industrial | Existing | Space Heating | Natural Gas | Gas Boiler - Maintenance | A | Incremental Energy Savings (MWh or mTherms) | Achievable Economic UCT Potential | 0 | 0 | 0 | 0 | 0 | 0.031596 | 0.021971 | 0.015005 | 0.011598 | 0.010084 | 0.0085403 | 0.0072305 | 0.0060732 | 0.0049929 | 0.004158 | 0.0034 | 0.0026197 | 0.0020082 | 0.0015334 | 0.0011832 | 0.0010711 | 0.00082625 | 0.00070208 | 0.00058183 | 0.00046451 | 0 | 0 | 0 | 0 | 0 | 0
F5_Industrial_Other Industrial_Existing_Space Heating_Natural Gas_Gas Boiler - Maintenance_A_Achievable Economic UCT Potential | F5 | Industrial | Other Industrial | Existing | Space Heating | Natural Gas | Gas Boiler - Maintenance | A | Incremental Summer Peak Savings (MW) | Achievable Economic UCT Potential | 0 | 0 | 0 | 0 | 0 | 0 | 0 | 0 | 0 | 0 | 0 | 0 | 0 | 0 | 0 | 0 | 0 | 0 | 0 | 0 | 0 | 0 | 0 | 0 | 0 | 0 | 0 | 0 | 0 | 0 | 0
F6_Industrial_Other Industrial_Existing_Space Heating_Natural Gas_Gas Boiler - Maintenance_A_Achievable Economic UCT Potential | F6 | Industrial | Other Industrial | Existing | Space Heating | Natural Gas | Gas Boiler - Maintenance | A | Incremental Winter Peak Savings (MW) | Achievable Economic UCT Potential | 0 | 0 | 0 | 0 | 0 | 0 | 0 | 0 | 0 | 0 | 0 | 0 | 0 | 0 | 0 | 0 | 0 | 0 | 0 | 0 | 0 | 0 | 0 | 0 | 0 | 0 | 0 | 0 | 0 | 0 | 0
F7_Industrial_Other Industrial_Existing_Space Heating_Natural Gas_Gas Boiler - Maintenance_A_Achievable Economic UCT Potential | F7 | Industrial | Other Industrial | Existing | Space Heating | Natural Gas | Gas Boiler - Maintenance | A | Cumulative Energy Savings (MWh or mTherms) | Achievable Economic UCT Potential | 0 | 0 | 0 | 0 | 0 | 0.031596 | 0.053334 | 0.067931 | 0.078983 | 0.0884 | 0.096171 | 0.10253 | 0.10765 | 0.11158 | 0.11453 | 0.11671 | 0.11807 | 0.11881 | 0.11908 | 0.11902 | 0.1189 | 0.11848 | 0.11804 | 0.11762 | 0.11709 | 0.11619 | 0.11541 | 0.1147 | 0 | 0 | 0
F8_Industrial_Other Industrial_Existing_Space Heating_Natural Gas_Gas Boiler - Maintenance_A_Achievable Economic UCT Potential | F8 | Industrial | Other Industrial | Existing | Space Heating | Natural Gas | Gas Boiler - Maintenance | A | Cumulative Summer Peak Savings (MW) | Achievable Economic UCT Potential | 0 | 0 | 0 | 0 | 0 | 0 | 0 | 0 | 0 | 0 | 0 | 0 | 0 | 0 | 0 | 0 | 0 | 0 | 0 | 0 | 0 | 0 | 0 | 0 | 0 | 0 | 0 | 0 | 0 | 0 | 0
F9_Industrial_Other Industrial_Existing_Space Heating_Natural Gas_Gas Boiler - Maintenance_A_Achievable Economic UCT Potential | F9 | Industrial | Other Industrial | Existing | Space Heating | Natural Gas | Gas Boiler - Maintenance | A | Cumulative Winter Peak Savings (MW) | Achievable Economic UCT Potential | 0 | 0 | 0 | 0 | 0 | 0 | 0 | 0 | 0 | 0 | 0 | 0 | 0 | 0 | 0 | 0 | 0 | 0 | 0 | 0 | 0 | 0 | 0 | 0 | 0 | 0 | 0 | 0 | 0 | 0 | 0
F10_Industrial_Other Industrial_Existing_Space Heating_Natural Gas_Gas Boiler - Maintenance_A_Achievable Economic UCT Potential | F10 | Industrial | Other Industrial | Existing | Space Heating | Natural Gas | Gas Boiler - Maintenance | A | Purchases (Incremental) | Achievable Economic UCT Potential | 0 | 0 | 0 | 0 | 0 | 15.6607 | 10.9709 | 7.55 | 5.8831 | 5.1588 | 4.4074 | 3.7654 | 3.1926 | 2.6508 | 2.2317 | 1.8445 | 1.4367 | 1.1132 | 0.85926 | 0.66999 | 0.61265 | 0.4776 | 0.40977 | 0.34251 | 0.27577 | 0 | 0 | 0 | 0 | 0 | 0
F11_Industrial_Other Industrial_Existing_Space Heating_Natural Gas_Gas Boiler - Maintenance_A_Achievable Economic UCT Potential | F11 | Industrial | Other Industrial | Existing | Space Heating | Natural Gas | Gas Boiler - Maintenance | A | Purchases (Cumulative) | Achievable Economic UCT Potential | 0 | 0 | 0 | 0 | 0 | 15.6607 | 26.6316 | 34.1816 | 40.0647 | 45.2235 | 49.6308 | 53.3962 | 56.5888 | 59.2396 | 61.4714 | 63.3159 | 64.7525 | 65.8658 | 66.725 | 67.395 | 68.0077 | 68.4853 | 68.895 | 69.2375 | 69.5133 | 69.5133 | 69.5133 | 69.5133 | 69.5133 | 69.5133 | 69.5133
F1_Industrial_Other Industrial_Existing_Process_Natural Gas_Gas Boiler - Maintenance_A_Achievable Economic UCT Potential | F1 | Industrial | Other Industrial | Existing | Process | Natural Gas | Gas Boiler - Maintenance | A | Integrated Unit Energy Savings (kWh or therms) | Achievable Economic UCT Potential | 0 | 0 | 0 | 0 | 0 | 1.5559 | 1.5559 | 1.5559 | 1.5559 | 1.5559 | 1.5559 | 1.5559 | 1.5559 | 1.5559 | 1.5559 | 1.5559 | 1.5559 | 1.5559 | 1.5559 | 1.5559 | 1.5559 | 1.5559 | 1.5559 | 1.5559 | 1.5559 | 1.5559 | 1.5559 | 1.5559 | 1.5559 | 1.5559 | 1.5559
F2_Industrial_Other Industrial_Existing_Process_Natural Gas_Gas Boiler - Maintenance_A_Achievable Economic UCT Potential | F2 | Industrial | Other Industrial | Existing | Process | Natural Gas | Gas Boiler - Maintenance | A | Integrated Unit Summer Peak Savings (kW) | Achievable Economic UCT Potential | 0 | 0 | 0 | 0 | 0 | 0 | 0 | 0 | 0 | 0 | 0 | 0 | 0 | 0 | 0 | 0 | 0 | 0 | 0 | 0 | 0 | 0 | 0 | 0 | 0 | 0 | 0 | 0 | 0 | 0 | 0
F3_Industrial_Other Industrial_Existing_Process_Natural Gas_Gas Boiler - Maintenance_A_Achievable Economic UCT Potential | F3 | Industrial | Other Industrial | Existing | Process | Natural Gas | Gas Boiler - Maintenance | A | Integrated Unit Winter Peak Savings (kW) | Achievable Economic UCT Potential | 0 | 0 | 0 | 0 | 0 | 0 | 0 | 0 | 0 | 0 | 0 | 0 | 0 | 0 | 0 | 0 | 0 | 0 | 0 | 0 | 0 | 0 | 0 | 0 | 0 | 0 | 0 | 0 | 0 | 0 | 0
F4_Industrial_Other Industrial_Existing_Process_Natural Gas_Gas Boiler - Maintenance_A_Achievable Economic UCT Potential | F4 | Industrial | Other Industrial | Existing | Process | Natural Gas | Gas Boiler - Maintenance | A | Incremental Energy Savings (MWh or mTherms) | Achievable Economic UCT Potential | 0 | 0 | 0 | 0 | 0 | 0.3528 | 0.24715 | 0.17009 | 0.13253 | 0.11622 | 0.099288 | 0.084826 | 0.071922 | 0.059717 | 0.050276 | 0.041552 | 0.032365 | 0.025079 | 0.019357 | 0.015093 | 0.013802 | 0.010759 | 0.0092312 | 0.007716 | 0.0062125 | 0 | 0 | 0 | 0 | 0 | 0
F5_Industrial_Other Industrial_Existing_Process_Natural Gas_Gas Boiler - Maintenance_A_Achievable Economic UCT Potential | F5 | Industrial | Other Industrial | Existing | Process | Natural Gas | Gas Boiler - Maintenance | A | Incremental Summer Peak Savings (MW) | Achievable Economic UCT Potential | 0 | 0 | 0 | 0 | 0 | 0 | 0 | 0 | 0 | 0 | 0 | 0 | 0 | 0 | 0 | 0 | 0 | 0 | 0 | 0 | 0 | 0 | 0 | 0 | 0 | 0 | 0 | 0 | 0 | 0 | 0
F6_Industrial_Other Industrial_Existing_Process_Natural Gas_Gas Boiler - Maintenance_A_Achievable Economic UCT Potential | F6 | Industrial | Other Industrial | Existing | Process | Natural Gas | Gas Boiler - Maintenance | A | Incremental Winter Peak Savings (MW) | Achievable Economic UCT Potential | 0 | 0 | 0 | 0 | 0 | 0 | 0 | 0 | 0 | 0 | 0 | 0 | 0 | 0 | 0 | 0 | 0 | 0 | 0 | 0 | 0 | 0 | 0 | 0 | 0 | 0 | 0 | 0 | 0 | 0 | 0
F7_Industrial_Other Industrial_Existing_Process_Natural Gas_Gas Boiler - Maintenance_A_Achievable Economic UCT Potential | F7 | Industrial | Other Industrial | Existing | Process | Natural Gas | Gas Boiler - Maintenance | A | Cumulative Energy Savings (MWh or mTherms) | Achievable Economic UCT Potential | 0 | 0 | 0 | 0 | 0 | 0.3528 | 0.59995 | 0.77004 | 0.90257 | 1.0188 | 1.1181 | 1.2029 | 1.2748 | 1.3345 | 1.3848 | 1.4264 | 1.4587 | 1.4838 | 1.5032 | 1.5183 | 1.5321 | 1.5428 | 1.5521 | 1.5598 | 1.566 | 1.566 | 1.566 | 1.566 | 0 | 0 | 0
F8_Industrial_Other Industrial_Existing_Process_Natural Gas_Gas Boiler - Maintenance_A_Achievable Economic UCT Potential | F8 | Industrial | Other Industrial | Existing | Process | Natural Gas | Gas Boiler - Maintenance | A | Cumulative Summer Peak Savings (MW) | Achievable Economic UCT Potential | 0 | 0 | 0 | 0 | 0 | 0 | 0 | 0 | 0 | 0 | 0 | 0 | 0 | 0 | 0 | 0 | 0 | 0 | 0 | 0 | 0 | 0 | 0 | 0 | 0 | 0 | 0 | 0 | 0 | 0 | 0
F9_Industrial_Other Industrial_Existing_Process_Natural Gas_Gas Boiler - Maintenance_A_Achievable Economic UCT Potential | F9 | Industrial | Other Industrial | Existing | Process | Natural Gas | Gas Boiler - Maintenance | A | Cumulative Winter Peak Savings (MW) | Achievable Economic UCT Potential | 0 | 0 | 0 | 0 | 0 | 0 | 0 | 0 | 0 | 0 | 0 | 0 | 0 | 0 | 0 | 0 | 0 | 0 | 0 | 0 | 0 | 0 | 0 | 0 | 0 | 0 | 0 | 0 | 0 | 0 | 0
F10_Industrial_Other Industrial_Existing_Process_Natural Gas_Gas Boiler - Maintenance_A_Achievable Economic UCT Potential | F10 | Industrial | Other Industrial | Existing | Process | Natural Gas | Gas Boiler - Maintenance | A | Purchases (Incremental) | Achievable Economic UCT Potential | 0 | 0 | 0 | 0 | 0 | 226.7545 | 158.8497 | 109.3179 | 85.1829 | 74.6948 | 63.8152 | 54.5198 | 46.226 | 38.3816 | 32.3139 | 26.7065 | 20.8018 | 16.1189 | 12.4414 | 9.7009 | 8.8706 | 6.9152 | 5.9331 | 4.9592 | 3.9929 | 0 | 0 | 0 | 0 | 0 | 0
F11_Industrial_Other Industrial_Existing_Process_Natural Gas_Gas Boiler - Maintenance_A_Achievable Economic UCT Potential | F11 | Industrial | Other Industrial | Existing | Process | Natural Gas | Gas Boiler - Maintenance | A | Purchases (Cumulative) | Achievable Economic UCT Potential | 0 | 0 | 0 | 0 | 0 | 226.7545 | 385.6042 | 494.9221 | 580.105 | 654.7998 | 718.615 | 773.1348 | 819.3609 | 857.7425 | 890.0564 | 916.763 | 937.5648 | 953.6837 | 966.1251 | 975.826 | 984.6966 | 991.6119 | 997.545 | 1002.5042 | 1006.4971 | 1006.4971 | 1006.4971 | 1006.4971 | 1006.4971 | 1006.4971 | 1006.4971
F1_Industrial_Other Industrial_Existing_Space Heating_Natural Gas_Gas Furnace - Maintenance_A_Achievable Economic UCT Potential | F1 | Industrial | Other Industrial | Existing | Space Heating | Natural Gas | Gas Furnace - Maintenance | A | Integrated Unit Energy Savings (kWh or therms) | Achievable Economic UCT Potential | 0 | 0 | 0 | 0 | 0 | 0.0091896 | 0.0091003 | 0.0089862 | 0.0088679 | 0.0087461 | 0.0086236 | 0.0084997 | 0.0083794 | 0.0082609 | 0.008138 | 0.0080248 | 0.0079154 | 0.0078112 | 0.0077118 | 0.0076154 | 0.0075225 | 0.00743 | 0.007341 | 0.0072618 | 0.0071866 | 0.0071169 | 0.0070551 | 0.0069971 | 0.0073847 | 0.0073392 | 0.0072965
F2_Industrial_Other Industrial_Existing_Space Heating_Natural Gas_Gas Furnace - Maintenance_A_Achievable Economic UCT Potential | F2 | Industrial | Other Industrial | Existing | Space Heating | Natural Gas | Gas Furnace - Maintenance | A | Integrated Unit Summer Peak Savings (kW) | Achievable Economic UCT Potential | 0 | 0 | 0 | 0 | 0 | 0 | 0 | 0 | 0 | 0 | 0 | 0 | 0 | 0 | 0 | 0 | 0 | 0 | 0 | 0 | 0 | 0 | 0 | 0 | 0 | 0 | 0 | 0 | 0 | 0 | 0
F3_Industrial_Other Industrial_Existing_Space Heating_Natural Gas_Gas Furnace - Maintenance_A_Achievable Economic UCT Potential | F3 | Industrial | Other Industrial | Existing | Space Heating | Natural Gas | Gas Furnace - Maintenance | A | Integrated Unit Winter Peak Savings (kW) | Achievable Economic UCT Potential | 0 | 0 | 0 | 0 | 0 | 0 | 0 | 0 | 0 | 0 | 0 | 0 | 0 | 0 | 0 | 0 | 0 | 0 | 0 | 0 | 0 | 0 | 0 | 0 | 0 | 0 | 0 | 0 | 0 | 0 | 0
F4_Industrial_Other Industrial_Existing_Space Heating_Natural Gas_Gas Furnace - Maintenance_A_Achievable Economic UCT Potential | F4 | Industrial | Other Industrial | Existing | Space Heating | Natural Gas | Gas Furnace - Maintenance | A | Incremental Energy Savings (MWh or mTherms) | Achievable Economic UCT Potential | 0 | 0 | 0 | 0 | 0 | 0.00097171 | 0.0006741 | 0.00045809 | 0.00035225 | 0.00030464 | 0.00025662 | 0.00021609 | 0.00018063 | 0.00014785 | 0.00012263 | 9.994e-05 | 7.6781e-05 | 5.8713e-05 | 4.4741e-05 | 3.445e-05 | 3.1117e-05 | 2.396e-05 | 2.0311e-05 | 1.6793e-05 | 1.3381e-05 | 0 | 0 | 0 | 0 | 0 | 0
F5_Industrial_Other Industrial_Existing_Space Heating_Natural Gas_Gas Furnace - Maintenance_A_Achievable Economic UCT Potential | F5 | Industrial | Other Industrial | Existing | Space Heating | Natural Gas | Gas Furnace - Maintenance | A | Incremental Summer Peak Savings (MW) | Achievable Economic UCT Potential | 0 | 0 | 0 | 0 | 0 | 0 | 0 | 0 | 0 | 0 | 0 | 0 | 0 | 0 | 0 | 0 | 0 | 0 | 0 | 0 | 0 | 0 | 0 | 0 | 0 | 0 | 0 | 0 | 0 | 0 | 0
F6_Industrial_Other Industrial_Existing_Space Heating_Natural Gas_Gas Furnace - Maintenance_A_Achievable Economic UCT Potential | F6 | Industrial | Other Industrial | Existing | Space Heating | Natural Gas | Gas Furnace - Maintenance | A | Incremental Winter Peak Savings (MW) | Achievable Economic UCT Potential | 0 | 0 | 0 | 0 | 0 | 0 | 0 | 0 | 0 | 0 | 0 | 0 | 0 | 0 | 0 | 0 | 0 | 0 | 0 | 0 | 0 | 0 | 0 | 0 | 0 | 0 | 0 | 0 | 0 | 0 | 0
F7_Industrial_Other Industrial_Existing_Space Heating_Natural Gas_Gas Furnace - Maintenance_A_Achievable Economic UCT Potential | F7 | Industrial | Other Industrial | Existing | Space Heating | Natural Gas | Gas Furnace - Maintenance | A | Cumulative Energy Savings (MWh or mTherms) | Achievable Economic UCT Potential | 0 | 0 | 0 | 0 | 0 | 0.00097171 | 0.0016364 | 0.0020739 | 0.0023989 | 0.0026706 | 0.0028898 | 0.0030644 | 0.0032016 | 0.0033042 | 0.0033777 | 0.0034307 | 0.0034606 | 0.0034738 | 0.0034743 | 0.0034654 | 0.0034542 | 0.0034357 | 0.0034149 | 0.0033948 | 0.003373 | 0.0033403 | 0.0033113 | 0.0032841 | 0 | 0 | 0
F8_Industrial_Other Industrial_Existing_Space Heating_Natural Gas_Gas Furnace - Maintenance_A_Achievable Economic UCT Potential | F8 | Industrial | Other Industrial | Existing | Space Heating | Natural Gas | Gas Furnace - Maintenance | A | Cumulative Summer Peak Savings (MW) | Achievable Economic UCT Potential | 0 | 0 | 0 | 0 | 0 | 0 | 0 | 0 | 0 | 0 | 0 | 0 | 0 | 0 | 0 | 0 | 0 | 0 | 0 | 0 | 0 | 0 | 0 | 0 | 0 | 0 | 0 | 0 | 0 | 0 | 0
F9_Industrial_Other Industrial_Existing_Space Heating_Natural Gas_Gas Furnace - Maintenance_A_Achievable Economic UCT Potential | F9 | Industrial | Other Industrial | Existing | Space Heating | Natural Gas | Gas Furnace - Maintenance | A | Cumulative Winter Peak Savings (MW) | Achievable Economic UCT Potential | 0 | 0 | 0 | 0 | 0 | 0 | 0 | 0 | 0 | 0 | 0 | 0 | 0 | 0 | 0 | 0 | 0 | 0 | 0 | 0 | 0 | 0 | 0 | 0 | 0 | 0 | 0 | 0 | 0 | 0 | 0
F10_Industrial_Other Industrial_Existing_Space Heating_Natural Gas_Gas Furnace - Maintenance_A_Achievable Economic UCT Potential | F10 | Industrial | Other Industrial | Existing | Space Heating | Natural Gas | Gas Furnace - Maintenance | A | Purchases (Incremental) | Achievable Economic UCT Potential | 0 | 0 | 0 | 0 | 0 | 105.7401 | 74.0747 | 50.9771 | 39.7225 | 34.8317 | 29.7583 | 25.4237 | 21.5561 | 17.8981 | 15.0686 | 12.4538 | 9.7003 | 7.5166 | 5.8017 | 4.5237 | 4.1366 | 3.2247 | 2.7667 | 2.3126 | 1.862 | 0 | 0 | 0 | 0 | 0 | 0
F11_Industrial_Other Industrial_Existing_Space Heating_Natural Gas_Gas Furnace - Maintenance_A_Achievable Economic UCT Potential | F11 | Industrial | Other Industrial | Existing | Space Heating | Natural Gas | Gas Furnace - Maintenance | A | Purchases (Cumulative) | Achievable Economic UCT Potential | 0 | 0 | 0 | 0 | 0 | 105.7401 | 179.8148 | 230.7919 | 270.5143 | 305.346 | 335.1043 | 360.5279 | 382.084 | 399.9822 | 415.0508 | 427.5045 | 437.2048 | 444.7214 | 450.5231 | 455.0468 | 459.1833 | 462.408 | 465.1748 | 467.4874 | 469.3493 | 469.3493 | 469.3493 | 469.3493 | 469.3493 | 469.3493 | 469.3493
F1_Industrial_Other Industrial_Existing_Space Heating_Natural Gas_Gas Boiler - Hot Water Reset_A_Achievable Economic UCT Potential | F1 | Industrial | Other Industrial | Existing | Space Heating | Natural Gas | Gas Boiler - Hot Water Reset | A | Integrated Unit Energy Savings (kWh or therms) | Achievable Economic UCT Potential | 0 | 0 | 0 | 0 | 0 | 7.3345 | 7.2786 | 7.2213 | 7.1616 | 7.0994 | 7.0359 | 6.971 | 6.9044 | 6.8348 | 6.7597 | 6.6866 | 6.6134 | 6.5413 | 6.4702 | 6.4021 | 6.3366 | 6.2694 | 6.2082 | 6.1542 | 6.1014 | 6.0543 | 6.0138 | 5.9766 | 6.3392 | 6.3131 | 6.2894
F2_Industrial_Other Industrial_Existing_Space Heating_Natural Gas_Gas Boiler - Hot Water Reset_A_Achievable Economic UCT Potential | F2 | Industrial | Other Industrial | Existing | Space Heating | Natural Gas | Gas Boiler - Hot Water Reset | A | Integrated Unit Summer Peak Savings (kW) | Achievable Economic UCT Potential | 0 | 0 | 0 | 0 | 0 | 0 | 0 | 0 | 0 | 0 | 0 | 0 | 0 | 0 | 0 | 0 | 0 | 0 | 0 | 0 | 0 | 0 | 0 | 0 | 0 | 0 | 0 | 0 | 0 | 0 | 0
F3_Industrial_Other Industrial_Existing_Space Heating_Natural Gas_Gas Boiler - Hot Water Reset_A_Achievable Economic UCT Potential | F3 | Industrial | Other Industrial | Existing | Space Heating | Natural Gas | Gas Boiler - Hot Water Reset | A | Integrated Unit Winter Peak Savings (kW) | Achievable Economic UCT Potential | 0 | 0 | 0 | 0 | 0 | 0 | 0 | 0 | 0 | 0 | 0 | 0 | 0 | 0 | 0 | 0 | 0 | 0 | 0 | 0 | 0 | 0 | 0 | 0 | 0 | 0 | 0 | 0 | 0 | 0 | 0
F4_Industrial_Other Industrial_Existing_Space Heating_Natural Gas_Gas Boiler - Hot Water Reset_A_Achievable Economic UCT Potential | F4 | Industrial | Other Industrial | Existing | Space Heating | Natural Gas | Gas Boiler - Hot Water Reset | A | Incremental Energy Savings (MWh or mTherms) | Achievable Economic UCT Potential | 0 | 0 | 0 | 0 | 0 | 0.055822 | 0.067981 | 0.082047 | 0.094507 | 0.10695 | 0.12235 | 0.13261 | 0.13391 | 0.12294 | 0.10491 | 0.079542 | 0.052072 | 0.029755 | 0.014045 | 0.0058864 | 0.0021098 | 0.0006495 | 0.00013967 | 2.268e-05 | 2.6906e-06 | 0 | 0 | 0 | 0 | 0 | 0
F5_Industrial_Other Industrial_Existing_Space Heating_Natural Gas_Gas Boiler - Hot Water Reset_A_Achievable Economic UCT Potential | F5 | Industrial | Other Industrial | Existing | Space Heating | Natural Gas | Gas Boiler - Hot Water Reset | A | Incremental Summer Peak Savings (MW) | Achievable Economic UCT Potential | 0 | 0 | 0 | 0 | 0 | 0 | 0 | 0 | 0 | 0 | 0 | 0 | 0 | 0 | 0 | 0 | 0 | 0 | 0 | 0 | 0 | 0 | 0 | 0 | 0 | 0 | 0 | 0 | 0 | 0 | 0
F6_Industrial_Other Industrial_Existing_Space Heating_Natural Gas_Gas Boiler - Hot Water Reset_A_Achievable Economic UCT Potential | F6 | Industrial | Other Industrial | Existing | Space Heating | Natural Gas | Gas Boiler - Hot Water Reset | A | Incremental Winter Peak Savings (MW) | Achievable Economic UCT Potential | 0 | 0 | 0 | 0 | 0 | 0 | 0 | 0 | 0 | 0 | 0 | 0 | 0 | 0 | 0 | 0 | 0 | 0 | 0 | 0 | 0 | 0 | 0 | 0 | 0 | 0 | 0 | 0 | 0 | 0 | 0
F7_Industrial_Other Industrial_Existing_Space Heating_Natural Gas_Gas Boiler - Hot Water Reset_A_Achievable Economic UCT Potential | F7 | Industrial | Other Industrial | Existing | Space Heating | Natural Gas | Gas Boiler - Hot Water Reset | A | Cumulative Energy Savings (MWh or mTherms) | Achievable Economic UCT Potential | 0 | 0 | 0 | 0 | 0 | 0.055822 | 0.12338 | 0.20445 | 0.29727 | 0.40164 | 0.52039 | 0.64821 | 0.77592 | 0.89104 | 0.98615 | 1.055 | 1.0956 | 1.1134 | 1.1153 | 1.1095 | 1.1002 | 1.0892 | 1.0787 | 1.0693 | 1.0602 | 1.052 | 1.045 | 1.0385 | 0 | 0 | 0
F8_Industrial_Other Industrial_Existing_Space Heating_Natural Gas_Gas Boiler - Hot Water Reset_A_Achievable Economic UCT Potential | F8 | Industrial | Other Industrial | Existing | Space Heating | Natural Gas | Gas Boiler - Hot Water Reset | A | Cumulative Summer Peak Savings (MW) | Achievable Economic UCT Potential | 0 | 0 | 0 | 0 | 0 | 0 | 0 | 0 | 0 | 0 | 0 | 0 | 0 | 0 | 0 | 0 | 0 | 0 | 0 | 0 | 0 | 0 | 0 | 0 | 0 | 0 | 0 | 0 | 0 | 0 | 0
F9_Industrial_Other Industrial_Existing_Space Heating_Natural Gas_Gas Boiler - Hot Water Reset_A_Achievable Economic UCT Potential | F9 | Industrial | Other Industrial | Existing | Space Heating | Natural Gas | Gas Boiler - Hot Water Reset | A | Cumulative Winter Peak Savings (MW) | Achievable Economic UCT Potential | 0 | 0 | 0 | 0 | 0 | 0 | 0 | 0 | 0 | 0 | 0 | 0 | 0 | 0 | 0 | 0 | 0 | 0 | 0 | 0 | 0 | 0 | 0 | 0 | 0 | 0 | 0 | 0 | 0 | 0 | 0
F10_Industrial_Other Industrial_Existing_Space Heating_Natural Gas_Gas Boiler - Hot Water Reset_A_Achievable Economic UCT Potential | F10 | Industrial | Other Industrial | Existing | Space Heating | Natural Gas | Gas Boiler - Hot Water Reset | A | Purchases (Incremental) | Achievable Economic UCT Potential | 0 | 0 | 0 | 0 | 0 | 7.6109 | 9.3398 | 11.3618 | 13.1964 | 15.0646 | 17.3887 | 19.0236 | 19.3945 | 17.9867 | 15.5201 | 11.8956 | 7.8738 | 4.5489 | 2.1707 | 0.91944 | 0.33296 | 0.1036 | 0.022497 | 0.0036854 | 0.00044097 | 0 | 0 | 0 | 0 | 0 | 0
F11_Industrial_Other Industrial_Existing_Space Heating_Natural Gas_Gas Boiler - Hot Water Reset_A_Achievable Economic UCT Potential | F11 | Industrial | Other Industrial | Existing | Space Heating | Natural Gas | Gas Boiler - Hot Water Reset | A | Purchases (Cumulative) | Achievable Economic UCT Potential | 0 | 0 | 0 | 0 | 0 | 7.6109 | 16.9507 | 28.3126 | 41.509 | 56.5737 | 73.9624 | 92.986 | 112.3804 | 130.3671 | 145.8873 | 157.7829 | 165.6567 | 170.2056 | 172.3762 | 173.2957 | 173.6286 | 173.7322 | 173.7547 | 173.7584 | 173.7588 | 173.7588 | 173.7588 | 173.7588 | 173.7588 | 173.7588 | 173.7588
F1_Industrial_Other Industrial_Existing_Process_Natural Gas_Gas Boiler - Hot Water Reset_A_Achievable Economic UCT Potential | F1 | Industrial | Other Industrial | Existing | Process | Natural Gas | Gas Boiler - Hot Water Reset | A | Integrated Unit Energy Savings (kWh or therms) | Achievable Economic UCT Potential | 0 | 0 | 0 | 0 | 0 | 2.8264 | 2.8241 | 2.8219 | 2.8198 | 2.8177 | 2.8157 | 2.8141 | 2.8128 | 2.8115 | 2.8106 | 2.8097 | 2.809 | 2.8083 | 2.8076 | 2.8072 | 2.8067 | 2.8064 | 2.8061 | 2.8058 | 2.8055 | 2.8054 | 2.8053 | 2.8053 | 2.8289 | 2.8289 | 2.8289
F2_Industrial_Other Industrial_Existing_Process_Natural Gas_Gas Boiler - Hot Water Reset_A_Achievable Economic UCT Potential | F2 | Industrial | Other Industrial | Existing | Process | Natural Gas | Gas Boiler - Hot Water Reset | A | Integrated Unit Summer Peak Savings (kW) | Achievable Economic UCT Potential | 0 | 0 | 0 | 0 | 0 | 0 | 0 | 0 | 0 | 0 | 0 | 0 | 0 | 0 | 0 | 0 | 0 | 0 | 0 | 0 | 0 | 0 | 0 | 0 | 0 | 0 | 0 | 0 | 0 | 0 | 0
F3_Industrial_Other Industrial_Existing_Process_Natural Gas_Gas Boiler - Hot Water Reset_A_Achievable Economic UCT Potential | F3 | Industrial | Other Industrial | Existing | Process | Natural Gas | Gas Boiler - Hot Water Reset | A | Integrated Unit Winter Peak Savings (kW) | Achievable Economic UCT Potential | 0 | 0 | 0 | 0 | 0 | 0 | 0 | 0 | 0 | 0 | 0 | 0 | 0 | 0 | 0 | 0 | 0 | 0 | 0 | 0 | 0 | 0 | 0 | 0 | 0 | 0 | 0 | 0 | 0 | 0 | 0
F4_Industrial_Other Industrial_Existing_Process_Natural Gas_Gas Boiler - Hot Water Reset_A_Achievable Economic UCT Potential | F4 | Industrial | Other Industrial | Existing | Process | Natural Gas | Gas Boiler - Hot Water Reset | A | Incremental Energy Savings (MWh or mTherms) | Achievable Economic UCT Potential | 0 | 0 | 0 | 0 | 0 | 0.31147 | 0.38191 | 0.46423 | 0.53879 | 0.61462 | 0.70893 | 0.77514 | 0.78988 | 0.7322 | 0.6316 | 0.48393 | 0.32024 | 0.18497 | 0.088242 | 0.037372 | 0.013531 | 0.0042096 | 0.00091406 | 0.00014972 | 1.7913e-05 | 0 | 0 | 0 | 0 | 0 | 0
F5_Industrial_Other Industrial_Existing_Process_Natural Gas_Gas Boiler - Hot Water Reset_A_Achievable Economic UCT Potential | F5 | Industrial | Other Industrial | Existing | Process | Natural Gas | Gas Boiler - Hot Water Reset | A | Incremental Summer Peak Savings (MW) | Achievable Economic UCT Potential | 0 | 0 | 0 | 0 | 0 | 0 | 0 | 0 | 0 | 0 | 0 | 0 | 0 | 0 | 0 | 0 | 0 | 0 | 0 | 0 | 0 | 0 | 0 | 0 | 0 | 0 | 0 | 0 | 0 | 0 | 0
F6_Industrial_Other Industrial_Existing_Process_Natural Gas_Gas Boiler - Hot Water Reset_A_Achievable Economic UCT Potential | F6 | Industrial | Other Industrial | Existing | Process | Natural Gas | Gas Boiler - Hot Water Reset | A | Incremental Winter Peak Savings (MW) | Achievable Economic UCT Potential | 0 | 0 | 0 | 0 | 0 | 0 | 0 | 0 | 0 | 0 | 0 | 0 | 0 | 0 | 0 | 0 | 0 | 0 | 0 | 0 | 0 | 0 | 0 | 0 | 0 | 0 | 0 | 0 | 0 | 0 | 0
F7_Industrial_Other Industrial_Existing_Process_Natural Gas_Gas Boiler - Hot Water Reset_A_Achievable Economic UCT Potential | F7 | Industrial | Other Industrial | Existing | Process | Natural Gas | Gas Boiler - Hot Water Reset | A | Cumulative Energy Savings (MWh or mTherms) | Achievable Economic UCT Potential | 0 | 0 | 0 | 0 | 0 | 0.31147 | 0.69312 | 1.1568 | 1.6947 | 2.3081 | 3.0154 | 3.7888 | 4.5769 | 5.307 | 5.937 | 6.4189 | 6.7376 | 6.921 | 7.0075 | 7.0438 | 7.0561 | 7.0595 | 7.0596 | 7.059 | 7.0582 | 7.0581 | 7.0579 | 7.0578 | 0 | 0 | 0
F8_Industrial_Other Industrial_Existing_Process_Natural Gas_Gas Boiler - Hot Water Reset_A_Achievable Economic UCT Potential | F8 | Industrial | Other Industrial | Existing | Process | Natural Gas | Gas Boiler - Hot Water Reset | A | Cumulative Summer Peak Savings (MW) | Achievable Economic UCT Potential | 0 | 0 | 0 | 0 | 0 | 0 | 0 | 0 | 0 | 0 | 0 | 0 | 0 | 0 | 0 | 0 | 0 | 0 | 0 | 0 | 0 | 0 | 0 | 0 | 0 | 0 | 0 | 0 | 0 | 0 | 0
F9_Industrial_Other Industrial_Existing_Process_Natural Gas_Gas Boiler - Hot Water Reset_A_Achievable Economic UCT Potential | F9 | Industrial | Other Industrial | Existing | Process | Natural Gas | Gas Boiler - Hot Water Reset | A | Cumulative Winter Peak Savings (MW) | Achievable Economic UCT Potential | 0 | 0 | 0 | 0 | 0 | 0 | 0 | 0 | 0 | 0 | 0 | 0 | 0 | 0 | 0 | 0 | 0 | 0 | 0 | 0 | 0 | 0 | 0 | 0 | 0 | 0 | 0 | 0 | 0 | 0 | 0
F10_Industrial_Other Industrial_Existing_Process_Natural Gas_Gas Boiler - Hot Water Reset_A_Achievable Economic UCT Potential | F10 | Industrial | Other Industrial | Existing | Process | Natural Gas | Gas Boiler - Hot Water Reset | A | Purchases (Incremental) | Achievable Economic UCT Potential | 0 | 0 | 0 | 0 | 0 | 110.1998 | 135.2335 | 164.5103 | 191.0738 | 218.1241 | 251.7748 | 275.4462 | 280.8164 | 260.4334 | 224.7193 | 172.2389 | 114.0062 | 65.864 | 31.4294 | 13.3128 | 4.821 | 1.5 | 0.32574 | 0.053361 | 0.0063849 | 0 | 0 | 0 | 0 | 0 | 0
F11_Industrial_Other Industrial_Existing_Process_Natural Gas_Gas Boiler - Hot Water Reset_A_Achievable Economic UCT Potential | F11 | Industrial | Other Industrial | Existing | Process | Natural Gas | Gas Boiler - Hot Water Reset | A | Purchases (Cumulative) | Achievable Economic UCT Potential | 0 | 0 | 0 | 0 | 0 | 110.1998 | 245.4333 | 409.9436 | 601.0174 | 819.1415 | 1070.9163 | 1346.3625 | 1627.1788 | 1887.6122 | 2112.3315 | 2284.5704 | 2398.5766 | 2464.4406 | 2495.87 | 2509.1828 | 2514.0038 | 2515.5038 | 2515.8295 | 2515.8829 | 2515.8893 | 2515.8893 | 2515.8893 | 2515.8893 | 2515.8893 | 2515.8893 | 2515.8893
F1_Industrial_Other Industrial_Existing_Space Heating_Natural Gas_Steam Trap Maintenance_A_Achievable Economic UCT Potential | F1 | Industrial | Other Industrial | Existing | Space Heating | Natural Gas | Steam Trap Maintenance | A | Integrated Unit Energy Savings (kWh or therms) | Achievable Economic UCT Potential | 0 | 0 | 0 | 0 | 0 | 2.5911 | 2.5715 | 2.5512 | 2.5302 | 2.5083 | 2.4859 | 2.463 | 2.4395 | 2.4149 | 2.3884 | 2.3626 | 2.3368 | 2.3113 | 2.2863 | 2.2622 | 2.2391 | 2.2154 | 2.1938 | 2.1748 | 2.1562 | 2.1395 | 2.1252 | 2.112 | 2.2395 | 2.2303 | 2.2219
F2_Industrial_Other Industrial_Existing_Space Heating_Natural Gas_Steam Trap Maintenance_A_Achievable Economic UCT Potential | F2 | Industrial | Other Industrial | Existing | Space Heating | Natural Gas | Steam Trap Maintenance | A | Integrated Unit Summer Peak Savings (kW) | Achievable Economic UCT Potential | 0 | 0 | 0 | 0 | 0 | 0 | 0 | 0 | 0 | 0 | 0 | 0 | 0 | 0 | 0 | 0 | 0 | 0 | 0 | 0 | 0 | 0 | 0 | 0 | 0 | 0 | 0 | 0 | 0 | 0 | 0
F3_Industrial_Other Industrial_Existing_Space Heating_Natural Gas_Steam Trap Maintenance_A_Achievable Economic UCT Potential | F3 | Industrial | Other Industrial | Existing | Space Heating | Natural Gas | Steam Trap Maintenance | A | Integrated Unit Winter Peak Savings (kW) | Achievable Economic UCT Potential | 0 | 0 | 0 | 0 | 0 | 0 | 0 | 0 | 0 | 0 | 0 | 0 | 0 | 0 | 0 | 0 | 0 | 0 | 0 | 0 | 0 | 0 | 0 | 0 | 0 | 0 | 0 | 0 | 0 | 0 | 0
F4_Industrial_Other Industrial_Existing_Space Heating_Natural Gas_Steam Trap Maintenance_A_Achievable Economic UCT Potential | F4 | Industrial | Other Industrial | Existing | Space Heating | Natural Gas | Steam Trap Maintenance | A | Incremental Energy Savings (MWh or mTherms) | Achievable Economic UCT Potential | 0 | 0 | 0 | 0 | 0 | 0.011007 | 0.010917 | 0.010768 | 0.010685 | 0.010601 | 0.010373 | 0.010249 | 0.010131 | 0.0098695 | 0.0097984 | 0.0096002 | 0.0094965 | 0.0093458 | 0.0091619 | 0.0090764 | 0.0089465 | 0.0088174 | 0.0086996 | 0.0085947 | 0.0084943 | 0 | 0 | 0 | 0 | 0 | 0
F5_Industrial_Other Industrial_Existing_Space Heating_Natural Gas_Steam Trap Maintenance_A_Achievable Economic UCT Potential | F5 | Industrial | Other Industrial | Existing | Space Heating | Natural Gas | Steam Trap Maintenance | A | Incremental Summer Peak Savings (MW) | Achievable Economic UCT Potential | 0 | 0 | 0 | 0 | 0 | 0 | 0 | 0 | 0 | 0 | 0 | 0 | 0 | 0 | 0 | 0 | 0 | 0 | 0 | 0 | 0 | 0 | 0 | 0 | 0 | 0 | 0 | 0 | 0 | 0 | 0
F6_Industrial_Other Industrial_Existing_Space Heating_Natural Gas_Steam Trap Maintenance_A_Achievable Economic UCT Potential | F6 | Industrial | Other Industrial | Existing | Space Heating | Natural Gas | Steam Trap Maintenance | A | Incremental Winter Peak Savings (MW) | Achievable Economic UCT Potential | 0 | 0 | 0 | 0 | 0 | 0 | 0 | 0 | 0 | 0 | 0 | 0 | 0 | 0 | 0 | 0 | 0 | 0 | 0 | 0 | 0 | 0 | 0 | 0 | 0 | 0 | 0 | 0 | 0 | 0 | 0
F7_Industrial_Other Industrial_Existing_Space Heating_Natural Gas_Steam Trap Maintenance_A_Achievable Economic UCT Potential | F7 | Industrial | Other Industrial | Existing | Space Heating | Natural Gas | Steam Trap Maintenance | A | Cumulative Energy Savings (MWh or mTherms) | Achievable Economic UCT Potential | 0 | 0 | 0 | 0 | 0 | 0.011007 | 0.021841 | 0.032437 | 0.042854 | 0.053083 | 0.062982 | 0.072651 | 0.082089 | 0.091132 | 0.09993 | 0.10845 | 0.11676 | 0.12484 | 0.13264 | 0.14033 | 0.14784 | 0.15509 | 0.16228 | 0.16946 | 0.17651 | 0.17514 | 0.17397 | 0.1729 | 0 | 0 | 0
F8_Industrial_Other Industrial_Existing_Space Heating_Natural Gas_Steam Trap Maintenance_A_Achievable Economic UCT Potential | F8 | Industrial | Other Industrial | Existing | Space Heating | Natural Gas | Steam Trap Maintenance | A | Cumulative Summer Peak Savings (MW) | Achievable Economic UCT Potential | 0 | 0 | 0 | 0 | 0 | 0 | 0 | 0 | 0 | 0 | 0 | 0 | 0 | 0 | 0 | 0 | 0 | 0 | 0 | 0 | 0 | 0 | 0 | 0 | 0 | 0 | 0 | 0 | 0 | 0 | 0
F9_Industrial_Other Industrial_Existing_Space Heating_Natural Gas_Steam Trap Maintenance_A_Achievable Economic UCT Potential | F9 | Industrial | Other Industrial | Existing | Space Heating | Natural Gas | Steam Trap Maintenance | A | Cumulative Winter Peak Savings (MW) | Achievable Economic UCT Potential | 0 | 0 | 0 | 0 | 0 | 0 | 0 | 0 | 0 | 0 | 0 | 0 | 0 | 0 | 0 | 0 | 0 | 0 | 0 | 0 | 0 | 0 | 0 | 0 | 0 | 0 | 0 | 0 | 0 | 0 | 0
F10_Industrial_Other Industrial_Existing_Space Heating_Natural Gas_Steam Trap Maintenance_A_Achievable Economic UCT Potential | F10 | Industrial | Other Industrial | Existing | Space Heating | Natural Gas | Steam Trap Maintenance | A | Purchases (Incremental) | Achievable Economic UCT Potential | 0 | 0 | 0 | 0 | 0 | 4.2479 | 4.2456 | 4.2206 | 4.2229 | 4.2263 | 4.1727 | 4.1613 | 4.1528 | 4.0869 | 4.1025 | 4.0634 | 4.0639 | 4.0434 | 4.0074 | 4.0121 | 3.9955 | 3.98 | 3.9655 | 3.952 | 3.9395 | 0 | 0 | 0 | 0 | 0 | 0
F11_Industrial_Other Industrial_Existing_Space Heating_Natural Gas_Steam Trap Maintenance_A_Achievable Economic UCT Potential | F11 | Industrial | Other Industrial | Existing | Space Heating | Natural Gas | Steam Trap Maintenance | A | Purchases (Cumulative) | Achievable Economic UCT Potential | 0 | 0 | 0 | 0 | 0 | 4.2479 | 8.4936 | 12.7141 | 16.937 | 21.1633 | 25.336 | 29.4973 | 33.6501 | 37.737 | 41.8395 | 45.9029 | 49.9668 | 54.0102 | 58.0176 | 62.0297 | 66.0252 | 70.0052 | 73.9707 | 77.9227 | 81.8622 | 81.8622 | 81.8622 | 81.8622 | 81.8622 | 81.8622 | 81.8622
F1_Industrial_Other Industrial_Existing_Process_Natural Gas_Steam Trap Maintenance_A_Achievable Economic UCT Potential | F1 | Industrial | Other Industrial | Existing | Process | Natural Gas | Steam Trap Maintenance | A | Integrated Unit Energy Savings (kWh or therms) | Achievable Economic UCT Potential | 0 | 0 | 0 | 0 | 0 | 1.9972 | 1.9957 | 1.9943 | 1.993 | 1.9917 | 1.9904 | 1.9894 | 1.9887 | 1.9879 | 1.9874 | 1.9869 | 1.9866 | 1.9863 | 1.986 | 1.9859 | 1.9857 | 1.9856 | 1.9855 | 1.9855 | 1.9854 | 1.9854 | 1.9854 | 1.9853 | 1.9988 | 1.9988 | 1.9988
F2_Industrial_Other Industrial_Existing_Process_Natural Gas_Steam Trap Maintenance_A_Achievable Economic UCT Potential | F2 | Industrial | Other Industrial | Existing | Process | Natural Gas | Steam Trap Maintenance | A | Integrated Unit Summer Peak Savings (kW) | Achievable Economic UCT Potential | 0 | 0 | 0 | 0 | 0 | 0 | 0 | 0 | 0 | 0 | 0 | 0 | 0 | 0 | 0 | 0 | 0 | 0 | 0 | 0 | 0 | 0 | 0 | 0 | 0 | 0 | 0 | 0 | 0 | 0 | 0
F3_Industrial_Other Industrial_Existing_Process_Natural Gas_Steam Trap Maintenance_A_Achievable Economic UCT Potential | F3 | Industrial | Other Industrial | Existing | Process | Natural Gas | Steam Trap Maintenance | A | Integrated Unit Winter Peak Savings (kW) | Achievable Economic UCT Potential | 0 | 0 | 0 | 0 | 0 | 0 | 0 | 0 | 0 | 0 | 0 | 0 | 0 | 0 | 0 | 0 | 0 | 0 | 0 | 0 | 0 | 0 | 0 | 0 | 0 | 0 | 0 | 0 | 0 | 0 | 0
F4_Industrial_Other Industrial_Existing_Process_Natural Gas_Steam Trap Maintenance_A_Achievable Economic UCT Potential | F4 | Industrial | Other Industrial | Existing | Process | Natural Gas | Steam Trap Maintenance | A | Incremental Energy Savings (MWh or mTherms) | Achievable Economic UCT Potential | 0 | 0 | 0 | 0 | 0 | 0.12284 | 0.12268 | 0.12187 | 0.12186 | 0.12188 | 0.12025 | 0.11987 | 0.11958 | 0.11763 | 0.11806 | 0.1169 | 0.1169 | 0.11629 | 0.11523 | 0.11536 | 0.11488 | 0.11442 | 0.114 | 0.11361 | 0.11325 | 0 | 0 | 0 | 0 | 0 | 0
F5_Industrial_Other Industrial_Existing_Process_Natural Gas_Steam Trap Maintenance_A_Achievable Economic UCT Potential | F5 | Industrial | Other Industrial | Existing | Process | Natural Gas | Steam Trap Maintenance | A | Incremental Summer Peak Savings (MW) | Achievable Economic UCT Potential | 0 | 0 | 0 | 0 | 0 | 0 | 0 | 0 | 0 | 0 | 0 | 0 | 0 | 0 | 0 | 0 | 0 | 0 | 0 | 0 | 0 | 0 | 0 | 0 | 0 | 0 | 0 | 0 | 0 | 0 | 0
F6_Industrial_Other Industrial_Existing_Process_Natural Gas_Steam Trap Maintenance_A_Achievable Economic UCT Potential | F6 | Industrial | Other Industrial | Existing | Process | Natural Gas | Steam Trap Maintenance | A | Incremental Winter Peak Savings (MW) | Achievable Economic UCT Potential | 0 | 0 | 0 | 0 | 0 | 0 | 0 | 0 | 0 | 0 | 0 | 0 | 0 | 0 | 0 | 0 | 0 | 0 | 0 | 0 | 0 | 0 | 0 | 0 | 0 | 0 | 0 | 0 | 0 | 0 | 0
F7_Industrial_Other Industrial_Existing_Process_Natural Gas_Steam Trap Maintenance_A_Achievable Economic UCT Potential | F7 | Industrial | Other Industrial | Existing | Process | Natural Gas | Steam Trap Maintenance | A | Cumulative Energy Savings (MWh or mTherms) | Achievable Economic UCT Potential | 0 | 0 | 0 | 0 | 0 | 0.12284 | 0.24543 | 0.36713 | 0.48874 | 0.6103 | 0.73017 | 0.84969 | 0.96893 | 1.0862 | 1.204 | 1.3206 | 1.4373 | 1.5533 | 1.6683 | 1.7836 | 1.8983 | 2.0126 | 2.1266 | 2.2401 | 2.3533 | 2.3533 | 2.3533 | 2.3532 | 0 | 0 | 0
F8_Industrial_Other Industrial_Existing_Process_Natural Gas_Steam Trap Maintenance_A_Achievable Economic UCT Potential | F8 | Industrial | Other Industrial | Existing | Process | Natural Gas | Steam Trap Maintenance | A | Cumulative Summer Peak Savings (MW) | Achievable Economic UCT Potential | 0 | 0 | 0 | 0 | 0 | 0 | 0 | 0 | 0 | 0 | 0 | 0 | 0 | 0 | 0 | 0 | 0 | 0 | 0 | 0 | 0 | 0 | 0 | 0 | 0 | 0 | 0 | 0 | 0 | 0 | 0
F9_Industrial_Other Industrial_Existing_Process_Natural Gas_Steam Trap Maintenance_A_Achievable Economic UCT Potential | F9 | Industrial | Other Industrial | Existing | Process | Natural Gas | Steam Trap Maintenance | A | Cumulative Winter Peak Savings (MW) | Achievable Economic UCT Potential | 0 | 0 | 0 | 0 | 0 | 0 | 0 | 0 | 0 | 0 | 0 | 0 | 0 | 0 | 0 | 0 | 0 | 0 | 0 | 0 | 0 | 0 | 0 | 0 | 0 | 0 | 0 | 0 | 0 | 0 | 0
F10_Industrial_Other Industrial_Existing_Process_Natural Gas_Steam Trap Maintenance_A_Achievable Economic UCT Potential | F10 | Industrial | Other Industrial | Existing | Process | Natural Gas | Steam Trap Maintenance | A | Purchases (Incremental) | Achievable Economic UCT Potential | 0 | 0 | 0 | 0 | 0 | 61.5069 | 61.4731 | 61.1106 | 61.1436 | 61.1942 | 60.4171 | 60.252 | 60.1296 | 59.1748 | 59.4007 | 58.8343 | 58.8419 | 58.5457 | 58.0235 | 58.0922 | 57.852 | 57.627 | 57.417 | 57.2219 | 57.0415 | 0 | 0 | 0 | 0 | 0 | 0
F11_Industrial_Other Industrial_Existing_Process_Natural Gas_Steam Trap Maintenance_A_Achievable Economic UCT Potential | F11 | Industrial | Other Industrial | Existing | Process | Natural Gas | Steam Trap Maintenance | A | Purchases (Cumulative) | Achievable Economic UCT Potential | 0 | 0 | 0 | 0 | 0 | 61.5069 | 122.98 | 184.0905 | 245.2341 | 306.4283 | 366.8454 | 427.0974 | 487.227 | 546.4018 | 605.8025 | 664.6368 | 723.4787 | 782.0244 | 840.0479 | 898.1402 | 955.9922 | 1013.6192 | 1071.0363 | 1128.2582 | 1185.2997 | 1185.2997 | 1185.2997 | 1185.2997 | 1185.2997 | 1185.2997 | 1185.2997
F1_Industrial_Other Industrial_Existing_Space Heating_Natural Gas_Gas Boiler - High Turndown_A_Achievable Economic UCT Potential | F1 | Industrial | Other Industrial | Existing | Space Heating | Natural Gas | Gas Boiler - High Turndown | A | Integrated Unit Energy Savings (kWh or therms) | Achievable Economic UCT Potential | 0 | 0 | 0 | 0 | 0 | 2.745 | 2.7162 | 2.6842 | 2.6486 | 2.6093 | 2.5662 | 2.521 | 2.4742 | 2.4243 | 2.3753 | 2.3261 | 2.28 | 2.2354 | 2.1927 | 2.1558 | 2.1213 | 2.0887 | 2.0604 | 2.0366 | 2.0142 | 1.9975 | 1.9835 | 1.9706 | 2.3772 | 2.3674 | 2.3585
F2_Industrial_Other Industrial_Existing_Space Heating_Natural Gas_Gas Boiler - High Turndown_A_Achievable Economic UCT Potential | F2 | Industrial | Other Industrial | Existing | Space Heating | Natural Gas | Gas Boiler - High Turndown | A | Integrated Unit Summer Peak Savings (kW) | Achievable Economic UCT Potential | 0 | 0 | 0 | 0 | 0 | 0 | 0 | 0 | 0 | 0 | 0 | 0 | 0 | 0 | 0 | 0 | 0 | 0 | 0 | 0 | 0 | 0 | 0 | 0 | 0 | 0 | 0 | 0 | 0 | 0 | 0
F3_Industrial_Other Industrial_Existing_Space Heating_Natural Gas_Gas Boiler - High Turndown_A_Achievable Economic UCT Potential | F3 | Industrial | Other Industrial | Existing | Space Heating | Natural Gas | Gas Boiler - High Turndown | A | Integrated Unit Winter Peak Savings (kW) | Achievable Economic UCT Potential | 0 | 0 | 0 | 0 | 0 | 0 | 0 | 0 | 0 | 0 | 0 | 0 | 0 | 0 | 0 | 0 | 0 | 0 | 0 | 0 | 0 | 0 | 0 | 0 | 0 | 0 | 0 | 0 | 0 | 0 | 0
F4_Industrial_Other Industrial_Existing_Space Heating_Natural Gas_Gas Boiler - High Turndown_A_Achievable Economic UCT Potential | F4 | Industrial | Other Industrial | Existing | Space Heating | Natural Gas | Gas Boiler - High Turndown | A | Incremental Energy Savings (MWh or mTherms) | Achievable Economic UCT Potential | 0 | 0 | 0 | 0 | 0 | 0.031885 | 0.031532 | 0.030978 | 0.030583 | 0.030154 | 0.026351 | 0.020654 | 0.016183 | 0.012484 | 0.0098224 | 0.0076218 | 0.0059774 | 0.0046647 | 0.0036278 | 0.0028569 | 0.0022396 | 1.4983e-05 | 5.2593e-06 | 1.7662e-06 | 5.6781e-07 | 4.7723e-07 | 4.7262e-07 | 4.6841e-07 | 5.6383e-07 | 5.6042e-07 | 5.5736e-07
F5_Industrial_Other Industrial_Existing_Space Heating_Natural Gas_Gas Boiler - High Turndown_A_Achievable Economic UCT Potential | F5 | Industrial | Other Industrial | Existing | Space Heating | Natural Gas | Gas Boiler - High Turndown | A | Incremental Summer Peak Savings (MW) | Achievable Economic UCT Potential | 0 | 0 | 0 | 0 | 0 | 0 | 0 | 0 | 0 | 0 | 0 | 0 | 0 | 0 | 0 | 0 | 0 | 0 | 0 | 0 | 0 | 0 | 0 | 0 | 0 | 0 | 0 | 0 | 0 | 0 | 0
F6_Industrial_Other Industrial_Existing_Space Heating_Natural Gas_Gas Boiler - High Turndown_A_Achievable Economic UCT Potential | F6 | Industrial | Other Industrial | Existing | Space Heating | Natural Gas | Gas Boiler - High Turndown | A | Incremental Winter Peak Savings (MW) | Achievable Economic UCT Potential | 0 | 0 | 0 | 0 | 0 | 0 | 0 | 0 | 0 | 0 | 0 | 0 | 0 | 0 | 0 | 0 | 0 | 0 | 0 | 0 | 0 | 0 | 0 | 0 | 0 | 0 | 0 | 0 | 0 | 0 | 0
F7_Industrial_Other Industrial_Existing_Space Heating_Natural Gas_Gas Boiler - High Turndown_A_Achievable Economic UCT Potential | F7 | Industrial | Other Industrial | Existing | Space Heating | Natural Gas | Gas Boiler - High Turndown | A | Cumulative Energy Savings (MWh or mTherms) | Achievable Economic UCT Potential | 0 | 0 | 0 | 0 | 0 | 0.031885 | 0.063082 | 0.093317 | 0.12266 | 0.15099 | 0.17485 | 0.19243 | 0.20503 | 0.21339 | 0.21889 | 0.22198 | 0.22356 | 0.22385 | 0.2232 | 0.22231 | 0.22098 | 0.21761 | 0.21466 | 0.21219 | 0.20985 | 0.20811 | 0.20665 | 0.20531 | 0 | 0 | 0
F8_Industrial_Other Industrial_Existing_Space Heating_Natural Gas_Gas Boiler - High Turndown_A_Achievable Economic UCT Potential | F8 | Industrial | Other Industrial | Existing | Space Heating | Natural Gas | Gas Boiler - High Turndown | A | Cumulative Summer Peak Savings (MW) | Achievable Economic UCT Potential | 0 | 0 | 0 | 0 | 0 | 0 | 0 | 0 | 0 | 0 | 0 | 0 | 0 | 0 | 0 | 0 | 0 | 0 | 0 | 0 | 0 | 0 | 0 | 0 | 0 | 0 | 0 | 0 | 0 | 0 | 0
F9_Industrial_Other Industrial_Existing_Space Heating_Natural Gas_Gas Boiler - High Turndown_A_Achievable Economic UCT Potential | F9 | Industrial | Other Industrial | Existing | Space Heating | Natural Gas | Gas Boiler - High Turndown | A | Cumulative Winter Peak Savings (MW) | Achievable Economic UCT Potential | 0 | 0 | 0 | 0 | 0 | 0 | 0 | 0 | 0 | 0 | 0 | 0 | 0 | 0 | 0 | 0 | 0 | 0 | 0 | 0 | 0 | 0 | 0 | 0 | 0 | 0 | 0 | 0 | 0 | 0 | 0
F10_Industrial_Other Industrial_Existing_Space Heating_Natural Gas_Gas Boiler - High Turndown_A_Achievable Economic UCT Potential | F10 | Industrial | Other Industrial | Existing | Space Heating | Natural Gas | Gas Boiler - High Turndown | A | Purchases (Incremental) | Achievable Economic UCT Potential | 0 | 0 | 0 | 0 | 0 | 11.6154 | 11.6091 | 11.5406 | 11.5468 | 11.5564 | 10.2687 | 8.1925 | 6.5407 | 5.1495 | 4.1353 | 3.2767 | 2.6217 | 2.0868 | 1.6545 | 1.3252 | 1.0558 | 0.0071732 | 0.0025525 | 0.00086722 | 0.0002819 | 0.00023892 | 0.00023828 | 0.0002377 | 0.00023718 | 0.00023672 | 0.00023632
F11_Industrial_Other Industrial_Existing_Space Heating_Natural Gas_Gas Boiler - High Turndown_A_Achievable Economic UCT Potential | F11 | Industrial | Other Industrial | Existing | Space Heating | Natural Gas | Gas Boiler - High Turndown | A | Purchases (Cumulative) | Achievable Economic UCT Potential | 0 | 0 | 0 | 0 | 0 | 11.6154 | 23.2245 | 34.7651 | 46.3119 | 57.8683 | 68.137 | 76.3295 | 82.8701 | 88.0196 | 92.1549 | 95.4316 | 98.0532 | 100.14 | 101.7946 | 103.1198 | 104.1756 | 104.1827 | 104.1853 | 104.1862 | 104.1864 | 104.1867 | 104.1869 | 104.1872 | 104.1874 | 104.1876 | 104.1879
F1_Industrial_Other Industrial_Existing_Process_Natural Gas_Gas Boiler - High Turndown_A_Achievable Economic UCT Potential | F1 | Industrial | Other Industrial | Existing | Process | Natural Gas | Gas Boiler - High Turndown | A | Integrated Unit Energy Savings (kWh or therms) | Achievable Economic UCT Potential | 0 | 0 | 0 | 0 | 0 | 2.1147 | 2.1078 | 2.1009 | 2.094 | 2.087 | 2.0798 | 2.0732 | 2.0669 | 2.0602 | 2.055 | 2.0493 | 2.0446 | 2.0398 | 2.0349 | 2.031 | 2.0267 | 2.0227 | 2.0186 | 2.0146 | 2.0106 | 2.0103 | 2.01 | 2.0098 | 2.1216 | 2.1216 | 2.1216
F2_Industrial_Other Industrial_Existing_Process_Natural Gas_Gas Boiler - High Turndown_A_Achievable Economic UCT Potential | F2 | Industrial | Other Industrial | Existing | Process | Natural Gas | Gas Boiler - High Turndown | A | Integrated Unit Summer Peak Savings (kW) | Achievable Economic UCT Potential | 0 | 0 | 0 | 0 | 0 | 0 | 0 | 0 | 0 | 0 | 0 | 0 | 0 | 0 | 0 | 0 | 0 | 0 | 0 | 0 | 0 | 0 | 0 | 0 | 0 | 0 | 0 | 0 | 0 | 0 | 0
F3_Industrial_Other Industrial_Existing_Process_Natural Gas_Gas Boiler - High Turndown_A_Achievable Economic UCT Potential | F3 | Industrial | Other Industrial | Existing | Process | Natural Gas | Gas Boiler - High Turndown | A | Integrated Unit Winter Peak Savings (kW) | Achievable Economic UCT Potential | 0 | 0 | 0 | 0 | 0 | 0 | 0 | 0 | 0 | 0 | 0 | 0 | 0 | 0 | 0 | 0 | 0 | 0 | 0 | 0 | 0 | 0 | 0 | 0 | 0 | 0 | 0 | 0 | 0 | 0 | 0
F4_Industrial_Other Industrial_Existing_Process_Natural Gas_Gas Boiler - High Turndown_A_Achievable Economic UCT Potential | F4 | Industrial | Other Industrial | Existing | Process | Natural Gas | Gas Boiler - High Turndown | A | Incremental Energy Savings (MWh or mTherms) | Achievable Economic UCT Potential | 0 | 0 | 0 | 0 | 0 | 0.35566 | 0.3543 | 0.35105 | 0.35009 | 0.34922 | 0.30922 | 0.24592 | 0.19574 | 0.15361 | 0.12304 | 0.097226 | 0.077613 | 0.061633 | 0.04875 | 0.038971 | 0.030982 | 0.00021008 | 7.4606e-05 | 2.5297e-05 | 8.2067e-06 | 6.9543e-06 | 6.9348e-06 | 6.9171e-06 | 7.2862e-06 | 7.2721e-06 | 7.2597e-06
F5_Industrial_Other Industrial_Existing_Process_Natural Gas_Gas Boiler - High Turndown_A_Achievable Economic UCT Potential | F5 | Industrial | Other Industrial | Existing | Process | Natural Gas | Gas Boiler - High Turndown | A | Incremental Summer Peak Savings (MW) | Achievable Economic UCT Potential | 0 | 0 | 0 | 0 | 0 | 0 | 0 | 0 | 0 | 0 | 0 | 0 | 0 | 0 | 0 | 0 | 0 | 0 | 0 | 0 | 0 | 0 | 0 | 0 | 0 | 0 | 0 | 0 | 0 | 0 | 0
F6_Industrial_Other Industrial_Existing_Process_Natural Gas_Gas Boiler - High Turndown_A_Achievable Economic UCT Potential | F6 | Industrial | Other Industrial | Existing | Process | Natural Gas | Gas Boiler - High Turndown | A | Incremental Winter Peak Savings (MW) | Achievable Economic UCT Potential | 0 | 0 | 0 | 0 | 0 | 0 | 0 | 0 | 0 | 0 | 0 | 0 | 0 | 0 | 0 | 0 | 0 | 0 | 0 | 0 | 0 | 0 | 0 | 0 | 0 | 0 | 0 | 0 | 0 | 0 | 0
F7_Industrial_Other Industrial_Existing_Process_Natural Gas_Gas Boiler - High Turndown_A_Achievable Economic UCT Potential | F7 | Industrial | Other Industrial | Existing | Process | Natural Gas | Gas Boiler - High Turndown | A | Cumulative Energy Savings (MWh or mTherms) | Achievable Economic UCT Potential | 0 | 0 | 0 | 0 | 0 | 0.35566 | 0.7088 | 1.0575 | 1.4041 | 1.7487 | 2.0518 | 2.2912 | 2.4801 | 2.6256 | 2.742 | 2.8316 | 2.9028 | 2.9576 | 2.9993 | 3.0325 | 3.0571 | 3.0512 | 3.0452 | 3.0391 | 3.0331 | 3.0326 | 3.0322 | 3.0318 | 0 | 0 | 0
F8_Industrial_Other Industrial_Existing_Process_Natural Gas_Gas Boiler - High Turndown_A_Achievable Economic UCT Potential | F8 | Industrial | Other Industrial | Existing | Process | Natural Gas | Gas Boiler - High Turndown | A | Cumulative Summer Peak Savings (MW) | Achievable Economic UCT Potential | 0 | 0 | 0 | 0 | 0 | 0 | 0 | 0 | 0 | 0 | 0 | 0 | 0 | 0 | 0 | 0 | 0 | 0 | 0 | 0 | 0 | 0 | 0 | 0 | 0 | 0 | 0 | 0 | 0 | 0 | 0
F9_Industrial_Other Industrial_Existing_Process_Natural Gas_Gas Boiler - High Turndown_A_Achievable Economic UCT Potential | F9 | Industrial | Other Industrial | Existing | Process | Natural Gas | Gas Boiler - High Turndown | A | Cumulative Winter Peak Savings (MW) | Achievable Economic UCT Potential | 0 | 0 | 0 | 0 | 0 | 0 | 0 | 0 | 0 | 0 | 0 | 0 | 0 | 0 | 0 | 0 | 0 | 0 | 0 | 0 | 0 | 0 | 0 | 0 | 0 | 0 | 0 | 0 | 0 | 0 | 0
F10_Industrial_Other Industrial_Existing_Process_Natural Gas_Gas Boiler - High Turndown_A_Achievable Economic UCT Potential | F10 | Industrial | Other Industrial | Existing | Process | Natural Gas | Gas Boiler - High Turndown | A | Purchases (Incremental) | Achievable Economic UCT Potential | 0 | 0 | 0 | 0 | 0 | 168.1822 | 168.0899 | 167.0986 | 167.1889 | 167.3272 | 148.6821 | 118.6206 | 94.7038 | 74.56 | 59.8757 | 47.4438 | 37.9599 | 30.2151 | 23.9565 | 19.1879 | 15.2868 | 0.10386 | 0.036959 | 0.012557 | 0.0040817 | 0.0034593 | 0.0034501 | 0.0034417 | 0.0034342 | 0.0034276 | 0.0034217
F11_Industrial_Other Industrial_Existing_Process_Natural Gas_Gas Boiler - High Turndown_A_Achievable Economic UCT Potential | F11 | Industrial | Other Industrial | Existing | Process | Natural Gas | Gas Boiler - High Turndown | A | Purchases (Cumulative) | Achievable Economic UCT Potential | 0 | 0 | 0 | 0 | 0 | 168.1822 | 336.2721 | 503.3707 | 670.5596 | 837.8868 | 986.5689 | 1105.1895 | 1199.8934 | 1274.4533 | 1334.329 | 1381.7728 | 1419.7327 | 1449.9479 | 1473.9043 | 1493.0922 | 1508.379 | 1508.4829 | 1508.5199 | 1508.5324 | 1508.5365 | 1508.54 | 1508.5434 | 1508.5468 | 1508.5503 | 1508.5537 | 1508.5571
F1_Industrial_Other Industrial_Existing_Space Heating_Natural Gas_Gas Boiler - Burner Control Optimization_A_Achievable Economic UCT Potential | F1 | Industrial | Other Industrial | Existing | Space Heating | Natural Gas | Gas Boiler - Burner Control Optimization | A | Integrated Unit Energy Savings (kWh or therms) | Achievable Economic UCT Potential | 0 | 0 | 0 | 0 | 0 | 0.79603 | 0.78763 | 0.77833 | 0.76797 | 0.75653 | 0.744 | 0.7309 | 0.71729 | 0.70281 | 0.68859 | 0.67432 | 0.66095 | 0.64801 | 0.63562 | 0.62494 | 0.61492 | 0.60549 | 0.59728 | 0.59037 | 0.58389 | 0.57903 | 0.57497 | 0.57124 | 0.68938 | 0.68655 | 0.68397
F2_Industrial_Other Industrial_Existing_Space Heating_Natural Gas_Gas Boiler - Burner Control Optimization_A_Achievable Economic UCT Potential | F2 | Industrial | Other Industrial | Existing | Space Heating | Natural Gas | Gas Boiler - Burner Control Optimization | A | Integrated Unit Summer Peak Savings (kW) | Achievable Economic UCT Potential | 0 | 0 | 0 | 0 | 0 | 0 | 0 | 0 | 0 | 0 | 0 | 0 | 0 | 0 | 0 | 0 | 0 | 0 | 0 | 0 | 0 | 0 | 0 | 0 | 0 | 0 | 0 | 0 | 0 | 0 | 0
F3_Industrial_Other Industrial_Existing_Space Heating_Natural Gas_Gas Boiler - Burner Control Optimization_A_Achievable Economic UCT Potential | F3 | Industrial | Other Industrial | Existing | Space Heating | Natural Gas | Gas Boiler - Burner Control Optimization | A | Integrated Unit Winter Peak Savings (kW) | Achievable Economic UCT Potential | 0 | 0 | 0 | 0 | 0 | 0 | 0 | 0 | 0 | 0 | 0 | 0 | 0 | 0 | 0 | 0 | 0 | 0 | 0 | 0 | 0 | 0 | 0 | 0 | 0 | 0 | 0 | 0 | 0 | 0 | 0
F4_Industrial_Other Industrial_Existing_Space Heating_Natural Gas_Gas Boiler - Burner Control Optimization_A_Achievable Economic UCT Potential | F4 | Industrial | Other Industrial | Existing | Space Heating | Natural Gas | Gas Boiler - Burner Control Optimization | A | Incremental Energy Savings (MWh or mTherms) | Achievable Economic UCT Potential | 0 | 0 | 0 | 0 | 0 | 0.0024942 | 0.0038771 | 0.0076175 | 0.013161 | 0.020184 | 0.027436 | 0.03421 | 0.039089 | 0.040591 | 0.039921 | 0.03614 | 0.030999 | 0.024903 | 0.018829 | 0.013657 | 0.009368 | 0.0061256 | 0.0038312 | 0.0022973 | 0.0015335 | 0 | 0 | 0 | 0 | 0 | 0
F5_Industrial_Other Industrial_Existing_Space Heating_Natural Gas_Gas Boiler - Burner Control Optimization_A_Achievable Economic UCT Potential | F5 | Industrial | Other Industrial | Existing | Space Heating | Natural Gas | Gas Boiler - Burner Control Optimization | A | Incremental Summer Peak Savings (MW) | Achievable Economic UCT Potential | 0 | 0 | 0 | 0 | 0 | 0 | 0 | 0 | 0 | 0 | 0 | 0 | 0 | 0 | 0 | 0 | 0 | 0 | 0 | 0 | 0 | 0 | 0 | 0 | 0 | 0 | 0 | 0 | 0 | 0 | 0
F6_Industrial_Other Industrial_Existing_Space Heating_Natural Gas_Gas Boiler - Burner Control Optimization_A_Achievable Economic UCT Potential | F6 | Industrial | Other Industrial | Existing | Space Heating | Natural Gas | Gas Boiler - Burner Control Optimization | A | Incremental Winter Peak Savings (MW) | Achievable Economic UCT Potential | 0 | 0 | 0 | 0 | 0 | 0 | 0 | 0 | 0 | 0 | 0 | 0 | 0 | 0 | 0 | 0 | 0 | 0 | 0 | 0 | 0 | 0 | 0 | 0 | 0 | 0 | 0 | 0 | 0 | 0 | 0
F7_Industrial_Other Industrial_Existing_Space Heating_Natural Gas_Gas Boiler - Burner Control Optimization_A_Achievable Economic UCT Potential | F7 | Industrial | Other Industrial | Existing | Space Heating | Natural Gas | Gas Boiler - Burner Control Optimization | A | Cumulative Energy Savings (MWh or mTherms) | Achievable Economic UCT Potential | 0 | 0 | 0 | 0 | 0 | 0.0024942 | 0.006345 | 0.013888 | 0.026863 | 0.046647 | 0.07331 | 0.10623 | 0.14334 | 0.18104 | 0.2173 | 0.24893 | 0.275 | 0.29451 | 0.30771 | 0.3162 | 0.3205 | 0.32171 | 0.32118 | 0.31976 | 0.31778 | 0.31514 | 0.31293 | 0.3109 | 0 | 0 | 0
F8_Industrial_Other Industrial_Existing_Space Heating_Natural Gas_Gas Boiler - Burner Control Optimization_A_Achievable Economic UCT Potential | F8 | Industrial | Other Industrial | Existing | Space Heating | Natural Gas | Gas Boiler - Burner Control Optimization | A | Cumulative Summer Peak Savings (MW) | Achievable Economic UCT Potential | 0 | 0 | 0 | 0 | 0 | 0 | 0 | 0 | 0 | 0 | 0 | 0 | 0 | 0 | 0 | 0 | 0 | 0 | 0 | 0 | 0 | 0 | 0 | 0 | 0 | 0 | 0 | 0 | 0 | 0 | 0
F9_Industrial_Other Industrial_Existing_Space Heating_Natural Gas_Gas Boiler - Burner Control Optimization_A_Achievable Economic UCT Potential | F9 | Industrial | Other Industrial | Existing | Space Heating | Natural Gas | Gas Boiler - Burner Control Optimization | A | Cumulative Winter Peak Savings (MW) | Achievable Economic UCT Potential | 0 | 0 | 0 | 0 | 0 | 0 | 0 | 0 | 0 | 0 | 0 | 0 | 0 | 0 | 0 | 0 | 0 | 0 | 0 | 0 | 0 | 0 | 0 | 0 | 0 | 0 | 0 | 0 | 0 | 0 | 0
F10_Industrial_Other Industrial_Existing_Space Heating_Natural Gas_Gas Boiler - Burner Control Optimization_A_Achievable Economic UCT Potential | F10 | Industrial | Other Industrial | Existing | Space Heating | Natural Gas | Gas Boiler - Burner Control Optimization | A | Purchases (Incremental) | Achievable Economic UCT Potential | 0 | 0 | 0 | 0 | 0 | 3.1333 | 4.9226 | 9.7871 | 17.1367 | 26.6791 | 36.8764 | 46.8053 | 54.4953 | 57.7554 | 57.9759 | 53.5948 | 46.9015 | 38.4304 | 29.6237 | 21.8538 | 15.2344 | 10.1168 | 6.4145 | 3.8912 | 2.6264 | 0 | 0 | 0 | 0 | 0 | 0
F11_Industrial_Other Industrial_Existing_Space Heating_Natural Gas_Gas Boiler - Burner Control Optimization_A_Achievable Economic UCT Potential | F11 | Industrial | Other Industrial | Existing | Space Heating | Natural Gas | Gas Boiler - Burner Control Optimization | A | Purchases (Cumulative) | Achievable Economic UCT Potential | 0 | 0 | 0 | 0 | 0 | 3.1333 | 8.0559 | 17.843 | 34.9796 | 61.6587 | 98.5351 | 145.3404 | 199.8358 | 257.5911 | 315.567 | 369.1618 | 416.0633 | 454.4937 | 484.1174 | 505.9712 | 521.2056 | 531.3224 | 537.7369 | 541.6281 | 544.2545 | 544.2545 | 544.2545 | 544.2545 | 544.2545 | 544.2545 | 544.2545
F1_Industrial_Other Industrial_Existing_Process_Natural Gas_Gas Boiler - Burner Control Optimization_A_Achievable Economic UCT Potential | F1 | Industrial | Other Industrial | Existing | Process | Natural Gas | Gas Boiler - Burner Control Optimization | A | Integrated Unit Energy Savings (kWh or therms) | Achievable Economic UCT Potential | 0 | 0 | 0 | 0 | 0 | 0.61313 | 0.61099 | 0.60884 | 0.60671 | 0.60456 | 0.60232 | 0.6003 | 0.59841 | 0.59639 | 0.59484 | 0.59314 | 0.59175 | 0.59034 | 0.58889 | 0.58774 | 0.58648 | 0.58531 | 0.58413 | 0.58297 | 0.58181 | 0.58171 | 0.58162 | 0.58154 | 0.61528 | 0.61528 | 0.61528
F2_Industrial_Other Industrial_Existing_Process_Natural Gas_Gas Boiler - Burner Control Optimization_A_Achievable Economic UCT Potential | F2 | Industrial | Other Industrial | Existing | Process | Natural Gas | Gas Boiler - Burner Control Optimization | A | Integrated Unit Summer Peak Savings (kW) | Achievable Economic UCT Potential | 0 | 0 | 0 | 0 | 0 | 0 | 0 | 0 | 0 | 0 | 0 | 0 | 0 | 0 | 0 | 0 | 0 | 0 | 0 | 0 | 0 | 0 | 0 | 0 | 0 | 0 | 0 | 0 | 0 | 0 | 0
F3_Industrial_Other Industrial_Existing_Process_Natural Gas_Gas Boiler - Burner Control Optimization_A_Achievable Economic UCT Potential | F3 | Industrial | Other Industrial | Existing | Process | Natural Gas | Gas Boiler - Burner Control Optimization | A | Integrated Unit Winter Peak Savings (kW) | Achievable Economic UCT Potential | 0 | 0 | 0 | 0 | 0 | 0 | 0 | 0 | 0 | 0 | 0 | 0 | 0 | 0 | 0 | 0 | 0 | 0 | 0 | 0 | 0 | 0 | 0 | 0 | 0 | 0 | 0 | 0 | 0 | 0 | 0
F4_Industrial_Other Industrial_Existing_Process_Natural Gas_Gas Boiler - Burner Control Optimization_A_Achievable Economic UCT Potential | F4 | Industrial | Other Industrial | Existing | Process | Natural Gas | Gas Boiler - Burner Control Optimization | A | Incremental Energy Savings (MWh or mTherms) | Achievable Economic UCT Potential | 0 | 0 | 0 | 0 | 0 | 0.027816 | 0.043549 | 0.086278 | 0.15054 | 0.23354 | 0.3216 | 0.40683 | 0.47218 | 0.49874 | 0.49933 | 0.46028 | 0.40185 | 0.32849 | 0.25259 | 0.18598 | 0.12937 | 0.085737 | 0.054252 | 0.032845 | 0.022125 | 0 | 0 | 0 | 0 | 0 | 0
F5_Industrial_Other Industrial_Existing_Process_Natural Gas_Gas Boiler - Burner Control Optimization_A_Achievable Economic UCT Potential | F5 | Industrial | Other Industrial | Existing | Process | Natural Gas | Gas Boiler - Burner Control Optimization | A | Incremental Summer Peak Savings (MW) | Achievable Economic UCT Potential | 0 | 0 | 0 | 0 | 0 | 0 | 0 | 0 | 0 | 0 | 0 | 0 | 0 | 0 | 0 | 0 | 0 | 0 | 0 | 0 | 0 | 0 | 0 | 0 | 0 | 0 | 0 | 0 | 0 | 0 | 0
F6_Industrial_Other Industrial_Existing_Process_Natural Gas_Gas Boiler - Burner Control Optimization_A_Achievable Economic UCT Potential | F6 | Industrial | Other Industrial | Existing | Process | Natural Gas | Gas Boiler - Burner Control Optimization | A | Incremental Winter Peak Savings (MW) | Achievable Economic UCT Potential | 0 | 0 | 0 | 0 | 0 | 0 | 0 | 0 | 0 | 0 | 0 | 0 | 0 | 0 | 0 | 0 | 0 | 0 | 0 | 0 | 0 | 0 | 0 | 0 | 0 | 0 | 0 | 0 | 0 | 0 | 0
F7_Industrial_Other Industrial_Existing_Process_Natural Gas_Gas Boiler - Burner Control Optimization_A_Achievable Economic UCT Potential | F7 | Industrial | Other Industrial | Existing | Process | Natural Gas | Gas Boiler - Burner Control Optimization | A | Cumulative Energy Savings (MWh or mTherms) | Achievable Economic UCT Potential | 0 | 0 | 0 | 0 | 0 | 0.027816 | 0.071268 | 0.15729 | 0.30728 | 0.53973 | 0.85933 | 1.2633 | 1.7315 | 2.2244 | 2.7179 | 3.1704 | 3.5649 | 3.8848 | 4.1279 | 4.3058 | 4.426 | 4.5028 | 4.5481 | 4.5718 | 4.5849 | 4.5841 | 4.5834 | 4.5828 | 0 | 0 | 0
F8_Industrial_Other Industrial_Existing_Process_Natural Gas_Gas Boiler - Burner Control Optimization_A_Achievable Economic UCT Potential | F8 | Industrial | Other Industrial | Existing | Process | Natural Gas | Gas Boiler - Burner Control Optimization | A | Cumulative Summer Peak Savings (MW) | Achievable Economic UCT Potential | 0 | 0 | 0 | 0 | 0 | 0 | 0 | 0 | 0 | 0 | 0 | 0 | 0 | 0 | 0 | 0 | 0 | 0 | 0 | 0 | 0 | 0 | 0 | 0 | 0 | 0 | 0 | 0 | 0 | 0 | 0
F9_Industrial_Other Industrial_Existing_Process_Natural Gas_Gas Boiler - Burner Control Optimization_A_Achievable Economic UCT Potential | F9 | Industrial | Other Industrial | Existing | Process | Natural Gas | Gas Boiler - Burner Control Optimization | A | Cumulative Winter Peak Savings (MW) | Achievable Economic UCT Potential | 0 | 0 | 0 | 0 | 0 | 0 | 0 | 0 | 0 | 0 | 0 | 0 | 0 | 0 | 0 | 0 | 0 | 0 | 0 | 0 | 0 | 0 | 0 | 0 | 0 | 0 | 0 | 0 | 0 | 0 | 0
F10_Industrial_Other Industrial_Existing_Process_Natural Gas_Gas Boiler - Burner Control Optimization_A_Achievable Economic UCT Potential | F10 | Industrial | Other Industrial | Existing | Process | Natural Gas | Gas Boiler - Burner Control Optimization | A | Purchases (Incremental) | Achievable Economic UCT Potential | 0 | 0 | 0 | 0 | 0 | 45.3679 | 71.2749 | 141.7092 | 248.1252 | 386.2917 | 533.9406 | 677.7038 | 789.049 | 836.2515 | 839.4443 | 776.0098 | 679.0967 | 556.4414 | 428.9273 | 316.4261 | 220.5823 | 146.4829 | 92.8768 | 56.3416 | 38.0277 | 0 | 0 | 0 | 0 | 0 | 0
F11_Industrial_Other Industrial_Existing_Process_Natural Gas_Gas Boiler - Burner Control Optimization_A_Achievable Economic UCT Potential | F11 | Industrial | Other Industrial | Existing | Process | Natural Gas | Gas Boiler - Burner Control Optimization | A | Purchases (Cumulative) | Achievable Economic UCT Potential | 0 | 0 | 0 | 0 | 0 | 45.3679 | 116.6428 | 258.352 | 506.4772 | 892.7689 | 1426.7095 | 2104.4133 | 2893.4623 | 3729.7137 | 4569.158 | 5345.1678 | 6024.2646 | 6580.7059 | 7009.6332 | 7326.0593 | 7546.6415 | 7693.1245 | 7786.0012 | 7842.3428 | 7880.3704 | 7880.3704 | 7880.3704 | 7880.3704 | 7880.3704 | 7880.3704 | 7880.3704
F1_Industrial_Other Industrial_Existing_Space Heating_Natural Gas_HVAC - Demand Controlled Ventilation_A_Achievable Economic UCT Potential | F1 | Industrial | Other Industrial | Existing | Space Heating | Natural Gas | HVAC - Demand Controlled Ventilation | A | Integrated Unit Energy Savings (kWh or therms) | Achievable Economic UCT Potential | 0 | 0 | 0 | 0 | 0 | 0.045672 | 0.0452 | 0.044596 | 0.043959 | 0.043289 | 0.042591 | 0.041866 | 0.041134 | 0.040379 | 0.039595 | 0.038833 | 0.038093 | 0.037379 | 0.036698 | 0.036074 | 0.035488 | 0.034939 | 0.034438 | 0.034008 | 0.033614 | 0.033282 | 0.032988 | 0.032712 | 0.036718 | 0.036492 | 0.03628
F2_Industrial_Other Industrial_Existing_Space Heating_Natural Gas_HVAC - Demand Controlled Ventilation_A_Achievable Economic UCT Potential | F2 | Industrial | Other Industrial | Existing | Space Heating | Natural Gas | HVAC - Demand Controlled Ventilation | A | Integrated Unit Summer Peak Savings (kW) | Achievable Economic UCT Potential | 0 | 0 | 0 | 0 | 0 | 0 | 0 | 0 | 0 | 0 | 0 | 0 | 0 | 0 | 0 | 0 | 0 | 0 | 0 | 0 | 0 | 0 | 0 | 0 | 0 | 0 | 0 | 0 | 0 | 0 | 0
F3_Industrial_Other Industrial_Existing_Space Heating_Natural Gas_HVAC - Demand Controlled Ventilation_A_Achievable Economic UCT Potential | F3 | Industrial | Other Industrial | Existing | Space Heating | Natural Gas | HVAC - Demand Controlled Ventilation | A | Integrated Unit Winter Peak Savings (kW) | Achievable Economic UCT Potential | 0 | 0 | 0 | 0 | 0 | 0 | 0 | 0 | 0 | 0 | 0 | 0 | 0 | 0 | 0 | 0 | 0 | 0 | 0 | 0 | 0 | 0 | 0 | 0 | 0 | 0 | 0 | 0 | 0 | 0 | 0
F4_Industrial_Other Industrial_Existing_Space Heating_Natural Gas_HVAC - Demand Controlled Ventilation_A_Achievable Economic UCT Potential | F4 | Industrial | Other Industrial | Existing | Space Heating | Natural Gas | HVAC - Demand Controlled Ventilation | A | Incremental Energy Savings (MWh or mTherms) | Achievable Economic UCT Potential | 0 | 0 | 0 | 0 | 0 | 0 | 0.19179 | 0.18811 | 0.18552 | 0.18284 | 0.17761 | 0.17411 | 0.17072 | 0.16493 | 0.16234 | 0.1577 | 0.15472 | 0.15105 | 0.14698 | 0.14465 | 0.14171 | 0.13897 | 0.13648 | 0.13432 | 0.13235 | 0.13066 | 0 | 0 | 0 | 0 | 0
F5_Industrial_Other Industrial_Existing_Space Heating_Natural Gas_HVAC - Demand Controlled Ventilation_A_Achievable Economic UCT Potential | F5 | Industrial | Other Industrial | Existing | Space Heating | Natural Gas | HVAC - Demand Controlled Ventilation | A | Incremental Summer Peak Savings (MW) | Achievable Economic UCT Potential | 0 | 0 | 0 | 0 | 0 | 0 | 0 | 0 | 0 | 0 | 0 | 0 | 0 | 0 | 0 | 0 | 0 | 0 | 0 | 0 | 0 | 0 | 0 | 0 | 0 | 0 | 0 | 0 | 0 | 0 | 0
F6_Industrial_Other Industrial_Existing_Space Heating_Natural Gas_HVAC - Demand Controlled Ventilation_A_Achievable Economic UCT Potential | F6 | Industrial | Other Industrial | Existing | Space Heating | Natural Gas | HVAC - Demand Controlled Ventilation | A | Incremental Winter Peak Savings (MW) | Achievable Economic UCT Potential | 0 | 0 | 0 | 0 | 0 | 0 | 0 | 0 | 0 | 0 | 0 | 0 | 0 | 0 | 0 | 0 | 0 | 0 | 0 | 0 | 0 | 0 | 0 | 0 | 0 | 0 | 0 | 0 | 0 | 0 | 0
F7_Industrial_Other Industrial_Existing_Space Heating_Natural Gas_HVAC - Demand Controlled Ventilation_A_Achievable Economic UCT Potential | F7 | Industrial | Other Industrial | Existing | Space Heating | Natural Gas | HVAC - Demand Controlled Ventilation | A | Cumulative Energy Savings (MWh or mTherms) | Achievable Economic UCT Potential | 0 | 0 | 0 | 0 | 0 | 0 | 0.19179 | 0.37734 | 0.55747 | 0.73181 | 0.89764 | 1.0565 | 1.2087 | 1.3515 | 1.4876 | 1.6166 | 1.7405 | 1.8589 | 1.9721 | 2.0832 | 2.1911 | 2.2961 | 2.3997 | 2.5041 | 2.6074 | 2.7123 | 2.6883 | 2.6658 | 0 | 0 | 0
F8_Industrial_Other Industrial_Existing_Space Heating_Natural Gas_HVAC - Demand Controlled Ventilation_A_Achievable Economic UCT Potential | F8 | Industrial | Other Industrial | Existing | Space Heating | Natural Gas | HVAC - Demand Controlled Ventilation | A | Cumulative Summer Peak Savings (MW) | Achievable Economic UCT Potential | 0 | 0 | 0 | 0 | 0 | 0 | 0 | 0 | 0 | 0 | 0 | 0 | 0 | 0 | 0 | 0 | 0 | 0 | 0 | 0 | 0 | 0 | 0 | 0 | 0 | 0 | 0 | 0 | 0 | 0 | 0
F9_Industrial_Other Industrial_Existing_Space Heating_Natural Gas_HVAC - Demand Controlled Ventilation_A_Achievable Economic UCT Potential | F9 | Industrial | Other Industrial | Existing | Space Heating | Natural Gas | HVAC - Demand Controlled Ventilation | A | Cumulative Winter Peak Savings (MW) | Achievable Economic UCT Potential | 0 | 0 | 0 | 0 | 0 | 0 | 0 | 0 | 0 | 0 | 0 | 0 | 0 | 0 | 0 | 0 | 0 | 0 | 0 | 0 | 0 | 0 | 0 | 0 | 0 | 0 | 0 | 0 | 0 | 0 | 0
F10_Industrial_Other Industrial_Existing_Space Heating_Natural Gas_HVAC - Demand Controlled Ventilation_A_Achievable Economic UCT Potential | F10 | Industrial | Other Industrial | Existing | Space Heating | Natural Gas | HVAC - Demand Controlled Ventilation | A | Purchases (Incremental) | Achievable Economic UCT Potential | 0 | 0 | 0 | 0 | 0 | 0 | 4243.1048 | 4218.0817 | 4220.3621 | 4223.8519 | 4170.2133 | 4158.8175 | 4150.3733 | 4084.4668 | 4100.0614 | 4060.962 | 4061.489 | 4041.0474 | 4005.0015 | 4009.7456 | 3993.1643 | 3977.6336 | 3963.1405 | 3949.6725 | 3937.2174 | 3925.7633 | 0 | 0 | 0 | 0 | 0
F11_Industrial_Other Industrial_Existing_Space Heating_Natural Gas_HVAC - Demand Controlled Ventilation_A_Achievable Economic UCT Potential | F11 | Industrial | Other Industrial | Existing | Space Heating | Natural Gas | HVAC - Demand Controlled Ventilation | A | Purchases (Cumulative) | Achievable Economic UCT Potential | 0 | 0 | 0 | 0 | 0 | 0 | 4243.1048 | 8461.1864 | 12681.5486 | 16905.4005 | 21075.6138 | 25234.4312 | 29384.8045 | 33469.2713 | 37569.3327 | 41630.2947 | 45691.7837 | 49732.8311 | 53737.8326 | 57747.5782 | 61740.7425 | 65718.3761 | 69681.5166 | 73631.1891 | 77568.4065 | 81494.1698 | 81494.1698 | 81494.1698 | 81494.1698 | 81494.1698 | 81494.1698
F1_Industrial_Other Industrial_Existing_Space Heating_Natural Gas_Gas Boiler - Stack Economizer_A_Achievable Economic UCT Potential | F1 | Industrial | Other Industrial | Existing | Space Heating | Natural Gas | Gas Boiler - Stack Economizer | A | Integrated Unit Energy Savings (kWh or therms) | Achievable Economic UCT Potential | 0 | 0 | 0 | 0 | 0 | 2.0083 | 1.9934 | 1.9782 | 1.9622 | 1.9456 | 1.9287 | 1.9113 | 1.8934 | 1.8747 | 1.8543 | 1.8346 | 1.8148 | 1.7953 | 1.7761 | 1.7577 | 1.74 | 1.7218 | 1.7053 | 1.6907 | 1.6764 | 1.6635 | 1.6524 | 1.6422 | 1.7353 | 1.7282 | 1.7217
F2_Industrial_Other Industrial_Existing_Space Heating_Natural Gas_Gas Boiler - Stack Economizer_A_Achievable Economic UCT Potential | F2 | Industrial | Other Industrial | Existing | Space Heating | Natural Gas | Gas Boiler - Stack Economizer | A | Integrated Unit Summer Peak Savings (kW) | Achievable Economic UCT Potential | 0 | 0 | 0 | 0 | 0 | 0 | 0 | 0 | 0 | 0 | 0 | 0 | 0 | 0 | 0 | 0 | 0 | 0 | 0 | 0 | 0 | 0 | 0 | 0 | 0 | 0 | 0 | 0 | 0 | 0 | 0
F3_Industrial_Other Industrial_Existing_Space Heating_Natural Gas_Gas Boiler - Stack Economizer_A_Achievable Economic UCT Potential | F3 | Industrial | Other Industrial | Existing | Space Heating | Natural Gas | Gas Boiler - Stack Economizer | A | Integrated Unit Winter Peak Savings (kW) | Achievable Economic UCT Potential | 0 | 0 | 0 | 0 | 0 | 0 | 0 | 0 | 0 | 0 | 0 | 0 | 0 | 0 | 0 | 0 | 0 | 0 | 0 | 0 | 0 | 0 | 0 | 0 | 0 | 0 | 0 | 0 | 0 | 0 | 0
F4_Industrial_Other Industrial_Existing_Space Heating_Natural Gas_Gas Boiler - Stack Economizer_A_Achievable Economic UCT Potential | F4 | Industrial | Other Industrial | Existing | Space Heating | Natural Gas | Gas Boiler - Stack Economizer | A | Incremental Energy Savings (MWh or mTherms) | Achievable Economic UCT Potential | 0 | 0 | 0 | 0 | 0 | 0.062205 | 0.061711 | 0.060877 | 0.06042 | 0.059958 | 0.052813 | 0.041754 | 0.033023 | 0.025743 | 0.020449 | 0.016031 | 0.012688 | 0.0099907 | 0.0078365 | 0.0062115 | 0.0048988 | 3.2936e-05 | 1.1607e-05 | 3.9098e-06 | 1.2602e-06 | 1.0598e-06 | 1.0499e-06 | 1.0409e-06 | 1.0976e-06 | 1.091e-06 | 1.085e-06
F5_Industrial_Other Industrial_Existing_Space Heating_Natural Gas_Gas Boiler - Stack Economizer_A_Achievable Economic UCT Potential | F5 | Industrial | Other Industrial | Existing | Space Heating | Natural Gas | Gas Boiler - Stack Economizer | A | Incremental Summer Peak Savings (MW) | Achievable Economic UCT Potential | 0 | 0 | 0 | 0 | 0 | 0 | 0 | 0 | 0 | 0 | 0 | 0 | 0 | 0 | 0 | 0 | 0 | 0 | 0 | 0 | 0 | 0 | 0 | 0 | 0 | 0 | 0 | 0 | 0 | 0 | 0
F6_Industrial_Other Industrial_Existing_Space Heating_Natural Gas_Gas Boiler - Stack Economizer_A_Achievable Economic UCT Potential | F6 | Industrial | Other Industrial | Existing | Space Heating | Natural Gas | Gas Boiler - Stack Economizer | A | Incremental Winter Peak Savings (MW) | Achievable Economic UCT Potential | 0 | 0 | 0 | 0 | 0 | 0 | 0 | 0 | 0 | 0 | 0 | 0 | 0 | 0 | 0 | 0 | 0 | 0 | 0 | 0 | 0 | 0 | 0 | 0 | 0 | 0 | 0 | 0 | 0 | 0 | 0
F7_Industrial_Other Industrial_Existing_Space Heating_Natural Gas_Gas Boiler - Stack Economizer_A_Achievable Economic UCT Potential | F7 | Industrial | Other Industrial | Existing | Space Heating | Natural Gas | Gas Boiler - Stack Economizer | A | Cumulative Energy Savings (MWh or mTherms) | Achievable Economic UCT Potential | 0 | 0 | 0 | 0 | 0 | 0.062205 | 0.12346 | 0.18339 | 0.24233 | 0.30024 | 0.35043 | 0.38903 | 0.41841 | 0.44002 | 0.4557 | 0.46689 | 0.47453 | 0.47943 | 0.48214 | 0.48335 | 0.48338 | 0.47836 | 0.47377 | 0.46972 | 0.46576 | 0.46217 | 0.45909 | 0.45625 | 0 | 0 | 0
F8_Industrial_Other Industrial_Existing_Space Heating_Natural Gas_Gas Boiler - Stack Economizer_A_Achievable Economic UCT Potential | F8 | Industrial | Other Industrial | Existing | Space Heating | Natural Gas | Gas Boiler - Stack Economizer | A | Cumulative Summer Peak Savings (MW) | Achievable Economic UCT Potential | 0 | 0 | 0 | 0 | 0 | 0 | 0 | 0 | 0 | 0 | 0 | 0 | 0 | 0 | 0 | 0 | 0 | 0 | 0 | 0 | 0 | 0 | 0 | 0 | 0 | 0 | 0 | 0 | 0 | 0 | 0
F9_Industrial_Other Industrial_Existing_Space Heating_Natural Gas_Gas Boiler - Stack Economizer_A_Achievable Economic UCT Potential | F9 | Industrial | Other Industrial | Existing | Space Heating | Natural Gas | Gas Boiler - Stack Economizer | A | Cumulative Winter Peak Savings (MW) | Achievable Economic UCT Potential | 0 | 0 | 0 | 0 | 0 | 0 | 0 | 0 | 0 | 0 | 0 | 0 | 0 | 0 | 0 | 0 | 0 | 0 | 0 | 0 | 0 | 0 | 0 | 0 | 0 | 0 | 0 | 0 | 0 | 0 | 0
F10_Industrial_Other Industrial_Existing_Space Heating_Natural Gas_Gas Boiler - Stack Economizer_A_Achievable Economic UCT Potential | F10 | Industrial | Other Industrial | Existing | Space Heating | Natural Gas | Gas Boiler - Stack Economizer | A | Purchases (Incremental) | Achievable Economic UCT Potential | 0 | 0 | 0 | 0 | 0 | 30.9745 | 30.9575 | 30.7749 | 30.7916 | 30.817 | 27.3831 | 21.8466 | 17.4418 | 13.7319 | 11.0274 | 8.7378 | 6.9912 | 5.5648 | 4.4121 | 3.5339 | 2.8154 | 0.019129 | 0.0068067 | 0.0023126 | 0.00075173 | 0.00063711 | 0.00063541 | 0.00063387 | 0.00063249 | 0.00063126 | 0.00063019
F11_Industrial_Other Industrial_Existing_Space Heating_Natural Gas_Gas Boiler - Stack Economizer_A_Achievable Economic UCT Potential | F11 | Industrial | Other Industrial | Existing | Space Heating | Natural Gas | Gas Boiler - Stack Economizer | A | Purchases (Cumulative) | Achievable Economic UCT Potential | 0 | 0 | 0 | 0 | 0 | 30.9745 | 61.932 | 92.7069 | 123.4985 | 154.3155 | 181.6986 | 203.5452 | 220.987 | 234.7189 | 245.7463 | 254.4842 | 261.4753 | 267.0401 | 271.4522 | 274.9861 | 277.8015 | 277.8206 | 277.8274 | 277.8298 | 277.8305 | 277.8312 | 277.8318 | 277.8324 | 277.8331 | 277.8337 | 277.8343
F1_Industrial_Other Industrial_Existing_Process_Natural Gas_Gas Boiler - Stack Economizer_A_Achievable Economic UCT Potential | F1 | Industrial | Other Industrial | Existing | Process | Natural Gas | Gas Boiler - Stack Economizer | A | Integrated Unit Energy Savings (kWh or therms) | Achievable Economic UCT Potential | 0 | 0 | 0 | 0 | 0 | 2.0363 | 2.036 | 2.0358 | 2.0356 | 2.0355 | 2.0353 | 2.0352 | 2.0351 | 2.035 | 2.0349 | 2.0349 | 2.0348 | 2.0348 | 2.0347 | 2.0347 | 2.0347 | 2.0347 | 2.0346 | 2.0346 | 2.0346 | 2.0346 | 2.0346 | 2.0346 | 2.0368 | 2.0368 | 2.0368
F2_Industrial_Other Industrial_Existing_Process_Natural Gas_Gas Boiler - Stack Economizer_A_Achievable Economic UCT Potential | F2 | Industrial | Other Industrial | Existing | Process | Natural Gas | Gas Boiler - Stack Economizer | A | Integrated Unit Summer Peak Savings (kW) | Achievable Economic UCT Potential | 0 | 0 | 0 | 0 | 0 | 0 | 0 | 0 | 0 | 0 | 0 | 0 | 0 | 0 | 0 | 0 | 0 | 0 | 0 | 0 | 0 | 0 | 0 | 0 | 0 | 0 | 0 | 0 | 0 | 0 | 0
F3_Industrial_Other Industrial_Existing_Process_Natural Gas_Gas Boiler - Stack Economizer_A_Achievable Economic UCT Potential | F3 | Industrial | Other Industrial | Existing | Process | Natural Gas | Gas Boiler - Stack Economizer | A | Integrated Unit Winter Peak Savings (kW) | Achievable Economic UCT Potential | 0 | 0 | 0 | 0 | 0 | 0 | 0 | 0 | 0 | 0 | 0 | 0 | 0 | 0 | 0 | 0 | 0 | 0 | 0 | 0 | 0 | 0 | 0 | 0 | 0 | 0 | 0 | 0 | 0 | 0 | 0
F4_Industrial_Other Industrial_Existing_Process_Natural Gas_Gas Boiler - Stack Economizer_A_Achievable Economic UCT Potential | F4 | Industrial | Other Industrial | Existing | Process | Natural Gas | Gas Boiler - Stack Economizer | A | Incremental Energy Savings (MWh or mTherms) | Achievable Economic UCT Potential | 0 | 0 | 0 | 0 | 0 | 0.91326 | 0.91262 | 0.90714 | 0.90755 | 0.90823 | 0.80697 | 0.64378 | 0.51395 | 0.40461 | 0.32491 | 0.25744 | 0.20598 | 0.16395 | 0.12999 | 0.10411 | 0.082944 | 0.00056353 | 0.00020053 | 6.8128e-05 | 2.2145e-05 | 1.8769e-05 | 1.8719e-05 | 1.8673e-05 | 1.8653e-05 | 1.8617e-05 | 1.8585e-05
F5_Industrial_Other Industrial_Existing_Process_Natural Gas_Gas Boiler - Stack Economizer_A_Achievable Economic UCT Potential | F5 | Industrial | Other Industrial | Existing | Process | Natural Gas | Gas Boiler - Stack Economizer | A | Incremental Summer Peak Savings (MW) | Achievable Economic UCT Potential | 0 | 0 | 0 | 0 | 0 | 0 | 0 | 0 | 0 | 0 | 0 | 0 | 0 | 0 | 0 | 0 | 0 | 0 | 0 | 0 | 0 | 0 | 0 | 0 | 0 | 0 | 0 | 0 | 0 | 0 | 0
F6_Industrial_Other Industrial_Existing_Process_Natural Gas_Gas Boiler - Stack Economizer_A_Achievable Economic UCT Potential | F6 | Industrial | Other Industrial | Existing | Process | Natural Gas | Gas Boiler - Stack Economizer | A | Incremental Winter Peak Savings (MW) | Achievable Economic UCT Potential | 0 | 0 | 0 | 0 | 0 | 0 | 0 | 0 | 0 | 0 | 0 | 0 | 0 | 0 | 0 | 0 | 0 | 0 | 0 | 0 | 0 | 0 | 0 | 0 | 0 | 0 | 0 | 0 | 0 | 0 | 0
F7_Industrial_Other Industrial_Existing_Process_Natural Gas_Gas Boiler - Stack Economizer_A_Achievable Economic UCT Potential | F7 | Industrial | Other Industrial | Existing | Process | Natural Gas | Gas Boiler - Stack Economizer | A | Cumulative Energy Savings (MWh or mTherms) | Achievable Economic UCT Potential | 0 | 0 | 0 | 0 | 0 | 0.91326 | 1.8257 | 2.7327 | 3.64 | 4.548 | 5.3546 | 5.9981 | 6.5117 | 6.916 | 7.2407 | 7.4979 | 7.7037 | 7.8675 | 7.9973 | 8.1014 | 8.1842 | 8.1847 | 8.1848 | 8.1848 | 8.1847 | 8.1847 | 8.1847 | 8.1847 | 0 | 0 | 0
F8_Industrial_Other Industrial_Existing_Process_Natural Gas_Gas Boiler - Stack Economizer_A_Achievable Economic UCT Potential | F8 | Industrial | Other Industrial | Existing | Process | Natural Gas | Gas Boiler - Stack Economizer | A | Cumulative Summer Peak Savings (MW) | Achievable Economic UCT Potential | 0 | 0 | 0 | 0 | 0 | 0 | 0 | 0 | 0 | 0 | 0 | 0 | 0 | 0 | 0 | 0 | 0 | 0 | 0 | 0 | 0 | 0 | 0 | 0 | 0 | 0 | 0 | 0 | 0 | 0 | 0
F9_Industrial_Other Industrial_Existing_Process_Natural Gas_Gas Boiler - Stack Economizer_A_Achievable Economic UCT Potential | F9 | Industrial | Other Industrial | Existing | Process | Natural Gas | Gas Boiler - Stack Economizer | A | Cumulative Winter Peak Savings (MW) | Achievable Economic UCT Potential | 0 | 0 | 0 | 0 | 0 | 0 | 0 | 0 | 0 | 0 | 0 | 0 | 0 | 0 | 0 | 0 | 0 | 0 | 0 | 0 | 0 | 0 | 0 | 0 | 0 | 0 | 0 | 0 | 0 | 0 | 0
F10_Industrial_Other Industrial_Existing_Process_Natural Gas_Gas Boiler - Stack Economizer_A_Achievable Economic UCT Potential | F10 | Industrial | Other Industrial | Existing | Process | Natural Gas | Gas Boiler - Stack Economizer | A | Purchases (Incremental) | Achievable Economic UCT Potential | 0 | 0 | 0 | 0 | 0 | 448.4859 | 448.2397 | 445.5963 | 445.8372 | 446.2058 | 396.4855 | 316.3217 | 252.5435 | 198.8266 | 159.6686 | 126.5167 | 101.2265 | 80.5736 | 63.8839 | 51.1677 | 40.7649 | 0.27697 | 0.098556 | 0.033484 | 0.010884 | 0.0092248 | 0.0092003 | 0.009178 | 0.0091579 | 0.0091402 | 0.0091246
F11_Industrial_Other Industrial_Existing_Process_Natural Gas_Gas Boiler - Stack Economizer_A_Achievable Economic UCT Potential | F11 | Industrial | Other Industrial | Existing | Process | Natural Gas | Gas Boiler - Stack Economizer | A | Purchases (Cumulative) | Achievable Economic UCT Potential | 0 | 0 | 0 | 0 | 0 | 448.4859 | 896.7256 | 1342.3219 | 1788.159 | 2234.3649 | 2630.8504 | 2947.1721 | 3199.7156 | 3398.5422 | 3558.2107 | 3684.7275 | 3785.954 | 3866.5276 | 3930.4115 | 3981.5792 | 4022.3441 | 4022.6211 | 4022.7196 | 4022.7531 | 4022.764 | 4022.7732 | 4022.7824 | 4022.7916 | 4022.8008 | 4022.8099 | 4022.819
F1_Industrial_Other Industrial_Existing_Space Heating_Natural Gas_Gas Furnace Tube Inserts_A_Achievable Economic UCT Potential | F1 | Industrial | Other Industrial | Existing | Space Heating | Natural Gas | Gas Furnace Tube Inserts | A | Integrated Unit Energy Savings (kWh or therms) | Achievable Economic UCT Potential | 0 | 0 | 0 | 0 | 0 | 0.086153 | 0.085315 | 0.084246 | 0.083137 | 0.081995 | 0.080846 | 0.079685 | 0.078557 | 0.077446 | 0.076294 | 0.075233 | 0.074207 | 0.07323 | 0.072298 | 0.071394 | 0.070523 | 0.069657 | 0.068822 | 0.068079 | 0.067375 | 0.066721 | 0.066142 | 0.065598 | 0.069231 | 0.068805 | 0.068405
F2_Industrial_Other Industrial_Existing_Space Heating_Natural Gas_Gas Furnace Tube Inserts_A_Achievable Economic UCT Potential | F2 | Industrial | Other Industrial | Existing | Space Heating | Natural Gas | Gas Furnace Tube Inserts | A | Integrated Unit Summer Peak Savings (kW) | Achievable Economic UCT Potential | 0 | 0 | 0 | 0 | 0 | 0 | 0 | 0 | 0 | 0 | 0 | 0 | 0 | 0 | 0 | 0 | 0 | 0 | 0 | 0 | 0 | 0 | 0 | 0 | 0 | 0 | 0 | 0 | 0 | 0 | 0
F3_Industrial_Other Industrial_Existing_Space Heating_Natural Gas_Gas Furnace Tube Inserts_A_Achievable Economic UCT Potential | F3 | Industrial | Other Industrial | Existing | Space Heating | Natural Gas | Gas Furnace Tube Inserts | A | Integrated Unit Winter Peak Savings (kW) | Achievable Economic UCT Potential | 0 | 0 | 0 | 0 | 0 | 0 | 0 | 0 | 0 | 0 | 0 | 0 | 0 | 0 | 0 | 0 | 0 | 0 | 0 | 0 | 0 | 0 | 0 | 0 | 0 | 0 | 0 | 0 | 0 | 0 | 0
F4_Industrial_Other Industrial_Existing_Space Heating_Natural Gas_Gas Furnace Tube Inserts_A_Achievable Economic UCT Potential | F4 | Industrial | Other Industrial | Existing | Space Heating | Natural Gas | Gas Furnace Tube Inserts | A | Incremental Energy Savings (MWh or mTherms) | Achievable Economic UCT Potential | 0 | 0 | 0 | 0 | 0 | 0 | 0 | 0 | 0 | 0 | 0 | 0 | 0 | 0 | 0 | 0 | 0 | 0 | 0 | 0 | 0 | 0 | 0 | 0 | 0 | 0 | 0 | 0 | 0 | 0 | 0
F5_Industrial_Other Industrial_Existing_Space Heating_Natural Gas_Gas Furnace Tube Inserts_A_Achievable Economic UCT Potential | F5 | Industrial | Other Industrial | Existing | Space Heating | Natural Gas | Gas Furnace Tube Inserts | A | Incremental Summer Peak Savings (MW) | Achievable Economic UCT Potential | 0 | 0 | 0 | 0 | 0 | 0 | 0 | 0 | 0 | 0 | 0 | 0 | 0 | 0 | 0 | 0 | 0 | 0 | 0 | 0 | 0 | 0 | 0 | 0 | 0 | 0 | 0 | 0 | 0 | 0 | 0
F6_Industrial_Other Industrial_Existing_Space Heating_Natural Gas_Gas Furnace Tube Inserts_A_Achievable Economic UCT Potential | F6 | Industrial | Other Industrial | Existing | Space Heating | Natural Gas | Gas Furnace Tube Inserts | A | Incremental Winter Peak Savings (MW) | Achievable Economic UCT Potential | 0 | 0 | 0 | 0 | 0 | 0 | 0 | 0 | 0 | 0 | 0 | 0 | 0 | 0 | 0 | 0 | 0 | 0 | 0 | 0 | 0 | 0 | 0 | 0 | 0 | 0 | 0 | 0 | 0 | 0 | 0
F7_Industrial_Other Industrial_Existing_Space Heating_Natural Gas_Gas Furnace Tube Inserts_A_Achievable Economic UCT Potential | F7 | Industrial | Other Industrial | Existing | Space Heating | Natural Gas | Gas Furnace Tube Inserts | A | Cumulative Energy Savings (MWh or mTherms) | Achievable Economic UCT Potential | 0 | 0 | 0 | 0 | 0 | 0 | 0 | 0 | 0 | 0 | 0 | 0 | 0 | 0 | 0 | 0 | 0 | 0 | 0 | 0 | 0 | 0 | 0 | 0 | 0 | 0 | 0 | 0 | 0 | 0 | 0
F8_Industrial_Other Industrial_Existing_Space Heating_Natural Gas_Gas Furnace Tube Inserts_A_Achievable Economic UCT Potential | F8 | Industrial | Other Industrial | Existing | Space Heating | Natural Gas | Gas Furnace Tube Inserts | A | Cumulative Summer Peak Savings (MW) | Achievable Economic UCT Potential | 0 | 0 | 0 | 0 | 0 | 0 | 0 | 0 | 0 | 0 | 0 | 0 | 0 | 0 | 0 | 0 | 0 | 0 | 0 | 0 | 0 | 0 | 0 | 0 | 0 | 0 | 0 | 0 | 0 | 0 | 0
F9_Industrial_Other Industrial_Existing_Space Heating_Natural Gas_Gas Furnace Tube Inserts_A_Achievable Economic UCT Potential | F9 | Industrial | Other Industrial | Existing | Space Heating | Natural Gas | Gas Furnace Tube Inserts | A | Cumulative Winter Peak Savings (MW) | Achievable Economic UCT Potential | 0 | 0 | 0 | 0 | 0 | 0 | 0 | 0 | 0 | 0 | 0 | 0 | 0 | 0 | 0 | 0 | 0 | 0 | 0 | 0 | 0 | 0 | 0 | 0 | 0 | 0 | 0 | 0 | 0 | 0 | 0
F10_Industrial_Other Industrial_Existing_Space Heating_Natural Gas_Gas Furnace Tube Inserts_A_Achievable Economic UCT Potential | F10 | Industrial | Other Industrial | Existing | Space Heating | Natural Gas | Gas Furnace Tube Inserts | A | Purchases (Incremental) | Achievable Economic UCT Potential | 0 | 0 | 0 | 0 | 0 | 0 | 0 | 0 | 0 | 0 | 0 | 0 | 0 | 0 | 0 | 0 | 0 | 0 | 0 | 0 | 0 | 0 | 0 | 0 | 0 | 0 | 0 | 0 | 0 | 0 | 0
F11_Industrial_Other Industrial_Existing_Space Heating_Natural Gas_Gas Furnace Tube Inserts_A_Achievable Economic UCT Potential | F11 | Industrial | Other Industrial | Existing | Space Heating | Natural Gas | Gas Furnace Tube Inserts | A | Purchases (Cumulative) | Achievable Economic UCT Potential | 0 | 0 | 0 | 0 | 0 | 0 | 0 | 0 | 0 | 0 | 0 | 0 | 0 | 0 | 0 | 0 | 0 | 0 | 0 | 0 | 0 | 0 | 0 | 0 | 0 | 0 | 0 | 0 | 0 | 0 | 0
F1_Industrial_Other Industrial_Existing_Space Heating_Natural Gas_Space Heating - Heat Recovery Ventilator_A_Achievable Economic UCT Potential | F1 | Industrial | Other Industrial | Existing | Space Heating | Natural Gas | Space Heating - Heat Recovery Ventilator | A | Integrated Unit Energy Savings (kWh or therms) | Achievable Economic UCT Potential | 0 | 0 | 0 | 0 | 0 | 0.013191 | 0.013076 | 0.012931 | 0.012763 | 0.012574 | 0.012363 | 0.012138 | 0.011905 | 0.011658 | 0.011412 | 0.011166 | 0.010936 | 0.010717 | 0.010512 | 0.010337 | 0.010175 | 0.010023 | 0.0098953 | 0.0097901 | 0.0096947 | 0.0096246 | 0.0095662 | 0.0095119 | 0 | 0 | 0
F2_Industrial_Other Industrial_Existing_Space Heating_Natural Gas_Space Heating - Heat Recovery Ventilator_A_Achievable Economic UCT Potential | F2 | Industrial | Other Industrial | Existing | Space Heating | Natural Gas | Space Heating - Heat Recovery Ventilator | A | Integrated Unit Summer Peak Savings (kW) | Achievable Economic UCT Potential | 0 | 0 | 0 | 0 | 0 | 0 | 0 | 0 | 0 | 0 | 0 | 0 | 0 | 0 | 0 | 0 | 0 | 0 | 0 | 0 | 0 | 0 | 0 | 0 | 0 | 0 | 0 | 0 | 0 | 0 | 0
F3_Industrial_Other Industrial_Existing_Space Heating_Natural Gas_Space Heating - Heat Recovery Ventilator_A_Achievable Economic UCT Potential | F3 | Industrial | Other Industrial | Existing | Space Heating | Natural Gas | Space Heating - Heat Recovery Ventilator | A | Integrated Unit Winter Peak Savings (kW) | Achievable Economic UCT Potential | 0 | 0 | 0 | 0 | 0 | 0 | 0 | 0 | 0 | 0 | 0 | 0 | 0 | 0 | 0 | 0 | 0 | 0 | 0 | 0 | 0 | 0 | 0 | 0 | 0 | 0 | 0 | 0 | 0 | 0 | 0
F4_Industrial_Other Industrial_Existing_Space Heating_Natural Gas_Space Heating - Heat Recovery Ventilator_A_Achievable Economic UCT Potential | F4 | Industrial | Other Industrial | Existing | Space Heating | Natural Gas | Space Heating - Heat Recovery Ventilator | A | Incremental Energy Savings (MWh or mTherms) | Achievable Economic UCT Potential | 0 | 0 | 0 | 0 | 0 | 0 | 0 | 0 | 0 | 0 | 0 | 0 | 0 | 0 | 0 | 0 | 0 | 0 | 0 | 0 | 0 | 0 | 0 | 0 | 0 | 0 | 0 | 0 | 0 | 0 | 0
F5_Industrial_Other Industrial_Existing_Space Heating_Natural Gas_Space Heating - Heat Recovery Ventilator_A_Achievable Economic UCT Potential | F5 | Industrial | Other Industrial | Existing | Space Heating | Natural Gas | Space Heating - Heat Recovery Ventilator | A | Incremental Summer Peak Savings (MW) | Achievable Economic UCT Potential | 0 | 0 | 0 | 0 | 0 | 0 | 0 | 0 | 0 | 0 | 0 | 0 | 0 | 0 | 0 | 0 | 0 | 0 | 0 | 0 | 0 | 0 | 0 | 0 | 0 | 0 | 0 | 0 | 0 | 0 | 0
F6_Industrial_Other Industrial_Existing_Space Heating_Natural Gas_Space Heating - Heat Recovery Ventilator_A_Achievable Economic UCT Potential | F6 | Industrial | Other Industrial | Existing | Space Heating | Natural Gas | Space Heating - Heat Recovery Ventilator | A | Incremental Winter Peak Savings (MW) | Achievable Economic UCT Potential | 0 | 0 | 0 | 0 | 0 | 0 | 0 | 0 | 0 | 0 | 0 | 0 | 0 | 0 | 0 | 0 | 0 | 0 | 0 | 0 | 0 | 0 | 0 | 0 | 0 | 0 | 0 | 0 | 0 | 0 | 0
F7_Industrial_Other Industrial_Existing_Space Heating_Natural Gas_Space Heating - Heat Recovery Ventilator_A_Achievable Economic UCT Potential | F7 | Industrial | Other Industrial | Existing | Space Heating | Natural Gas | Space Heating - Heat Recovery Ventilator | A | Cumulative Energy Savings (MWh or mTherms) | Achievable Economic UCT Potential | 0 | 0 | 0 | 0 | 0 | 0 | 0 | 0 | 0 | 0 | 0 | 0 | 0 | 0 | 0 | 0 | 0 | 0 | 0 | 0 | 0 | 0 | 0 | 0 | 0 | 0 | 0 | 0 | 0 | 0 | 0
F8_Industrial_Other Industrial_Existing_Space Heating_Natural Gas_Space Heating - Heat Recovery Ventilator_A_Achievable Economic UCT Potential | F8 | Industrial | Other Industrial | Existing | Space Heating | Natural Gas | Space Heating - Heat Recovery Ventilator | A | Cumulative Summer Peak Savings (MW) | Achievable Economic UCT Potential | 0 | 0 | 0 | 0 | 0 | 0 | 0 | 0 | 0 | 0 | 0 | 0 | 0 | 0 | 0 | 0 | 0 | 0 | 0 | 0 | 0 | 0 | 0 | 0 | 0 | 0 | 0 | 0 | 0 | 0 | 0
F9_Industrial_Other Industrial_Existing_Space Heating_Natural Gas_Space Heating - Heat Recovery Ventilator_A_Achievable Economic UCT Potential | F9 | Industrial | Other Industrial | Existing | Space Heating | Natural Gas | Space Heating - Heat Recovery Ventilator | A | Cumulative Winter Peak Savings (MW) | Achievable Economic UCT Potential | 0 | 0 | 0 | 0 | 0 | 0 | 0 | 0 | 0 | 0 | 0 | 0 | 0 | 0 | 0 | 0 | 0 | 0 | 0 | 0 | 0 | 0 | 0 | 0 | 0 | 0 | 0 | 0 | 0 | 0 | 0
F10_Industrial_Other Industrial_Existing_Space Heating_Natural Gas_Space Heating - Heat Recovery Ventilator_A_Achievable Economic UCT Potential | F10 | Industrial | Other Industrial | Existing | Space Heating | Natural Gas | Space Heating - Heat Recovery Ventilator | A | Purchases (Incremental) | Achievable Economic UCT Potential | 0 | 0 | 0 | 0 | 0 | 0 | 0 | 0 | 0 | 0 | 0 | 0 | 0 | 0 | 0 | 0 | 0 | 0 | 0 | 0 | 0 | 0 | 0 | 0 | 0 | 0 | 0 | 0 | 0 | 0 | 0
F11_Industrial_Other Industrial_Existing_Space Heating_Natural Gas_Space Heating - Heat Recovery Ventilator_A_Achievable Economic UCT Potential | F11 | Industrial | Other Industrial | Existing | Space Heating | Natural Gas | Space Heating - Heat Recovery Ventilator | A | Purchases (Cumulative) | Achievable Economic UCT Potential | 0 | 0 | 0 | 0 | 0 | 0 | 0 | 0 | 0 | 0 | 0 | 0 | 0 | 0 | 0 | 0 | 0 | 0 | 0 | 0 | 0 | 0 | 0 | 0 | 0 | 0 | 0 | 0 | 0 | 0 | 0
F1_Industrial_Other Industrial_Existing_Space Heating_Natural Gas_Thermostat - Programmable_A_Achievable Economic UCT Potential | F1 | Industrial | Other Industrial | Existing | Space Heating | Natural Gas | Thermostat - Programmable | A | Integrated Unit Energy Savings (kWh or therms) | Achievable Economic UCT Potential | 0 | 0 | 0 | 0 | 0 | 0.0065529 | 0.006496 | 0.0064238 | 0.0063407 | 0.0062466 | 0.0061416 | 0.0060302 | 0.0059145 | 0.0057914 | 0.0056694 | 0.0055473 | 0.0054328 | 0.0053243 | 0.0052224 | 0.0051355 | 0.0050547 | 0.0049793 | 0.0049158 | 0.0048636 | 0.0048162 | 0.0047813 | 0.0047524 | 0.0047254 | 0 | 0 | 0
F2_Industrial_Other Industrial_Existing_Space Heating_Natural Gas_Thermostat - Programmable_A_Achievable Economic UCT Potential | F2 | Industrial | Other Industrial | Existing | Space Heating | Natural Gas | Thermostat - Programmable | A | Integrated Unit Summer Peak Savings (kW) | Achievable Economic UCT Potential | 0 | 0 | 0 | 0 | 0 | 0 | 0 | 0 | 0 | 0 | 0 | 0 | 0 | 0 | 0 | 0 | 0 | 0 | 0 | 0 | 0 | 0 | 0 | 0 | 0 | 0 | 0 | 0 | 0 | 0 | 0
F3_Industrial_Other Industrial_Existing_Space Heating_Natural Gas_Thermostat - Programmable_A_Achievable Economic UCT Potential | F3 | Industrial | Other Industrial | Existing | Space Heating | Natural Gas | Thermostat - Programmable | A | Integrated Unit Winter Peak Savings (kW) | Achievable Economic UCT Potential | 0 | 0 | 0 | 0 | 0 | 0 | 0 | 0 | 0 | 0 | 0 | 0 | 0 | 0 | 0 | 0 | 0 | 0 | 0 | 0 | 0 | 0 | 0 | 0 | 0 | 0 | 0 | 0 | 0 | 0 | 0
F4_Industrial_Other Industrial_Existing_Space Heating_Natural Gas_Thermostat - Programmable_A_Achievable Economic UCT Potential | F4 | Industrial | Other Industrial | Existing | Space Heating | Natural Gas | Thermostat - Programmable | A | Incremental Energy Savings (MWh or mTherms) | Achievable Economic UCT Potential | 0 | 0 | 0 | 0 | 0 | 0 | 0 | 0 | 0 | 0 | 0 | 0 | 0 | 0 | 0 | 0 | 0 | 0 | 0 | 0 | 0 | 0 | 0 | 0 | 0 | 0 | 0 | 0 | 0 | 0 | 0
F5_Industrial_Other Industrial_Existing_Space Heating_Natural Gas_Thermostat - Programmable_A_Achievable Economic UCT Potential | F5 | Industrial | Other Industrial | Existing | Space Heating | Natural Gas | Thermostat - Programmable | A | Incremental Summer Peak Savings (MW) | Achievable Economic UCT Potential | 0 | 0 | 0 | 0 | 0 | 0 | 0 | 0 | 0 | 0 | 0 | 0 | 0 | 0 | 0 | 0 | 0 | 0 | 0 | 0 | 0 | 0 | 0 | 0 | 0 | 0 | 0 | 0 | 0 | 0 | 0
F6_Industrial_Other Industrial_Existing_Space Heating_Natural Gas_Thermostat - Programmable_A_Achievable Economic UCT Potential | F6 | Industrial | Other Industrial | Existing | Space Heating | Natural Gas | Thermostat - Programmable | A | Incremental Winter Peak Savings (MW) | Achievable Economic UCT Potential | 0 | 0 | 0 | 0 | 0 | 0 | 0 | 0 | 0 | 0 | 0 | 0 | 0 | 0 | 0 | 0 | 0 | 0 | 0 | 0 | 0 | 0 | 0 | 0 | 0 | 0 | 0 | 0 | 0 | 0 | 0
F7_Industrial_Other Industrial_Existing_Space Heating_Natural Gas_Thermostat - Programmable_A_Achievable Economic UCT Potential | F7 | Industrial | Other Industrial | Existing | Space Heating | Natural Gas | Thermostat - Programmable | A | Cumulative Energy Savings (MWh or mTherms) | Achievable Economic UCT Potential | 0 | 0 | 0 | 0 | 0 | 0 | 0 | 0 | 0 | 0 | 0 | 0 | 0 | 0 | 0 | 0 | 0 | 0 | 0 | 0 | 0 | 0 | 0 | 0 | 0 | 0 | 0 | 0 | 0 | 0 | 0
F8_Industrial_Other Industrial_Existing_Space Heating_Natural Gas_Thermostat - Programmable_A_Achievable Economic UCT Potential | F8 | Industrial | Other Industrial | Existing | Space Heating | Natural Gas | Thermostat - Programmable | A | Cumulative Summer Peak Savings (MW) | Achievable Economic UCT Potential | 0 | 0 | 0 | 0 | 0 | 0 | 0 | 0 | 0 | 0 | 0 | 0 | 0 | 0 | 0 | 0 | 0 | 0 | 0 | 0 | 0 | 0 | 0 | 0 | 0 | 0 | 0 | 0 | 0 | 0 | 0
F9_Industrial_Other Industrial_Existing_Space Heating_Natural Gas_Thermostat - Programmable_A_Achievable Economic UCT Potential | F9 | Industrial | Other Industrial | Existing | Space Heating | Natural Gas | Thermostat - Programmable | A | Cumulative Winter Peak Savings (MW) | Achievable Economic UCT Potential | 0 | 0 | 0 | 0 | 0 | 0 | 0 | 0 | 0 | 0 | 0 | 0 | 0 | 0 | 0 | 0 | 0 | 0 | 0 | 0 | 0 | 0 | 0 | 0 | 0 | 0 | 0 | 0 | 0 | 0 | 0
F10_Industrial_Other Industrial_Existing_Space Heating_Natural Gas_Thermostat - Programmable_A_Achievable Economic UCT Potential | F10 | Industrial | Other Industrial | Existing | Space Heating | Natural Gas | Thermostat - Programmable | A | Purchases (Incremental) | Achievable Economic UCT Potential | 0 | 0 | 0 | 0 | 0 | 0 | 0 | 0 | 0 | 0 | 0 | 0 | 0 | 0 | 0 | 0 | 0 | 0 | 0 | 0 | 0 | 0 | 0 | 0 | 0 | 0 | 0 | 0 | 0 | 0 | 0
F11_Industrial_Other Industrial_Existing_Space Heating_Natural Gas_Thermostat - Programmable_A_Achievable Economic UCT Potential | F11 | Industrial | Other Industrial | Existing | Space Heating | Natural Gas | Thermostat - Programmable | A | Purchases (Cumulative) | Achievable Economic UCT Potential | 0 | 0 | 0 | 0 | 0 | 0 | 0 | 0 | 0 | 0 | 0 | 0 | 0 | 0 | 0 | 0 | 0 | 0 | 0 | 0 | 0 | 0 | 0 | 0 | 0 | 0 | 0 | 0 | 0 | 0 | 0
F1_Industrial_Other Industrial_Existing_Space Heating_Natural Gas_ENERGY STAR Connected Thermostat_A_Achievable Economic UCT Potential | F1 | Industrial | Other Industrial | Existing | Space Heating | Natural Gas | ENERGY STAR Connected Thermostat | A | Integrated Unit Energy Savings (kWh or therms) | Achievable Economic UCT Potential | 0 | 0 | 0 | 0 | 0 | 0.015425 | 0.015291 | 0.015121 | 0.014925 | 0.014702 | 0.014453 | 0.014189 | 0.013914 | 0.013622 | 0.013331 | 0.01304 | 0.012767 | 0.012508 | 0.012264 | 0.012057 | 0.011865 | 0.011686 | 0.011535 | 0.011412 | 0.0113 | 0.011218 | 0.01115 | 0.011087 | 0 | 0 | 0
F2_Industrial_Other Industrial_Existing_Space Heating_Natural Gas_ENERGY STAR Connected Thermostat_A_Achievable Economic UCT Potential | F2 | Industrial | Other Industrial | Existing | Space Heating | Natural Gas | ENERGY STAR Connected Thermostat | A | Integrated Unit Summer Peak Savings (kW) | Achievable Economic UCT Potential | 0 | 0 | 0 | 0 | 0 | 0 | 0 | 0 | 0 | 0 | 0 | 0 | 0 | 0 | 0 | 0 | 0 | 0 | 0 | 0 | 0 | 0 | 0 | 0 | 0 | 0 | 0 | 0 | 0 | 0 | 0
F3_Industrial_Other Industrial_Existing_Space Heating_Natural Gas_ENERGY STAR Connected Thermostat_A_Achievable Economic UCT Potential | F3 | Industrial | Other Industrial | Existing | Space Heating | Natural Gas | ENERGY STAR Connected Thermostat | A | Integrated Unit Winter Peak Savings (kW) | Achievable Economic UCT Potential | 0 | 0 | 0 | 0 | 0 | 0 | 0 | 0 | 0 | 0 | 0 | 0 | 0 | 0 | 0 | 0 | 0 | 0 | 0 | 0 | 0 | 0 | 0 | 0 | 0 | 0 | 0 | 0 | 0 | 0 | 0
F4_Industrial_Other Industrial_Existing_Space Heating_Natural Gas_ENERGY STAR Connected Thermostat_A_Achievable Economic UCT Potential | F4 | Industrial | Other Industrial | Existing | Space Heating | Natural Gas | ENERGY STAR Connected Thermostat | A | Incremental Energy Savings (MWh or mTherms) | Achievable Economic UCT Potential | 0 | 0 | 0 | 0 | 0 | 0 | 0 | 0 | 0 | 0 | 0 | 0 | 0 | 0 | 0 | 0 | 0 | 0 | 0 | 0 | 0 | 0 | 0 | 0 | 0 | 0 | 0 | 0 | 0 | 0 | 0
F5_Industrial_Other Industrial_Existing_Space Heating_Natural Gas_ENERGY STAR Connected Thermostat_A_Achievable Economic UCT Potential | F5 | Industrial | Other Industrial | Existing | Space Heating | Natural Gas | ENERGY STAR Connected Thermostat | A | Incremental Summer Peak Savings (MW) | Achievable Economic UCT Potential | 0 | 0 | 0 | 0 | 0 | 0 | 0 | 0 | 0 | 0 | 0 | 0 | 0 | 0 | 0 | 0 | 0 | 0 | 0 | 0 | 0 | 0 | 0 | 0 | 0 | 0 | 0 | 0 | 0 | 0 | 0
F6_Industrial_Other Industrial_Existing_Space Heating_Natural Gas_ENERGY STAR Connected Thermostat_A_Achievable Economic UCT Potential | F6 | Industrial | Other Industrial | Existing | Space Heating | Natural Gas | ENERGY STAR Connected Thermostat | A | Incremental Winter Peak Savings (MW) | Achievable Economic UCT Potential | 0 | 0 | 0 | 0 | 0 | 0 | 0 | 0 | 0 | 0 | 0 | 0 | 0 | 0 | 0 | 0 | 0 | 0 | 0 | 0 | 0 | 0 | 0 | 0 | 0 | 0 | 0 | 0 | 0 | 0 | 0
F7_Industrial_Other Industrial_Existing_Space Heating_Natural Gas_ENERGY STAR Connected Thermostat_A_Achievable Economic UCT Potential | F7 | Industrial | Other Industrial | Existing | Space Heating | Natural Gas | ENERGY STAR Connected Thermostat | A | Cumulative Energy Savings (MWh or mTherms) | Achievable Economic UCT Potential | 0 | 0 | 0 | 0 | 0 | 0 | 0 | 0 | 0 | 0 | 0 | 0 | 0 | 0 | 0 | 0 | 0 | 0 | 0 | 0 | 0 | 0 | 0 | 0 | 0 | 0 | 0 | 0 | 0 | 0 | 0
F8_Industrial_Other Industrial_Existing_Space Heating_Natural Gas_ENERGY STAR Connected Thermostat_A_Achievable Economic UCT Potential | F8 | Industrial | Other Industrial | Existing | Space Heating | Natural Gas | ENERGY STAR Connected Thermostat | A | Cumulative Summer Peak Savings (MW) | Achievable Economic UCT Potential | 0 | 0 | 0 | 0 | 0 | 0 | 0 | 0 | 0 | 0 | 0 | 0 | 0 | 0 | 0 | 0 | 0 | 0 | 0 | 0 | 0 | 0 | 0 | 0 | 0 | 0 | 0 | 0 | 0 | 0 | 0
F9_Industrial_Other Industrial_Existing_Space Heating_Natural Gas_ENERGY STAR Connected Thermostat_A_Achievable Economic UCT Potential | F9 | Industrial | Other Industrial | Existing | Space Heating | Natural Gas | ENERGY STAR Connected Thermostat | A | Cumulative Winter Peak Savings (MW) | Achievable Economic UCT Potential | 0 | 0 | 0 | 0 | 0 | 0 | 0 | 0 | 0 | 0 | 0 | 0 | 0 | 0 | 0 | 0 | 0 | 0 | 0 | 0 | 0 | 0 | 0 | 0 | 0 | 0 | 0 | 0 | 0 | 0 | 0
F10_Industrial_Other Industrial_Existing_Space Heating_Natural Gas_ENERGY STAR Connected Thermostat_A_Achievable Economic UCT Potential | F10 | Industrial | Other Industrial | Existing | Space Heating | Natural Gas | ENERGY STAR Connected Thermostat | A | Purchases (Incremental) | Achievable Economic UCT Potential | 0 | 0 | 0 | 0 | 0 | 0 | 0 | 0 | 0 | 0 | 0 | 0 | 0 | 0 | 0 | 0 | 0 | 0 | 0 | 0 | 0 | 0 | 0 | 0 | 0 | 0 | 0 | 0 | 0 | 0 | 0
F11_Industrial_Other Industrial_Existing_Space Heating_Natural Gas_ENERGY STAR Connected Thermostat_A_Achievable Economic UCT Potential | F11 | Industrial | Other Industrial | Existing | Space Heating | Natural Gas | ENERGY STAR Connected Thermostat | A | Purchases (Cumulative) | Achievable Economic UCT Potential | 0 | 0 | 0 | 0 | 0 | 0 | 0 | 0 | 0 | 0 | 0 | 0 | 0 | 0 | 0 | 0 | 0 | 0 | 0 | 0 | 0 | 0 | 0 | 0 | 0 | 0 | 0 | 0 | 0 | 0 | 0
F1_Industrial_Other Industrial_Existing_Space Heating_Natural Gas_Destratification Fans (HVLS)_A_Achievable Economic UCT Potential | F1 | Industrial | Other Industrial | Existing | Space Heating | Natural Gas | Destratification Fans (HVLS) | A | Integrated Unit Energy Savings (kWh or therms) | Achievable Economic UCT Potential | 0 | 0 | 0 | 0 | 0 | 0.015426 | 0.015292 | 0.015122 | 0.014926 | 0.014705 | 0.014457 | 0.014195 | 0.013923 | 0.013633 | 0.013346 | 0.013058 | 0.012789 | 0.012533 | 0.012294 | 0.012089 | 0.011899 | 0.011721 | 0.011572 | 0.011449 | 0.011337 | 0.011255 | 0.011187 | 0.011124 | 0 | 0 | 0
F2_Industrial_Other Industrial_Existing_Space Heating_Natural Gas_Destratification Fans (HVLS)_A_Achievable Economic UCT Potential | F2 | Industrial | Other Industrial | Existing | Space Heating | Natural Gas | Destratification Fans (HVLS) | A | Integrated Unit Summer Peak Savings (kW) | Achievable Economic UCT Potential | 0 | 0 | 0 | 0 | 0 | 0 | 0 | 0 | 0 | 0 | 0 | 0 | 0 | 0 | 0 | 0 | 0 | 0 | 0 | 0 | 0 | 0 | 0 | 0 | 0 | 0 | 0 | 0 | 0 | 0 | 0
F3_Industrial_Other Industrial_Existing_Space Heating_Natural Gas_Destratification Fans (HVLS)_A_Achievable Economic UCT Potential | F3 | Industrial | Other Industrial | Existing | Space Heating | Natural Gas | Destratification Fans (HVLS) | A | Integrated Unit Winter Peak Savings (kW) | Achievable Economic UCT Potential | 0 | 0 | 0 | 0 | 0 | 0 | 0 | 0 | 0 | 0 | 0 | 0 | 0 | 0 | 0 | 0 | 0 | 0 | 0 | 0 | 0 | 0 | 0 | 0 | 0 | 0 | 0 | 0 | 0 | 0 | 0
F4_Industrial_Other Industrial_Existing_Space Heating_Natural Gas_Destratification Fans (HVLS)_A_Achievable Economic UCT Potential | F4 | Industrial | Other Industrial | Existing | Space Heating | Natural Gas | Destratification Fans (HVLS) | A | Incremental Energy Savings (MWh or mTherms) | Achievable Economic UCT Potential | 0 | 0 | 0 | 0 | 0 | 0 | 0 | 0 | 0 | 0 | 0 | 0 | 0 | 0 | 0 | 0 | 0 | 0 | 0 | 0 | 0 | 0 | 0 | 0 | 0 | 0 | 0 | 0 | 0 | 0 | 0
F5_Industrial_Other Industrial_Existing_Space Heating_Natural Gas_Destratification Fans (HVLS)_A_Achievable Economic UCT Potential | F5 | Industrial | Other Industrial | Existing | Space Heating | Natural Gas | Destratification Fans (HVLS) | A | Incremental Summer Peak Savings (MW) | Achievable Economic UCT Potential | 0 | 0 | 0 | 0 | 0 | 0 | 0 | 0 | 0 | 0 | 0 | 0 | 0 | 0 | 0 | 0 | 0 | 0 | 0 | 0 | 0 | 0 | 0 | 0 | 0 | 0 | 0 | 0 | 0 | 0 | 0
F6_Industrial_Other Industrial_Existing_Space Heating_Natural Gas_Destratification Fans (HVLS)_A_Achievable Economic UCT Potential | F6 | Industrial | Other Industrial | Existing | Space Heating | Natural Gas | Destratification Fans (HVLS) | A | Incremental Winter Peak Savings (MW) | Achievable Economic UCT Potential | 0 | 0 | 0 | 0 | 0 | 0 | 0 | 0 | 0 | 0 | 0 | 0 | 0 | 0 | 0 | 0 | 0 | 0 | 0 | 0 | 0 | 0 | 0 | 0 | 0 | 0 | 0 | 0 | 0 | 0 | 0
F7_Industrial_Other Industrial_Existing_Space Heating_Natural Gas_Destratification Fans (HVLS)_A_Achievable Economic UCT Potential | F7 | Industrial | Other Industrial | Existing | Space Heating | Natural Gas | Destratification Fans (HVLS) | A | Cumulative Energy Savings (MWh or mTherms) | Achievable Economic UCT Potential | 0 | 0 | 0 | 0 | 0 | 0 | 0 | 0 | 0 | 0 | 0 | 0 | 0 | 0 | 0 | 0 | 0 | 0 | 0 | 0 | 0 | 0 | 0 | 0 | 0 | 0 | 0 | 0 | 0 | 0 | 0
F8_Industrial_Other Industrial_Existing_Space Heating_Natural Gas_Destratification Fans (HVLS)_A_Achievable Economic UCT Potential | F8 | Industrial | Other Industrial | Existing | Space Heating | Natural Gas | Destratification Fans (HVLS) | A | Cumulative Summer Peak Savings (MW) | Achievable Economic UCT Potential | 0 | 0 | 0 | 0 | 0 | 0 | 0 | 0 | 0 | 0 | 0 | 0 | 0 | 0 | 0 | 0 | 0 | 0 | 0 | 0 | 0 | 0 | 0 | 0 | 0 | 0 | 0 | 0 | 0 | 0 | 0
F9_Industrial_Other Industrial_Existing_Space Heating_Natural Gas_Destratification Fans (HVLS)_A_Achievable Economic UCT Potential | F9 | Industrial | Other Industrial | Existing | Space Heating | Natural Gas | Destratification Fans (HVLS) | A | Cumulative Winter Peak Savings (MW) | Achievable Economic UCT Potential | 0 | 0 | 0 | 0 | 0 | 0 | 0 | 0 | 0 | 0 | 0 | 0 | 0 | 0 | 0 | 0 | 0 | 0 | 0 | 0 | 0 | 0 | 0 | 0 | 0 | 0 | 0 | 0 | 0 | 0 | 0
F10_Industrial_Other Industrial_Existing_Space Heating_Natural Gas_Destratification Fans (HVLS)_A_Achievable Economic UCT Potential | F10 | Industrial | Other Industrial | Existing | Space Heating | Natural Gas | Destratification Fans (HVLS) | A | Purchases (Incremental) | Achievable Economic UCT Potential | 0 | 0 | 0 | 0 | 0 | 0 | 0 | 0 | 0 | 0 | 0 | 0 | 0 | 0 | 0 | 0 | 0 | 0 | 0 | 0 | 0 | 0 | 0 | 0 | 0 | 0 | 0 | 0 | 0 | 0 | 0
F11_Industrial_Other Industrial_Existing_Space Heating_Natural Gas_Destratification Fans (HVLS)_A_Achievable Economic UCT Potential | F11 | Industrial | Other Industrial | Existing | Space Heating | Natural Gas | Destratification Fans (HVLS) | A | Purchases (Cumulative) | Achievable Economic UCT Potential | 0 | 0 | 0 | 0 | 0 | 0 | 0 | 0 | 0 | 0 | 0 | 0 | 0 | 0 | 0 | 0 | 0 | 0 | 0 | 0 | 0 | 0 | 0 | 0 | 0 | 0 | 0 | 0 | 0 | 0 | 0
F1_Industrial_Other Industrial_Existing_Space Heating_Natural Gas_Gas Boiler - Insulate Steam Lines/Condensate Tank_A_Achievable Economic UCT Potential | F1 | Industrial | Other Industrial | Existing | Space Heating | Natural Gas | Gas Boiler - Insulate Steam Lines/Condensate Tank | A | Integrated Unit Energy Savings (kWh or therms) | Achievable Economic UCT Potential | 0 | 0 | 0 | 0 | 0 | 21.8186 | 21.6191 | 21.4106 | 21.1895 | 20.9536 | 20.7016 | 20.4358 | 20.1531 | 19.8443 | 19.5177 | 19.1829 | 18.8511 | 18.5215 | 18.1994 | 17.9094 | 17.6363 | 17.3756 | 17.1479 | 16.9533 | 16.7704 | 16.6332 | 16.5188 | 16.4135 | 18.8794 | 18.8018 | 18.731
F2_Industrial_Other Industrial_Existing_Space Heating_Natural Gas_Gas Boiler - Insulate Steam Lines/Condensate Tank_A_Achievable Economic UCT Potential | F2 | Industrial | Other Industrial | Existing | Space Heating | Natural Gas | Gas Boiler - Insulate Steam Lines/Condensate Tank | A | Integrated Unit Summer Peak Savings (kW) | Achievable Economic UCT Potential | 0 | 0 | 0 | 0 | 0 | 0 | 0 | 0 | 0 | 0 | 0 | 0 | 0 | 0 | 0 | 0 | 0 | 0 | 0 | 0 | 0 | 0 | 0 | 0 | 0 | 0 | 0 | 0 | 0 | 0 | 0
F3_Industrial_Other Industrial_Existing_Space Heating_Natural Gas_Gas Boiler - Insulate Steam Lines/Condensate Tank_A_Achievable Economic UCT Potential | F3 | Industrial | Other Industrial | Existing | Space Heating | Natural Gas | Gas Boiler - Insulate Steam Lines/Condensate Tank | A | Integrated Unit Winter Peak Savings (kW) | Achievable Economic UCT Potential | 0 | 0 | 0 | 0 | 0 | 0 | 0 | 0 | 0 | 0 | 0 | 0 | 0 | 0 | 0 | 0 | 0 | 0 | 0 | 0 | 0 | 0 | 0 | 0 | 0 | 0 | 0 | 0 | 0 | 0 | 0
F4_Industrial_Other Industrial_Existing_Space Heating_Natural Gas_Gas Boiler - Insulate Steam Lines/Condensate Tank_A_Achievable Economic UCT Potential | F4 | Industrial | Other Industrial | Existing | Space Heating | Natural Gas | Gas Boiler - Insulate Steam Lines/Condensate Tank | A | Incremental Energy Savings (MWh or mTherms) | Achievable Economic UCT Potential | 0 | 0 | 0 | 0 | 0 | 0.038618 | 0.038244 | 0.037652 | 0.037283 | 0.036899 | 0.035992 | 0.035433 | 0.034872 | 0.033792 | 0.033363 | 0.032478 | 0.03192 | 0.031204 | 0.030388 | 0.029939 | 0.029361 | 0.028814 | 0.028333 | 0.027916 | 0.027528 | 0 | 0 | 0 | 0 | 0 | 0
F5_Industrial_Other Industrial_Existing_Space Heating_Natural Gas_Gas Boiler - Insulate Steam Lines/Condensate Tank_A_Achievable Economic UCT Potential | F5 | Industrial | Other Industrial | Existing | Space Heating | Natural Gas | Gas Boiler - Insulate Steam Lines/Condensate Tank | A | Incremental Summer Peak Savings (MW) | Achievable Economic UCT Potential | 0 | 0 | 0 | 0 | 0 | 0 | 0 | 0 | 0 | 0 | 0 | 0 | 0 | 0 | 0 | 0 | 0 | 0 | 0 | 0 | 0 | 0 | 0 | 0 | 0 | 0 | 0 | 0 | 0 | 0 | 0
F6_Industrial_Other Industrial_Existing_Space Heating_Natural Gas_Gas Boiler - Insulate Steam Lines/Condensate Tank_A_Achievable Economic UCT Potential | F6 | Industrial | Other Industrial | Existing | Space Heating | Natural Gas | Gas Boiler - Insulate Steam Lines/Condensate Tank | A | Incremental Winter Peak Savings (MW) | Achievable Economic UCT Potential | 0 | 0 | 0 | 0 | 0 | 0 | 0 | 0 | 0 | 0 | 0 | 0 | 0 | 0 | 0 | 0 | 0 | 0 | 0 | 0 | 0 | 0 | 0 | 0 | 0 | 0 | 0 | 0 | 0 | 0 | 0
F7_Industrial_Other Industrial_Existing_Space Heating_Natural Gas_Gas Boiler - Insulate Steam Lines/Condensate Tank_A_Achievable Economic UCT Potential | F7 | Industrial | Other Industrial | Existing | Space Heating | Natural Gas | Gas Boiler - Insulate Steam Lines/Condensate Tank | A | Cumulative Energy Savings (MWh or mTherms) | Achievable Economic UCT Potential | 0 | 0 | 0 | 0 | 0 | 0.038618 | 0.07651 | 0.11342 | 0.14954 | 0.18477 | 0.21854 | 0.25117 | 0.28256 | 0.31203 | 0.34026 | 0.36689 | 0.39247 | 0.41681 | 0.43995 | 0.46288 | 0.48518 | 0.50683 | 0.52852 | 0.55044 | 0.57203 | 0.56735 | 0.56344 | 0.55985 | 0 | 0 | 0
F8_Industrial_Other Industrial_Existing_Space Heating_Natural Gas_Gas Boiler - Insulate Steam Lines/Condensate Tank_A_Achievable Economic UCT Potential | F8 | Industrial | Other Industrial | Existing | Space Heating | Natural Gas | Gas Boiler - Insulate Steam Lines/Condensate Tank | A | Cumulative Summer Peak Savings (MW) | Achievable Economic UCT Potential | 0 | 0 | 0 | 0 | 0 | 0 | 0 | 0 | 0 | 0 | 0 | 0 | 0 | 0 | 0 | 0 | 0 | 0 | 0 | 0 | 0 | 0 | 0 | 0 | 0 | 0 | 0 | 0 | 0 | 0 | 0
F9_Industrial_Other Industrial_Existing_Space Heating_Natural Gas_Gas Boiler - Insulate Steam Lines/Condensate Tank_A_Achievable Economic UCT Potential | F9 | Industrial | Other Industrial | Existing | Space Heating | Natural Gas | Gas Boiler - Insulate Steam Lines/Condensate Tank | A | Cumulative Winter Peak Savings (MW) | Achievable Economic UCT Potential | 0 | 0 | 0 | 0 | 0 | 0 | 0 | 0 | 0 | 0 | 0 | 0 | 0 | 0 | 0 | 0 | 0 | 0 | 0 | 0 | 0 | 0 | 0 | 0 | 0 | 0 | 0 | 0 | 0 | 0 | 0
F10_Industrial_Other Industrial_Existing_Space Heating_Natural Gas_Gas Boiler - Insulate Steam Lines/Condensate Tank_A_Achievable Economic UCT Potential | F10 | Industrial | Other Industrial | Existing | Space Heating | Natural Gas | Gas Boiler - Insulate Steam Lines/Condensate Tank | A | Purchases (Incremental) | Achievable Economic UCT Potential | 0 | 0 | 0 | 0 | 0 | 1.77 | 1.769 | 1.7586 | 1.7595 | 1.761 | 1.7386 | 1.7339 | 1.7303 | 1.7029 | 1.7094 | 1.6931 | 1.6933 | 1.6848 | 1.6697 | 1.6717 | 1.6648 | 1.6583 | 1.6523 | 1.6467 | 1.6415 | 0 | 0 | 0 | 0 | 0 | 0
F11_Industrial_Other Industrial_Existing_Space Heating_Natural Gas_Gas Boiler - Insulate Steam Lines/Condensate Tank_A_Achievable Economic UCT Potential | F11 | Industrial | Other Industrial | Existing | Space Heating | Natural Gas | Gas Boiler - Insulate Steam Lines/Condensate Tank | A | Purchases (Cumulative) | Achievable Economic UCT Potential | 0 | 0 | 0 | 0 | 0 | 1.77 | 3.539 | 5.2976 | 7.0571 | 8.8181 | 10.5567 | 12.2905 | 14.0209 | 15.7238 | 17.4331 | 19.1262 | 20.8195 | 22.5042 | 24.174 | 25.8457 | 27.5105 | 29.1688 | 30.8211 | 32.4678 | 34.1093 | 34.1093 | 34.1093 | 34.1093 | 34.1093 | 34.1093 | 34.1093
F1_Industrial_Other Industrial_Existing_Process_Natural Gas_Gas Boiler - Insulate Steam Lines/Condensate Tank_A_Achievable Economic UCT Potential | F1 | Industrial | Other Industrial | Existing | Process | Natural Gas | Gas Boiler - Insulate Steam Lines/Condensate Tank | A | Integrated Unit Energy Savings (kWh or therms) | Achievable Economic UCT Potential | 0 | 0 | 0 | 0 | 0 | 16.8075 | 16.7655 | 16.7231 | 16.6808 | 16.6381 | 16.5927 | 16.5505 | 16.5098 | 16.4661 | 16.4314 | 16.3937 | 16.3626 | 16.331 | 16.2987 | 16.2726 | 16.2441 | 16.2166 | 16.1893 | 16.1621 | 16.135 | 16.1329 | 16.1311 | 16.1293 | 16.8499 | 16.8499 | 16.8499
F2_Industrial_Other Industrial_Existing_Process_Natural Gas_Gas Boiler - Insulate Steam Lines/Condensate Tank_A_Achievable Economic UCT Potential | F2 | Industrial | Other Industrial | Existing | Process | Natural Gas | Gas Boiler - Insulate Steam Lines/Condensate Tank | A | Integrated Unit Summer Peak Savings (kW) | Achievable Economic UCT Potential | 0 | 0 | 0 | 0 | 0 | 0 | 0 | 0 | 0 | 0 | 0 | 0 | 0 | 0 | 0 | 0 | 0 | 0 | 0 | 0 | 0 | 0 | 0 | 0 | 0 | 0 | 0 | 0 | 0 | 0 | 0
F3_Industrial_Other Industrial_Existing_Process_Natural Gas_Gas Boiler - Insulate Steam Lines/Condensate Tank_A_Achievable Economic UCT Potential | F3 | Industrial | Other Industrial | Existing | Process | Natural Gas | Gas Boiler - Insulate Steam Lines/Condensate Tank | A | Integrated Unit Winter Peak Savings (kW) | Achievable Economic UCT Potential | 0 | 0 | 0 | 0 | 0 | 0 | 0 | 0 | 0 | 0 | 0 | 0 | 0 | 0 | 0 | 0 | 0 | 0 | 0 | 0 | 0 | 0 | 0 | 0 | 0 | 0 | 0 | 0 | 0 | 0 | 0
F4_Industrial_Other Industrial_Existing_Process_Natural Gas_Gas Boiler - Insulate Steam Lines/Condensate Tank_A_Achievable Economic UCT Potential | F4 | Industrial | Other Industrial | Existing | Process | Natural Gas | Gas Boiler - Insulate Steam Lines/Condensate Tank | A | Incremental Energy Savings (MWh or mTherms) | Achievable Economic UCT Potential | 0 | 0 | 0 | 0 | 0 | 0.43074 | 0.42943 | 0.42581 | 0.42497 | 0.42423 | 0.4177 | 0.4155 | 0.41364 | 0.40599 | 0.40668 | 0.40188 | 0.40117 | 0.39838 | 0.39405 | 0.39388 | 0.39156 | 0.38938 | 0.38731 | 0.38534 | 0.38348 | 0 | 0 | 0 | 0 | 0 | 0
F5_Industrial_Other Industrial_Existing_Process_Natural Gas_Gas Boiler - Insulate Steam Lines/Condensate Tank_A_Achievable Economic UCT Potential | F5 | Industrial | Other Industrial | Existing | Process | Natural Gas | Gas Boiler - Insulate Steam Lines/Condensate Tank | A | Incremental Summer Peak Savings (MW) | Achievable Economic UCT Potential | 0 | 0 | 0 | 0 | 0 | 0 | 0 | 0 | 0 | 0 | 0 | 0 | 0 | 0 | 0 | 0 | 0 | 0 | 0 | 0 | 0 | 0 | 0 | 0 | 0 | 0 | 0 | 0 | 0 | 0 | 0
F6_Industrial_Other Industrial_Existing_Process_Natural Gas_Gas Boiler - Insulate Steam Lines/Condensate Tank_A_Achievable Economic UCT Potential | F6 | Industrial | Other Industrial | Existing | Process | Natural Gas | Gas Boiler - Insulate Steam Lines/Condensate Tank | A | Incremental Winter Peak Savings (MW) | Achievable Economic UCT Potential | 0 | 0 | 0 | 0 | 0 | 0 | 0 | 0 | 0 | 0 | 0 | 0 | 0 | 0 | 0 | 0 | 0 | 0 | 0 | 0 | 0 | 0 | 0 | 0 | 0 | 0 | 0 | 0 | 0 | 0 | 0
F7_Industrial_Other Industrial_Existing_Process_Natural Gas_Gas Boiler - Insulate Steam Lines/Condensate Tank_A_Achievable Economic UCT Potential | F7 | Industrial | Other Industrial | Existing | Process | Natural Gas | Gas Boiler - Insulate Steam Lines/Condensate Tank | A | Cumulative Energy Savings (MWh or mTherms) | Achievable Economic UCT Potential | 0 | 0 | 0 | 0 | 0 | 0.43074 | 0.85909 | 1.2827 | 1.7045 | 2.1243 | 2.5362 | 2.9453 | 3.3517 | 3.7488 | 4.1476 | 4.5399 | 4.9325 | 5.3213 | 5.7049 | 6.0896 | 6.4705 | 6.8489 | 7.2247 | 7.5979 | 7.9687 | 7.9677 | 7.9667 | 7.9659 | 0 | 0 | 0
F8_Industrial_Other Industrial_Existing_Process_Natural Gas_Gas Boiler - Insulate Steam Lines/Condensate Tank_A_Achievable Economic UCT Potential | F8 | Industrial | Other Industrial | Existing | Process | Natural Gas | Gas Boiler - Insulate Steam Lines/Condensate Tank | A | Cumulative Summer Peak Savings (MW) | Achievable Economic UCT Potential | 0 | 0 | 0 | 0 | 0 | 0 | 0 | 0 | 0 | 0 | 0 | 0 | 0 | 0 | 0 | 0 | 0 | 0 | 0 | 0 | 0 | 0 | 0 | 0 | 0 | 0 | 0 | 0 | 0 | 0 | 0
F9_Industrial_Other Industrial_Existing_Process_Natural Gas_Gas Boiler - Insulate Steam Lines/Condensate Tank_A_Achievable Economic UCT Potential | F9 | Industrial | Other Industrial | Existing | Process | Natural Gas | Gas Boiler - Insulate Steam Lines/Condensate Tank | A | Cumulative Winter Peak Savings (MW) | Achievable Economic UCT Potential | 0 | 0 | 0 | 0 | 0 | 0 | 0 | 0 | 0 | 0 | 0 | 0 | 0 | 0 | 0 | 0 | 0 | 0 | 0 | 0 | 0 | 0 | 0 | 0 | 0 | 0 | 0 | 0 | 0 | 0 | 0
F10_Industrial_Other Industrial_Existing_Process_Natural Gas_Gas Boiler - Insulate Steam Lines/Condensate Tank_A_Achievable Economic UCT Potential | F10 | Industrial | Other Industrial | Existing | Process | Natural Gas | Gas Boiler - Insulate Steam Lines/Condensate Tank | A | Purchases (Incremental) | Achievable Economic UCT Potential | 0 | 0 | 0 | 0 | 0 | 25.6279 | 25.6138 | 25.4627 | 25.4765 | 25.4976 | 25.1738 | 25.105 | 25.054 | 24.6562 | 24.7503 | 24.5143 | 24.5175 | 24.3941 | 24.1765 | 24.2051 | 24.105 | 24.0113 | 23.9238 | 23.8425 | 23.7673 | 0 | 0 | 0 | 0 | 0 | 0
F11_Industrial_Other Industrial_Existing_Process_Natural Gas_Gas Boiler - Insulate Steam Lines/Condensate Tank_A_Achievable Economic UCT Potential | F11 | Industrial | Other Industrial | Existing | Process | Natural Gas | Gas Boiler - Insulate Steam Lines/Condensate Tank | A | Purchases (Cumulative) | Achievable Economic UCT Potential | 0 | 0 | 0 | 0 | 0 | 25.6279 | 51.2417 | 76.7044 | 102.1809 | 127.6785 | 152.8522 | 177.9572 | 203.0112 | 227.6674 | 252.4177 | 276.932 | 301.4494 | 325.8435 | 350.02 | 374.2251 | 398.3301 | 422.3413 | 446.2651 | 470.1076 | 493.8749 | 493.8749 | 493.8749 | 493.8749 | 493.8749 | 493.8749 | 493.8749
F1_Industrial_Other Industrial_Existing_Space Heating_Natural Gas_Gas Boiler - Insulate Hot Water Lines_A_Achievable Economic UCT Potential | F1 | Industrial | Other Industrial | Existing | Space Heating | Natural Gas | Gas Boiler - Insulate Hot Water Lines | A | Integrated Unit Energy Savings (kWh or therms) | Achievable Economic UCT Potential | 0 | 0 | 0 | 0 | 0 | 24.6883 | 24.4982 | 24.3025 | 24.0983 | 23.8857 | 23.6679 | 23.4451 | 23.2166 | 22.978 | 22.7219 | 22.4733 | 22.2253 | 21.9817 | 21.7419 | 21.5132 | 21.2928 | 21.0669 | 20.861 | 20.6794 | 20.502 | 20.3435 | 20.2076 | 20.0824 | 21.3396 | 21.252 | 21.1719
F2_Industrial_Other Industrial_Existing_Space Heating_Natural Gas_Gas Boiler - Insulate Hot Water Lines_A_Achievable Economic UCT Potential | F2 | Industrial | Other Industrial | Existing | Space Heating | Natural Gas | Gas Boiler - Insulate Hot Water Lines | A | Integrated Unit Summer Peak Savings (kW) | Achievable Economic UCT Potential | 0 | 0 | 0 | 0 | 0 | 0 | 0 | 0 | 0 | 0 | 0 | 0 | 0 | 0 | 0 | 0 | 0 | 0 | 0 | 0 | 0 | 0 | 0 | 0 | 0 | 0 | 0 | 0 | 0 | 0 | 0
F3_Industrial_Other Industrial_Existing_Space Heating_Natural Gas_Gas Boiler - Insulate Hot Water Lines_A_Achievable Economic UCT Potential | F3 | Industrial | Other Industrial | Existing | Space Heating | Natural Gas | Gas Boiler - Insulate Hot Water Lines | A | Integrated Unit Winter Peak Savings (kW) | Achievable Economic UCT Potential | 0 | 0 | 0 | 0 | 0 | 0 | 0 | 0 | 0 | 0 | 0 | 0 | 0 | 0 | 0 | 0 | 0 | 0 | 0 | 0 | 0 | 0 | 0 | 0 | 0 | 0 | 0 | 0 | 0 | 0 | 0
F4_Industrial_Other Industrial_Existing_Space Heating_Natural Gas_Gas Boiler - Insulate Hot Water Lines_A_Achievable Economic UCT Potential | F4 | Industrial | Other Industrial | Existing | Space Heating | Natural Gas | Gas Boiler - Insulate Hot Water Lines | A | Incremental Energy Savings (MWh or mTherms) | Achievable Economic UCT Potential | 0 | 0 | 0 | 0 | 0 | 0.087395 | 0.086675 | 0.085475 | 0.084803 | 0.084124 | 0.082299 | 0.081301 | 0.080345 | 0.078257 | 0.07768 | 0.076098 | 0.075268 | 0.074068 | 0.072607 | 0.071928 | 0.070897 | 0.069872 | 0.068937 | 0.068104 | 0.067307 | 0 | 0 | 0 | 0 | 0 | 0
F5_Industrial_Other Industrial_Existing_Space Heating_Natural Gas_Gas Boiler - Insulate Hot Water Lines_A_Achievable Economic UCT Potential | F5 | Industrial | Other Industrial | Existing | Space Heating | Natural Gas | Gas Boiler - Insulate Hot Water Lines | A | Incremental Summer Peak Savings (MW) | Achievable Economic UCT Potential | 0 | 0 | 0 | 0 | 0 | 0 | 0 | 0 | 0 | 0 | 0 | 0 | 0 | 0 | 0 | 0 | 0 | 0 | 0 | 0 | 0 | 0 | 0 | 0 | 0 | 0 | 0 | 0 | 0 | 0 | 0
F6_Industrial_Other Industrial_Existing_Space Heating_Natural Gas_Gas Boiler - Insulate Hot Water Lines_A_Achievable Economic UCT Potential | F6 | Industrial | Other Industrial | Existing | Space Heating | Natural Gas | Gas Boiler - Insulate Hot Water Lines | A | Incremental Winter Peak Savings (MW) | Achievable Economic UCT Potential | 0 | 0 | 0 | 0 | 0 | 0 | 0 | 0 | 0 | 0 | 0 | 0 | 0 | 0 | 0 | 0 | 0 | 0 | 0 | 0 | 0 | 0 | 0 | 0 | 0 | 0 | 0 | 0 | 0 | 0 | 0
F7_Industrial_Other Industrial_Existing_Space Heating_Natural Gas_Gas Boiler - Insulate Hot Water Lines_A_Achievable Economic UCT Potential | F7 | Industrial | Other Industrial | Existing | Space Heating | Natural Gas | Gas Boiler - Insulate Hot Water Lines | A | Cumulative Energy Savings (MWh or mTherms) | Achievable Economic UCT Potential | 0 | 0 | 0 | 0 | 0 | 0.087395 | 0.1734 | 0.25749 | 0.34013 | 0.42125 | 0.49971 | 0.57631 | 0.65103 | 0.7226 | 0.79223 | 0.85966 | 0.92544 | 0.98936 | 1.0512 | 1.112 | 1.1716 | 1.229 | 1.2859 | 1.3428 | 1.3986 | 1.3878 | 1.3785 | 1.37 | 0 | 0 | 0
F8_Industrial_Other Industrial_Existing_Space Heating_Natural Gas_Gas Boiler - Insulate Hot Water Lines_A_Achievable Economic UCT Potential | F8 | Industrial | Other Industrial | Existing | Space Heating | Natural Gas | Gas Boiler - Insulate Hot Water Lines | A | Cumulative Summer Peak Savings (MW) | Achievable Economic UCT Potential | 0 | 0 | 0 | 0 | 0 | 0 | 0 | 0 | 0 | 0 | 0 | 0 | 0 | 0 | 0 | 0 | 0 | 0 | 0 | 0 | 0 | 0 | 0 | 0 | 0 | 0 | 0 | 0 | 0 | 0 | 0
F9_Industrial_Other Industrial_Existing_Space Heating_Natural Gas_Gas Boiler - Insulate Hot Water Lines_A_Achievable Economic UCT Potential | F9 | Industrial | Other Industrial | Existing | Space Heating | Natural Gas | Gas Boiler - Insulate Hot Water Lines | A | Cumulative Winter Peak Savings (MW) | Achievable Economic UCT Potential | 0 | 0 | 0 | 0 | 0 | 0 | 0 | 0 | 0 | 0 | 0 | 0 | 0 | 0 | 0 | 0 | 0 | 0 | 0 | 0 | 0 | 0 | 0 | 0 | 0 | 0 | 0 | 0 | 0 | 0 | 0
F10_Industrial_Other Industrial_Existing_Space Heating_Natural Gas_Gas Boiler - Insulate Hot Water Lines_A_Achievable Economic UCT Potential | F10 | Industrial | Other Industrial | Existing | Space Heating | Natural Gas | Gas Boiler - Insulate Hot Water Lines | A | Purchases (Incremental) | Achievable Economic UCT Potential | 0 | 0 | 0 | 0 | 0 | 3.54 | 3.538 | 3.5171 | 3.519 | 3.522 | 3.4772 | 3.4677 | 3.4607 | 3.4057 | 3.4187 | 3.3861 | 3.3866 | 3.3695 | 3.3395 | 3.3434 | 3.3296 | 3.3167 | 3.3046 | 3.2933 | 3.283 | 0 | 0 | 0 | 0 | 0 | 0
F11_Industrial_Other Industrial_Existing_Space Heating_Natural Gas_Gas Boiler - Insulate Hot Water Lines_A_Achievable Economic UCT Potential | F11 | Industrial | Other Industrial | Existing | Space Heating | Natural Gas | Gas Boiler - Insulate Hot Water Lines | A | Purchases (Cumulative) | Achievable Economic UCT Potential | 0 | 0 | 0 | 0 | 0 | 3.54 | 7.078 | 10.5951 | 14.1142 | 17.6361 | 21.1134 | 24.5811 | 28.0418 | 31.4475 | 34.8662 | 38.2524 | 41.639 | 45.0085 | 48.348 | 51.6914 | 55.021 | 58.3377 | 61.6422 | 64.9356 | 68.2185 | 68.2185 | 68.2185 | 68.2185 | 68.2185 | 68.2185 | 68.2185
F1_Industrial_Other Industrial_Existing_Process_Natural Gas_Gas Boiler - Insulate Hot Water Lines_A_Achievable Economic UCT Potential | F1 | Industrial | Other Industrial | Existing | Process | Natural Gas | Gas Boiler - Insulate Hot Water Lines | A | Integrated Unit Energy Savings (kWh or therms) | Achievable Economic UCT Potential | 0 | 0 | 0 | 0 | 0 | 19.0252 | 19.0051 | 18.9846 | 18.964 | 18.9428 | 18.9201 | 18.8998 | 18.8811 | 18.862 | 18.8487 | 18.8354 | 18.827 | 18.8197 | 18.8132 | 18.81 | 18.8061 | 18.8035 | 18.801 | 18.7986 | 18.7963 | 18.7956 | 18.7949 | 18.7943 | 19.0457 | 19.0457 | 19.0457
F2_Industrial_Other Industrial_Existing_Process_Natural Gas_Gas Boiler - Insulate Hot Water Lines_A_Achievable Economic UCT Potential | F2 | Industrial | Other Industrial | Existing | Process | Natural Gas | Gas Boiler - Insulate Hot Water Lines | A | Integrated Unit Summer Peak Savings (kW) | Achievable Economic UCT Potential | 0 | 0 | 0 | 0 | 0 | 0 | 0 | 0 | 0 | 0 | 0 | 0 | 0 | 0 | 0 | 0 | 0 | 0 | 0 | 0 | 0 | 0 | 0 | 0 | 0 | 0 | 0 | 0 | 0 | 0 | 0
F3_Industrial_Other Industrial_Existing_Process_Natural Gas_Gas Boiler - Insulate Hot Water Lines_A_Achievable Economic UCT Potential | F3 | Industrial | Other Industrial | Existing | Process | Natural Gas | Gas Boiler - Insulate Hot Water Lines | A | Integrated Unit Winter Peak Savings (kW) | Achievable Economic UCT Potential | 0 | 0 | 0 | 0 | 0 | 0 | 0 | 0 | 0 | 0 | 0 | 0 | 0 | 0 | 0 | 0 | 0 | 0 | 0 | 0 | 0 | 0 | 0 | 0 | 0 | 0 | 0 | 0 | 0 | 0 | 0
F4_Industrial_Other Industrial_Existing_Process_Natural Gas_Gas Boiler - Insulate Hot Water Lines_A_Achievable Economic UCT Potential | F4 | Industrial | Other Industrial | Existing | Process | Natural Gas | Gas Boiler - Insulate Hot Water Lines | A | Incremental Energy Savings (MWh or mTherms) | Achievable Economic UCT Potential | 0 | 0 | 0 | 0 | 0 | 0.97515 | 0.97358 | 0.9668 | 0.96627 | 0.96599 | 0.95258 | 0.94896 | 0.94609 | 0.93013 | 0.93302 | 0.92347 | 0.92318 | 0.91818 | 0.90967 | 0.91059 | 0.90664 | 0.90299 | 0.89958 | 0.89641 | 0.89347 | 0 | 0 | 0 | 0 | 0 | 0
F5_Industrial_Other Industrial_Existing_Process_Natural Gas_Gas Boiler - Insulate Hot Water Lines_A_Achievable Economic UCT Potential | F5 | Industrial | Other Industrial | Existing | Process | Natural Gas | Gas Boiler - Insulate Hot Water Lines | A | Incremental Summer Peak Savings (MW) | Achievable Economic UCT Potential | 0 | 0 | 0 | 0 | 0 | 0 | 0 | 0 | 0 | 0 | 0 | 0 | 0 | 0 | 0 | 0 | 0 | 0 | 0 | 0 | 0 | 0 | 0 | 0 | 0 | 0 | 0 | 0 | 0 | 0 | 0
F6_Industrial_Other Industrial_Existing_Process_Natural Gas_Gas Boiler - Insulate Hot Water Lines_A_Achievable Economic UCT Potential | F6 | Industrial | Other Industrial | Existing | Process | Natural Gas | Gas Boiler - Insulate Hot Water Lines | A | Incremental Winter Peak Savings (MW) | Achievable Economic UCT Potential | 0 | 0 | 0 | 0 | 0 | 0 | 0 | 0 | 0 | 0 | 0 | 0 | 0 | 0 | 0 | 0 | 0 | 0 | 0 | 0 | 0 | 0 | 0 | 0 | 0 | 0 | 0 | 0 | 0 | 0 | 0
F7_Industrial_Other Industrial_Existing_Process_Natural Gas_Gas Boiler - Insulate Hot Water Lines_A_Achievable Economic UCT Potential | F7 | Industrial | Other Industrial | Existing | Process | Natural Gas | Gas Boiler - Insulate Hot Water Lines | A | Cumulative Energy Savings (MWh or mTherms) | Achievable Economic UCT Potential | 0 | 0 | 0 | 0 | 0 | 0.97515 | 1.9477 | 2.9124 | 3.8755 | 4.8372 | 5.784 | 6.7267 | 7.6662 | 8.5885 | 9.5155 | 10.4323 | 11.3508 | 12.2645 | 13.17 | 14.0783 | 14.9821 | 15.883 | 16.7805 | 17.6748 | 18.5661 | 18.5653 | 18.5647 | 18.5641 | 0 | 0 | 0
F8_Industrial_Other Industrial_Existing_Process_Natural Gas_Gas Boiler - Insulate Hot Water Lines_A_Achievable Economic UCT Potential | F8 | Industrial | Other Industrial | Existing | Process | Natural Gas | Gas Boiler - Insulate Hot Water Lines | A | Cumulative Summer Peak Savings (MW) | Achievable Economic UCT Potential | 0 | 0 | 0 | 0 | 0 | 0 | 0 | 0 | 0 | 0 | 0 | 0 | 0 | 0 | 0 | 0 | 0 | 0 | 0 | 0 | 0 | 0 | 0 | 0 | 0 | 0 | 0 | 0 | 0 | 0 | 0
F9_Industrial_Other Industrial_Existing_Process_Natural Gas_Gas Boiler - Insulate Hot Water Lines_A_Achievable Economic UCT Potential | F9 | Industrial | Other Industrial | Existing | Process | Natural Gas | Gas Boiler - Insulate Hot Water Lines | A | Cumulative Winter Peak Savings (MW) | Achievable Economic UCT Potential | 0 | 0 | 0 | 0 | 0 | 0 | 0 | 0 | 0 | 0 | 0 | 0 | 0 | 0 | 0 | 0 | 0 | 0 | 0 | 0 | 0 | 0 | 0 | 0 | 0 | 0 | 0 | 0 | 0 | 0 | 0
F10_Industrial_Other Industrial_Existing_Process_Natural Gas_Gas Boiler - Insulate Hot Water Lines_A_Achievable Economic UCT Potential | F10 | Industrial | Other Industrial | Existing | Process | Natural Gas | Gas Boiler - Insulate Hot Water Lines | A | Purchases (Incremental) | Achievable Economic UCT Potential | 0 | 0 | 0 | 0 | 0 | 51.2557 | 51.2276 | 50.9255 | 50.953 | 50.9951 | 50.3476 | 50.21 | 50.108 | 49.3123 | 49.5006 | 49.0286 | 49.0349 | 48.7881 | 48.3529 | 48.4102 | 48.21 | 48.0225 | 47.8475 | 47.6849 | 47.5346 | 0 | 0 | 0 | 0 | 0 | 0
F11_Industrial_Other Industrial_Existing_Process_Natural Gas_Gas Boiler - Insulate Hot Water Lines_A_Achievable Economic UCT Potential | F11 | Industrial | Other Industrial | Existing | Process | Natural Gas | Gas Boiler - Insulate Hot Water Lines | A | Purchases (Cumulative) | Achievable Economic UCT Potential | 0 | 0 | 0 | 0 | 0 | 51.2557 | 102.4833 | 153.4088 | 204.3618 | 255.3569 | 305.7045 | 355.9145 | 406.0225 | 455.3348 | 504.8354 | 553.864 | 602.8989 | 651.687 | 700.0399 | 748.4501 | 796.6602 | 844.6827 | 892.5302 | 940.2152 | 987.7497 | 987.7497 | 987.7497 | 987.7497 | 987.7497 | 987.7497 | 987.7497
F1_Industrial_Other Industrial_Existing_Process_Natural Gas_Process - Insulate Heated Process Fluids_A_Achievable Economic UCT Potential | F1 | Industrial | Other Industrial | Existing | Process | Natural Gas | Process - Insulate Heated Process Fluids | A | Integrated Unit Energy Savings (kWh or therms) | Achievable Economic UCT Potential | 0 | 0 | 0 | 0 | 0 | 13.5712 | 13.5336 | 13.4956 | 13.4579 | 13.4197 | 13.3792 | 13.3414 | 13.3049 | 13.2656 | 13.2341 | 13.1998 | 13.1711 | 13.1419 | 13.1119 | 13.0873 | 13.0606 | 13.0347 | 13.0089 | 12.9832 | 12.9577 | 12.9558 | 12.9541 | 12.9525 | 13.6092 | 13.6092 | 13.6092
F2_Industrial_Other Industrial_Existing_Process_Natural Gas_Process - Insulate Heated Process Fluids_A_Achievable Economic UCT Potential | F2 | Industrial | Other Industrial | Existing | Process | Natural Gas | Process - Insulate Heated Process Fluids | A | Integrated Unit Summer Peak Savings (kW) | Achievable Economic UCT Potential | 0 | 0 | 0 | 0 | 0 | 0 | 0 | 0 | 0 | 0 | 0 | 0 | 0 | 0 | 0 | 0 | 0 | 0 | 0 | 0 | 0 | 0 | 0 | 0 | 0 | 0 | 0 | 0 | 0 | 0 | 0
F3_Industrial_Other Industrial_Existing_Process_Natural Gas_Process - Insulate Heated Process Fluids_A_Achievable Economic UCT Potential | F3 | Industrial | Other Industrial | Existing | Process | Natural Gas | Process - Insulate Heated Process Fluids | A | Integrated Unit Winter Peak Savings (kW) | Achievable Economic UCT Potential | 0 | 0 | 0 | 0 | 0 | 0 | 0 | 0 | 0 | 0 | 0 | 0 | 0 | 0 | 0 | 0 | 0 | 0 | 0 | 0 | 0 | 0 | 0 | 0 | 0 | 0 | 0 | 0 | 0 | 0 | 0
F4_Industrial_Other Industrial_Existing_Process_Natural Gas_Process - Insulate Heated Process Fluids_A_Achievable Economic UCT Potential | F4 | Industrial | Other Industrial | Existing | Process | Natural Gas | Process - Insulate Heated Process Fluids | A | Incremental Energy Savings (MWh or mTherms) | Achievable Economic UCT Potential | 0 | 0 | 0 | 0 | 0 | 0.76081 | 0.75829 | 0.7517 | 0.75 | 0.7485 | 0.66308 | 0.52752 | 0.42001 | 0.32969 | 0.26413 | 0.20875 | 0.16666 | 0.13236 | 0.1047 | 0.083706 | 0.066552 | 0.00045127 | 0.00016026 | 5.4342e-05 | 1.763e-05 | 1.4939e-05 | 1.4898e-05 | 1.486e-05 | 1.5579e-05 | 1.5549e-05 | 1.5522e-05
F5_Industrial_Other Industrial_Existing_Process_Natural Gas_Process - Insulate Heated Process Fluids_A_Achievable Economic UCT Potential | F5 | Industrial | Other Industrial | Existing | Process | Natural Gas | Process - Insulate Heated Process Fluids | A | Incremental Summer Peak Savings (MW) | Achievable Economic UCT Potential | 0 | 0 | 0 | 0 | 0 | 0 | 0 | 0 | 0 | 0 | 0 | 0 | 0 | 0 | 0 | 0 | 0 | 0 | 0 | 0 | 0 | 0 | 0 | 0 | 0 | 0 | 0 | 0 | 0 | 0 | 0
F6_Industrial_Other Industrial_Existing_Process_Natural Gas_Process - Insulate Heated Process Fluids_A_Achievable Economic UCT Potential | F6 | Industrial | Other Industrial | Existing | Process | Natural Gas | Process - Insulate Heated Process Fluids | A | Incremental Winter Peak Savings (MW) | Achievable Economic UCT Potential | 0 | 0 | 0 | 0 | 0 | 0 | 0 | 0 | 0 | 0 | 0 | 0 | 0 | 0 | 0 | 0 | 0 | 0 | 0 | 0 | 0 | 0 | 0 | 0 | 0 | 0 | 0 | 0 | 0 | 0 | 0
F7_Industrial_Other Industrial_Existing_Process_Natural Gas_Process - Insulate Heated Process Fluids_A_Achievable Economic UCT Potential | F7 | Industrial | Other Industrial | Existing | Process | Natural Gas | Process - Insulate Heated Process Fluids | A | Cumulative Energy Savings (MWh or mTherms) | Achievable Economic UCT Potential | 0 | 0 | 0 | 0 | 0 | 0.76081 | 1.517 | 2.2644 | 3.0081 | 3.7481 | 4.3998 | 4.9149 | 5.3215 | 5.6355 | 5.8862 | 6.0797 | 6.2332 | 6.3517 | 6.4419 | 6.5135 | 6.5668 | 6.5542 | 6.5414 | 6.5285 | 6.5157 | 6.5148 | 6.5139 | 6.5132 | 0 | 0 | 0
F8_Industrial_Other Industrial_Existing_Process_Natural Gas_Process - Insulate Heated Process Fluids_A_Achievable Economic UCT Potential | F8 | Industrial | Other Industrial | Existing | Process | Natural Gas | Process - Insulate Heated Process Fluids | A | Cumulative Summer Peak Savings (MW) | Achievable Economic UCT Potential | 0 | 0 | 0 | 0 | 0 | 0 | 0 | 0 | 0 | 0 | 0 | 0 | 0 | 0 | 0 | 0 | 0 | 0 | 0 | 0 | 0 | 0 | 0 | 0 | 0 | 0 | 0 | 0 | 0 | 0 | 0
F9_Industrial_Other Industrial_Existing_Process_Natural Gas_Process - Insulate Heated Process Fluids_A_Achievable Economic UCT Potential | F9 | Industrial | Other Industrial | Existing | Process | Natural Gas | Process - Insulate Heated Process Fluids | A | Cumulative Winter Peak Savings (MW) | Achievable Economic UCT Potential | 0 | 0 | 0 | 0 | 0 | 0 | 0 | 0 | 0 | 0 | 0 | 0 | 0 | 0 | 0 | 0 | 0 | 0 | 0 | 0 | 0 | 0 | 0 | 0 | 0 | 0 | 0 | 0 | 0 | 0 | 0
F10_Industrial_Other Industrial_Existing_Process_Natural Gas_Process - Insulate Heated Process Fluids_A_Achievable Economic UCT Potential | F10 | Industrial | Other Industrial | Existing | Process | Natural Gas | Process - Insulate Heated Process Fluids | A | Purchases (Incremental) | Achievable Economic UCT Potential | 0 | 0 | 0 | 0 | 0 | 56.0607 | 56.03 | 55.6995 | 55.7296 | 55.7757 | 49.5607 | 39.5402 | 31.5679 | 24.8533 | 19.9586 | 15.8146 | 12.6533 | 10.0717 | 7.9855 | 6.396 | 5.0956 | 0.034621 | 0.01232 | 0.0041856 | 0.0013606 | 0.0011531 | 0.00115 | 0.0011472 | 0.0011447 | 0.0011425 | 0.0011406
F11_Industrial_Other Industrial_Existing_Process_Natural Gas_Process - Insulate Heated Process Fluids_A_Achievable Economic UCT Potential | F11 | Industrial | Other Industrial | Existing | Process | Natural Gas | Process - Insulate Heated Process Fluids | A | Purchases (Cumulative) | Achievable Economic UCT Potential | 0 | 0 | 0 | 0 | 0 | 56.0607 | 112.0907 | 167.7902 | 223.5199 | 279.2956 | 328.8563 | 368.3965 | 399.9645 | 424.8178 | 444.7763 | 460.5909 | 473.2442 | 483.316 | 491.3014 | 497.6974 | 502.793 | 502.8276 | 502.84 | 502.8441 | 502.8455 | 502.8467 | 502.8478 | 502.8489 | 502.8501 | 502.8512 | 502.8524
F1_Industrial_Other Industrial_Existing_Process_Natural Gas_Process Heat Recovery_A_Achievable Economic UCT Potential | F1 | Industrial | Other Industrial | Existing | Process | Natural Gas | Process Heat Recovery | A | Integrated Unit Energy Savings (kWh or therms) | Achievable Economic UCT Potential | 0 | 0 | 0 | 0 | 0 | 0.03303 | 0.032914 | 0.032797 | 0.032678 | 0.032558 | 0.03243 | 0.032313 | 0.032201 | 0.032081 | 0.031987 | 0.031884 | 0.031801 | 0.031717 | 0.031633 | 0.031568 | 0.031497 | 0.031431 | 0.031367 | 0.031303 | 0.03124 | 0.031234 | 0.031229 | 0.031225 | 0 | 0 | 0
F2_Industrial_Other Industrial_Existing_Process_Natural Gas_Process Heat Recovery_A_Achievable Economic UCT Potential | F2 | Industrial | Other Industrial | Existing | Process | Natural Gas | Process Heat Recovery | A | Integrated Unit Summer Peak Savings (kW) | Achievable Economic UCT Potential | 0 | 0 | 0 | 0 | 0 | 0 | 0 | 0 | 0 | 0 | 0 | 0 | 0 | 0 | 0 | 0 | 0 | 0 | 0 | 0 | 0 | 0 | 0 | 0 | 0 | 0 | 0 | 0 | 0 | 0 | 0
F3_Industrial_Other Industrial_Existing_Process_Natural Gas_Process Heat Recovery_A_Achievable Economic UCT Potential | F3 | Industrial | Other Industrial | Existing | Process | Natural Gas | Process Heat Recovery | A | Integrated Unit Winter Peak Savings (kW) | Achievable Economic UCT Potential | 0 | 0 | 0 | 0 | 0 | 0 | 0 | 0 | 0 | 0 | 0 | 0 | 0 | 0 | 0 | 0 | 0 | 0 | 0 | 0 | 0 | 0 | 0 | 0 | 0 | 0 | 0 | 0 | 0 | 0 | 0
F4_Industrial_Other Industrial_Existing_Process_Natural Gas_Process Heat Recovery_A_Achievable Economic UCT Potential | F4 | Industrial | Other Industrial | Existing | Process | Natural Gas | Process Heat Recovery | A | Incremental Energy Savings (MWh or mTherms) | Achievable Economic UCT Potential | 0 | 0 | 0 | 0 | 0 | 0 | 0 | 0 | 0 | 0 | 0 | 0 | 0 | 0 | 0 | 0 | 0 | 0 | 0 | 0 | 0 | 0 | 0 | 0 | 0 | 0 | 0 | 0 | 0 | 0 | 0
F5_Industrial_Other Industrial_Existing_Process_Natural Gas_Process Heat Recovery_A_Achievable Economic UCT Potential | F5 | Industrial | Other Industrial | Existing | Process | Natural Gas | Process Heat Recovery | A | Incremental Summer Peak Savings (MW) | Achievable Economic UCT Potential | 0 | 0 | 0 | 0 | 0 | 0 | 0 | 0 | 0 | 0 | 0 | 0 | 0 | 0 | 0 | 0 | 0 | 0 | 0 | 0 | 0 | 0 | 0 | 0 | 0 | 0 | 0 | 0 | 0 | 0 | 0
F6_Industrial_Other Industrial_Existing_Process_Natural Gas_Process Heat Recovery_A_Achievable Economic UCT Potential | F6 | Industrial | Other Industrial | Existing | Process | Natural Gas | Process Heat Recovery | A | Incremental Winter Peak Savings (MW) | Achievable Economic UCT Potential | 0 | 0 | 0 | 0 | 0 | 0 | 0 | 0 | 0 | 0 | 0 | 0 | 0 | 0 | 0 | 0 | 0 | 0 | 0 | 0 | 0 | 0 | 0 | 0 | 0 | 0 | 0 | 0 | 0 | 0 | 0
F7_Industrial_Other Industrial_Existing_Process_Natural Gas_Process Heat Recovery_A_Achievable Economic UCT Potential | F7 | Industrial | Other Industrial | Existing | Process | Natural Gas | Process Heat Recovery | A | Cumulative Energy Savings (MWh or mTherms) | Achievable Economic UCT Potential | 0 | 0 | 0 | 0 | 0 | 0 | 0 | 0 | 0 | 0 | 0 | 0 | 0 | 0 | 0 | 0 | 0 | 0 | 0 | 0 | 0 | 0 | 0 | 0 | 0 | 0 | 0 | 0 | 0 | 0 | 0
F8_Industrial_Other Industrial_Existing_Process_Natural Gas_Process Heat Recovery_A_Achievable Economic UCT Potential | F8 | Industrial | Other Industrial | Existing | Process | Natural Gas | Process Heat Recovery | A | Cumulative Summer Peak Savings (MW) | Achievable Economic UCT Potential | 0 | 0 | 0 | 0 | 0 | 0 | 0 | 0 | 0 | 0 | 0 | 0 | 0 | 0 | 0 | 0 | 0 | 0 | 0 | 0 | 0 | 0 | 0 | 0 | 0 | 0 | 0 | 0 | 0 | 0 | 0
F9_Industrial_Other Industrial_Existing_Process_Natural Gas_Process Heat Recovery_A_Achievable Economic UCT Potential | F9 | Industrial | Other Industrial | Existing | Process | Natural Gas | Process Heat Recovery | A | Cumulative Winter Peak Savings (MW) | Achievable Economic UCT Potential | 0 | 0 | 0 | 0 | 0 | 0 | 0 | 0 | 0 | 0 | 0 | 0 | 0 | 0 | 0 | 0 | 0 | 0 | 0 | 0 | 0 | 0 | 0 | 0 | 0 | 0 | 0 | 0 | 0 | 0 | 0
F10_Industrial_Other Industrial_Existing_Process_Natural Gas_Process Heat Recovery_A_Achievable Economic UCT Potential | F10 | Industrial | Other Industrial | Existing | Process | Natural Gas | Process Heat Recovery | A | Purchases (Incremental) | Achievable Economic UCT Potential | 0 | 0 | 0 | 0 | 0 | 0 | 0 | 0 | 0 | 0 | 0 | 0 | 0 | 0 | 0 | 0 | 0 | 0 | 0 | 0 | 0 | 0 | 0 | 0 | 0 | 0 | 0 | 0 | 0 | 0 | 0
F11_Industrial_Other Industrial_Existing_Process_Natural Gas_Process Heat Recovery_A_Achievable Economic UCT Potential | F11 | Industrial | Other Industrial | Existing | Process | Natural Gas | Process Heat Recovery | A | Purchases (Cumulative) | Achievable Economic UCT Potential | 0 | 0 | 0 | 0 | 0 | 0 | 0 | 0 | 0 | 0 | 0 | 0 | 0 | 0 | 0 | 0 | 0 | 0 | 0 | 0 | 0 | 0 | 0 | 0 | 0 | 0 | 0 | 0 | 0 | 0 | 0
F1_Industrial_Other Industrial_Existing_Space Heating_Natural Gas_Building Automation System_A_Achievable Economic UCT Potential | F1 | Industrial | Other Industrial | Existing | Space Heating | Natural Gas | Building Automation System | A | Integrated Unit Energy Savings (kWh or therms) | Achievable Economic UCT Potential | 0 | 0 | 0 | 0 | 0 | 0.015454 | 0.015362 | 0.015248 | 0.015124 | 0.01499 | 0.014849 | 0.0147 | 0.014548 | 0.014388 | 0.014215 | 0.014047 | 0.013879 | 0.013721 | 0.013569 | 0.013428 | 0.013293 | 0.013156 | 0.013037 | 0.012934 | 0.012838 | 0.012752 | 0.012679 | 0.012611 | 0 | 0 | 0
F2_Industrial_Other Industrial_Existing_Space Heating_Natural Gas_Building Automation System_A_Achievable Economic UCT Potential | F2 | Industrial | Other Industrial | Existing | Space Heating | Natural Gas | Building Automation System | A | Integrated Unit Summer Peak Savings (kW) | Achievable Economic UCT Potential | 0 | 0 | 0 | 0 | 0 | 0 | 0 | 0 | 0 | 0 | 0 | 0 | 0 | 0 | 0 | 0 | 0 | 0 | 0 | 0 | 0 | 0 | 0 | 0 | 0 | 0 | 0 | 0 | 0 | 0 | 0
F3_Industrial_Other Industrial_Existing_Space Heating_Natural Gas_Building Automation System_A_Achievable Economic UCT Potential | F3 | Industrial | Other Industrial | Existing | Space Heating | Natural Gas | Building Automation System | A | Integrated Unit Winter Peak Savings (kW) | Achievable Economic UCT Potential | 0 | 0 | 0 | 0 | 0 | 0 | 0 | 0 | 0 | 0 | 0 | 0 | 0 | 0 | 0 | 0 | 0 | 0 | 0 | 0 | 0 | 0 | 0 | 0 | 0 | 0 | 0 | 0 | 0 | 0 | 0
F4_Industrial_Other Industrial_Existing_Space Heating_Natural Gas_Building Automation System_A_Achievable Economic UCT Potential | F4 | Industrial | Other Industrial | Existing | Space Heating | Natural Gas | Building Automation System | A | Incremental Energy Savings (MWh or mTherms) | Achievable Economic UCT Potential | 0 | 0 | 0 | 0 | 0 | 0.098835 | 0.19629 | 0.34389 | 0.55515 | 0.83586 | 1.1708 | 1.5723 | 2.013 | 2.4234 | 2.8341 | 3.1121 | 3.2717 | 3.2314 | 2.9857 | 2.6008 | 2.1204 | 1.5986 | 1.0927 | 0.69023 | 0.44539 | 0 | 0 | 0 | 0 | 0 | 0
F5_Industrial_Other Industrial_Existing_Space Heating_Natural Gas_Building Automation System_A_Achievable Economic UCT Potential | F5 | Industrial | Other Industrial | Existing | Space Heating | Natural Gas | Building Automation System | A | Incremental Summer Peak Savings (MW) | Achievable Economic UCT Potential | 0 | 0 | 0 | 0 | 0 | 0 | 0 | 0 | 0 | 0 | 0 | 0 | 0 | 0 | 0 | 0 | 0 | 0 | 0 | 0 | 0 | 0 | 0 | 0 | 0 | 0 | 0 | 0 | 0 | 0 | 0
F6_Industrial_Other Industrial_Existing_Space Heating_Natural Gas_Building Automation System_A_Achievable Economic UCT Potential | F6 | Industrial | Other Industrial | Existing | Space Heating | Natural Gas | Building Automation System | A | Incremental Winter Peak Savings (MW) | Achievable Economic UCT Potential | 0 | 0 | 0 | 0 | 0 | 0 | 0 | 0 | 0 | 0 | 0 | 0 | 0 | 0 | 0 | 0 | 0 | 0 | 0 | 0 | 0 | 0 | 0 | 0 | 0 | 0 | 0 | 0 | 0 | 0 | 0
F7_Industrial_Other Industrial_Existing_Space Heating_Natural Gas_Building Automation System_A_Achievable Economic UCT Potential | F7 | Industrial | Other Industrial | Existing | Space Heating | Natural Gas | Building Automation System | A | Cumulative Energy Savings (MWh or mTherms) | Achievable Economic UCT Potential | 0 | 0 | 0 | 0 | 0 | 0.098835 | 0.29453 | 0.63625 | 1.1862 | 2.0116 | 3.1633 | 4.704 | 6.6682 | 9.0184 | 11.7441 | 14.7172 | 17.8136 | 20.8413 | 23.5972 | 25.9515 | 27.811 | 29.1237 | 29.9521 | 30.4062 | 30.6251 | 30.4216 | 30.247 | 30.0839 | 0 | 0 | 0
F8_Industrial_Other Industrial_Existing_Space Heating_Natural Gas_Building Automation System_A_Achievable Economic UCT Potential | F8 | Industrial | Other Industrial | Existing | Space Heating | Natural Gas | Building Automation System | A | Cumulative Summer Peak Savings (MW) | Achievable Economic UCT Potential | 0 | 0 | 0 | 0 | 0 | 0 | 0 | 0 | 0 | 0 | 0 | 0 | 0 | 0 | 0 | 0 | 0 | 0 | 0 | 0 | 0 | 0 | 0 | 0 | 0 | 0 | 0 | 0 | 0 | 0 | 0
F9_Industrial_Other Industrial_Existing_Space Heating_Natural Gas_Building Automation System_A_Achievable Economic UCT Potential | F9 | Industrial | Other Industrial | Existing | Space Heating | Natural Gas | Building Automation System | A | Cumulative Winter Peak Savings (MW) | Achievable Economic UCT Potential | 0 | 0 | 0 | 0 | 0 | 0 | 0 | 0 | 0 | 0 | 0 | 0 | 0 | 0 | 0 | 0 | 0 | 0 | 0 | 0 | 0 | 0 | 0 | 0 | 0 | 0 | 0 | 0 | 0 | 0 | 0
F10_Industrial_Other Industrial_Existing_Space Heating_Natural Gas_Building Automation System_A_Achievable Economic UCT Potential | F10 | Industrial | Other Industrial | Existing | Space Heating | Natural Gas | Building Automation System | A | Purchases (Incremental) | Achievable Economic UCT Potential | 0 | 0 | 0 | 0 | 0 | 6395.6044 | 12777.3772 | 22553.0195 | 36705.4111 | 55759.7558 | 78845.7466 | 106958.7841 | 138375.681 | 168429.1154 | 199376.2677 | 221554.0662 | 235722.3996 | 235515.1553 | 220032.4123 | 193686.8631 | 159514.5259 | 121507.2691 | 83813.9118 | 53365.8047 | 34694.0336 | 0 | 0 | 0 | 0 | 0 | 0
F11_Industrial_Other Industrial_Existing_Space Heating_Natural Gas_Building Automation System_A_Achievable Economic UCT Potential | F11 | Industrial | Other Industrial | Existing | Space Heating | Natural Gas | Building Automation System | A | Purchases (Cumulative) | Achievable Economic UCT Potential | 0 | 0 | 0 | 0 | 0 | 6395.6044 | 19172.9816 | 41726.001 | 78431.4121 | 134191.1679 | 213036.9145 | 319995.6986 | 458371.3796 | 626800.495 | 826176.7628 | 1047730.829 | 1283453.2286 | 1518968.3839 | 1739000.7962 | 1932687.6593 | 2092202.1853 | 2213709.4544 | 2297523.3662 | 2350889.1708 | 2385583.2044 | 2385583.2044 | 2385583.2044 | 2385583.2044 | 2385583.2044 | 2385583.2044 | 2385583.2044
F1_Industrial_Other Industrial_Existing_Space Heating_Natural Gas_Steam System Efficiency Improvements_A_Achievable Economic UCT Potential | F1 | Industrial | Other Industrial | Existing | Space Heating | Natural Gas | Steam System Efficiency Improvements | A | Integrated Unit Energy Savings (kWh or therms) | Achievable Economic UCT Potential | 0 | 0 | 0 | 0 | 0 | 0.13744 | 0.13598 | 0.13438 | 0.13259 | 0.13061 | 0.12844 | 0.12617 | 0.12382 | 0.12131 | 0.11885 | 0.11637 | 0.11406 | 0.11182 | 0.10968 | 0.10784 | 0.10611 | 0.10448 | 0.10306 | 0.10187 | 0.10075 | 0.099909 | 0.099209 | 0.098565 | 0.11902 | 0.11854 | 0.11809
F2_Industrial_Other Industrial_Existing_Space Heating_Natural Gas_Steam System Efficiency Improvements_A_Achievable Economic UCT Potential | F2 | Industrial | Other Industrial | Existing | Space Heating | Natural Gas | Steam System Efficiency Improvements | A | Integrated Unit Summer Peak Savings (kW) | Achievable Economic UCT Potential | 0 | 0 | 0 | 0 | 0 | 0 | 0 | 0 | 0 | 0 | 0 | 0 | 0 | 0 | 0 | 0 | 0 | 0 | 0 | 0 | 0 | 0 | 0 | 0 | 0 | 0 | 0 | 0 | 0 | 0 | 0
F3_Industrial_Other Industrial_Existing_Space Heating_Natural Gas_Steam System Efficiency Improvements_A_Achievable Economic UCT Potential | F3 | Industrial | Other Industrial | Existing | Space Heating | Natural Gas | Steam System Efficiency Improvements | A | Integrated Unit Winter Peak Savings (kW) | Achievable Economic UCT Potential | 0 | 0 | 0 | 0 | 0 | 0 | 0 | 0 | 0 | 0 | 0 | 0 | 0 | 0 | 0 | 0 | 0 | 0 | 0 | 0 | 0 | 0 | 0 | 0 | 0 | 0 | 0 | 0 | 0 | 0 | 0
F4_Industrial_Other Industrial_Existing_Space Heating_Natural Gas_Steam System Efficiency Improvements_A_Achievable Economic UCT Potential | F4 | Industrial | Other Industrial | Existing | Space Heating | Natural Gas | Steam System Efficiency Improvements | A | Incremental Energy Savings (MWh or mTherms) | Achievable Economic UCT Potential | 0 | 0 | 0 | 0 | 0 | 0.0062295 | 0.012314 | 0.021478 | 0.034491 | 0.051614 | 0.071771 | 0.095642 | 0.12142 | 0.1448 | 0.16793 | 0.18273 | 0.19055 | 0.18665 | 0.17104 | 0.14803 | 0.11995 | 0.089968 | 0.061217 | 0.038527 | 0.024772 | 0 | 0 | 0 | 0 | 0 | 0
F5_Industrial_Other Industrial_Existing_Space Heating_Natural Gas_Steam System Efficiency Improvements_A_Achievable Economic UCT Potential | F5 | Industrial | Other Industrial | Existing | Space Heating | Natural Gas | Steam System Efficiency Improvements | A | Incremental Summer Peak Savings (MW) | Achievable Economic UCT Potential | 0 | 0 | 0 | 0 | 0 | 0 | 0 | 0 | 0 | 0 | 0 | 0 | 0 | 0 | 0 | 0 | 0 | 0 | 0 | 0 | 0 | 0 | 0 | 0 | 0 | 0 | 0 | 0 | 0 | 0 | 0
F6_Industrial_Other Industrial_Existing_Space Heating_Natural Gas_Steam System Efficiency Improvements_A_Achievable Economic UCT Potential | F6 | Industrial | Other Industrial | Existing | Space Heating | Natural Gas | Steam System Efficiency Improvements | A | Incremental Winter Peak Savings (MW) | Achievable Economic UCT Potential | 0 | 0 | 0 | 0 | 0 | 0 | 0 | 0 | 0 | 0 | 0 | 0 | 0 | 0 | 0 | 0 | 0 | 0 | 0 | 0 | 0 | 0 | 0 | 0 | 0 | 0 | 0 | 0 | 0 | 0 | 0
F7_Industrial_Other Industrial_Existing_Space Heating_Natural Gas_Steam System Efficiency Improvements_A_Achievable Economic UCT Potential | F7 | Industrial | Other Industrial | Existing | Space Heating | Natural Gas | Steam System Efficiency Improvements | A | Cumulative Energy Savings (MWh or mTherms) | Achievable Economic UCT Potential | 0 | 0 | 0 | 0 | 0 | 0.0062295 | 0.018478 | 0.039738 | 0.073699 | 0.12421 | 0.19392 | 0.28614 | 0.40222 | 0.53888 | 0.69586 | 0.86413 | 1.0375 | 1.2038 | 1.3518 | 1.4771 | 1.5733 | 1.6391 | 1.6781 | 1.6972 | 1.7033 | 1.6891 | 1.6773 | 1.6664 | 0 | 0 | 0
F8_Industrial_Other Industrial_Existing_Space Heating_Natural Gas_Steam System Efficiency Improvements_A_Achievable Economic UCT Potential | F8 | Industrial | Other Industrial | Existing | Space Heating | Natural Gas | Steam System Efficiency Improvements | A | Cumulative Summer Peak Savings (MW) | Achievable Economic UCT Potential | 0 | 0 | 0 | 0 | 0 | 0 | 0 | 0 | 0 | 0 | 0 | 0 | 0 | 0 | 0 | 0 | 0 | 0 | 0 | 0 | 0 | 0 | 0 | 0 | 0 | 0 | 0 | 0 | 0 | 0 | 0
F9_Industrial_Other Industrial_Existing_Space Heating_Natural Gas_Steam System Efficiency Improvements_A_Achievable Economic UCT Potential | F9 | Industrial | Other Industrial | Existing | Space Heating | Natural Gas | Steam System Efficiency Improvements | A | Cumulative Winter Peak Savings (MW) | Achievable Economic UCT Potential | 0 | 0 | 0 | 0 | 0 | 0 | 0 | 0 | 0 | 0 | 0 | 0 | 0 | 0 | 0 | 0 | 0 | 0 | 0 | 0 | 0 | 0 | 0 | 0 | 0 | 0 | 0 | 0 | 0 | 0 | 0
F10_Industrial_Other Industrial_Existing_Space Heating_Natural Gas_Steam System Efficiency Improvements_A_Achievable Economic UCT Potential | F10 | Industrial | Other Industrial | Existing | Space Heating | Natural Gas | Steam System Efficiency Improvements | A | Purchases (Incremental) | Achievable Economic UCT Potential | 0 | 0 | 0 | 0 | 0 | 45.3264 | 90.5548 | 159.836 | 260.1357 | 395.1762 | 558.7895 | 758.03 | 980.6854 | 1193.6777 | 1413.004 | 1570.1808 | 1670.5935 | 1669.1247 | 1559.3966 | 1372.6825 | 1130.499 | 861.1369 | 593.9994 | 378.21 | 245.8809 | 0 | 0 | 0 | 0 | 0 | 0
F11_Industrial_Other Industrial_Existing_Space Heating_Natural Gas_Steam System Efficiency Improvements_A_Achievable Economic UCT Potential | F11 | Industrial | Other Industrial | Existing | Space Heating | Natural Gas | Steam System Efficiency Improvements | A | Purchases (Cumulative) | Achievable Economic UCT Potential | 0 | 0 | 0 | 0 | 0 | 45.3264 | 135.8813 | 295.7173 | 555.853 | 951.0292 | 1509.8187 | 2267.8487 | 3248.534 | 4442.2118 | 5855.2158 | 7425.3965 | 9095.99 | 10765.1147 | 12324.5114 | 13697.1938 | 14827.6928 | 15688.8297 | 16282.8291 | 16661.0391 | 16906.92 | 16906.92 | 16906.92 | 16906.92 | 16906.92 | 16906.92 | 16906.92
F1_Industrial_Other Industrial_Existing_Process_Natural Gas_Steam System Efficiency Improvements_A_Achievable Economic UCT Potential | F1 | Industrial | Other Industrial | Existing | Process | Natural Gas | Steam System Efficiency Improvements | A | Integrated Unit Energy Savings (kWh or therms) | Achievable Economic UCT Potential | 0 | 0 | 0 | 0 | 0 | 0.10586 | 0.10548 | 0.10511 | 0.10473 | 0.10434 | 0.10393 | 0.10356 | 0.1032 | 0.10281 | 0.10251 | 0.10218 | 0.10192 | 0.10165 | 0.10138 | 0.10117 | 0.10094 | 0.10073 | 0.10052 | 0.10032 | 0.10012 | 0.1001 | 0.10008 | 0.10007 | 0.10623 | 0.10623 | 0.10623
F2_Industrial_Other Industrial_Existing_Process_Natural Gas_Steam System Efficiency Improvements_A_Achievable Economic UCT Potential | F2 | Industrial | Other Industrial | Existing | Process | Natural Gas | Steam System Efficiency Improvements | A | Integrated Unit Summer Peak Savings (kW) | Achievable Economic UCT Potential | 0 | 0 | 0 | 0 | 0 | 0 | 0 | 0 | 0 | 0 | 0 | 0 | 0 | 0 | 0 | 0 | 0 | 0 | 0 | 0 | 0 | 0 | 0 | 0 | 0 | 0 | 0 | 0 | 0 | 0 | 0
F3_Industrial_Other Industrial_Existing_Process_Natural Gas_Steam System Efficiency Improvements_A_Achievable Economic UCT Potential | F3 | Industrial | Other Industrial | Existing | Process | Natural Gas | Steam System Efficiency Improvements | A | Integrated Unit Winter Peak Savings (kW) | Achievable Economic UCT Potential | 0 | 0 | 0 | 0 | 0 | 0 | 0 | 0 | 0 | 0 | 0 | 0 | 0 | 0 | 0 | 0 | 0 | 0 | 0 | 0 | 0 | 0 | 0 | 0 | 0 | 0 | 0 | 0 | 0 | 0 | 0
F4_Industrial_Other Industrial_Existing_Process_Natural Gas_Steam System Efficiency Improvements_A_Achievable Economic UCT Potential | F4 | Industrial | Other Industrial | Existing | Process | Natural Gas | Steam System Efficiency Improvements | A | Incremental Energy Savings (MWh or mTherms) | Achievable Economic UCT Potential | 0 | 0 | 0 | 0 | 0 | 0 | 0 | 0 | 0 | 0 | 0 | 0 | 0 | 0 | 0 | 0 | 0 | 0 | 0 | 0 | 0 | 0 | 0 | 0 | 0 | 0 | 0 | 0 | 0 | 0 | 0
F5_Industrial_Other Industrial_Existing_Process_Natural Gas_Steam System Efficiency Improvements_A_Achievable Economic UCT Potential | F5 | Industrial | Other Industrial | Existing | Process | Natural Gas | Steam System Efficiency Improvements | A | Incremental Summer Peak Savings (MW) | Achievable Economic UCT Potential | 0 | 0 | 0 | 0 | 0 | 0 | 0 | 0 | 0 | 0 | 0 | 0 | 0 | 0 | 0 | 0 | 0 | 0 | 0 | 0 | 0 | 0 | 0 | 0 | 0 | 0 | 0 | 0 | 0 | 0 | 0
F6_Industrial_Other Industrial_Existing_Process_Natural Gas_Steam System Efficiency Improvements_A_Achievable Economic UCT Potential | F6 | Industrial | Other Industrial | Existing | Process | Natural Gas | Steam System Efficiency Improvements | A | Incremental Winter Peak Savings (MW) | Achievable Economic UCT Potential | 0 | 0 | 0 | 0 | 0 | 0 | 0 | 0 | 0 | 0 | 0 | 0 | 0 | 0 | 0 | 0 | 0 | 0 | 0 | 0 | 0 | 0 | 0 | 0 | 0 | 0 | 0 | 0 | 0 | 0 | 0
F7_Industrial_Other Industrial_Existing_Process_Natural Gas_Steam System Efficiency Improvements_A_Achievable Economic UCT Potential | F7 | Industrial | Other Industrial | Existing | Process | Natural Gas | Steam System Efficiency Improvements | A | Cumulative Energy Savings (MWh or mTherms) | Achievable Economic UCT Potential | 0 | 0 | 0 | 0 | 0 | 0 | 0 | 0 | 0 | 0 | 0 | 0 | 0 | 0 | 0 | 0 | 0 | 0 | 0 | 0 | 0 | 0 | 0 | 0 | 0 | 0 | 0 | 0 | 0 | 0 | 0
F8_Industrial_Other Industrial_Existing_Process_Natural Gas_Steam System Efficiency Improvements_A_Achievable Economic UCT Potential | F8 | Industrial | Other Industrial | Existing | Process | Natural Gas | Steam System Efficiency Improvements | A | Cumulative Summer Peak Savings (MW) | Achievable Economic UCT Potential | 0 | 0 | 0 | 0 | 0 | 0 | 0 | 0 | 0 | 0 | 0 | 0 | 0 | 0 | 0 | 0 | 0 | 0 | 0 | 0 | 0 | 0 | 0 | 0 | 0 | 0 | 0 | 0 | 0 | 0 | 0
F9_Industrial_Other Industrial_Existing_Process_Natural Gas_Steam System Efficiency Improvements_A_Achievable Economic UCT Potential | F9 | Industrial | Other Industrial | Existing | Process | Natural Gas | Steam System Efficiency Improvements | A | Cumulative Winter Peak Savings (MW) | Achievable Economic UCT Potential | 0 | 0 | 0 | 0 | 0 | 0 | 0 | 0 | 0 | 0 | 0 | 0 | 0 | 0 | 0 | 0 | 0 | 0 | 0 | 0 | 0 | 0 | 0 | 0 | 0 | 0 | 0 | 0 | 0 | 0 | 0
F10_Industrial_Other Industrial_Existing_Process_Natural Gas_Steam System Efficiency Improvements_A_Achievable Economic UCT Potential | F10 | Industrial | Other Industrial | Existing | Process | Natural Gas | Steam System Efficiency Improvements | A | Purchases (Incremental) | Achievable Economic UCT Potential | 0 | 0 | 0 | 0 | 0 | 0 | 0 | 0 | 0 | 0 | 0 | 0 | 0 | 0 | 0 | 0 | 0 | 0 | 0 | 0 | 0 | 0 | 0 | 0 | 0 | 0 | 0 | 0 | 0 | 0 | 0
F11_Industrial_Other Industrial_Existing_Process_Natural Gas_Steam System Efficiency Improvements_A_Achievable Economic UCT Potential | F11 | Industrial | Other Industrial | Existing | Process | Natural Gas | Steam System Efficiency Improvements | A | Purchases (Cumulative) | Achievable Economic UCT Potential | 0 | 0 | 0 | 0 | 0 | 0 | 0 | 0 | 0 | 0 | 0 | 0 | 0 | 0 | 0 | 0 | 0 | 0 | 0 | 0 | 0 | 0 | 0 | 0 | 0 | 0 | 0 | 0 | 0 | 0 | 0
F1_Industrial_Other Industrial_Existing_Space Heating_Natural Gas_Strategic Energy Management_A_Achievable Economic UCT Potential | F1 | Industrial | Other Industrial | Existing | Space Heating | Natural Gas | Strategic Energy Management | A | Integrated Unit Energy Savings (kWh or therms) | Achievable Economic UCT Potential | 0 | 0 | 0 | 0 | 0 | 3.1331 | 3.1129 | 3.0877 | 3.0595 | 3.0282 | 2.9938 | 2.9564 | 2.9164 | 2.8728 | 2.8256 | 2.7775 | 2.7296 | 2.6833 | 2.6391 | 2.5997 | 2.5631 | 2.5286 | 2.4998 | 2.4759 | 2.4545 | 2.4372 | 2.4229 | 2.4095 | 0 | 0 | 0
F2_Industrial_Other Industrial_Existing_Space Heating_Natural Gas_Strategic Energy Management_A_Achievable Economic UCT Potential | F2 | Industrial | Other Industrial | Existing | Space Heating | Natural Gas | Strategic Energy Management | A | Integrated Unit Summer Peak Savings (kW) | Achievable Economic UCT Potential | 0 | 0 | 0 | 0 | 0 | 0 | 0 | 0 | 0 | 0 | 0 | 0 | 0 | 0 | 0 | 0 | 0 | 0 | 0 | 0 | 0 | 0 | 0 | 0 | 0 | 0 | 0 | 0 | 0 | 0 | 0
F3_Industrial_Other Industrial_Existing_Space Heating_Natural Gas_Strategic Energy Management_A_Achievable Economic UCT Potential | F3 | Industrial | Other Industrial | Existing | Space Heating | Natural Gas | Strategic Energy Management | A | Integrated Unit Winter Peak Savings (kW) | Achievable Economic UCT Potential | 0 | 0 | 0 | 0 | 0 | 0 | 0 | 0 | 0 | 0 | 0 | 0 | 0 | 0 | 0 | 0 | 0 | 0 | 0 | 0 | 0 | 0 | 0 | 0 | 0 | 0 | 0 | 0 | 0 | 0 | 0
F4_Industrial_Other Industrial_Existing_Space Heating_Natural Gas_Strategic Energy Management_A_Achievable Economic UCT Potential | F4 | Industrial | Other Industrial | Existing | Space Heating | Natural Gas | Strategic Energy Management | A | Incremental Energy Savings (MWh or mTherms) | Achievable Economic UCT Potential | 0 | 0 | 0 | 0 | 0 | 0.6214 | 0.61705 | 0.60843 | 0.60321 | 0.59753 | 0.58323 | 0.57438 | 0.56547 | 0.54816 | 0.54121 | 0.52692 | 0.51791 | 0.50656 | 0.49377 | 0.48697 | 0.47814 | 0.46987 | 0.46281 | 0.45685 | 0.45146 | 0 | 0 | 0 | 0 | 0 | 0
F5_Industrial_Other Industrial_Existing_Space Heating_Natural Gas_Strategic Energy Management_A_Achievable Economic UCT Potential | F5 | Industrial | Other Industrial | Existing | Space Heating | Natural Gas | Strategic Energy Management | A | Incremental Summer Peak Savings (MW) | Achievable Economic UCT Potential | 0 | 0 | 0 | 0 | 0 | 0 | 0 | 0 | 0 | 0 | 0 | 0 | 0 | 0 | 0 | 0 | 0 | 0 | 0 | 0 | 0 | 0 | 0 | 0 | 0 | 0 | 0 | 0 | 0 | 0 | 0
F6_Industrial_Other Industrial_Existing_Space Heating_Natural Gas_Strategic Energy Management_A_Achievable Economic UCT Potential | F6 | Industrial | Other Industrial | Existing | Space Heating | Natural Gas | Strategic Energy Management | A | Incremental Winter Peak Savings (MW) | Achievable Economic UCT Potential | 0 | 0 | 0 | 0 | 0 | 0 | 0 | 0 | 0 | 0 | 0 | 0 | 0 | 0 | 0 | 0 | 0 | 0 | 0 | 0 | 0 | 0 | 0 | 0 | 0 | 0 | 0 | 0 | 0 | 0 | 0
F7_Industrial_Other Industrial_Existing_Space Heating_Natural Gas_Strategic Energy Management_A_Achievable Economic UCT Potential | F7 | Industrial | Other Industrial | Existing | Space Heating | Natural Gas | Strategic Energy Management | A | Cumulative Energy Savings (MWh or mTherms) | Achievable Economic UCT Potential | 0 | 0 | 0 | 0 | 0 | 0.6214 | 1.2344 | 1.8329 | 2.4194 | 2.9921 | 3.5413 | 4.0715 | 4.5819 | 5.0615 | 5.5196 | 5.9525 | 6.3678 | 6.7663 | 7.1487 | 7.5288 | 7.9011 | 8.2646 | 8.6332 | 9.0077 | 9.3812 | 9.3151 | 9.2603 | 9.2091 | 0 | 0 | 0
F8_Industrial_Other Industrial_Existing_Space Heating_Natural Gas_Strategic Energy Management_A_Achievable Economic UCT Potential | F8 | Industrial | Other Industrial | Existing | Space Heating | Natural Gas | Strategic Energy Management | A | Cumulative Summer Peak Savings (MW) | Achievable Economic UCT Potential | 0 | 0 | 0 | 0 | 0 | 0 | 0 | 0 | 0 | 0 | 0 | 0 | 0 | 0 | 0 | 0 | 0 | 0 | 0 | 0 | 0 | 0 | 0 | 0 | 0 | 0 | 0 | 0 | 0 | 0 | 0
F9_Industrial_Other Industrial_Existing_Space Heating_Natural Gas_Strategic Energy Management_A_Achievable Economic UCT Potential | F9 | Industrial | Other Industrial | Existing | Space Heating | Natural Gas | Strategic Energy Management | A | Cumulative Winter Peak Savings (MW) | Achievable Economic UCT Potential | 0 | 0 | 0 | 0 | 0 | 0 | 0 | 0 | 0 | 0 | 0 | 0 | 0 | 0 | 0 | 0 | 0 | 0 | 0 | 0 | 0 | 0 | 0 | 0 | 0 | 0 | 0 | 0 | 0 | 0 | 0
F10_Industrial_Other Industrial_Existing_Space Heating_Natural Gas_Strategic Energy Management_A_Achievable Economic UCT Potential | F10 | Industrial | Other Industrial | Existing | Space Heating | Natural Gas | Strategic Energy Management | A | Purchases (Incremental) | Achievable Economic UCT Potential | 0 | 0 | 0 | 0 | 0 | 198.3309 | 198.2221 | 197.0531 | 197.1596 | 197.3227 | 194.8169 | 194.2845 | 193.89 | 190.8111 | 191.5396 | 189.7131 | 189.7377 | 188.7827 | 187.0988 | 187.3204 | 186.5458 | 185.8203 | 185.1432 | 184.514 | 183.9322 | 0 | 0 | 0 | 0 | 0 | 0
F11_Industrial_Other Industrial_Existing_Space Heating_Natural Gas_Strategic Energy Management_A_Achievable Economic UCT Potential | F11 | Industrial | Other Industrial | Existing | Space Heating | Natural Gas | Strategic Energy Management | A | Purchases (Cumulative) | Achievable Economic UCT Potential | 0 | 0 | 0 | 0 | 0 | 198.3309 | 396.553 | 593.6061 | 790.7658 | 988.0884 | 1182.9053 | 1377.1898 | 1571.0798 | 1761.8909 | 1953.4305 | 2143.1436 | 2332.8813 | 2521.664 | 2708.7628 | 2896.0832 | 3082.629 | 3268.4492 | 3453.5924 | 3638.1065 | 3822.0386 | 3822.0386 | 3822.0386 | 3822.0386 | 3822.0386 | 3822.0386 | 3822.0386
F1_Industrial_Other Industrial_Existing_Process_Natural Gas_Strategic Energy Management_A_Achievable Economic UCT Potential | F1 | Industrial | Other Industrial | Existing | Process | Natural Gas | Strategic Energy Management | A | Integrated Unit Energy Savings (kWh or therms) | Achievable Economic UCT Potential | 0 | 0 | 0 | 0 | 0 | 1.4042 | 1.4018 | 1.3994 | 1.3971 | 1.3946 | 1.392 | 1.3897 | 1.3874 | 1.385 | 1.3832 | 1.3813 | 1.3798 | 1.3784 | 1.3769 | 1.3759 | 1.3747 | 1.3736 | 1.3725 | 1.3714 | 1.3703 | 1.3702 | 1.3701 | 1.37 | 0 | 0 | 0
F2_Industrial_Other Industrial_Existing_Process_Natural Gas_Strategic Energy Management_A_Achievable Economic UCT Potential | F2 | Industrial | Other Industrial | Existing | Process | Natural Gas | Strategic Energy Management | A | Integrated Unit Summer Peak Savings (kW) | Achievable Economic UCT Potential | 0 | 0 | 0 | 0 | 0 | 0 | 0 | 0 | 0 | 0 | 0 | 0 | 0 | 0 | 0 | 0 | 0 | 0 | 0 | 0 | 0 | 0 | 0 | 0 | 0 | 0 | 0 | 0 | 0 | 0 | 0
F3_Industrial_Other Industrial_Existing_Process_Natural Gas_Strategic Energy Management_A_Achievable Economic UCT Potential | F3 | Industrial | Other Industrial | Existing | Process | Natural Gas | Strategic Energy Management | A | Integrated Unit Winter Peak Savings (kW) | Achievable Economic UCT Potential | 0 | 0 | 0 | 0 | 0 | 0 | 0 | 0 | 0 | 0 | 0 | 0 | 0 | 0 | 0 | 0 | 0 | 0 | 0 | 0 | 0 | 0 | 0 | 0 | 0 | 0 | 0 | 0 | 0 | 0 | 0
F4_Industrial_Other Industrial_Existing_Process_Natural Gas_Strategic Energy Management_A_Achievable Economic UCT Potential | F4 | Industrial | Other Industrial | Existing | Process | Natural Gas | Strategic Energy Management | A | Incremental Energy Savings (MWh or mTherms) | Achievable Economic UCT Potential | 0 | 0 | 0 | 0 | 0 | 1.2955 | 1.2926 | 1.2828 | 1.2813 | 1.2801 | 1.2615 | 1.256 | 1.2514 | 1.2294 | 1.2325 | 1.219 | 1.2179 | 1.2105 | 1.1984 | 1.1989 | 1.1929 | 1.1873 | 1.182 | 1.1771 | 1.1725 | 0 | 0 | 0 | 0 | 0 | 0
F5_Industrial_Other Industrial_Existing_Process_Natural Gas_Strategic Energy Management_A_Achievable Economic UCT Potential | F5 | Industrial | Other Industrial | Existing | Process | Natural Gas | Strategic Energy Management | A | Incremental Summer Peak Savings (MW) | Achievable Economic UCT Potential | 0 | 0 | 0 | 0 | 0 | 0 | 0 | 0 | 0 | 0 | 0 | 0 | 0 | 0 | 0 | 0 | 0 | 0 | 0 | 0 | 0 | 0 | 0 | 0 | 0 | 0 | 0 | 0 | 0 | 0 | 0
F6_Industrial_Other Industrial_Existing_Process_Natural Gas_Strategic Energy Management_A_Achievable Economic UCT Potential | F6 | Industrial | Other Industrial | Existing | Process | Natural Gas | Strategic Energy Management | A | Incremental Winter Peak Savings (MW) | Achievable Economic UCT Potential | 0 | 0 | 0 | 0 | 0 | 0 | 0 | 0 | 0 | 0 | 0 | 0 | 0 | 0 | 0 | 0 | 0 | 0 | 0 | 0 | 0 | 0 | 0 | 0 | 0 | 0 | 0 | 0 | 0 | 0 | 0
F7_Industrial_Other Industrial_Existing_Process_Natural Gas_Strategic Energy Management_A_Achievable Economic UCT Potential | F7 | Industrial | Other Industrial | Existing | Process | Natural Gas | Strategic Energy Management | A | Cumulative Energy Savings (MWh or mTherms) | Achievable Economic UCT Potential | 0 | 0 | 0 | 0 | 0 | 1.2955 | 2.5859 | 3.8643 | 5.1391 | 6.4103 | 7.6599 | 8.9028 | 10.1398 | 11.3518 | 12.5694 | 13.771 | 14.9741 | 16.1689 | 17.3504 | 18.5358 | 19.7126 | 20.884 | 22.0494 | 23.209 | 24.3632 | 24.3613 | 24.3596 | 24.358 | 0 | 0 | 0
F8_Industrial_Other Industrial_Existing_Process_Natural Gas_Strategic Energy Management_A_Achievable Economic UCT Potential | F8 | Industrial | Other Industrial | Existing | Process | Natural Gas | Strategic Energy Management | A | Cumulative Summer Peak Savings (MW) | Achievable Economic UCT Potential | 0 | 0 | 0 | 0 | 0 | 0 | 0 | 0 | 0 | 0 | 0 | 0 | 0 | 0 | 0 | 0 | 0 | 0 | 0 | 0 | 0 | 0 | 0 | 0 | 0 | 0 | 0 | 0 | 0 | 0 | 0
F9_Industrial_Other Industrial_Existing_Process_Natural Gas_Strategic Energy Management_A_Achievable Economic UCT Potential | F9 | Industrial | Other Industrial | Existing | Process | Natural Gas | Strategic Energy Management | A | Cumulative Winter Peak Savings (MW) | Achievable Economic UCT Potential | 0 | 0 | 0 | 0 | 0 | 0 | 0 | 0 | 0 | 0 | 0 | 0 | 0 | 0 | 0 | 0 | 0 | 0 | 0 | 0 | 0 | 0 | 0 | 0 | 0 | 0 | 0 | 0 | 0 | 0 | 0
F10_Industrial_Other Industrial_Existing_Process_Natural Gas_Strategic Energy Management_A_Achievable Economic UCT Potential | F10 | Industrial | Other Industrial | Existing | Process | Natural Gas | Strategic Energy Management | A | Purchases (Incremental) | Achievable Economic UCT Potential | 0 | 0 | 0 | 0 | 0 | 922.6029 | 922.0965 | 916.6586 | 917.1542 | 917.9126 | 906.256 | 903.7795 | 901.9445 | 887.6219 | 891.0109 | 882.5139 | 882.6284 | 878.1861 | 870.3528 | 871.3837 | 867.7804 | 864.4053 | 861.2557 | 858.3289 | 855.6222 | 0 | 0 | 0 | 0 | 0 | 0
F11_Industrial_Other Industrial_Existing_Process_Natural Gas_Strategic Energy Management_A_Achievable Economic UCT Potential | F11 | Industrial | Other Industrial | Existing | Process | Natural Gas | Strategic Energy Management | A | Purchases (Cumulative) | Achievable Economic UCT Potential | 0 | 0 | 0 | 0 | 0 | 922.6029 | 1844.6994 | 2761.3581 | 3678.5122 | 4596.4248 | 5502.6808 | 6406.4604 | 7308.4048 | 8196.0267 | 9087.0376 | 9969.5515 | 10852.1799 | 11730.3661 | 12600.7189 | 13472.1026 | 14339.883 | 15204.2883 | 16065.5439 | 16923.8728 | 17779.495 | 17779.495 | 17779.495 | 17779.495 | 17779.495 | 17779.495 | 17779.495
F1_Industrial_Other Industrial_Existing_Miscellaneous_Natural Gas_Strategic Energy Management_A_Achievable Economic UCT Potential | F1 | Industrial | Other Industrial | Existing | Miscellaneous | Natural Gas | Strategic Energy Management | A | Integrated Unit Energy Savings (kWh or therms) | Achievable Economic UCT Potential | 0 | 0 | 0 | 0 | 0 | 0.89787 | 0.89787 | 0.89787 | 0.89787 | 0.89787 | 0.89787 | 0.89787 | 0.89787 | 0.89787 | 0.89787 | 0.89787 | 0.89787 | 0.89787 | 0.89787 | 0.89787 | 0.89787 | 0.89787 | 0.89787 | 0.89787 | 0.89787 | 0.89787 | 0.89787 | 0.89787 | 0 | 0 | 0
F2_Industrial_Other Industrial_Existing_Miscellaneous_Natural Gas_Strategic Energy Management_A_Achievable Economic UCT Potential | F2 | Industrial | Other Industrial | Existing | Miscellaneous | Natural Gas | Strategic Energy Management | A | Integrated Unit Summer Peak Savings (kW) | Achievable Economic UCT Potential | 0 | 0 | 0 | 0 | 0 | 0 | 0 | 0 | 0 | 0 | 0 | 0 | 0 | 0 | 0 | 0 | 0 | 0 | 0 | 0 | 0 | 0 | 0 | 0 | 0 | 0 | 0 | 0 | 0 | 0 | 0
F3_Industrial_Other Industrial_Existing_Miscellaneous_Natural Gas_Strategic Energy Management_A_Achievable Economic UCT Potential | F3 | Industrial | Other Industrial | Existing | Miscellaneous | Natural Gas | Strategic Energy Management | A | Integrated Unit Winter Peak Savings (kW) | Achievable Economic UCT Potential | 0 | 0 | 0 | 0 | 0 | 0 | 0 | 0 | 0 | 0 | 0 | 0 | 0 | 0 | 0 | 0 | 0 | 0 | 0 | 0 | 0 | 0 | 0 | 0 | 0 | 0 | 0 | 0 | 0 | 0 | 0
F4_Industrial_Other Industrial_Existing_Miscellaneous_Natural Gas_Strategic Energy Management_A_Achievable Economic UCT Potential | F4 | Industrial | Other Industrial | Existing | Miscellaneous | Natural Gas | Strategic Energy Management | A | Incremental Energy Savings (MWh or mTherms) | Achievable Economic UCT Potential | 0 | 0 | 0 | 0 | 0 | 0.20709 | 0.20698 | 0.20576 | 0.20587 | 0.20604 | 0.20343 | 0.20287 | 0.20246 | 0.19924 | 0.2 | 0.1981 | 0.19812 | 0.19712 | 0.19537 | 0.1956 | 0.19479 | 0.19403 | 0.19332 | 0.19267 | 0.19206 | 0 | 0 | 0 | 0 | 0 | 0
F5_Industrial_Other Industrial_Existing_Miscellaneous_Natural Gas_Strategic Energy Management_A_Achievable Economic UCT Potential | F5 | Industrial | Other Industrial | Existing | Miscellaneous | Natural Gas | Strategic Energy Management | A | Incremental Summer Peak Savings (MW) | Achievable Economic UCT Potential | 0 | 0 | 0 | 0 | 0 | 0 | 0 | 0 | 0 | 0 | 0 | 0 | 0 | 0 | 0 | 0 | 0 | 0 | 0 | 0 | 0 | 0 | 0 | 0 | 0 | 0 | 0 | 0 | 0 | 0 | 0
F6_Industrial_Other Industrial_Existing_Miscellaneous_Natural Gas_Strategic Energy Management_A_Achievable Economic UCT Potential | F6 | Industrial | Other Industrial | Existing | Miscellaneous | Natural Gas | Strategic Energy Management | A | Incremental Winter Peak Savings (MW) | Achievable Economic UCT Potential | 0 | 0 | 0 | 0 | 0 | 0 | 0 | 0 | 0 | 0 | 0 | 0 | 0 | 0 | 0 | 0 | 0 | 0 | 0 | 0 | 0 | 0 | 0 | 0 | 0 | 0 | 0 | 0 | 0 | 0 | 0
F7_Industrial_Other Industrial_Existing_Miscellaneous_Natural Gas_Strategic Energy Management_A_Achievable Economic UCT Potential | F7 | Industrial | Other Industrial | Existing | Miscellaneous | Natural Gas | Strategic Energy Management | A | Cumulative Energy Savings (MWh or mTherms) | Achievable Economic UCT Potential | 0 | 0 | 0 | 0 | 0 | 0.20709 | 0.41408 | 0.61984 | 0.82571 | 1.0317 | 1.2352 | 1.438 | 1.6405 | 1.8397 | 2.0397 | 2.2378 | 2.436 | 2.6331 | 2.8285 | 3.0241 | 3.2188 | 3.4129 | 3.6062 | 3.7989 | 3.9909 | 3.9909 | 3.9909 | 3.9909 | 0 | 0 | 0
F8_Industrial_Other Industrial_Existing_Miscellaneous_Natural Gas_Strategic Energy Management_A_Achievable Economic UCT Potential | F8 | Industrial | Other Industrial | Existing | Miscellaneous | Natural Gas | Strategic Energy Management | A | Cumulative Summer Peak Savings (MW) | Achievable Economic UCT Potential | 0 | 0 | 0 | 0 | 0 | 0 | 0 | 0 | 0 | 0 | 0 | 0 | 0 | 0 | 0 | 0 | 0 | 0 | 0 | 0 | 0 | 0 | 0 | 0 | 0 | 0 | 0 | 0 | 0 | 0 | 0
F9_Industrial_Other Industrial_Existing_Miscellaneous_Natural Gas_Strategic Energy Management_A_Achievable Economic UCT Potential | F9 | Industrial | Other Industrial | Existing | Miscellaneous | Natural Gas | Strategic Energy Management | A | Cumulative Winter Peak Savings (MW) | Achievable Economic UCT Potential | 0 | 0 | 0 | 0 | 0 | 0 | 0 | 0 | 0 | 0 | 0 | 0 | 0 | 0 | 0 | 0 | 0 | 0 | 0 | 0 | 0 | 0 | 0 | 0 | 0 | 0 | 0 | 0 | 0 | 0 | 0
F10_Industrial_Other Industrial_Existing_Miscellaneous_Natural Gas_Strategic Energy Management_A_Achievable Economic UCT Potential | F10 | Industrial | Other Industrial | Existing | Miscellaneous | Natural Gas | Strategic Energy Management | A | Purchases (Incremental) | Achievable Economic UCT Potential | 0 | 0 | 0 | 0 | 0 | 230.6507 | 230.5241 | 229.1647 | 229.2885 | 229.4781 | 226.564 | 225.9449 | 225.4861 | 221.9055 | 222.7527 | 220.6285 | 220.6571 | 219.5465 | 217.5882 | 217.8459 | 216.9451 | 216.1013 | 215.3139 | 214.5822 | 213.9055 | 0 | 0 | 0 | 0 | 0 | 0
F11_Industrial_Other Industrial_Existing_Miscellaneous_Natural Gas_Strategic Energy Management_A_Achievable Economic UCT Potential | F11 | Industrial | Other Industrial | Existing | Miscellaneous | Natural Gas | Strategic Energy Management | A | Purchases (Cumulative) | Achievable Economic UCT Potential | 0 | 0 | 0 | 0 | 0 | 230.6507 | 461.1749 | 690.3395 | 919.6281 | 1149.1062 | 1375.6702 | 1601.6151 | 1827.1012 | 2049.0067 | 2271.7594 | 2492.3879 | 2713.045 | 2932.5915 | 3150.1797 | 3368.0257 | 3584.9707 | 3801.0721 | 4016.386 | 4230.9682 | 4444.8737 | 4444.8737 | 4444.8737 | 4444.8737 | 4444.8737 | 4444.8737 | 4444.8737
F1_Industrial_Other Industrial_Existing_Space Heating_Natural Gas_Commissioning_A_Achievable Economic UCT Potential | F1 | Industrial | Other Industrial | Existing | Space Heating | Natural Gas | Commissioning | A | Integrated Unit Energy Savings (kWh or therms) | Achievable Economic UCT Potential | 0 | 0 | 0 | 0 | 0 | 3.7612 | 3.7405 | 3.7145 | 3.6861 | 3.6552 | 3.6226 | 3.5881 | 3.5527 | 3.5156 | 3.4748 | 3.4352 | 3.3955 | 3.3578 | 3.3219 | 3.2881 | 3.256 | 3.2235 | 3.1951 | 3.1708 | 3.148 | 3.1271 | 3.1092 | 3.0925 | 0 | 0 | 0
F2_Industrial_Other Industrial_Existing_Space Heating_Natural Gas_Commissioning_A_Achievable Economic UCT Potential | F2 | Industrial | Other Industrial | Existing | Space Heating | Natural Gas | Commissioning | A | Integrated Unit Summer Peak Savings (kW) | Achievable Economic UCT Potential | 0 | 0 | 0 | 0 | 0 | 0 | 0 | 0 | 0 | 0 | 0 | 0 | 0 | 0 | 0 | 0 | 0 | 0 | 0 | 0 | 0 | 0 | 0 | 0 | 0 | 0 | 0 | 0 | 0 | 0 | 0
F3_Industrial_Other Industrial_Existing_Space Heating_Natural Gas_Commissioning_A_Achievable Economic UCT Potential | F3 | Industrial | Other Industrial | Existing | Space Heating | Natural Gas | Commissioning | A | Integrated Unit Winter Peak Savings (kW) | Achievable Economic UCT Potential | 0 | 0 | 0 | 0 | 0 | 0 | 0 | 0 | 0 | 0 | 0 | 0 | 0 | 0 | 0 | 0 | 0 | 0 | 0 | 0 | 0 | 0 | 0 | 0 | 0 | 0 | 0 | 0 | 0 | 0 | 0
F4_Industrial_Other Industrial_Existing_Space Heating_Natural Gas_Commissioning_A_Achievable Economic UCT Potential | F4 | Industrial | Other Industrial | Existing | Space Heating | Natural Gas | Commissioning | A | Incremental Energy Savings (MWh or mTherms) | Achievable Economic UCT Potential | 0 | 0 | 0 | 0 | 0 | 0 | 0 | 0 | 0 | 0 | 0 | 0 | 0 | 0 | 0 | 0 | 0 | 0 | 0 | 0 | 0 | 0 | 0 | 0 | 0 | 0 | 0 | 0 | 0 | 0 | 0
F5_Industrial_Other Industrial_Existing_Space Heating_Natural Gas_Commissioning_A_Achievable Economic UCT Potential | F5 | Industrial | Other Industrial | Existing | Space Heating | Natural Gas | Commissioning | A | Incremental Summer Peak Savings (MW) | Achievable Economic UCT Potential | 0 | 0 | 0 | 0 | 0 | 0 | 0 | 0 | 0 | 0 | 0 | 0 | 0 | 0 | 0 | 0 | 0 | 0 | 0 | 0 | 0 | 0 | 0 | 0 | 0 | 0 | 0 | 0 | 0 | 0 | 0
F6_Industrial_Other Industrial_Existing_Space Heating_Natural Gas_Commissioning_A_Achievable Economic UCT Potential | F6 | Industrial | Other Industrial | Existing | Space Heating | Natural Gas | Commissioning | A | Incremental Winter Peak Savings (MW) | Achievable Economic UCT Potential | 0 | 0 | 0 | 0 | 0 | 0 | 0 | 0 | 0 | 0 | 0 | 0 | 0 | 0 | 0 | 0 | 0 | 0 | 0 | 0 | 0 | 0 | 0 | 0 | 0 | 0 | 0 | 0 | 0 | 0 | 0
F7_Industrial_Other Industrial_Existing_Space Heating_Natural Gas_Commissioning_A_Achievable Economic UCT Potential | F7 | Industrial | Other Industrial | Existing | Space Heating | Natural Gas | Commissioning | A | Cumulative Energy Savings (MWh or mTherms) | Achievable Economic UCT Potential | 0 | 0 | 0 | 0 | 0 | 0 | 0 | 0 | 0 | 0 | 0 | 0 | 0 | 0 | 0 | 0 | 0 | 0 | 0 | 0 | 0 | 0 | 0 | 0 | 0 | 0 | 0 | 0 | 0 | 0 | 0
F8_Industrial_Other Industrial_Existing_Space Heating_Natural Gas_Commissioning_A_Achievable Economic UCT Potential | F8 | Industrial | Other Industrial | Existing | Space Heating | Natural Gas | Commissioning | A | Cumulative Summer Peak Savings (MW) | Achievable Economic UCT Potential | 0 | 0 | 0 | 0 | 0 | 0 | 0 | 0 | 0 | 0 | 0 | 0 | 0 | 0 | 0 | 0 | 0 | 0 | 0 | 0 | 0 | 0 | 0 | 0 | 0 | 0 | 0 | 0 | 0 | 0 | 0
F9_Industrial_Other Industrial_Existing_Space Heating_Natural Gas_Commissioning_A_Achievable Economic UCT Potential | F9 | Industrial | Other Industrial | Existing | Space Heating | Natural Gas | Commissioning | A | Cumulative Winter Peak Savings (MW) | Achievable Economic UCT Potential | 0 | 0 | 0 | 0 | 0 | 0 | 0 | 0 | 0 | 0 | 0 | 0 | 0 | 0 | 0 | 0 | 0 | 0 | 0 | 0 | 0 | 0 | 0 | 0 | 0 | 0 | 0 | 0 | 0 | 0 | 0
F10_Industrial_Other Industrial_Existing_Space Heating_Natural Gas_Commissioning_A_Achievable Economic UCT Potential | F10 | Industrial | Other Industrial | Existing | Space Heating | Natural Gas | Commissioning | A | Purchases (Incremental) | Achievable Economic UCT Potential | 0 | 0 | 0 | 0 | 0 | 0 | 0 | 0 | 0 | 0 | 0 | 0 | 0 | 0 | 0 | 0 | 0 | 0 | 0 | 0 | 0 | 0 | 0 | 0 | 0 | 0 | 0 | 0 | 0 | 0 | 0
F11_Industrial_Other Industrial_Existing_Space Heating_Natural Gas_Commissioning_A_Achievable Economic UCT Potential | F11 | Industrial | Other Industrial | Existing | Space Heating | Natural Gas | Commissioning | A | Purchases (Cumulative) | Achievable Economic UCT Potential | 0 | 0 | 0 | 0 | 0 | 0 | 0 | 0 | 0 | 0 | 0 | 0 | 0 | 0 | 0 | 0 | 0 | 0 | 0 | 0 | 0 | 0 | 0 | 0 | 0 | 0 | 0 | 0 | 0 | 0 | 0
F1_Industrial_Other Industrial_Existing_Process_Natural Gas_Commissioning_A_Achievable Economic UCT Potential | F1 | Industrial | Other Industrial | Existing | Process | Natural Gas | Commissioning | A | Integrated Unit Energy Savings (kWh or therms) | Achievable Economic UCT Potential | 0 | 0 | 0 | 0 | 0 | 7.8488 | 7.8476 | 7.8467 | 7.846 | 7.8455 | 7.8449 | 7.8444 | 7.8441 | 7.8437 | 7.8434 | 7.8431 | 7.843 | 7.8428 | 7.8426 | 7.8426 | 7.8425 | 7.8424 | 7.8423 | 7.8422 | 7.8422 | 7.8421 | 7.8421 | 7.8421 | 0 | 0 | 0
F2_Industrial_Other Industrial_Existing_Process_Natural Gas_Commissioning_A_Achievable Economic UCT Potential | F2 | Industrial | Other Industrial | Existing | Process | Natural Gas | Commissioning | A | Integrated Unit Summer Peak Savings (kW) | Achievable Economic UCT Potential | 0 | 0 | 0 | 0 | 0 | 0 | 0 | 0 | 0 | 0 | 0 | 0 | 0 | 0 | 0 | 0 | 0 | 0 | 0 | 0 | 0 | 0 | 0 | 0 | 0 | 0 | 0 | 0 | 0 | 0 | 0
F3_Industrial_Other Industrial_Existing_Process_Natural Gas_Commissioning_A_Achievable Economic UCT Potential | F3 | Industrial | Other Industrial | Existing | Process | Natural Gas | Commissioning | A | Integrated Unit Winter Peak Savings (kW) | Achievable Economic UCT Potential | 0 | 0 | 0 | 0 | 0 | 0 | 0 | 0 | 0 | 0 | 0 | 0 | 0 | 0 | 0 | 0 | 0 | 0 | 0 | 0 | 0 | 0 | 0 | 0 | 0 | 0 | 0 | 0 | 0 | 0 | 0
F4_Industrial_Other Industrial_Existing_Process_Natural Gas_Commissioning_A_Achievable Economic UCT Potential | F4 | Industrial | Other Industrial | Existing | Process | Natural Gas | Commissioning | A | Incremental Energy Savings (MWh or mTherms) | Achievable Economic UCT Potential | 0 | 0 | 0 | 0 | 0 | 0 | 0 | 0 | 0 | 0 | 0 | 0 | 0 | 0 | 0 | 0 | 0 | 0 | 0 | 0 | 0 | 0 | 0 | 0 | 0 | 0 | 0 | 0 | 0 | 0 | 0
F5_Industrial_Other Industrial_Existing_Process_Natural Gas_Commissioning_A_Achievable Economic UCT Potential | F5 | Industrial | Other Industrial | Existing | Process | Natural Gas | Commissioning | A | Incremental Summer Peak Savings (MW) | Achievable Economic UCT Potential | 0 | 0 | 0 | 0 | 0 | 0 | 0 | 0 | 0 | 0 | 0 | 0 | 0 | 0 | 0 | 0 | 0 | 0 | 0 | 0 | 0 | 0 | 0 | 0 | 0 | 0 | 0 | 0 | 0 | 0 | 0
F6_Industrial_Other Industrial_Existing_Process_Natural Gas_Commissioning_A_Achievable Economic UCT Potential | F6 | Industrial | Other Industrial | Existing | Process | Natural Gas | Commissioning | A | Incremental Winter Peak Savings (MW) | Achievable Economic UCT Potential | 0 | 0 | 0 | 0 | 0 | 0 | 0 | 0 | 0 | 0 | 0 | 0 | 0 | 0 | 0 | 0 | 0 | 0 | 0 | 0 | 0 | 0 | 0 | 0 | 0 | 0 | 0 | 0 | 0 | 0 | 0
F7_Industrial_Other Industrial_Existing_Process_Natural Gas_Commissioning_A_Achievable Economic UCT Potential | F7 | Industrial | Other Industrial | Existing | Process | Natural Gas | Commissioning | A | Cumulative Energy Savings (MWh or mTherms) | Achievable Economic UCT Potential | 0 | 0 | 0 | 0 | 0 | 0 | 0 | 0 | 0 | 0 | 0 | 0 | 0 | 0 | 0 | 0 | 0 | 0 | 0 | 0 | 0 | 0 | 0 | 0 | 0 | 0 | 0 | 0 | 0 | 0 | 0
F8_Industrial_Other Industrial_Existing_Process_Natural Gas_Commissioning_A_Achievable Economic UCT Potential | F8 | Industrial | Other Industrial | Existing | Process | Natural Gas | Commissioning | A | Cumulative Summer Peak Savings (MW) | Achievable Economic UCT Potential | 0 | 0 | 0 | 0 | 0 | 0 | 0 | 0 | 0 | 0 | 0 | 0 | 0 | 0 | 0 | 0 | 0 | 0 | 0 | 0 | 0 | 0 | 0 | 0 | 0 | 0 | 0 | 0 | 0 | 0 | 0
F9_Industrial_Other Industrial_Existing_Process_Natural Gas_Commissioning_A_Achievable Economic UCT Potential | F9 | Industrial | Other Industrial | Existing | Process | Natural Gas | Commissioning | A | Cumulative Winter Peak Savings (MW) | Achievable Economic UCT Potential | 0 | 0 | 0 | 0 | 0 | 0 | 0 | 0 | 0 | 0 | 0 | 0 | 0 | 0 | 0 | 0 | 0 | 0 | 0 | 0 | 0 | 0 | 0 | 0 | 0 | 0 | 0 | 0 | 0 | 0 | 0
F10_Industrial_Other Industrial_Existing_Process_Natural Gas_Commissioning_A_Achievable Economic UCT Potential | F10 | Industrial | Other Industrial | Existing | Process | Natural Gas | Commissioning | A | Purchases (Incremental) | Achievable Economic UCT Potential | 0 | 0 | 0 | 0 | 0 | 0 | 0 | 0 | 0 | 0 | 0 | 0 | 0 | 0 | 0 | 0 | 0 | 0 | 0 | 0 | 0 | 0 | 0 | 0 | 0 | 0 | 0 | 0 | 0 | 0 | 0
F11_Industrial_Other Industrial_Existing_Process_Natural Gas_Commissioning_A_Achievable Economic UCT Potential | F11 | Industrial | Other Industrial | Existing | Process | Natural Gas | Commissioning | A | Purchases (Cumulative) | Achievable Economic UCT Potential | 0 | 0 | 0 | 0 | 0 | 0 | 0 | 0 | 0 | 0 | 0 | 0 | 0 | 0 | 0 | 0 | 0 | 0 | 0 | 0 | 0 | 0 | 0 | 0 | 0 | 0 | 0 | 0 | 0 | 0 | 0
F1_Industrial_Other Industrial_Existing_Space Heating_Natural Gas_Retrocommissioning_A_Achievable Economic UCT Potential | F1 | Industrial | Other Industrial | Existing | Space Heating | Natural Gas | Retrocommissioning | A | Integrated Unit Energy Savings (kWh or therms) | Achievable Economic UCT Potential | 0 | 0 | 0 | 0 | 0 | 0.52237 | 0.51945 | 0.51579 | 0.5118 | 0.50747 | 0.5029 | 0.49809 | 0.49314 | 0.48797 | 0.4823 | 0.47679 | 0.47127 | 0.46603 | 0.46104 | 0.45634 | 0.45188 | 0.44736 | 0.44342 | 0.44005 | 0.43689 | 0.43399 | 0.43151 | 0.42919 | 0 | 0 | 0
F2_Industrial_Other Industrial_Existing_Space Heating_Natural Gas_Retrocommissioning_A_Achievable Economic UCT Potential | F2 | Industrial | Other Industrial | Existing | Space Heating | Natural Gas | Retrocommissioning | A | Integrated Unit Summer Peak Savings (kW) | Achievable Economic UCT Potential | 0 | 0 | 0 | 0 | 0 | 0 | 0 | 0 | 0 | 0 | 0 | 0 | 0 | 0 | 0 | 0 | 0 | 0 | 0 | 0 | 0 | 0 | 0 | 0 | 0 | 0 | 0 | 0 | 0 | 0 | 0
F3_Industrial_Other Industrial_Existing_Space Heating_Natural Gas_Retrocommissioning_A_Achievable Economic UCT Potential | F3 | Industrial | Other Industrial | Existing | Space Heating | Natural Gas | Retrocommissioning | A | Integrated Unit Winter Peak Savings (kW) | Achievable Economic UCT Potential | 0 | 0 | 0 | 0 | 0 | 0 | 0 | 0 | 0 | 0 | 0 | 0 | 0 | 0 | 0 | 0 | 0 | 0 | 0 | 0 | 0 | 0 | 0 | 0 | 0 | 0 | 0 | 0 | 0 | 0 | 0
F4_Industrial_Other Industrial_Existing_Space Heating_Natural Gas_Retrocommissioning_A_Achievable Economic UCT Potential | F4 | Industrial | Other Industrial | Existing | Space Heating | Natural Gas | Retrocommissioning | A | Incremental Energy Savings (MWh or mTherms) | Achievable Economic UCT Potential | 0 | 0 | 0 | 0 | 0 | 0.09371 | 0.093135 | 0.091935 | 0.091272 | 0.090574 | 0.088619 | 0.087532 | 0.086487 | 0.084221 | 0.083559 | 0.081817 | 0.08088 | 0.079578 | 0.078024 | 0.07732 | 0.076248 | 0.075192 | 0.074258 | 0.073442 | 0.072685 | 0 | 0 | 0 | 0 | 0 | 0
F5_Industrial_Other Industrial_Existing_Space Heating_Natural Gas_Retrocommissioning_A_Achievable Economic UCT Potential | F5 | Industrial | Other Industrial | Existing | Space Heating | Natural Gas | Retrocommissioning | A | Incremental Summer Peak Savings (MW) | Achievable Economic UCT Potential | 0 | 0 | 0 | 0 | 0 | 0 | 0 | 0 | 0 | 0 | 0 | 0 | 0 | 0 | 0 | 0 | 0 | 0 | 0 | 0 | 0 | 0 | 0 | 0 | 0 | 0 | 0 | 0 | 0 | 0 | 0
F6_Industrial_Other Industrial_Existing_Space Heating_Natural Gas_Retrocommissioning_A_Achievable Economic UCT Potential | F6 | Industrial | Other Industrial | Existing | Space Heating | Natural Gas | Retrocommissioning | A | Incremental Winter Peak Savings (MW) | Achievable Economic UCT Potential | 0 | 0 | 0 | 0 | 0 | 0 | 0 | 0 | 0 | 0 | 0 | 0 | 0 | 0 | 0 | 0 | 0 | 0 | 0 | 0 | 0 | 0 | 0 | 0 | 0 | 0 | 0 | 0 | 0 | 0 | 0
F7_Industrial_Other Industrial_Existing_Space Heating_Natural Gas_Retrocommissioning_A_Achievable Economic UCT Potential | F7 | Industrial | Other Industrial | Existing | Space Heating | Natural Gas | Retrocommissioning | A | Cumulative Energy Savings (MWh or mTherms) | Achievable Economic UCT Potential | 0 | 0 | 0 | 0 | 0 | 0.09371 | 0.18632 | 0.27695 | 0.36607 | 0.45355 | 0.53808 | 0.62047 | 0.7008 | 0.77767 | 0.85218 | 0.92426 | 0.99444 | 1.063 | 1.1296 | 1.1954 | 1.26 | 1.3226 | 1.3852 | 1.4481 | 1.5104 | 1.5004 | 1.4918 | 1.4837 | 0 | 0 | 0
F8_Industrial_Other Industrial_Existing_Space Heating_Natural Gas_Retrocommissioning_A_Achievable Economic UCT Potential | F8 | Industrial | Other Industrial | Existing | Space Heating | Natural Gas | Retrocommissioning | A | Cumulative Summer Peak Savings (MW) | Achievable Economic UCT Potential | 0 | 0 | 0 | 0 | 0 | 0 | 0 | 0 | 0 | 0 | 0 | 0 | 0 | 0 | 0 | 0 | 0 | 0 | 0 | 0 | 0 | 0 | 0 | 0 | 0 | 0 | 0 | 0 | 0 | 0 | 0
F9_Industrial_Other Industrial_Existing_Space Heating_Natural Gas_Retrocommissioning_A_Achievable Economic UCT Potential | F9 | Industrial | Other Industrial | Existing | Space Heating | Natural Gas | Retrocommissioning | A | Cumulative Winter Peak Savings (MW) | Achievable Economic UCT Potential | 0 | 0 | 0 | 0 | 0 | 0 | 0 | 0 | 0 | 0 | 0 | 0 | 0 | 0 | 0 | 0 | 0 | 0 | 0 | 0 | 0 | 0 | 0 | 0 | 0 | 0 | 0 | 0 | 0 | 0 | 0
F10_Industrial_Other Industrial_Existing_Space Heating_Natural Gas_Retrocommissioning_A_Achievable Economic UCT Potential | F10 | Industrial | Other Industrial | Existing | Space Heating | Natural Gas | Retrocommissioning | A | Purchases (Incremental) | Achievable Economic UCT Potential | 0 | 0 | 0 | 0 | 0 | 179.395 | 179.2966 | 178.2392 | 178.3355 | 178.483 | 176.2164 | 175.7349 | 175.3781 | 172.5931 | 173.2521 | 171.5999 | 171.6222 | 170.7584 | 169.2353 | 169.4357 | 168.7351 | 168.0788 | 167.4664 | 166.8973 | 166.371 | 0 | 0 | 0 | 0 | 0 | 0
F11_Industrial_Other Industrial_Existing_Space Heating_Natural Gas_Retrocommissioning_A_Achievable Economic UCT Potential | F11 | Industrial | Other Industrial | Existing | Space Heating | Natural Gas | Retrocommissioning | A | Purchases (Cumulative) | Achievable Economic UCT Potential | 0 | 0 | 0 | 0 | 0 | 179.395 | 358.6916 | 536.9307 | 715.2663 | 893.7493 | 1069.9657 | 1245.7006 | 1421.0787 | 1593.6719 | 1766.924 | 1938.5239 | 2110.1461 | 2280.9045 | 2450.1398 | 2619.5755 | 2788.3106 | 2956.3894 | 3123.8558 | 3290.753 | 3457.124 | 3457.124 | 3457.124 | 3457.124 | 3457.124 | 3457.124 | 3457.124
F1_Industrial_Other Industrial_Existing_Process_Natural Gas_Retrocommissioning_A_Achievable Economic UCT Potential | F1 | Industrial | Other Industrial | Existing | Process | Natural Gas | Retrocommissioning | A | Integrated Unit Energy Savings (kWh or therms) | Achievable Economic UCT Potential | 0 | 0 | 0 | 0 | 0 | 0 | 0 | 0 | 0 | 0 | 0 | 0 | 0 | 0 | 0 | 0 | 0 | 0 | 0 | 0 | 0 | 0 | 0 | 0 | 0 | 0 | 0 | 0 | 0 | 0 | 0
F2_Industrial_Other Industrial_Existing_Process_Natural Gas_Retrocommissioning_A_Achievable Economic UCT Potential | F2 | Industrial | Other Industrial | Existing | Process | Natural Gas | Retrocommissioning | A | Integrated Unit Summer Peak Savings (kW) | Achievable Economic UCT Potential | 0 | 0 | 0 | 0 | 0 | 0 | 0 | 0 | 0 | 0 | 0 | 0 | 0 | 0 | 0 | 0 | 0 | 0 | 0 | 0 | 0 | 0 | 0 | 0 | 0 | 0 | 0 | 0 | 0 | 0 | 0
F3_Industrial_Other Industrial_Existing_Process_Natural Gas_Retrocommissioning_A_Achievable Economic UCT Potential | F3 | Industrial | Other Industrial | Existing | Process | Natural Gas | Retrocommissioning | A | Integrated Unit Winter Peak Savings (kW) | Achievable Economic UCT Potential | 0 | 0 | 0 | 0 | 0 | 0 | 0 | 0 | 0 | 0 | 0 | 0 | 0 | 0 | 0 | 0 | 0 | 0 | 0 | 0 | 0 | 0 | 0 | 0 | 0 | 0 | 0 | 0 | 0 | 0 | 0
F4_Industrial_Other Industrial_Existing_Process_Natural Gas_Retrocommissioning_A_Achievable Economic UCT Potential | F4 | Industrial | Other Industrial | Existing | Process | Natural Gas | Retrocommissioning | A | Incremental Energy Savings (MWh or mTherms) | Achievable Economic UCT Potential | 0 | 0 | 0 | 0 | 0 | 0 | 0 | 0 | 0 | 0 | 0 | 0 | 0 | 0 | 0 | 0 | 0 | 0 | 0 | 0 | 0 | 0 | 0 | 0 | 0 | 0 | 0 | 0 | 0 | 0 | 0
F5_Industrial_Other Industrial_Existing_Process_Natural Gas_Retrocommissioning_A_Achievable Economic UCT Potential | F5 | Industrial | Other Industrial | Existing | Process | Natural Gas | Retrocommissioning | A | Incremental Summer Peak Savings (MW) | Achievable Economic UCT Potential | 0 | 0 | 0 | 0 | 0 | 0 | 0 | 0 | 0 | 0 | 0 | 0 | 0 | 0 | 0 | 0 | 0 | 0 | 0 | 0 | 0 | 0 | 0 | 0 | 0 | 0 | 0 | 0 | 0 | 0 | 0
F6_Industrial_Other Industrial_Existing_Process_Natural Gas_Retrocommissioning_A_Achievable Economic UCT Potential | F6 | Industrial | Other Industrial | Existing | Process | Natural Gas | Retrocommissioning | A | Incremental Winter Peak Savings (MW) | Achievable Economic UCT Potential | 0 | 0 | 0 | 0 | 0 | 0 | 0 | 0 | 0 | 0 | 0 | 0 | 0 | 0 | 0 | 0 | 0 | 0 | 0 | 0 | 0 | 0 | 0 | 0 | 0 | 0 | 0 | 0 | 0 | 0 | 0
F7_Industrial_Other Industrial_Existing_Process_Natural Gas_Retrocommissioning_A_Achievable Economic UCT Potential | F7 | Industrial | Other Industrial | Existing | Process | Natural Gas | Retrocommissioning | A | Cumulative Energy Savings (MWh or mTherms) | Achievable Economic UCT Potential | 0 | 0 | 0 | 0 | 0 | 0 | 0 | 0 | 0 | 0 | 0 | 0 | 0 | 0 | 0 | 0 | 0 | 0 | 0 | 0 | 0 | 0 | 0 | 0 | 0 | 0 | 0 | 0 | 0 | 0 | 0
F8_Industrial_Other Industrial_Existing_Process_Natural Gas_Retrocommissioning_A_Achievable Economic UCT Potential | F8 | Industrial | Other Industrial | Existing | Process | Natural Gas | Retrocommissioning | A | Cumulative Summer Peak Savings (MW) | Achievable Economic UCT Potential | 0 | 0 | 0 | 0 | 0 | 0 | 0 | 0 | 0 | 0 | 0 | 0 | 0 | 0 | 0 | 0 | 0 | 0 | 0 | 0 | 0 | 0 | 0 | 0 | 0 | 0 | 0 | 0 | 0 | 0 | 0
F9_Industrial_Other Industrial_Existing_Process_Natural Gas_Retrocommissioning_A_Achievable Economic UCT Potential | F9 | Industrial | Other Industrial | Existing | Process | Natural Gas | Retrocommissioning | A | Cumulative Winter Peak Savings (MW) | Achievable Economic UCT Potential | 0 | 0 | 0 | 0 | 0 | 0 | 0 | 0 | 0 | 0 | 0 | 0 | 0 | 0 | 0 | 0 | 0 | 0 | 0 | 0 | 0 | 0 | 0 | 0 | 0 | 0 | 0 | 0 | 0 | 0 | 0
F10_Industrial_Other Industrial_Existing_Process_Natural Gas_Retrocommissioning_A_Achievable Economic UCT Potential | F10 | Industrial | Other Industrial | Existing | Process | Natural Gas | Retrocommissioning | A | Purchases (Incremental) | Achievable Economic UCT Potential | 0 | 0 | 0 | 0 | 0 | 179.395 | 179.2966 | 178.2392 | 178.3355 | 178.483 | 176.2164 | 175.7349 | 175.3781 | 172.5931 | 173.2521 | 171.5999 | 171.6222 | 170.7584 | 169.2353 | 169.4357 | 168.7351 | 168.0788 | 167.4664 | 166.8973 | 166.371 | 0 | 0 | 0 | 0 | 0 | 0
F11_Industrial_Other Industrial_Existing_Process_Natural Gas_Retrocommissioning_A_Achievable Economic UCT Potential | F11 | Industrial | Other Industrial | Existing | Process | Natural Gas | Retrocommissioning | A | Purchases (Cumulative) | Achievable Economic UCT Potential | 0 | 0 | 0 | 0 | 0 | 179.395 | 358.6916 | 536.9307 | 715.2663 | 893.7493 | 1069.9657 | 1245.7006 | 1421.0787 | 1593.6719 | 1766.924 | 1938.5239 | 2110.1461 | 2280.9045 | 2450.1398 | 2619.5755 | 2788.3106 | 2956.3894 | 3123.8558 | 3290.753 | 3457.124 | 3457.124 | 3457.124 | 3457.124 | 3457.124 | 3457.124 | 3457.124
F1_Industrial_Other Industrial_New_Space Heating_Natural Gas_Insulation - Roof/Ceiling_A_Achievable Economic UCT Potential | F1 | Industrial | Other Industrial | New | Space Heating | Natural Gas | Insulation - Roof/Ceiling | A | Integrated Unit Energy Savings (kWh or therms) | Achievable Economic UCT Potential | 0 | 0 | 0 | 0 | 0 | 0.093625 | 0.092044 | 0.090723 | 0.089565 | 0.088504 | 0.087537 | 0.086372 | 0.085097 | 0.083781 | 0.082459 | 0.081232 | 0.080102 | 0.07913 | 0.077926 | 0.076998 | 0.076305 | 0.07578 | 0.075511 | 0.07537 | 0.075322 | 0.075338 | 0.075374 | 0.07543 | 0 | 0 | 0
F2_Industrial_Other Industrial_New_Space Heating_Natural Gas_Insulation - Roof/Ceiling_A_Achievable Economic UCT Potential | F2 | Industrial | Other Industrial | New | Space Heating | Natural Gas | Insulation - Roof/Ceiling | A | Integrated Unit Summer Peak Savings (kW) | Achievable Economic UCT Potential | 0 | 0 | 0 | 0 | 0 | 0 | 0 | 0 | 0 | 0 | 0 | 0 | 0 | 0 | 0 | 0 | 0 | 0 | 0 | 0 | 0 | 0 | 0 | 0 | 0 | 0 | 0 | 0 | 0 | 0 | 0
F3_Industrial_Other Industrial_New_Space Heating_Natural Gas_Insulation - Roof/Ceiling_A_Achievable Economic UCT Potential | F3 | Industrial | Other Industrial | New | Space Heating | Natural Gas | Insulation - Roof/Ceiling | A | Integrated Unit Winter Peak Savings (kW) | Achievable Economic UCT Potential | 0 | 0 | 0 | 0 | 0 | 0 | 0 | 0 | 0 | 0 | 0 | 0 | 0 | 0 | 0 | 0 | 0 | 0 | 0 | 0 | 0 | 0 | 0 | 0 | 0 | 0 | 0 | 0 | 0 | 0 | 0
F4_Industrial_Other Industrial_New_Space Heating_Natural Gas_Insulation - Roof/Ceiling_A_Achievable Economic UCT Potential | F4 | Industrial | Other Industrial | New | Space Heating | Natural Gas | Insulation - Roof/Ceiling | A | Incremental Energy Savings (MWh or mTherms) | Achievable Economic UCT Potential | 0 | 0 | 0 | 0 | 0 | 0 | 0 | 0 | 0 | 0 | 0 | 0 | 0 | 0 | 0 | 0 | 0 | 0 | 0 | 0 | 0 | 0 | 0 | 0 | 0 | 0 | 0 | 0 | 0 | 0 | 0
F5_Industrial_Other Industrial_New_Space Heating_Natural Gas_Insulation - Roof/Ceiling_A_Achievable Economic UCT Potential | F5 | Industrial | Other Industrial | New | Space Heating | Natural Gas | Insulation - Roof/Ceiling | A | Incremental Summer Peak Savings (MW) | Achievable Economic UCT Potential | 0 | 0 | 0 | 0 | 0 | 0 | 0 | 0 | 0 | 0 | 0 | 0 | 0 | 0 | 0 | 0 | 0 | 0 | 0 | 0 | 0 | 0 | 0 | 0 | 0 | 0 | 0 | 0 | 0 | 0 | 0
F6_Industrial_Other Industrial_New_Space Heating_Natural Gas_Insulation - Roof/Ceiling_A_Achievable Economic UCT Potential | F6 | Industrial | Other Industrial | New | Space Heating | Natural Gas | Insulation - Roof/Ceiling | A | Incremental Winter Peak Savings (MW) | Achievable Economic UCT Potential | 0 | 0 | 0 | 0 | 0 | 0 | 0 | 0 | 0 | 0 | 0 | 0 | 0 | 0 | 0 | 0 | 0 | 0 | 0 | 0 | 0 | 0 | 0 | 0 | 0 | 0 | 0 | 0 | 0 | 0 | 0
F7_Industrial_Other Industrial_New_Space Heating_Natural Gas_Insulation - Roof/Ceiling_A_Achievable Economic UCT Potential | F7 | Industrial | Other Industrial | New | Space Heating | Natural Gas | Insulation - Roof/Ceiling | A | Cumulative Energy Savings (MWh or mTherms) | Achievable Economic UCT Potential | 0 | 0 | 0 | 0 | 0 | 0 | 0 | 0 | 0 | 0 | 0 | 0 | 0 | 0 | 0 | 0 | 0 | 0 | 0 | 0 | 0 | 0 | 0 | 0 | 0 | 0 | 0 | 0 | 0 | 0 | 0
F8_Industrial_Other Industrial_New_Space Heating_Natural Gas_Insulation - Roof/Ceiling_A_Achievable Economic UCT Potential | F8 | Industrial | Other Industrial | New | Space Heating | Natural Gas | Insulation - Roof/Ceiling | A | Cumulative Summer Peak Savings (MW) | Achievable Economic UCT Potential | 0 | 0 | 0 | 0 | 0 | 0 | 0 | 0 | 0 | 0 | 0 | 0 | 0 | 0 | 0 | 0 | 0 | 0 | 0 | 0 | 0 | 0 | 0 | 0 | 0 | 0 | 0 | 0 | 0 | 0 | 0
F9_Industrial_Other Industrial_New_Space Heating_Natural Gas_Insulation - Roof/Ceiling_A_Achievable Economic UCT Potential | F9 | Industrial | Other Industrial | New | Space Heating | Natural Gas | Insulation - Roof/Ceiling | A | Cumulative Winter Peak Savings (MW) | Achievable Economic UCT Potential | 0 | 0 | 0 | 0 | 0 | 0 | 0 | 0 | 0 | 0 | 0 | 0 | 0 | 0 | 0 | 0 | 0 | 0 | 0 | 0 | 0 | 0 | 0 | 0 | 0 | 0 | 0 | 0 | 0 | 0 | 0
F10_Industrial_Other Industrial_New_Space Heating_Natural Gas_Insulation - Roof/Ceiling_A_Achievable Economic UCT Potential | F10 | Industrial | Other Industrial | New | Space Heating | Natural Gas | Insulation - Roof/Ceiling | A | Purchases (Incremental) | Achievable Economic UCT Potential | 0 | 0 | 0 | 0 | 0 | 0 | 0 | 0 | 0 | 0 | 0 | 0 | 0 | 0 | 0 | 0 | 0 | 0 | 0 | 0 | 0 | 0 | 0 | 0 | 0 | 0 | 0 | 0 | 0 | 0 | 0
F11_Industrial_Other Industrial_New_Space Heating_Natural Gas_Insulation - Roof/Ceiling_A_Achievable Economic UCT Potential | F11 | Industrial | Other Industrial | New | Space Heating | Natural Gas | Insulation - Roof/Ceiling | A | Purchases (Cumulative) | Achievable Economic UCT Potential | 0 | 0 | 0 | 0 | 0 | 0 | 0 | 0 | 0 | 0 | 0 | 0 | 0 | 0 | 0 | 0 | 0 | 0 | 0 | 0 | 0 | 0 | 0 | 0 | 0 | 0 | 0 | 0 | 0 | 0 | 0
F1_Industrial_Other Industrial_New_Space Heating_Natural Gas_Insulation - Wall Cavity_A_Achievable Economic UCT Potential | F1 | Industrial | Other Industrial | New | Space Heating | Natural Gas | Insulation - Wall Cavity | A | Integrated Unit Energy Savings (kWh or therms) | Achievable Economic UCT Potential | 0 | 0 | 0 | 0 | 0 | 0.016861 | 0.016576 | 0.016338 | 0.01613 | 0.015939 | 0.015765 | 0.015555 | 0.015325 | 0.015088 | 0.01485 | 0.014629 | 0.014426 | 0.014251 | 0.014034 | 0.013867 | 0.013742 | 0.013647 | 0.013599 | 0.013573 | 0.013565 | 0.013568 | 0.013574 | 0.013584 | 0 | 0 | 0
F2_Industrial_Other Industrial_New_Space Heating_Natural Gas_Insulation - Wall Cavity_A_Achievable Economic UCT Potential | F2 | Industrial | Other Industrial | New | Space Heating | Natural Gas | Insulation - Wall Cavity | A | Integrated Unit Summer Peak Savings (kW) | Achievable Economic UCT Potential | 0 | 0 | 0 | 0 | 0 | 0 | 0 | 0 | 0 | 0 | 0 | 0 | 0 | 0 | 0 | 0 | 0 | 0 | 0 | 0 | 0 | 0 | 0 | 0 | 0 | 0 | 0 | 0 | 0 | 0 | 0
F3_Industrial_Other Industrial_New_Space Heating_Natural Gas_Insulation - Wall Cavity_A_Achievable Economic UCT Potential | F3 | Industrial | Other Industrial | New | Space Heating | Natural Gas | Insulation - Wall Cavity | A | Integrated Unit Winter Peak Savings (kW) | Achievable Economic UCT Potential | 0 | 0 | 0 | 0 | 0 | 0 | 0 | 0 | 0 | 0 | 0 | 0 | 0 | 0 | 0 | 0 | 0 | 0 | 0 | 0 | 0 | 0 | 0 | 0 | 0 | 0 | 0 | 0 | 0 | 0 | 0
F4_Industrial_Other Industrial_New_Space Heating_Natural Gas_Insulation - Wall Cavity_A_Achievable Economic UCT Potential | F4 | Industrial | Other Industrial | New | Space Heating | Natural Gas | Insulation - Wall Cavity | A | Incremental Energy Savings (MWh or mTherms) | Achievable Economic UCT Potential | 0 | 0 | 0 | 0 | 0 | 0 | 0 | 0 | 0 | 0 | 0 | 0 | 0 | 0 | 0 | 0 | 0 | 0 | 0 | 0 | 0 | 0 | 0 | 0 | 0 | 0 | 0 | 0 | 0 | 0 | 0
F5_Industrial_Other Industrial_New_Space Heating_Natural Gas_Insulation - Wall Cavity_A_Achievable Economic UCT Potential | F5 | Industrial | Other Industrial | New | Space Heating | Natural Gas | Insulation - Wall Cavity | A | Incremental Summer Peak Savings (MW) | Achievable Economic UCT Potential | 0 | 0 | 0 | 0 | 0 | 0 | 0 | 0 | 0 | 0 | 0 | 0 | 0 | 0 | 0 | 0 | 0 | 0 | 0 | 0 | 0 | 0 | 0 | 0 | 0 | 0 | 0 | 0 | 0 | 0 | 0
F6_Industrial_Other Industrial_New_Space Heating_Natural Gas_Insulation - Wall Cavity_A_Achievable Economic UCT Potential | F6 | Industrial | Other Industrial | New | Space Heating | Natural Gas | Insulation - Wall Cavity | A | Incremental Winter Peak Savings (MW) | Achievable Economic UCT Potential | 0 | 0 | 0 | 0 | 0 | 0 | 0 | 0 | 0 | 0 | 0 | 0 | 0 | 0 | 0 | 0 | 0 | 0 | 0 | 0 | 0 | 0 | 0 | 0 | 0 | 0 | 0 | 0 | 0 | 0 | 0
F7_Industrial_Other Industrial_New_Space Heating_Natural Gas_Insulation - Wall Cavity_A_Achievable Economic UCT Potential | F7 | Industrial | Other Industrial | New | Space Heating | Natural Gas | Insulation - Wall Cavity | A | Cumulative Energy Savings (MWh or mTherms) | Achievable Economic UCT Potential | 0 | 0 | 0 | 0 | 0 | 0 | 0 | 0 | 0 | 0 | 0 | 0 | 0 | 0 | 0 | 0 | 0 | 0 | 0 | 0 | 0 | 0 | 0 | 0 | 0 | 0 | 0 | 0 | 0 | 0 | 0
F8_Industrial_Other Industrial_New_Space Heating_Natural Gas_Insulation - Wall Cavity_A_Achievable Economic UCT Potential | F8 | Industrial | Other Industrial | New | Space Heating | Natural Gas | Insulation - Wall Cavity | A | Cumulative Summer Peak Savings (MW) | Achievable Economic UCT Potential | 0 | 0 | 0 | 0 | 0 | 0 | 0 | 0 | 0 | 0 | 0 | 0 | 0 | 0 | 0 | 0 | 0 | 0 | 0 | 0 | 0 | 0 | 0 | 0 | 0 | 0 | 0 | 0 | 0 | 0 | 0
F9_Industrial_Other Industrial_New_Space Heating_Natural Gas_Insulation - Wall Cavity_A_Achievable Economic UCT Potential | F9 | Industrial | Other Industrial | New | Space Heating | Natural Gas | Insulation - Wall Cavity | A | Cumulative Winter Peak Savings (MW) | Achievable Economic UCT Potential | 0 | 0 | 0 | 0 | 0 | 0 | 0 | 0 | 0 | 0 | 0 | 0 | 0 | 0 | 0 | 0 | 0 | 0 | 0 | 0 | 0 | 0 | 0 | 0 | 0 | 0 | 0 | 0 | 0 | 0 | 0
F10_Industrial_Other Industrial_New_Space Heating_Natural Gas_Insulation - Wall Cavity_A_Achievable Economic UCT Potential | F10 | Industrial | Other Industrial | New | Space Heating | Natural Gas | Insulation - Wall Cavity | A | Purchases (Incremental) | Achievable Economic UCT Potential | 0 | 0 | 0 | 0 | 0 | 0 | 0 | 0 | 0 | 0 | 0 | 0 | 0 | 0 | 0 | 0 | 0 | 0 | 0 | 0 | 0 | 0 | 0 | 0 | 0 | 0 | 0 | 0 | 0 | 0 | 0
F11_Industrial_Other Industrial_New_Space Heating_Natural Gas_Insulation - Wall Cavity_A_Achievable Economic UCT Potential | F11 | Industrial | Other Industrial | New | Space Heating | Natural Gas | Insulation - Wall Cavity | A | Purchases (Cumulative) | Achievable Economic UCT Potential | 0 | 0 | 0 | 0 | 0 | 0 | 0 | 0 | 0 | 0 | 0 | 0 | 0 | 0 | 0 | 0 | 0 | 0 | 0 | 0 | 0 | 0 | 0 | 0 | 0 | 0 | 0 | 0 | 0 | 0 | 0
F1_Industrial_Other Industrial_New_Space Heating_Natural Gas_Insulation - Ducting_A_Achievable Economic UCT Potential | F1 | Industrial | Other Industrial | New | Space Heating | Natural Gas | Insulation - Ducting | A | Integrated Unit Energy Savings (kWh or therms) | Achievable Economic UCT Potential | 0 | 0 | 0 | 0 | 0 | 0 | 0 | 0 | 0 | 0 | 0 | 0 | 0 | 0 | 0 | 0 | 0 | 0 | 0 | 0 | 0 | 0 | 0 | 0 | 0 | 0 | 0 | 0 | 0 | 0 | 0
F2_Industrial_Other Industrial_New_Space Heating_Natural Gas_Insulation - Ducting_A_Achievable Economic UCT Potential | F2 | Industrial | Other Industrial | New | Space Heating | Natural Gas | Insulation - Ducting | A | Integrated Unit Summer Peak Savings (kW) | Achievable Economic UCT Potential | 0 | 0 | 0 | 0 | 0 | 0 | 0 | 0 | 0 | 0 | 0 | 0 | 0 | 0 | 0 | 0 | 0 | 0 | 0 | 0 | 0 | 0 | 0 | 0 | 0 | 0 | 0 | 0 | 0 | 0 | 0
F3_Industrial_Other Industrial_New_Space Heating_Natural Gas_Insulation - Ducting_A_Achievable Economic UCT Potential | F3 | Industrial | Other Industrial | New | Space Heating | Natural Gas | Insulation - Ducting | A | Integrated Unit Winter Peak Savings (kW) | Achievable Economic UCT Potential | 0 | 0 | 0 | 0 | 0 | 0 | 0 | 0 | 0 | 0 | 0 | 0 | 0 | 0 | 0 | 0 | 0 | 0 | 0 | 0 | 0 | 0 | 0 | 0 | 0 | 0 | 0 | 0 | 0 | 0 | 0
F4_Industrial_Other Industrial_New_Space Heating_Natural Gas_Insulation - Ducting_A_Achievable Economic UCT Potential | F4 | Industrial | Other Industrial | New | Space Heating | Natural Gas | Insulation - Ducting | A | Incremental Energy Savings (MWh or mTherms) | Achievable Economic UCT Potential | 0 | 0 | 0 | 0 | 0 | 0 | 0 | 0 | 0 | 0 | 0 | 0 | 0 | 0 | 0 | 0 | 0 | 0 | 0 | 0 | 0 | 0 | 0 | 0 | 0 | 0 | 0 | 0 | 0 | 0 | 0
F5_Industrial_Other Industrial_New_Space Heating_Natural Gas_Insulation - Ducting_A_Achievable Economic UCT Potential | F5 | Industrial | Other Industrial | New | Space Heating | Natural Gas | Insulation - Ducting | A | Incremental Summer Peak Savings (MW) | Achievable Economic UCT Potential | 0 | 0 | 0 | 0 | 0 | 0 | 0 | 0 | 0 | 0 | 0 | 0 | 0 | 0 | 0 | 0 | 0 | 0 | 0 | 0 | 0 | 0 | 0 | 0 | 0 | 0 | 0 | 0 | 0 | 0 | 0
F6_Industrial_Other Industrial_New_Space Heating_Natural Gas_Insulation - Ducting_A_Achievable Economic UCT Potential | F6 | Industrial | Other Industrial | New | Space Heating | Natural Gas | Insulation - Ducting | A | Incremental Winter Peak Savings (MW) | Achievable Economic UCT Potential | 0 | 0 | 0 | 0 | 0 | 0 | 0 | 0 | 0 | 0 | 0 | 0 | 0 | 0 | 0 | 0 | 0 | 0 | 0 | 0 | 0 | 0 | 0 | 0 | 0 | 0 | 0 | 0 | 0 | 0 | 0
F7_Industrial_Other Industrial_New_Space Heating_Natural Gas_Insulation - Ducting_A_Achievable Economic UCT Potential | F7 | Industrial | Other Industrial | New | Space Heating | Natural Gas | Insulation - Ducting | A | Cumulative Energy Savings (MWh or mTherms) | Achievable Economic UCT Potential | 0 | 0 | 0 | 0 | 0 | 0 | 0 | 0 | 0 | 0 | 0 | 0 | 0 | 0 | 0 | 0 | 0 | 0 | 0 | 0 | 0 | 0 | 0 | 0 | 0 | 0 | 0 | 0 | 0 | 0 | 0
F8_Industrial_Other Industrial_New_Space Heating_Natural Gas_Insulation - Ducting_A_Achievable Economic UCT Potential | F8 | Industrial | Other Industrial | New | Space Heating | Natural Gas | Insulation - Ducting | A | Cumulative Summer Peak Savings (MW) | Achievable Economic UCT Potential | 0 | 0 | 0 | 0 | 0 | 0 | 0 | 0 | 0 | 0 | 0 | 0 | 0 | 0 | 0 | 0 | 0 | 0 | 0 | 0 | 0 | 0 | 0 | 0 | 0 | 0 | 0 | 0 | 0 | 0 | 0
F9_Industrial_Other Industrial_New_Space Heating_Natural Gas_Insulation - Ducting_A_Achievable Economic UCT Potential | F9 | Industrial | Other Industrial | New | Space Heating | Natural Gas | Insulation - Ducting | A | Cumulative Winter Peak Savings (MW) | Achievable Economic UCT Potential | 0 | 0 | 0 | 0 | 0 | 0 | 0 | 0 | 0 | 0 | 0 | 0 | 0 | 0 | 0 | 0 | 0 | 0 | 0 | 0 | 0 | 0 | 0 | 0 | 0 | 0 | 0 | 0 | 0 | 0 | 0
F10_Industrial_Other Industrial_New_Space Heating_Natural Gas_Insulation - Ducting_A_Achievable Economic UCT Potential | F10 | Industrial | Other Industrial | New | Space Heating | Natural Gas | Insulation - Ducting | A | Purchases (Incremental) | Achievable Economic UCT Potential | 0 | 0 | 0 | 0 | 0 | 0 | 0 | 0 | 0 | 0 | 0 | 0 | 0 | 0 | 0 | 0 | 0 | 0 | 0 | 0 | 0 | 0 | 0 | 0 | 0 | 0 | 0 | 0 | 0 | 0 | 0
F11_Industrial_Other Industrial_New_Space Heating_Natural Gas_Insulation - Ducting_A_Achievable Economic UCT Potential | F11 | Industrial | Other Industrial | New | Space Heating | Natural Gas | Insulation - Ducting | A | Purchases (Cumulative) | Achievable Economic UCT Potential | 0 | 0 | 0 | 0 | 0 | 0 | 0 | 0 | 0 | 0 | 0 | 0 | 0 | 0 | 0 | 0 | 0 | 0 | 0 | 0 | 0 | 0 | 0 | 0 | 0 | 0 | 0 | 0 | 0 | 0 | 0
F1_Industrial_Other Industrial_New_Space Heating_Natural Gas_HVAC - Duct Repair and Sealing_A_Achievable Economic UCT Potential | F1 | Industrial | Other Industrial | New | Space Heating | Natural Gas | HVAC - Duct Repair and Sealing | A | Integrated Unit Energy Savings (kWh or therms) | Achievable Economic UCT Potential | 0 | 0 | 0 | 0 | 0 | 0 | 0 | 0 | 0 | 0 | 0 | 0 | 0 | 0 | 0 | 0 | 0 | 0 | 0 | 0 | 0 | 0 | 0 | 0 | 0 | 0 | 0 | 0 | 0 | 0 | 0
F2_Industrial_Other Industrial_New_Space Heating_Natural Gas_HVAC - Duct Repair and Sealing_A_Achievable Economic UCT Potential | F2 | Industrial | Other Industrial | New | Space Heating | Natural Gas | HVAC - Duct Repair and Sealing | A | Integrated Unit Summer Peak Savings (kW) | Achievable Economic UCT Potential | 0 | 0 | 0 | 0 | 0 | 0 | 0 | 0 | 0 | 0 | 0 | 0 | 0 | 0 | 0 | 0 | 0 | 0 | 0 | 0 | 0 | 0 | 0 | 0 | 0 | 0 | 0 | 0 | 0 | 0 | 0
F3_Industrial_Other Industrial_New_Space Heating_Natural Gas_HVAC - Duct Repair and Sealing_A_Achievable Economic UCT Potential | F3 | Industrial | Other Industrial | New | Space Heating | Natural Gas | HVAC - Duct Repair and Sealing | A | Integrated Unit Winter Peak Savings (kW) | Achievable Economic UCT Potential | 0 | 0 | 0 | 0 | 0 | 0 | 0 | 0 | 0 | 0 | 0 | 0 | 0 | 0 | 0 | 0 | 0 | 0 | 0 | 0 | 0 | 0 | 0 | 0 | 0 | 0 | 0 | 0 | 0 | 0 | 0
F4_Industrial_Other Industrial_New_Space Heating_Natural Gas_HVAC - Duct Repair and Sealing_A_Achievable Economic UCT Potential | F4 | Industrial | Other Industrial | New | Space Heating | Natural Gas | HVAC - Duct Repair and Sealing | A | Incremental Energy Savings (MWh or mTherms) | Achievable Economic UCT Potential | 0 | 0 | 0 | 0 | 0 | 0 | 0 | 0 | 0 | 0 | 0 | 0 | 0 | 0 | 0 | 0 | 0 | 0 | 0 | 0 | 0 | 0 | 0 | 0 | 0 | 0 | 0 | 0 | 0 | 0 | 0
F5_Industrial_Other Industrial_New_Space Heating_Natural Gas_HVAC - Duct Repair and Sealing_A_Achievable Economic UCT Potential | F5 | Industrial | Other Industrial | New | Space Heating | Natural Gas | HVAC - Duct Repair and Sealing | A | Incremental Summer Peak Savings (MW) | Achievable Economic UCT Potential | 0 | 0 | 0 | 0 | 0 | 0 | 0 | 0 | 0 | 0 | 0 | 0 | 0 | 0 | 0 | 0 | 0 | 0 | 0 | 0 | 0 | 0 | 0 | 0 | 0 | 0 | 0 | 0 | 0 | 0 | 0
F6_Industrial_Other Industrial_New_Space Heating_Natural Gas_HVAC - Duct Repair and Sealing_A_Achievable Economic UCT Potential | F6 | Industrial | Other Industrial | New | Space Heating | Natural Gas | HVAC - Duct Repair and Sealing | A | Incremental Winter Peak Savings (MW) | Achievable Economic UCT Potential | 0 | 0 | 0 | 0 | 0 | 0 | 0 | 0 | 0 | 0 | 0 | 0 | 0 | 0 | 0 | 0 | 0 | 0 | 0 | 0 | 0 | 0 | 0 | 0 | 0 | 0 | 0 | 0 | 0 | 0 | 0
F7_Industrial_Other Industrial_New_Space Heating_Natural Gas_HVAC - Duct Repair and Sealing_A_Achievable Economic UCT Potential | F7 | Industrial | Other Industrial | New | Space Heating | Natural Gas | HVAC - Duct Repair and Sealing | A | Cumulative Energy Savings (MWh or mTherms) | Achievable Economic UCT Potential | 0 | 0 | 0 | 0 | 0 | 0 | 0 | 0 | 0 | 0 | 0 | 0 | 0 | 0 | 0 | 0 | 0 | 0 | 0 | 0 | 0 | 0 | 0 | 0 | 0 | 0 | 0 | 0 | 0 | 0 | 0
F8_Industrial_Other Industrial_New_Space Heating_Natural Gas_HVAC - Duct Repair and Sealing_A_Achievable Economic UCT Potential | F8 | Industrial | Other Industrial | New | Space Heating | Natural Gas | HVAC - Duct Repair and Sealing | A | Cumulative Summer Peak Savings (MW) | Achievable Economic UCT Potential | 0 | 0 | 0 | 0 | 0 | 0 | 0 | 0 | 0 | 0 | 0 | 0 | 0 | 0 | 0 | 0 | 0 | 0 | 0 | 0 | 0 | 0 | 0 | 0 | 0 | 0 | 0 | 0 | 0 | 0 | 0
F9_Industrial_Other Industrial_New_Space Heating_Natural Gas_HVAC - Duct Repair and Sealing_A_Achievable Economic UCT Potential | F9 | Industrial | Other Industrial | New | Space Heating | Natural Gas | HVAC - Duct Repair and Sealing | A | Cumulative Winter Peak Savings (MW) | Achievable Economic UCT Potential | 0 | 0 | 0 | 0 | 0 | 0 | 0 | 0 | 0 | 0 | 0 | 0 | 0 | 0 | 0 | 0 | 0 | 0 | 0 | 0 | 0 | 0 | 0 | 0 | 0 | 0 | 0 | 0 | 0 | 0 | 0
F10_Industrial_Other Industrial_New_Space Heating_Natural Gas_HVAC - Duct Repair and Sealing_A_Achievable Economic UCT Potential | F10 | Industrial | Other Industrial | New | Space Heating | Natural Gas | HVAC - Duct Repair and Sealing | A | Purchases (Incremental) | Achievable Economic UCT Potential | 0 | 0 | 0 | 0 | 0 | 0 | 0 | 0 | 0 | 0 | 0 | 0 | 0 | 0 | 0 | 0 | 0 | 0 | 0 | 0 | 0 | 0 | 0 | 0 | 0 | 0 | 0 | 0 | 0 | 0 | 0
F11_Industrial_Other Industrial_New_Space Heating_Natural Gas_HVAC - Duct Repair and Sealing_A_Achievable Economic UCT Potential | F11 | Industrial | Other Industrial | New | Space Heating | Natural Gas | HVAC - Duct Repair and Sealing | A | Purchases (Cumulative) | Achievable Economic UCT Potential | 0 | 0 | 0 | 0 | 0 | 0 | 0 | 0 | 0 | 0 | 0 | 0 | 0 | 0 | 0 | 0 | 0 | 0 | 0 | 0 | 0 | 0 | 0 | 0 | 0 | 0 | 0 | 0 | 0 | 0 | 0
F1_Industrial_Other Industrial_New_Space Heating_Natural Gas_Windows - High Efficiency_A_Achievable Economic UCT Potential | F1 | Industrial | Other Industrial | New | Space Heating | Natural Gas | Windows - High Efficiency | A | Integrated Unit Energy Savings (kWh or therms) | Achievable Economic UCT Potential | 0 | 0 | 0 | 0 | 0 | 0.0053511 | 0.0052607 | 0.0051852 | 0.0051191 | 0.0050584 | 0.0050031 | 0.0049365 | 0.0048637 | 0.0047885 | 0.0047129 | 0.0046428 | 0.0045782 | 0.0045226 | 0.0044539 | 0.0044008 | 0.0043612 | 0.0043311 | 0.0043158 | 0.0043077 | 0.004305 | 0.0043059 | 0.004308 | 0.0043112 | 0 | 0 | 0
F2_Industrial_Other Industrial_New_Space Heating_Natural Gas_Windows - High Efficiency_A_Achievable Economic UCT Potential | F2 | Industrial | Other Industrial | New | Space Heating | Natural Gas | Windows - High Efficiency | A | Integrated Unit Summer Peak Savings (kW) | Achievable Economic UCT Potential | 0 | 0 | 0 | 0 | 0 | 0 | 0 | 0 | 0 | 0 | 0 | 0 | 0 | 0 | 0 | 0 | 0 | 0 | 0 | 0 | 0 | 0 | 0 | 0 | 0 | 0 | 0 | 0 | 0 | 0 | 0
F3_Industrial_Other Industrial_New_Space Heating_Natural Gas_Windows - High Efficiency_A_Achievable Economic UCT Potential | F3 | Industrial | Other Industrial | New | Space Heating | Natural Gas | Windows - High Efficiency | A | Integrated Unit Winter Peak Savings (kW) | Achievable Economic UCT Potential | 0 | 0 | 0 | 0 | 0 | 0 | 0 | 0 | 0 | 0 | 0 | 0 | 0 | 0 | 0 | 0 | 0 | 0 | 0 | 0 | 0 | 0 | 0 | 0 | 0 | 0 | 0 | 0 | 0 | 0 | 0
F4_Industrial_Other Industrial_New_Space Heating_Natural Gas_Windows - High Efficiency_A_Achievable Economic UCT Potential | F4 | Industrial | Other Industrial | New | Space Heating | Natural Gas | Windows - High Efficiency | A | Incremental Energy Savings (MWh or mTherms) | Achievable Economic UCT Potential | 0 | 0 | 0 | 0 | 0 | 0 | 0 | 0 | 0 | 0 | 0 | 0 | 0 | 0 | 0 | 0 | 0 | 0 | 0 | 0 | 0 | 0 | 0 | 0 | 0 | 0 | 0 | 0 | 0 | 0 | 0
F5_Industrial_Other Industrial_New_Space Heating_Natural Gas_Windows - High Efficiency_A_Achievable Economic UCT Potential | F5 | Industrial | Other Industrial | New | Space Heating | Natural Gas | Windows - High Efficiency | A | Incremental Summer Peak Savings (MW) | Achievable Economic UCT Potential | 0 | 0 | 0 | 0 | 0 | 0 | 0 | 0 | 0 | 0 | 0 | 0 | 0 | 0 | 0 | 0 | 0 | 0 | 0 | 0 | 0 | 0 | 0 | 0 | 0 | 0 | 0 | 0 | 0 | 0 | 0
F6_Industrial_Other Industrial_New_Space Heating_Natural Gas_Windows - High Efficiency_A_Achievable Economic UCT Potential | F6 | Industrial | Other Industrial | New | Space Heating | Natural Gas | Windows - High Efficiency | A | Incremental Winter Peak Savings (MW) | Achievable Economic UCT Potential | 0 | 0 | 0 | 0 | 0 | 0 | 0 | 0 | 0 | 0 | 0 | 0 | 0 | 0 | 0 | 0 | 0 | 0 | 0 | 0 | 0 | 0 | 0 | 0 | 0 | 0 | 0 | 0 | 0 | 0 | 0
F7_Industrial_Other Industrial_New_Space Heating_Natural Gas_Windows - High Efficiency_A_Achievable Economic UCT Potential | F7 | Industrial | Other Industrial | New | Space Heating | Natural Gas | Windows - High Efficiency | A | Cumulative Energy Savings (MWh or mTherms) | Achievable Economic UCT Potential | 0 | 0 | 0 | 0 | 0 | 0 | 0 | 0 | 0 | 0 | 0 | 0 | 0 | 0 | 0 | 0 | 0 | 0 | 0 | 0 | 0 | 0 | 0 | 0 | 0 | 0 | 0 | 0 | 0 | 0 | 0
F8_Industrial_Other Industrial_New_Space Heating_Natural Gas_Windows - High Efficiency_A_Achievable Economic UCT Potential | F8 | Industrial | Other Industrial | New | Space Heating | Natural Gas | Windows - High Efficiency | A | Cumulative Summer Peak Savings (MW) | Achievable Economic UCT Potential | 0 | 0 | 0 | 0 | 0 | 0 | 0 | 0 | 0 | 0 | 0 | 0 | 0 | 0 | 0 | 0 | 0 | 0 | 0 | 0 | 0 | 0 | 0 | 0 | 0 | 0 | 0 | 0 | 0 | 0 | 0
F9_Industrial_Other Industrial_New_Space Heating_Natural Gas_Windows - High Efficiency_A_Achievable Economic UCT Potential | F9 | Industrial | Other Industrial | New | Space Heating | Natural Gas | Windows - High Efficiency | A | Cumulative Winter Peak Savings (MW) | Achievable Economic UCT Potential | 0 | 0 | 0 | 0 | 0 | 0 | 0 | 0 | 0 | 0 | 0 | 0 | 0 | 0 | 0 | 0 | 0 | 0 | 0 | 0 | 0 | 0 | 0 | 0 | 0 | 0 | 0 | 0 | 0 | 0 | 0
F10_Industrial_Other Industrial_New_Space Heating_Natural Gas_Windows - High Efficiency_A_Achievable Economic UCT Potential | F10 | Industrial | Other Industrial | New | Space Heating | Natural Gas | Windows - High Efficiency | A | Purchases (Incremental) | Achievable Economic UCT Potential | 0 | 0 | 0 | 0 | 0 | 0 | 0 | 0 | 0 | 0 | 0 | 0 | 0 | 0 | 0 | 0 | 0 | 0 | 0 | 0 | 0 | 0 | 0 | 0 | 0 | 0 | 0 | 0 | 0 | 0 | 0
F11_Industrial_Other Industrial_New_Space Heating_Natural Gas_Windows - High Efficiency_A_Achievable Economic UCT Potential | F11 | Industrial | Other Industrial | New | Space Heating | Natural Gas | Windows - High Efficiency | A | Purchases (Cumulative) | Achievable Economic UCT Potential | 0 | 0 | 0 | 0 | 0 | 0 | 0 | 0 | 0 | 0 | 0 | 0 | 0 | 0 | 0 | 0 | 0 | 0 | 0 | 0 | 0 | 0 | 0 | 0 | 0 | 0 | 0 | 0 | 0 | 0 | 0
F1_Industrial_Other Industrial_New_Space Heating_Natural Gas_Gas Boiler - Maintenance_A_Achievable Economic UCT Potential | F1 | Industrial | Other Industrial | New | Space Heating | Natural Gas | Gas Boiler - Maintenance | A | Integrated Unit Energy Savings (kWh or therms) | Achievable Economic UCT Potential | 0 | 0 | 0 | 0 | 0 | 0 | 0 | 0 | 0 | 0 | 0 | 0 | 0 | 0 | 0 | 0 | 0 | 0 | 0 | 0 | 0 | 0 | 0 | 0 | 0 | 0 | 0 | 0 | 0 | 0 | 0
F2_Industrial_Other Industrial_New_Space Heating_Natural Gas_Gas Boiler - Maintenance_A_Achievable Economic UCT Potential | F2 | Industrial | Other Industrial | New | Space Heating | Natural Gas | Gas Boiler - Maintenance | A | Integrated Unit Summer Peak Savings (kW) | Achievable Economic UCT Potential | 0 | 0 | 0 | 0 | 0 | 0 | 0 | 0 | 0 | 0 | 0 | 0 | 0 | 0 | 0 | 0 | 0 | 0 | 0 | 0 | 0 | 0 | 0 | 0 | 0 | 0 | 0 | 0 | 0 | 0 | 0
F3_Industrial_Other Industrial_New_Space Heating_Natural Gas_Gas Boiler - Maintenance_A_Achievable Economic UCT Potential | F3 | Industrial | Other Industrial | New | Space Heating | Natural Gas | Gas Boiler - Maintenance | A | Integrated Unit Winter Peak Savings (kW) | Achievable Economic UCT Potential | 0 | 0 | 0 | 0 | 0 | 0 | 0 | 0 | 0 | 0 | 0 | 0 | 0 | 0 | 0 | 0 | 0 | 0 | 0 | 0 | 0 | 0 | 0 | 0 | 0 | 0 | 0 | 0 | 0 | 0 | 0
F4_Industrial_Other Industrial_New_Space Heating_Natural Gas_Gas Boiler - Maintenance_A_Achievable Economic UCT Potential | F4 | Industrial | Other Industrial | New | Space Heating | Natural Gas | Gas Boiler - Maintenance | A | Incremental Energy Savings (MWh or mTherms) | Achievable Economic UCT Potential | 0 | 0 | 0 | 0 | 0 | 0 | 0 | 0 | 0 | 0 | 0 | 0 | 0 | 0 | 0 | 0 | 0 | 0 | 0 | 0 | 0 | 0 | 0 | 0 | 0 | 0 | 0 | 0 | 0 | 0 | 0
F5_Industrial_Other Industrial_New_Space Heating_Natural Gas_Gas Boiler - Maintenance_A_Achievable Economic UCT Potential | F5 | Industrial | Other Industrial | New | Space Heating | Natural Gas | Gas Boiler - Maintenance | A | Incremental Summer Peak Savings (MW) | Achievable Economic UCT Potential | 0 | 0 | 0 | 0 | 0 | 0 | 0 | 0 | 0 | 0 | 0 | 0 | 0 | 0 | 0 | 0 | 0 | 0 | 0 | 0 | 0 | 0 | 0 | 0 | 0 | 0 | 0 | 0 | 0 | 0 | 0
F6_Industrial_Other Industrial_New_Space Heating_Natural Gas_Gas Boiler - Maintenance_A_Achievable Economic UCT Potential | F6 | Industrial | Other Industrial | New | Space Heating | Natural Gas | Gas Boiler - Maintenance | A | Incremental Winter Peak Savings (MW) | Achievable Economic UCT Potential | 0 | 0 | 0 | 0 | 0 | 0 | 0 | 0 | 0 | 0 | 0 | 0 | 0 | 0 | 0 | 0 | 0 | 0 | 0 | 0 | 0 | 0 | 0 | 0 | 0 | 0 | 0 | 0 | 0 | 0 | 0
F7_Industrial_Other Industrial_New_Space Heating_Natural Gas_Gas Boiler - Maintenance_A_Achievable Economic UCT Potential | F7 | Industrial | Other Industrial | New | Space Heating | Natural Gas | Gas Boiler - Maintenance | A | Cumulative Energy Savings (MWh or mTherms) | Achievable Economic UCT Potential | 0 | 0 | 0 | 0 | 0 | 0 | 0 | 0 | 0 | 0 | 0 | 0 | 0 | 0 | 0 | 0 | 0 | 0 | 0 | 0 | 0 | 0 | 0 | 0 | 0 | 0 | 0 | 0 | 0 | 0 | 0
F8_Industrial_Other Industrial_New_Space Heating_Natural Gas_Gas Boiler - Maintenance_A_Achievable Economic UCT Potential | F8 | Industrial | Other Industrial | New | Space Heating | Natural Gas | Gas Boiler - Maintenance | A | Cumulative Summer Peak Savings (MW) | Achievable Economic UCT Potential | 0 | 0 | 0 | 0 | 0 | 0 | 0 | 0 | 0 | 0 | 0 | 0 | 0 | 0 | 0 | 0 | 0 | 0 | 0 | 0 | 0 | 0 | 0 | 0 | 0 | 0 | 0 | 0 | 0 | 0 | 0
F9_Industrial_Other Industrial_New_Space Heating_Natural Gas_Gas Boiler - Maintenance_A_Achievable Economic UCT Potential | F9 | Industrial | Other Industrial | New | Space Heating | Natural Gas | Gas Boiler - Maintenance | A | Cumulative Winter Peak Savings (MW) | Achievable Economic UCT Potential | 0 | 0 | 0 | 0 | 0 | 0 | 0 | 0 | 0 | 0 | 0 | 0 | 0 | 0 | 0 | 0 | 0 | 0 | 0 | 0 | 0 | 0 | 0 | 0 | 0 | 0 | 0 | 0 | 0 | 0 | 0
F10_Industrial_Other Industrial_New_Space Heating_Natural Gas_Gas Boiler - Maintenance_A_Achievable Economic UCT Potential | F10 | Industrial | Other Industrial | New | Space Heating | Natural Gas | Gas Boiler - Maintenance | A | Purchases (Incremental) | Achievable Economic UCT Potential | 0 | 0 | 0 | 0 | 0 | 0 | 0 | 0 | 0 | 0 | 0 | 0 | 0 | 0 | 0 | 0 | 0 | 0 | 0 | 0 | 0 | 0 | 0 | 0 | 0 | 0 | 0 | 0 | 0 | 0 | 0
F11_Industrial_Other Industrial_New_Space Heating_Natural Gas_Gas Boiler - Maintenance_A_Achievable Economic UCT Potential | F11 | Industrial | Other Industrial | New | Space Heating | Natural Gas | Gas Boiler - Maintenance | A | Purchases (Cumulative) | Achievable Economic UCT Potential | 0 | 0 | 0 | 0 | 0 | 0 | 0 | 0 | 0 | 0 | 0 | 0 | 0 | 0 | 0 | 0 | 0 | 0 | 0 | 0 | 0 | 0 | 0 | 0 | 0 | 0 | 0 | 0 | 0 | 0 | 0
F1_Industrial_Other Industrial_New_Process_Natural Gas_Gas Boiler - Maintenance_A_Achievable Economic UCT Potential | F1 | Industrial | Other Industrial | New | Process | Natural Gas | Gas Boiler - Maintenance | A | Integrated Unit Energy Savings (kWh or therms) | Achievable Economic UCT Potential | 0 | 0 | 0 | 0 | 0 | 1.5559 | 1.5559 | 1.5559 | 1.5559 | 1.5559 | 1.5559 | 1.5559 | 1.5559 | 1.5559 | 1.5559 | 1.5559 | 1.5559 | 1.5559 | 1.5559 | 1.5559 | 1.5559 | 1.5559 | 1.5559 | 1.5559 | 1.5559 | 1.5559 | 1.5559 | 1.5559 | 1.5559 | 1.5559 | 1.5559
F2_Industrial_Other Industrial_New_Process_Natural Gas_Gas Boiler - Maintenance_A_Achievable Economic UCT Potential | F2 | Industrial | Other Industrial | New | Process | Natural Gas | Gas Boiler - Maintenance | A | Integrated Unit Summer Peak Savings (kW) | Achievable Economic UCT Potential | 0 | 0 | 0 | 0 | 0 | 0 | 0 | 0 | 0 | 0 | 0 | 0 | 0 | 0 | 0 | 0 | 0 | 0 | 0 | 0 | 0 | 0 | 0 | 0 | 0 | 0 | 0 | 0 | 0 | 0 | 0
F3_Industrial_Other Industrial_New_Process_Natural Gas_Gas Boiler - Maintenance_A_Achievable Economic UCT Potential | F3 | Industrial | Other Industrial | New | Process | Natural Gas | Gas Boiler - Maintenance | A | Integrated Unit Winter Peak Savings (kW) | Achievable Economic UCT Potential | 0 | 0 | 0 | 0 | 0 | 0 | 0 | 0 | 0 | 0 | 0 | 0 | 0 | 0 | 0 | 0 | 0 | 0 | 0 | 0 | 0 | 0 | 0 | 0 | 0 | 0 | 0 | 0 | 0 | 0 | 0
F4_Industrial_Other Industrial_New_Process_Natural Gas_Gas Boiler - Maintenance_A_Achievable Economic UCT Potential | F4 | Industrial | Other Industrial | New | Process | Natural Gas | Gas Boiler - Maintenance | A | Incremental Energy Savings (MWh or mTherms) | Achievable Economic UCT Potential | 0 | 0 | 0 | 0 | 0 | 0.019099 | 0.015859 | 0.01269 | 0.019099 | 0.015859 | 0.01269 | 0.019099 | 0.015859 | 0.01269 | 0.019099 | 0.015859 | 0.01269 | 0.019099 | 0.015859 | 0.01269 | 0.019099 | 0.015859 | 0.01269 | 0.019099 | 0.015859 | 0.01269 | 0.019099 | 0.015859 | 0.01269 | 0.019099 | 0.015859
F5_Industrial_Other Industrial_New_Process_Natural Gas_Gas Boiler - Maintenance_A_Achievable Economic UCT Potential | F5 | Industrial | Other Industrial | New | Process | Natural Gas | Gas Boiler - Maintenance | A | Incremental Summer Peak Savings (MW) | Achievable Economic UCT Potential | 0 | 0 | 0 | 0 | 0 | 0 | 0 | 0 | 0 | 0 | 0 | 0 | 0 | 0 | 0 | 0 | 0 | 0 | 0 | 0 | 0 | 0 | 0 | 0 | 0 | 0 | 0 | 0 | 0 | 0 | 0
F6_Industrial_Other Industrial_New_Process_Natural Gas_Gas Boiler - Maintenance_A_Achievable Economic UCT Potential | F6 | Industrial | Other Industrial | New | Process | Natural Gas | Gas Boiler - Maintenance | A | Incremental Winter Peak Savings (MW) | Achievable Economic UCT Potential | 0 | 0 | 0 | 0 | 0 | 0 | 0 | 0 | 0 | 0 | 0 | 0 | 0 | 0 | 0 | 0 | 0 | 0 | 0 | 0 | 0 | 0 | 0 | 0 | 0 | 0 | 0 | 0 | 0 | 0 | 0
F7_Industrial_Other Industrial_New_Process_Natural Gas_Gas Boiler - Maintenance_A_Achievable Economic UCT Potential | F7 | Industrial | Other Industrial | New | Process | Natural Gas | Gas Boiler - Maintenance | A | Cumulative Energy Savings (MWh or mTherms) | Achievable Economic UCT Potential | 0 | 0 | 0 | 0 | 0 | 0.019099 | 0.034958 | 0.047648 | 0.047648 | 0.047648 | 0.047648 | 0.047648 | 0.047648 | 0.047648 | 0.047648 | 0.047648 | 0.047648 | 0.047648 | 0.047648 | 0.047648 | 0.047648 | 0.047648 | 0.047648 | 0.047648 | 0.047648 | 0.047648 | 0.047648 | 0.047648 | 0 | 0 | 0
F8_Industrial_Other Industrial_New_Process_Natural Gas_Gas Boiler - Maintenance_A_Achievable Economic UCT Potential | F8 | Industrial | Other Industrial | New | Process | Natural Gas | Gas Boiler - Maintenance | A | Cumulative Summer Peak Savings (MW) | Achievable Economic UCT Potential | 0 | 0 | 0 | 0 | 0 | 0 | 0 | 0 | 0 | 0 | 0 | 0 | 0 | 0 | 0 | 0 | 0 | 0 | 0 | 0 | 0 | 0 | 0 | 0 | 0 | 0 | 0 | 0 | 0 | 0 | 0
F9_Industrial_Other Industrial_New_Process_Natural Gas_Gas Boiler - Maintenance_A_Achievable Economic UCT Potential | F9 | Industrial | Other Industrial | New | Process | Natural Gas | Gas Boiler - Maintenance | A | Cumulative Winter Peak Savings (MW) | Achievable Economic UCT Potential | 0 | 0 | 0 | 0 | 0 | 0 | 0 | 0 | 0 | 0 | 0 | 0 | 0 | 0 | 0 | 0 | 0 | 0 | 0 | 0 | 0 | 0 | 0 | 0 | 0 | 0 | 0 | 0 | 0 | 0 | 0
F10_Industrial_Other Industrial_New_Process_Natural Gas_Gas Boiler - Maintenance_A_Achievable Economic UCT Potential | F10 | Industrial | Other Industrial | New | Process | Natural Gas | Gas Boiler - Maintenance | A | Purchases (Incremental) | Achievable Economic UCT Potential | 0 | 0 | 0 | 0 | 0 | 12.2751 | 10.1932 | 8.1561 | 12.2751 | 10.1932 | 8.1561 | 12.2751 | 10.1932 | 8.1561 | 12.2751 | 10.1932 | 8.1561 | 12.2751 | 10.1932 | 8.1561 | 12.2751 | 10.1932 | 8.1561 | 12.2751 | 10.1932 | 8.1561 | 12.2751 | 10.1932 | 8.1561 | 12.2751 | 10.1932
F11_Industrial_Other Industrial_New_Process_Natural Gas_Gas Boiler - Maintenance_A_Achievable Economic UCT Potential | F11 | Industrial | Other Industrial | New | Process | Natural Gas | Gas Boiler - Maintenance | A | Purchases (Cumulative) | Achievable Economic UCT Potential | 0 | 0 | 0 | 0 | 0 | 12.2751 | 22.4683 | 30.6245 | 30.6245 | 30.6245 | 30.6245 | 30.6245 | 30.6245 | 30.6245 | 30.6245 | 30.6245 | 30.6245 | 30.6245 | 30.6245 | 30.6245 | 30.6245 | 30.6245 | 30.6245 | 30.6245 | 30.6245 | 30.6245 | 30.6245 | 30.6245 | 30.6245 | 30.6245 | 30.6245
F1_Industrial_Other Industrial_New_Space Heating_Natural Gas_Gas Furnace - Maintenance_A_Achievable Economic UCT Potential | F1 | Industrial | Other Industrial | New | Space Heating | Natural Gas | Gas Furnace - Maintenance | A | Integrated Unit Energy Savings (kWh or therms) | Achievable Economic UCT Potential | 0 | 0 | 0 | 0 | 0 | 0 | 0 | 0 | 0 | 0 | 0 | 0 | 0 | 0 | 0 | 0 | 0 | 0 | 0 | 0 | 0 | 0 | 0 | 0 | 0 | 0 | 0 | 0 | 0 | 0 | 0
F2_Industrial_Other Industrial_New_Space Heating_Natural Gas_Gas Furnace - Maintenance_A_Achievable Economic UCT Potential | F2 | Industrial | Other Industrial | New | Space Heating | Natural Gas | Gas Furnace - Maintenance | A | Integrated Unit Summer Peak Savings (kW) | Achievable Economic UCT Potential | 0 | 0 | 0 | 0 | 0 | 0 | 0 | 0 | 0 | 0 | 0 | 0 | 0 | 0 | 0 | 0 | 0 | 0 | 0 | 0 | 0 | 0 | 0 | 0 | 0 | 0 | 0 | 0 | 0 | 0 | 0
F3_Industrial_Other Industrial_New_Space Heating_Natural Gas_Gas Furnace - Maintenance_A_Achievable Economic UCT Potential | F3 | Industrial | Other Industrial | New | Space Heating | Natural Gas | Gas Furnace - Maintenance | A | Integrated Unit Winter Peak Savings (kW) | Achievable Economic UCT Potential | 0 | 0 | 0 | 0 | 0 | 0 | 0 | 0 | 0 | 0 | 0 | 0 | 0 | 0 | 0 | 0 | 0 | 0 | 0 | 0 | 0 | 0 | 0 | 0 | 0 | 0 | 0 | 0 | 0 | 0 | 0
F4_Industrial_Other Industrial_New_Space Heating_Natural Gas_Gas Furnace - Maintenance_A_Achievable Economic UCT Potential | F4 | Industrial | Other Industrial | New | Space Heating | Natural Gas | Gas Furnace - Maintenance | A | Incremental Energy Savings (MWh or mTherms) | Achievable Economic UCT Potential | 0 | 0 | 0 | 0 | 0 | 0 | 0 | 0 | 0 | 0 | 0 | 0 | 0 | 0 | 0 | 0 | 0 | 0 | 0 | 0 | 0 | 0 | 0 | 0 | 0 | 0 | 0 | 0 | 0 | 0 | 0
F5_Industrial_Other Industrial_New_Space Heating_Natural Gas_Gas Furnace - Maintenance_A_Achievable Economic UCT Potential | F5 | Industrial | Other Industrial | New | Space Heating | Natural Gas | Gas Furnace - Maintenance | A | Incremental Summer Peak Savings (MW) | Achievable Economic UCT Potential | 0 | 0 | 0 | 0 | 0 | 0 | 0 | 0 | 0 | 0 | 0 | 0 | 0 | 0 | 0 | 0 | 0 | 0 | 0 | 0 | 0 | 0 | 0 | 0 | 0 | 0 | 0 | 0 | 0 | 0 | 0
F6_Industrial_Other Industrial_New_Space Heating_Natural Gas_Gas Furnace - Maintenance_A_Achievable Economic UCT Potential | F6 | Industrial | Other Industrial | New | Space Heating | Natural Gas | Gas Furnace - Maintenance | A | Incremental Winter Peak Savings (MW) | Achievable Economic UCT Potential | 0 | 0 | 0 | 0 | 0 | 0 | 0 | 0 | 0 | 0 | 0 | 0 | 0 | 0 | 0 | 0 | 0 | 0 | 0 | 0 | 0 | 0 | 0 | 0 | 0 | 0 | 0 | 0 | 0 | 0 | 0
F7_Industrial_Other Industrial_New_Space Heating_Natural Gas_Gas Furnace - Maintenance_A_Achievable Economic UCT Potential | F7 | Industrial | Other Industrial | New | Space Heating | Natural Gas | Gas Furnace - Maintenance | A | Cumulative Energy Savings (MWh or mTherms) | Achievable Economic UCT Potential | 0 | 0 | 0 | 0 | 0 | 0 | 0 | 0 | 0 | 0 | 0 | 0 | 0 | 0 | 0 | 0 | 0 | 0 | 0 | 0 | 0 | 0 | 0 | 0 | 0 | 0 | 0 | 0 | 0 | 0 | 0
F8_Industrial_Other Industrial_New_Space Heating_Natural Gas_Gas Furnace - Maintenance_A_Achievable Economic UCT Potential | F8 | Industrial | Other Industrial | New | Space Heating | Natural Gas | Gas Furnace - Maintenance | A | Cumulative Summer Peak Savings (MW) | Achievable Economic UCT Potential | 0 | 0 | 0 | 0 | 0 | 0 | 0 | 0 | 0 | 0 | 0 | 0 | 0 | 0 | 0 | 0 | 0 | 0 | 0 | 0 | 0 | 0 | 0 | 0 | 0 | 0 | 0 | 0 | 0 | 0 | 0
F9_Industrial_Other Industrial_New_Space Heating_Natural Gas_Gas Furnace - Maintenance_A_Achievable Economic UCT Potential | F9 | Industrial | Other Industrial | New | Space Heating | Natural Gas | Gas Furnace - Maintenance | A | Cumulative Winter Peak Savings (MW) | Achievable Economic UCT Potential | 0 | 0 | 0 | 0 | 0 | 0 | 0 | 0 | 0 | 0 | 0 | 0 | 0 | 0 | 0 | 0 | 0 | 0 | 0 | 0 | 0 | 0 | 0 | 0 | 0 | 0 | 0 | 0 | 0 | 0 | 0
F10_Industrial_Other Industrial_New_Space Heating_Natural Gas_Gas Furnace - Maintenance_A_Achievable Economic UCT Potential | F10 | Industrial | Other Industrial | New | Space Heating | Natural Gas | Gas Furnace - Maintenance | A | Purchases (Incremental) | Achievable Economic UCT Potential | 0 | 0 | 0 | 0 | 0 | 0 | 0 | 0 | 0 | 0 | 0 | 0 | 0 | 0 | 0 | 0 | 0 | 0 | 0 | 0 | 0 | 0 | 0 | 0 | 0 | 0 | 0 | 0 | 0 | 0 | 0
F11_Industrial_Other Industrial_New_Space Heating_Natural Gas_Gas Furnace - Maintenance_A_Achievable Economic UCT Potential | F11 | Industrial | Other Industrial | New | Space Heating | Natural Gas | Gas Furnace - Maintenance | A | Purchases (Cumulative) | Achievable Economic UCT Potential | 0 | 0 | 0 | 0 | 0 | 0 | 0 | 0 | 0 | 0 | 0 | 0 | 0 | 0 | 0 | 0 | 0 | 0 | 0 | 0 | 0 | 0 | 0 | 0 | 0 | 0 | 0 | 0 | 0 | 0 | 0
F1_Industrial_Other Industrial_New_Space Heating_Natural Gas_Gas Boiler - Hot Water Reset_A_Achievable Economic UCT Potential | F1 | Industrial | Other Industrial | New | Space Heating | Natural Gas | Gas Boiler - Hot Water Reset | A | Integrated Unit Energy Savings (kWh or therms) | Achievable Economic UCT Potential | 0 | 0 | 0 | 0 | 0 | 0 | 0 | 0 | 0 | 0 | 0 | 0 | 0 | 0 | 0 | 0 | 0 | 0 | 0 | 0 | 0 | 0 | 0 | 0 | 0 | 0 | 0 | 0 | 0 | 0 | 0
F2_Industrial_Other Industrial_New_Space Heating_Natural Gas_Gas Boiler - Hot Water Reset_A_Achievable Economic UCT Potential | F2 | Industrial | Other Industrial | New | Space Heating | Natural Gas | Gas Boiler - Hot Water Reset | A | Integrated Unit Summer Peak Savings (kW) | Achievable Economic UCT Potential | 0 | 0 | 0 | 0 | 0 | 0 | 0 | 0 | 0 | 0 | 0 | 0 | 0 | 0 | 0 | 0 | 0 | 0 | 0 | 0 | 0 | 0 | 0 | 0 | 0 | 0 | 0 | 0 | 0 | 0 | 0
F3_Industrial_Other Industrial_New_Space Heating_Natural Gas_Gas Boiler - Hot Water Reset_A_Achievable Economic UCT Potential | F3 | Industrial | Other Industrial | New | Space Heating | Natural Gas | Gas Boiler - Hot Water Reset | A | Integrated Unit Winter Peak Savings (kW) | Achievable Economic UCT Potential | 0 | 0 | 0 | 0 | 0 | 0 | 0 | 0 | 0 | 0 | 0 | 0 | 0 | 0 | 0 | 0 | 0 | 0 | 0 | 0 | 0 | 0 | 0 | 0 | 0 | 0 | 0 | 0 | 0 | 0 | 0
F4_Industrial_Other Industrial_New_Space Heating_Natural Gas_Gas Boiler - Hot Water Reset_A_Achievable Economic UCT Potential | F4 | Industrial | Other Industrial | New | Space Heating | Natural Gas | Gas Boiler - Hot Water Reset | A | Incremental Energy Savings (MWh or mTherms) | Achievable Economic UCT Potential | 0 | 0 | 0 | 0 | 0 | 0 | 0 | 0 | 0 | 0 | 0 | 0 | 0 | 0 | 0 | 0 | 0 | 0 | 0 | 0 | 0 | 0 | 0 | 0 | 0 | 0 | 0 | 0 | 0 | 0 | 0
F5_Industrial_Other Industrial_New_Space Heating_Natural Gas_Gas Boiler - Hot Water Reset_A_Achievable Economic UCT Potential | F5 | Industrial | Other Industrial | New | Space Heating | Natural Gas | Gas Boiler - Hot Water Reset | A | Incremental Summer Peak Savings (MW) | Achievable Economic UCT Potential | 0 | 0 | 0 | 0 | 0 | 0 | 0 | 0 | 0 | 0 | 0 | 0 | 0 | 0 | 0 | 0 | 0 | 0 | 0 | 0 | 0 | 0 | 0 | 0 | 0 | 0 | 0 | 0 | 0 | 0 | 0
F6_Industrial_Other Industrial_New_Space Heating_Natural Gas_Gas Boiler - Hot Water Reset_A_Achievable Economic UCT Potential | F6 | Industrial | Other Industrial | New | Space Heating | Natural Gas | Gas Boiler - Hot Water Reset | A | Incremental Winter Peak Savings (MW) | Achievable Economic UCT Potential | 0 | 0 | 0 | 0 | 0 | 0 | 0 | 0 | 0 | 0 | 0 | 0 | 0 | 0 | 0 | 0 | 0 | 0 | 0 | 0 | 0 | 0 | 0 | 0 | 0 | 0 | 0 | 0 | 0 | 0 | 0
F7_Industrial_Other Industrial_New_Space Heating_Natural Gas_Gas Boiler - Hot Water Reset_A_Achievable Economic UCT Potential | F7 | Industrial | Other Industrial | New | Space Heating | Natural Gas | Gas Boiler - Hot Water Reset | A | Cumulative Energy Savings (MWh or mTherms) | Achievable Economic UCT Potential | 0 | 0 | 0 | 0 | 0 | 0 | 0 | 0 | 0 | 0 | 0 | 0 | 0 | 0 | 0 | 0 | 0 | 0 | 0 | 0 | 0 | 0 | 0 | 0 | 0 | 0 | 0 | 0 | 0 | 0 | 0
F8_Industrial_Other Industrial_New_Space Heating_Natural Gas_Gas Boiler - Hot Water Reset_A_Achievable Economic UCT Potential | F8 | Industrial | Other Industrial | New | Space Heating | Natural Gas | Gas Boiler - Hot Water Reset | A | Cumulative Summer Peak Savings (MW) | Achievable Economic UCT Potential | 0 | 0 | 0 | 0 | 0 | 0 | 0 | 0 | 0 | 0 | 0 | 0 | 0 | 0 | 0 | 0 | 0 | 0 | 0 | 0 | 0 | 0 | 0 | 0 | 0 | 0 | 0 | 0 | 0 | 0 | 0
F9_Industrial_Other Industrial_New_Space Heating_Natural Gas_Gas Boiler - Hot Water Reset_A_Achievable Economic UCT Potential | F9 | Industrial | Other Industrial | New | Space Heating | Natural Gas | Gas Boiler - Hot Water Reset | A | Cumulative Winter Peak Savings (MW) | Achievable Economic UCT Potential | 0 | 0 | 0 | 0 | 0 | 0 | 0 | 0 | 0 | 0 | 0 | 0 | 0 | 0 | 0 | 0 | 0 | 0 | 0 | 0 | 0 | 0 | 0 | 0 | 0 | 0 | 0 | 0 | 0 | 0 | 0
F10_Industrial_Other Industrial_New_Space Heating_Natural Gas_Gas Boiler - Hot Water Reset_A_Achievable Economic UCT Potential | F10 | Industrial | Other Industrial | New | Space Heating | Natural Gas | Gas Boiler - Hot Water Reset | A | Purchases (Incremental) | Achievable Economic UCT Potential | 0 | 0 | 0 | 0 | 0 | 0 | 0 | 0 | 0 | 0 | 0 | 0 | 0 | 0 | 0 | 0 | 0 | 0 | 0 | 0 | 0 | 0 | 0 | 0 | 0 | 0 | 0 | 0 | 0 | 0 | 0
F11_Industrial_Other Industrial_New_Space Heating_Natural Gas_Gas Boiler - Hot Water Reset_A_Achievable Economic UCT Potential | F11 | Industrial | Other Industrial | New | Space Heating | Natural Gas | Gas Boiler - Hot Water Reset | A | Purchases (Cumulative) | Achievable Economic UCT Potential | 0 | 0 | 0 | 0 | 0 | 0 | 0 | 0 | 0 | 0 | 0 | 0 | 0 | 0 | 0 | 0 | 0 | 0 | 0 | 0 | 0 | 0 | 0 | 0 | 0 | 0 | 0 | 0 | 0 | 0 | 0
F1_Industrial_Other Industrial_New_Process_Natural Gas_Gas Boiler - Hot Water Reset_A_Achievable Economic UCT Potential | F1 | Industrial | Other Industrial | New | Process | Natural Gas | Gas Boiler - Hot Water Reset | A | Integrated Unit Energy Savings (kWh or therms) | Achievable Economic UCT Potential | 0 | 0 | 0 | 0 | 0 | 2.8269 | 2.8254 | 2.824 | 2.823 | 2.822 | 2.8211 | 2.8206 | 2.8203 | 2.8202 | 2.8202 | 2.8203 | 2.8204 | 2.8205 | 2.8207 | 2.8209 | 2.8213 | 2.8217 | 2.822 | 2.8222 | 2.8225 | 2.8227 | 2.823 | 2.8232 | 2.8289 | 2.8289 | 2.8289
F2_Industrial_Other Industrial_New_Process_Natural Gas_Gas Boiler - Hot Water Reset_A_Achievable Economic UCT Potential | F2 | Industrial | Other Industrial | New | Process | Natural Gas | Gas Boiler - Hot Water Reset | A | Integrated Unit Summer Peak Savings (kW) | Achievable Economic UCT Potential | 0 | 0 | 0 | 0 | 0 | 0 | 0 | 0 | 0 | 0 | 0 | 0 | 0 | 0 | 0 | 0 | 0 | 0 | 0 | 0 | 0 | 0 | 0 | 0 | 0 | 0 | 0 | 0 | 0 | 0 | 0
F3_Industrial_Other Industrial_New_Process_Natural Gas_Gas Boiler - Hot Water Reset_A_Achievable Economic UCT Potential | F3 | Industrial | Other Industrial | New | Process | Natural Gas | Gas Boiler - Hot Water Reset | A | Integrated Unit Winter Peak Savings (kW) | Achievable Economic UCT Potential | 0 | 0 | 0 | 0 | 0 | 0 | 0 | 0 | 0 | 0 | 0 | 0 | 0 | 0 | 0 | 0 | 0 | 0 | 0 | 0 | 0 | 0 | 0 | 0 | 0 | 0 | 0 | 0 | 0 | 0 | 0
F4_Industrial_Other Industrial_New_Process_Natural Gas_Gas Boiler - Hot Water Reset_A_Achievable Economic UCT Potential | F4 | Industrial | Other Industrial | New | Process | Natural Gas | Gas Boiler - Hot Water Reset | A | Incremental Energy Savings (MWh or mTherms) | Achievable Economic UCT Potential | 0 | 0 | 0 | 0 | 0 | 0.033728 | 0.049036 | 0.069324 | 0.091226 | 0.11632 | 0.15034 | 0.18048 | 0.20022 | 0.2036 | 0.18764 | 0.15502 | 0.10903 | 0.067044 | 0.034072 | 0.015166 | 0.0057889 | 0.033665 | 0.048977 | 0.06928 | 0.091211 | 0.11635 | 0.15044 | 0.18064 | 0.20083 | 0.20423 | 0.18822
F5_Industrial_Other Industrial_New_Process_Natural Gas_Gas Boiler - Hot Water Reset_A_Achievable Economic UCT Potential | F5 | Industrial | Other Industrial | New | Process | Natural Gas | Gas Boiler - Hot Water Reset | A | Incremental Summer Peak Savings (MW) | Achievable Economic UCT Potential | 0 | 0 | 0 | 0 | 0 | 0 | 0 | 0 | 0 | 0 | 0 | 0 | 0 | 0 | 0 | 0 | 0 | 0 | 0 | 0 | 0 | 0 | 0 | 0 | 0 | 0 | 0 | 0 | 0 | 0 | 0
F6_Industrial_Other Industrial_New_Process_Natural Gas_Gas Boiler - Hot Water Reset_A_Achievable Economic UCT Potential | F6 | Industrial | Other Industrial | New | Process | Natural Gas | Gas Boiler - Hot Water Reset | A | Incremental Winter Peak Savings (MW) | Achievable Economic UCT Potential | 0 | 0 | 0 | 0 | 0 | 0 | 0 | 0 | 0 | 0 | 0 | 0 | 0 | 0 | 0 | 0 | 0 | 0 | 0 | 0 | 0 | 0 | 0 | 0 | 0 | 0 | 0 | 0 | 0 | 0 | 0
F7_Industrial_Other Industrial_New_Process_Natural Gas_Gas Boiler - Hot Water Reset_A_Achievable Economic UCT Potential | F7 | Industrial | Other Industrial | New | Process | Natural Gas | Gas Boiler - Hot Water Reset | A | Cumulative Energy Savings (MWh or mTherms) | Achievable Economic UCT Potential | 0 | 0 | 0 | 0 | 0 | 0.033728 | 0.082745 | 0.15203 | 0.2432 | 0.35943 | 0.50967 | 0.69005 | 0.8902 | 1.0938 | 1.2814 | 1.4364 | 1.5455 | 1.6127 | 1.6468 | 1.6621 | 1.6681 | 1.6683 | 1.6685 | 1.6687 | 1.6688 | 1.669 | 1.6691 | 1.6692 | 0 | 0 | 0
F8_Industrial_Other Industrial_New_Process_Natural Gas_Gas Boiler - Hot Water Reset_A_Achievable Economic UCT Potential | F8 | Industrial | Other Industrial | New | Process | Natural Gas | Gas Boiler - Hot Water Reset | A | Cumulative Summer Peak Savings (MW) | Achievable Economic UCT Potential | 0 | 0 | 0 | 0 | 0 | 0 | 0 | 0 | 0 | 0 | 0 | 0 | 0 | 0 | 0 | 0 | 0 | 0 | 0 | 0 | 0 | 0 | 0 | 0 | 0 | 0 | 0 | 0 | 0 | 0 | 0
F9_Industrial_Other Industrial_New_Process_Natural Gas_Gas Boiler - Hot Water Reset_A_Achievable Economic UCT Potential | F9 | Industrial | Other Industrial | New | Process | Natural Gas | Gas Boiler - Hot Water Reset | A | Cumulative Winter Peak Savings (MW) | Achievable Economic UCT Potential | 0 | 0 | 0 | 0 | 0 | 0 | 0 | 0 | 0 | 0 | 0 | 0 | 0 | 0 | 0 | 0 | 0 | 0 | 0 | 0 | 0 | 0 | 0 | 0 | 0 | 0 | 0 | 0 | 0 | 0 | 0
F10_Industrial_Other Industrial_New_Process_Natural Gas_Gas Boiler - Hot Water Reset_A_Achievable Economic UCT Potential | F10 | Industrial | Other Industrial | New | Process | Natural Gas | Gas Boiler - Hot Water Reset | A | Purchases (Incremental) | Achievable Economic UCT Potential | 0 | 0 | 0 | 0 | 0 | 11.9311 | 17.3556 | 24.5479 | 32.3157 | 41.219 | 53.2903 | 63.9843 | 70.9922 | 72.1943 | 66.5344 | 54.9651 | 38.6569 | 23.7699 | 12.079 | 5.3763 | 2.0518 | 11.9311 | 17.3556 | 24.5479 | 32.3157 | 41.219 | 53.2903 | 63.9843 | 70.9922 | 72.1943 | 66.5344
F11_Industrial_Other Industrial_New_Process_Natural Gas_Gas Boiler - Hot Water Reset_A_Achievable Economic UCT Potential | F11 | Industrial | Other Industrial | New | Process | Natural Gas | Gas Boiler - Hot Water Reset | A | Purchases (Cumulative) | Achievable Economic UCT Potential | 0 | 0 | 0 | 0 | 0 | 11.9311 | 29.2867 | 53.8347 | 86.1503 | 127.3694 | 180.6596 | 244.6439 | 315.6361 | 387.8304 | 454.3648 | 509.3299 | 547.9868 | 571.7567 | 583.8357 | 589.212 | 591.2638 | 591.2638 | 591.2638 | 591.2638 | 591.2638 | 591.2638 | 591.2638 | 591.2638 | 591.2638 | 591.2638 | 591.2638
F1_Industrial_Other Industrial_New_Space Heating_Natural Gas_Steam Trap Maintenance_A_Achievable Economic UCT Potential | F1 | Industrial | Other Industrial | New | Space Heating | Natural Gas | Steam Trap Maintenance | A | Integrated Unit Energy Savings (kWh or therms) | Achievable Economic UCT Potential | 0 | 0 | 0 | 0 | 0 | 0 | 0 | 0 | 0 | 0 | 0 | 0 | 0 | 0 | 0 | 0 | 0 | 0 | 0 | 0 | 0 | 0 | 0 | 0 | 0 | 0 | 0 | 0 | 0 | 0 | 0
F2_Industrial_Other Industrial_New_Space Heating_Natural Gas_Steam Trap Maintenance_A_Achievable Economic UCT Potential | F2 | Industrial | Other Industrial | New | Space Heating | Natural Gas | Steam Trap Maintenance | A | Integrated Unit Summer Peak Savings (kW) | Achievable Economic UCT Potential | 0 | 0 | 0 | 0 | 0 | 0 | 0 | 0 | 0 | 0 | 0 | 0 | 0 | 0 | 0 | 0 | 0 | 0 | 0 | 0 | 0 | 0 | 0 | 0 | 0 | 0 | 0 | 0 | 0 | 0 | 0
F3_Industrial_Other Industrial_New_Space Heating_Natural Gas_Steam Trap Maintenance_A_Achievable Economic UCT Potential | F3 | Industrial | Other Industrial | New | Space Heating | Natural Gas | Steam Trap Maintenance | A | Integrated Unit Winter Peak Savings (kW) | Achievable Economic UCT Potential | 0 | 0 | 0 | 0 | 0 | 0 | 0 | 0 | 0 | 0 | 0 | 0 | 0 | 0 | 0 | 0 | 0 | 0 | 0 | 0 | 0 | 0 | 0 | 0 | 0 | 0 | 0 | 0 | 0 | 0 | 0
F4_Industrial_Other Industrial_New_Space Heating_Natural Gas_Steam Trap Maintenance_A_Achievable Economic UCT Potential | F4 | Industrial | Other Industrial | New | Space Heating | Natural Gas | Steam Trap Maintenance | A | Incremental Energy Savings (MWh or mTherms) | Achievable Economic UCT Potential | 0 | 0 | 0 | 0 | 0 | 0 | 0 | 0 | 0 | 0 | 0 | 0 | 0 | 0 | 0 | 0 | 0 | 0 | 0 | 0 | 0 | 0 | 0 | 0 | 0 | 0 | 0 | 0 | 0 | 0 | 0
F5_Industrial_Other Industrial_New_Space Heating_Natural Gas_Steam Trap Maintenance_A_Achievable Economic UCT Potential | F5 | Industrial | Other Industrial | New | Space Heating | Natural Gas | Steam Trap Maintenance | A | Incremental Summer Peak Savings (MW) | Achievable Economic UCT Potential | 0 | 0 | 0 | 0 | 0 | 0 | 0 | 0 | 0 | 0 | 0 | 0 | 0 | 0 | 0 | 0 | 0 | 0 | 0 | 0 | 0 | 0 | 0 | 0 | 0 | 0 | 0 | 0 | 0 | 0 | 0
F6_Industrial_Other Industrial_New_Space Heating_Natural Gas_Steam Trap Maintenance_A_Achievable Economic UCT Potential | F6 | Industrial | Other Industrial | New | Space Heating | Natural Gas | Steam Trap Maintenance | A | Incremental Winter Peak Savings (MW) | Achievable Economic UCT Potential | 0 | 0 | 0 | 0 | 0 | 0 | 0 | 0 | 0 | 0 | 0 | 0 | 0 | 0 | 0 | 0 | 0 | 0 | 0 | 0 | 0 | 0 | 0 | 0 | 0 | 0 | 0 | 0 | 0 | 0 | 0
F7_Industrial_Other Industrial_New_Space Heating_Natural Gas_Steam Trap Maintenance_A_Achievable Economic UCT Potential | F7 | Industrial | Other Industrial | New | Space Heating | Natural Gas | Steam Trap Maintenance | A | Cumulative Energy Savings (MWh or mTherms) | Achievable Economic UCT Potential | 0 | 0 | 0 | 0 | 0 | 0 | 0 | 0 | 0 | 0 | 0 | 0 | 0 | 0 | 0 | 0 | 0 | 0 | 0 | 0 | 0 | 0 | 0 | 0 | 0 | 0 | 0 | 0 | 0 | 0 | 0
F8_Industrial_Other Industrial_New_Space Heating_Natural Gas_Steam Trap Maintenance_A_Achievable Economic UCT Potential | F8 | Industrial | Other Industrial | New | Space Heating | Natural Gas | Steam Trap Maintenance | A | Cumulative Summer Peak Savings (MW) | Achievable Economic UCT Potential | 0 | 0 | 0 | 0 | 0 | 0 | 0 | 0 | 0 | 0 | 0 | 0 | 0 | 0 | 0 | 0 | 0 | 0 | 0 | 0 | 0 | 0 | 0 | 0 | 0 | 0 | 0 | 0 | 0 | 0 | 0
F9_Industrial_Other Industrial_New_Space Heating_Natural Gas_Steam Trap Maintenance_A_Achievable Economic UCT Potential | F9 | Industrial | Other Industrial | New | Space Heating | Natural Gas | Steam Trap Maintenance | A | Cumulative Winter Peak Savings (MW) | Achievable Economic UCT Potential | 0 | 0 | 0 | 0 | 0 | 0 | 0 | 0 | 0 | 0 | 0 | 0 | 0 | 0 | 0 | 0 | 0 | 0 | 0 | 0 | 0 | 0 | 0 | 0 | 0 | 0 | 0 | 0 | 0 | 0 | 0
F10_Industrial_Other Industrial_New_Space Heating_Natural Gas_Steam Trap Maintenance_A_Achievable Economic UCT Potential | F10 | Industrial | Other Industrial | New | Space Heating | Natural Gas | Steam Trap Maintenance | A | Purchases (Incremental) | Achievable Economic UCT Potential | 0 | 0 | 0 | 0 | 0 | 0 | 0 | 0 | 0 | 0 | 0 | 0 | 0 | 0 | 0 | 0 | 0 | 0 | 0 | 0 | 0 | 0 | 0 | 0 | 0 | 0 | 0 | 0 | 0 | 0 | 0
F11_Industrial_Other Industrial_New_Space Heating_Natural Gas_Steam Trap Maintenance_A_Achievable Economic UCT Potential | F11 | Industrial | Other Industrial | New | Space Heating | Natural Gas | Steam Trap Maintenance | A | Purchases (Cumulative) | Achievable Economic UCT Potential | 0 | 0 | 0 | 0 | 0 | 0 | 0 | 0 | 0 | 0 | 0 | 0 | 0 | 0 | 0 | 0 | 0 | 0 | 0 | 0 | 0 | 0 | 0 | 0 | 0 | 0 | 0 | 0 | 0 | 0 | 0
F1_Industrial_Other Industrial_New_Process_Natural Gas_Steam Trap Maintenance_A_Achievable Economic UCT Potential | F1 | Industrial | Other Industrial | New | Process | Natural Gas | Steam Trap Maintenance | A | Integrated Unit Energy Savings (kWh or therms) | Achievable Economic UCT Potential | 0 | 0 | 0 | 0 | 0 | 1.9974 | 1.9963 | 1.9953 | 1.9946 | 1.9939 | 1.9933 | 1.9929 | 1.9927 | 1.9926 | 1.9926 | 1.9927 | 1.9928 | 1.9929 | 1.993 | 1.9932 | 1.9934 | 1.9937 | 1.9939 | 1.9941 | 1.9943 | 1.9944 | 1.9946 | 1.9947 | 1.9988 | 1.9988 | 1.9988
F2_Industrial_Other Industrial_New_Process_Natural Gas_Steam Trap Maintenance_A_Achievable Economic UCT Potential | F2 | Industrial | Other Industrial | New | Process | Natural Gas | Steam Trap Maintenance | A | Integrated Unit Summer Peak Savings (kW) | Achievable Economic UCT Potential | 0 | 0 | 0 | 0 | 0 | 0 | 0 | 0 | 0 | 0 | 0 | 0 | 0 | 0 | 0 | 0 | 0 | 0 | 0 | 0 | 0 | 0 | 0 | 0 | 0 | 0 | 0 | 0 | 0 | 0 | 0
F3_Industrial_Other Industrial_New_Process_Natural Gas_Steam Trap Maintenance_A_Achievable Economic UCT Potential | F3 | Industrial | Other Industrial | New | Process | Natural Gas | Steam Trap Maintenance | A | Integrated Unit Winter Peak Savings (kW) | Achievable Economic UCT Potential | 0 | 0 | 0 | 0 | 0 | 0 | 0 | 0 | 0 | 0 | 0 | 0 | 0 | 0 | 0 | 0 | 0 | 0 | 0 | 0 | 0 | 0 | 0 | 0 | 0 | 0 | 0 | 0 | 0 | 0 | 0
F4_Industrial_Other Industrial_New_Process_Natural Gas_Steam Trap Maintenance_A_Achievable Economic UCT Potential | F4 | Industrial | Other Industrial | New | Process | Natural Gas | Steam Trap Maintenance | A | Incremental Energy Savings (MWh or mTherms) | Achievable Economic UCT Potential | 0 | 0 | 0 | 0 | 0 | 0 | 0 | 0 | 0 | 0 | 0 | 0 | 0 | 0 | 0 | 0 | 0 | 0 | 0 | 0 | 0 | 0 | 0 | 0 | 0 | 0 | 0 | 0 | 0 | 0 | 0
F5_Industrial_Other Industrial_New_Process_Natural Gas_Steam Trap Maintenance_A_Achievable Economic UCT Potential | F5 | Industrial | Other Industrial | New | Process | Natural Gas | Steam Trap Maintenance | A | Incremental Summer Peak Savings (MW) | Achievable Economic UCT Potential | 0 | 0 | 0 | 0 | 0 | 0 | 0 | 0 | 0 | 0 | 0 | 0 | 0 | 0 | 0 | 0 | 0 | 0 | 0 | 0 | 0 | 0 | 0 | 0 | 0 | 0 | 0 | 0 | 0 | 0 | 0
F6_Industrial_Other Industrial_New_Process_Natural Gas_Steam Trap Maintenance_A_Achievable Economic UCT Potential | F6 | Industrial | Other Industrial | New | Process | Natural Gas | Steam Trap Maintenance | A | Incremental Winter Peak Savings (MW) | Achievable Economic UCT Potential | 0 | 0 | 0 | 0 | 0 | 0 | 0 | 0 | 0 | 0 | 0 | 0 | 0 | 0 | 0 | 0 | 0 | 0 | 0 | 0 | 0 | 0 | 0 | 0 | 0 | 0 | 0 | 0 | 0 | 0 | 0
F7_Industrial_Other Industrial_New_Process_Natural Gas_Steam Trap Maintenance_A_Achievable Economic UCT Potential | F7 | Industrial | Other Industrial | New | Process | Natural Gas | Steam Trap Maintenance | A | Cumulative Energy Savings (MWh or mTherms) | Achievable Economic UCT Potential | 0 | 0 | 0 | 0 | 0 | 0 | 0 | 0 | 0 | 0 | 0 | 0 | 0 | 0 | 0 | 0 | 0 | 0 | 0 | 0 | 0 | 0 | 0 | 0 | 0 | 0 | 0 | 0 | 0 | 0 | 0
F8_Industrial_Other Industrial_New_Process_Natural Gas_Steam Trap Maintenance_A_Achievable Economic UCT Potential | F8 | Industrial | Other Industrial | New | Process | Natural Gas | Steam Trap Maintenance | A | Cumulative Summer Peak Savings (MW) | Achievable Economic UCT Potential | 0 | 0 | 0 | 0 | 0 | 0 | 0 | 0 | 0 | 0 | 0 | 0 | 0 | 0 | 0 | 0 | 0 | 0 | 0 | 0 | 0 | 0 | 0 | 0 | 0 | 0 | 0 | 0 | 0 | 0 | 0
F9_Industrial_Other Industrial_New_Process_Natural Gas_Steam Trap Maintenance_A_Achievable Economic UCT Potential | F9 | Industrial | Other Industrial | New | Process | Natural Gas | Steam Trap Maintenance | A | Cumulative Winter Peak Savings (MW) | Achievable Economic UCT Potential | 0 | 0 | 0 | 0 | 0 | 0 | 0 | 0 | 0 | 0 | 0 | 0 | 0 | 0 | 0 | 0 | 0 | 0 | 0 | 0 | 0 | 0 | 0 | 0 | 0 | 0 | 0 | 0 | 0 | 0 | 0
F10_Industrial_Other Industrial_New_Process_Natural Gas_Steam Trap Maintenance_A_Achievable Economic UCT Potential | F10 | Industrial | Other Industrial | New | Process | Natural Gas | Steam Trap Maintenance | A | Purchases (Incremental) | Achievable Economic UCT Potential | 0 | 0 | 0 | 0 | 0 | 0 | 0 | 0 | 0 | 0 | 0 | 0 | 0 | 0 | 0 | 0 | 0 | 0 | 0 | 0 | 0 | 0 | 0 | 0 | 0 | 0 | 0 | 0 | 0 | 0 | 0
F11_Industrial_Other Industrial_New_Process_Natural Gas_Steam Trap Maintenance_A_Achievable Economic UCT Potential | F11 | Industrial | Other Industrial | New | Process | Natural Gas | Steam Trap Maintenance | A | Purchases (Cumulative) | Achievable Economic UCT Potential | 0 | 0 | 0 | 0 | 0 | 0 | 0 | 0 | 0 | 0 | 0 | 0 | 0 | 0 | 0 | 0 | 0 | 0 | 0 | 0 | 0 | 0 | 0 | 0 | 0 | 0 | 0 | 0 | 0 | 0 | 0
F1_Industrial_Other Industrial_New_Space Heating_Natural Gas_Gas Boiler - High Turndown_A_Achievable Economic UCT Potential | F1 | Industrial | Other Industrial | New | Space Heating | Natural Gas | Gas Boiler - High Turndown | A | Integrated Unit Energy Savings (kWh or therms) | Achievable Economic UCT Potential | 0 | 0 | 0 | 0 | 0 | 0 | 0 | 0 | 0 | 0 | 0 | 0 | 0 | 0 | 0 | 0 | 0 | 0 | 0 | 0 | 0 | 0 | 0 | 0 | 0 | 0 | 0 | 0 | 0 | 0 | 0
F2_Industrial_Other Industrial_New_Space Heating_Natural Gas_Gas Boiler - High Turndown_A_Achievable Economic UCT Potential | F2 | Industrial | Other Industrial | New | Space Heating | Natural Gas | Gas Boiler - High Turndown | A | Integrated Unit Summer Peak Savings (kW) | Achievable Economic UCT Potential | 0 | 0 | 0 | 0 | 0 | 0 | 0 | 0 | 0 | 0 | 0 | 0 | 0 | 0 | 0 | 0 | 0 | 0 | 0 | 0 | 0 | 0 | 0 | 0 | 0 | 0 | 0 | 0 | 0 | 0 | 0
F3_Industrial_Other Industrial_New_Space Heating_Natural Gas_Gas Boiler - High Turndown_A_Achievable Economic UCT Potential | F3 | Industrial | Other Industrial | New | Space Heating | Natural Gas | Gas Boiler - High Turndown | A | Integrated Unit Winter Peak Savings (kW) | Achievable Economic UCT Potential | 0 | 0 | 0 | 0 | 0 | 0 | 0 | 0 | 0 | 0 | 0 | 0 | 0 | 0 | 0 | 0 | 0 | 0 | 0 | 0 | 0 | 0 | 0 | 0 | 0 | 0 | 0 | 0 | 0 | 0 | 0
F4_Industrial_Other Industrial_New_Space Heating_Natural Gas_Gas Boiler - High Turndown_A_Achievable Economic UCT Potential | F4 | Industrial | Other Industrial | New | Space Heating | Natural Gas | Gas Boiler - High Turndown | A | Incremental Energy Savings (MWh or mTherms) | Achievable Economic UCT Potential | 0 | 0 | 0 | 0 | 0 | 0 | 0 | 0 | 0 | 0 | 0 | 0 | 0 | 0 | 0 | 0 | 0 | 0 | 0 | 0 | 0 | 0 | 0 | 0 | 0 | 0 | 0 | 0 | 0 | 0 | 0
F5_Industrial_Other Industrial_New_Space Heating_Natural Gas_Gas Boiler - High Turndown_A_Achievable Economic UCT Potential | F5 | Industrial | Other Industrial | New | Space Heating | Natural Gas | Gas Boiler - High Turndown | A | Incremental Summer Peak Savings (MW) | Achievable Economic UCT Potential | 0 | 0 | 0 | 0 | 0 | 0 | 0 | 0 | 0 | 0 | 0 | 0 | 0 | 0 | 0 | 0 | 0 | 0 | 0 | 0 | 0 | 0 | 0 | 0 | 0 | 0 | 0 | 0 | 0 | 0 | 0
F6_Industrial_Other Industrial_New_Space Heating_Natural Gas_Gas Boiler - High Turndown_A_Achievable Economic UCT Potential | F6 | Industrial | Other Industrial | New | Space Heating | Natural Gas | Gas Boiler - High Turndown | A | Incremental Winter Peak Savings (MW) | Achievable Economic UCT Potential | 0 | 0 | 0 | 0 | 0 | 0 | 0 | 0 | 0 | 0 | 0 | 0 | 0 | 0 | 0 | 0 | 0 | 0 | 0 | 0 | 0 | 0 | 0 | 0 | 0 | 0 | 0 | 0 | 0 | 0 | 0
F7_Industrial_Other Industrial_New_Space Heating_Natural Gas_Gas Boiler - High Turndown_A_Achievable Economic UCT Potential | F7 | Industrial | Other Industrial | New | Space Heating | Natural Gas | Gas Boiler - High Turndown | A | Cumulative Energy Savings (MWh or mTherms) | Achievable Economic UCT Potential | 0 | 0 | 0 | 0 | 0 | 0 | 0 | 0 | 0 | 0 | 0 | 0 | 0 | 0 | 0 | 0 | 0 | 0 | 0 | 0 | 0 | 0 | 0 | 0 | 0 | 0 | 0 | 0 | 0 | 0 | 0
F8_Industrial_Other Industrial_New_Space Heating_Natural Gas_Gas Boiler - High Turndown_A_Achievable Economic UCT Potential | F8 | Industrial | Other Industrial | New | Space Heating | Natural Gas | Gas Boiler - High Turndown | A | Cumulative Summer Peak Savings (MW) | Achievable Economic UCT Potential | 0 | 0 | 0 | 0 | 0 | 0 | 0 | 0 | 0 | 0 | 0 | 0 | 0 | 0 | 0 | 0 | 0 | 0 | 0 | 0 | 0 | 0 | 0 | 0 | 0 | 0 | 0 | 0 | 0 | 0 | 0
F9_Industrial_Other Industrial_New_Space Heating_Natural Gas_Gas Boiler - High Turndown_A_Achievable Economic UCT Potential | F9 | Industrial | Other Industrial | New | Space Heating | Natural Gas | Gas Boiler - High Turndown | A | Cumulative Winter Peak Savings (MW) | Achievable Economic UCT Potential | 0 | 0 | 0 | 0 | 0 | 0 | 0 | 0 | 0 | 0 | 0 | 0 | 0 | 0 | 0 | 0 | 0 | 0 | 0 | 0 | 0 | 0 | 0 | 0 | 0 | 0 | 0 | 0 | 0 | 0 | 0
F10_Industrial_Other Industrial_New_Space Heating_Natural Gas_Gas Boiler - High Turndown_A_Achievable Economic UCT Potential | F10 | Industrial | Other Industrial | New | Space Heating | Natural Gas | Gas Boiler - High Turndown | A | Purchases (Incremental) | Achievable Economic UCT Potential | 0 | 0 | 0 | 0 | 0 | 0 | 0 | 0 | 0 | 0 | 0 | 0 | 0 | 0 | 0 | 0 | 0 | 0 | 0 | 0 | 0 | 0 | 0 | 0 | 0 | 0 | 0 | 0 | 0 | 0 | 0
F11_Industrial_Other Industrial_New_Space Heating_Natural Gas_Gas Boiler - High Turndown_A_Achievable Economic UCT Potential | F11 | Industrial | Other Industrial | New | Space Heating | Natural Gas | Gas Boiler - High Turndown | A | Purchases (Cumulative) | Achievable Economic UCT Potential | 0 | 0 | 0 | 0 | 0 | 0 | 0 | 0 | 0 | 0 | 0 | 0 | 0 | 0 | 0 | 0 | 0 | 0 | 0 | 0 | 0 | 0 | 0 | 0 | 0 | 0 | 0 | 0 | 0 | 0 | 0
F1_Industrial_Other Industrial_New_Process_Natural Gas_Gas Boiler - High Turndown_A_Achievable Economic UCT Potential | F1 | Industrial | Other Industrial | New | Process | Natural Gas | Gas Boiler - High Turndown | A | Integrated Unit Energy Savings (kWh or therms) | Achievable Economic UCT Potential | 0 | 0 | 0 | 0 | 0 | 2.1158 | 2.1108 | 2.1063 | 2.1022 | 2.0982 | 2.0954 | 2.093 | 2.091 | 2.0893 | 2.088 | 2.087 | 2.0863 | 2.0859 | 2.0856 | 2.0854 | 2.0854 | 2.0854 | 2.0853 | 2.0852 | 2.0851 | 2.0865 | 2.0877 | 2.0889 | 2.1216 | 2.1216 | 2.1216
F2_Industrial_Other Industrial_New_Process_Natural Gas_Gas Boiler - High Turndown_A_Achievable Economic UCT Potential | F2 | Industrial | Other Industrial | New | Process | Natural Gas | Gas Boiler - High Turndown | A | Integrated Unit Summer Peak Savings (kW) | Achievable Economic UCT Potential | 0 | 0 | 0 | 0 | 0 | 0 | 0 | 0 | 0 | 0 | 0 | 0 | 0 | 0 | 0 | 0 | 0 | 0 | 0 | 0 | 0 | 0 | 0 | 0 | 0 | 0 | 0 | 0 | 0 | 0 | 0
F3_Industrial_Other Industrial_New_Process_Natural Gas_Gas Boiler - High Turndown_A_Achievable Economic UCT Potential | F3 | Industrial | Other Industrial | New | Process | Natural Gas | Gas Boiler - High Turndown | A | Integrated Unit Winter Peak Savings (kW) | Achievable Economic UCT Potential | 0 | 0 | 0 | 0 | 0 | 0 | 0 | 0 | 0 | 0 | 0 | 0 | 0 | 0 | 0 | 0 | 0 | 0 | 0 | 0 | 0 | 0 | 0 | 0 | 0 | 0 | 0 | 0 | 0 | 0 | 0
F4_Industrial_Other Industrial_New_Process_Natural Gas_Gas Boiler - High Turndown_A_Achievable Economic UCT Potential | F4 | Industrial | Other Industrial | New | Process | Natural Gas | Gas Boiler - High Turndown | A | Incremental Energy Savings (MWh or mTherms) | Achievable Economic UCT Potential | 0 | 0 | 0 | 0 | 0 | 0 | 0 | 0 | 0 | 0 | 0 | 0 | 0 | 0 | 0 | 0 | 0 | 0 | 0 | 0 | 0 | 0 | 0 | 0 | 0 | 0 | 0 | 0 | 0 | 0 | 0
F5_Industrial_Other Industrial_New_Process_Natural Gas_Gas Boiler - High Turndown_A_Achievable Economic UCT Potential | F5 | Industrial | Other Industrial | New | Process | Natural Gas | Gas Boiler - High Turndown | A | Incremental Summer Peak Savings (MW) | Achievable Economic UCT Potential | 0 | 0 | 0 | 0 | 0 | 0 | 0 | 0 | 0 | 0 | 0 | 0 | 0 | 0 | 0 | 0 | 0 | 0 | 0 | 0 | 0 | 0 | 0 | 0 | 0 | 0 | 0 | 0 | 0 | 0 | 0
F6_Industrial_Other Industrial_New_Process_Natural Gas_Gas Boiler - High Turndown_A_Achievable Economic UCT Potential | F6 | Industrial | Other Industrial | New | Process | Natural Gas | Gas Boiler - High Turndown | A | Incremental Winter Peak Savings (MW) | Achievable Economic UCT Potential | 0 | 0 | 0 | 0 | 0 | 0 | 0 | 0 | 0 | 0 | 0 | 0 | 0 | 0 | 0 | 0 | 0 | 0 | 0 | 0 | 0 | 0 | 0 | 0 | 0 | 0 | 0 | 0 | 0 | 0 | 0
F7_Industrial_Other Industrial_New_Process_Natural Gas_Gas Boiler - High Turndown_A_Achievable Economic UCT Potential | F7 | Industrial | Other Industrial | New | Process | Natural Gas | Gas Boiler - High Turndown | A | Cumulative Energy Savings (MWh or mTherms) | Achievable Economic UCT Potential | 0 | 0 | 0 | 0 | 0 | 0 | 0 | 0 | 0 | 0 | 0 | 0 | 0 | 0 | 0 | 0 | 0 | 0 | 0 | 0 | 0 | 0 | 0 | 0 | 0 | 0 | 0 | 0 | 0 | 0 | 0
F8_Industrial_Other Industrial_New_Process_Natural Gas_Gas Boiler - High Turndown_A_Achievable Economic UCT Potential | F8 | Industrial | Other Industrial | New | Process | Natural Gas | Gas Boiler - High Turndown | A | Cumulative Summer Peak Savings (MW) | Achievable Economic UCT Potential | 0 | 0 | 0 | 0 | 0 | 0 | 0 | 0 | 0 | 0 | 0 | 0 | 0 | 0 | 0 | 0 | 0 | 0 | 0 | 0 | 0 | 0 | 0 | 0 | 0 | 0 | 0 | 0 | 0 | 0 | 0
F9_Industrial_Other Industrial_New_Process_Natural Gas_Gas Boiler - High Turndown_A_Achievable Economic UCT Potential | F9 | Industrial | Other Industrial | New | Process | Natural Gas | Gas Boiler - High Turndown | A | Cumulative Winter Peak Savings (MW) | Achievable Economic UCT Potential | 0 | 0 | 0 | 0 | 0 | 0 | 0 | 0 | 0 | 0 | 0 | 0 | 0 | 0 | 0 | 0 | 0 | 0 | 0 | 0 | 0 | 0 | 0 | 0 | 0 | 0 | 0 | 0 | 0 | 0 | 0
F10_Industrial_Other Industrial_New_Process_Natural Gas_Gas Boiler - High Turndown_A_Achievable Economic UCT Potential | F10 | Industrial | Other Industrial | New | Process | Natural Gas | Gas Boiler - High Turndown | A | Purchases (Incremental) | Achievable Economic UCT Potential | 0 | 0 | 0 | 0 | 0 | 0 | 0 | 0 | 0 | 0 | 0 | 0 | 0 | 0 | 0 | 0 | 0 | 0 | 0 | 0 | 0 | 0 | 0 | 0 | 0 | 0 | 0 | 0 | 0 | 0 | 0
F11_Industrial_Other Industrial_New_Process_Natural Gas_Gas Boiler - High Turndown_A_Achievable Economic UCT Potential | F11 | Industrial | Other Industrial | New | Process | Natural Gas | Gas Boiler - High Turndown | A | Purchases (Cumulative) | Achievable Economic UCT Potential | 0 | 0 | 0 | 0 | 0 | 0 | 0 | 0 | 0 | 0 | 0 | 0 | 0 | 0 | 0 | 0 | 0 | 0 | 0 | 0 | 0 | 0 | 0 | 0 | 0 | 0 | 0 | 0 | 0 | 0 | 0
F1_Industrial_Other Industrial_New_Space Heating_Natural Gas_Gas Boiler - Burner Control Optimization_A_Achievable Economic UCT Potential | F1 | Industrial | Other Industrial | New | Space Heating | Natural Gas | Gas Boiler - Burner Control Optimization | A | Integrated Unit Energy Savings (kWh or therms) | Achievable Economic UCT Potential | 0 | 0 | 0 | 0 | 0 | 0 | 0 | 0 | 0 | 0 | 0 | 0 | 0 | 0 | 0 | 0 | 0 | 0 | 0 | 0 | 0 | 0 | 0 | 0 | 0 | 0 | 0 | 0 | 0 | 0 | 0
F2_Industrial_Other Industrial_New_Space Heating_Natural Gas_Gas Boiler - Burner Control Optimization_A_Achievable Economic UCT Potential | F2 | Industrial | Other Industrial | New | Space Heating | Natural Gas | Gas Boiler - Burner Control Optimization | A | Integrated Unit Summer Peak Savings (kW) | Achievable Economic UCT Potential | 0 | 0 | 0 | 0 | 0 | 0 | 0 | 0 | 0 | 0 | 0 | 0 | 0 | 0 | 0 | 0 | 0 | 0 | 0 | 0 | 0 | 0 | 0 | 0 | 0 | 0 | 0 | 0 | 0 | 0 | 0
F3_Industrial_Other Industrial_New_Space Heating_Natural Gas_Gas Boiler - Burner Control Optimization_A_Achievable Economic UCT Potential | F3 | Industrial | Other Industrial | New | Space Heating | Natural Gas | Gas Boiler - Burner Control Optimization | A | Integrated Unit Winter Peak Savings (kW) | Achievable Economic UCT Potential | 0 | 0 | 0 | 0 | 0 | 0 | 0 | 0 | 0 | 0 | 0 | 0 | 0 | 0 | 0 | 0 | 0 | 0 | 0 | 0 | 0 | 0 | 0 | 0 | 0 | 0 | 0 | 0 | 0 | 0 | 0
F4_Industrial_Other Industrial_New_Space Heating_Natural Gas_Gas Boiler - Burner Control Optimization_A_Achievable Economic UCT Potential | F4 | Industrial | Other Industrial | New | Space Heating | Natural Gas | Gas Boiler - Burner Control Optimization | A | Incremental Energy Savings (MWh or mTherms) | Achievable Economic UCT Potential | 0 | 0 | 0 | 0 | 0 | 0 | 0 | 0 | 0 | 0 | 0 | 0 | 0 | 0 | 0 | 0 | 0 | 0 | 0 | 0 | 0 | 0 | 0 | 0 | 0 | 0 | 0 | 0 | 0 | 0 | 0
F5_Industrial_Other Industrial_New_Space Heating_Natural Gas_Gas Boiler - Burner Control Optimization_A_Achievable Economic UCT Potential | F5 | Industrial | Other Industrial | New | Space Heating | Natural Gas | Gas Boiler - Burner Control Optimization | A | Incremental Summer Peak Savings (MW) | Achievable Economic UCT Potential | 0 | 0 | 0 | 0 | 0 | 0 | 0 | 0 | 0 | 0 | 0 | 0 | 0 | 0 | 0 | 0 | 0 | 0 | 0 | 0 | 0 | 0 | 0 | 0 | 0 | 0 | 0 | 0 | 0 | 0 | 0
F6_Industrial_Other Industrial_New_Space Heating_Natural Gas_Gas Boiler - Burner Control Optimization_A_Achievable Economic UCT Potential | F6 | Industrial | Other Industrial | New | Space Heating | Natural Gas | Gas Boiler - Burner Control Optimization | A | Incremental Winter Peak Savings (MW) | Achievable Economic UCT Potential | 0 | 0 | 0 | 0 | 0 | 0 | 0 | 0 | 0 | 0 | 0 | 0 | 0 | 0 | 0 | 0 | 0 | 0 | 0 | 0 | 0 | 0 | 0 | 0 | 0 | 0 | 0 | 0 | 0 | 0 | 0
F7_Industrial_Other Industrial_New_Space Heating_Natural Gas_Gas Boiler - Burner Control Optimization_A_Achievable Economic UCT Potential | F7 | Industrial | Other Industrial | New | Space Heating | Natural Gas | Gas Boiler - Burner Control Optimization | A | Cumulative Energy Savings (MWh or mTherms) | Achievable Economic UCT Potential | 0 | 0 | 0 | 0 | 0 | 0 | 0 | 0 | 0 | 0 | 0 | 0 | 0 | 0 | 0 | 0 | 0 | 0 | 0 | 0 | 0 | 0 | 0 | 0 | 0 | 0 | 0 | 0 | 0 | 0 | 0
F8_Industrial_Other Industrial_New_Space Heating_Natural Gas_Gas Boiler - Burner Control Optimization_A_Achievable Economic UCT Potential | F8 | Industrial | Other Industrial | New | Space Heating | Natural Gas | Gas Boiler - Burner Control Optimization | A | Cumulative Summer Peak Savings (MW) | Achievable Economic UCT Potential | 0 | 0 | 0 | 0 | 0 | 0 | 0 | 0 | 0 | 0 | 0 | 0 | 0 | 0 | 0 | 0 | 0 | 0 | 0 | 0 | 0 | 0 | 0 | 0 | 0 | 0 | 0 | 0 | 0 | 0 | 0
F9_Industrial_Other Industrial_New_Space Heating_Natural Gas_Gas Boiler - Burner Control Optimization_A_Achievable Economic UCT Potential | F9 | Industrial | Other Industrial | New | Space Heating | Natural Gas | Gas Boiler - Burner Control Optimization | A | Cumulative Winter Peak Savings (MW) | Achievable Economic UCT Potential | 0 | 0 | 0 | 0 | 0 | 0 | 0 | 0 | 0 | 0 | 0 | 0 | 0 | 0 | 0 | 0 | 0 | 0 | 0 | 0 | 0 | 0 | 0 | 0 | 0 | 0 | 0 | 0 | 0 | 0 | 0
F10_Industrial_Other Industrial_New_Space Heating_Natural Gas_Gas Boiler - Burner Control Optimization_A_Achievable Economic UCT Potential | F10 | Industrial | Other Industrial | New | Space Heating | Natural Gas | Gas Boiler - Burner Control Optimization | A | Purchases (Incremental) | Achievable Economic UCT Potential | 0 | 0 | 0 | 0 | 0 | 0 | 0 | 0 | 0 | 0 | 0 | 0 | 0 | 0 | 0 | 0 | 0 | 0 | 0 | 0 | 0 | 0 | 0 | 0 | 0 | 0 | 0 | 0 | 0 | 0 | 0
F11_Industrial_Other Industrial_New_Space Heating_Natural Gas_Gas Boiler - Burner Control Optimization_A_Achievable Economic UCT Potential | F11 | Industrial | Other Industrial | New | Space Heating | Natural Gas | Gas Boiler - Burner Control Optimization | A | Purchases (Cumulative) | Achievable Economic UCT Potential | 0 | 0 | 0 | 0 | 0 | 0 | 0 | 0 | 0 | 0 | 0 | 0 | 0 | 0 | 0 | 0 | 0 | 0 | 0 | 0 | 0 | 0 | 0 | 0 | 0 | 0 | 0 | 0 | 0 | 0 | 0
F1_Industrial_Other Industrial_New_Process_Natural Gas_Gas Boiler - Burner Control Optimization_A_Achievable Economic UCT Potential | F1 | Industrial | Other Industrial | New | Process | Natural Gas | Gas Boiler - Burner Control Optimization | A | Integrated Unit Energy Savings (kWh or therms) | Achievable Economic UCT Potential | 0 | 0 | 0 | 0 | 0 | 0.61357 | 0.61213 | 0.61082 | 0.60963 | 0.60848 | 0.60767 | 0.60698 | 0.60639 | 0.60591 | 0.60552 | 0.60523 | 0.60504 | 0.60491 | 0.60483 | 0.60477 | 0.60476 | 0.60476 | 0.60475 | 0.60472 | 0.60468 | 0.60507 | 0.60544 | 0.60578 | 0.61528 | 0.61528 | 0.61528
F2_Industrial_Other Industrial_New_Process_Natural Gas_Gas Boiler - Burner Control Optimization_A_Achievable Economic UCT Potential | F2 | Industrial | Other Industrial | New | Process | Natural Gas | Gas Boiler - Burner Control Optimization | A | Integrated Unit Summer Peak Savings (kW) | Achievable Economic UCT Potential | 0 | 0 | 0 | 0 | 0 | 0 | 0 | 0 | 0 | 0 | 0 | 0 | 0 | 0 | 0 | 0 | 0 | 0 | 0 | 0 | 0 | 0 | 0 | 0 | 0 | 0 | 0 | 0 | 0 | 0 | 0
F3_Industrial_Other Industrial_New_Process_Natural Gas_Gas Boiler - Burner Control Optimization_A_Achievable Economic UCT Potential | F3 | Industrial | Other Industrial | New | Process | Natural Gas | Gas Boiler - Burner Control Optimization | A | Integrated Unit Winter Peak Savings (kW) | Achievable Economic UCT Potential | 0 | 0 | 0 | 0 | 0 | 0 | 0 | 0 | 0 | 0 | 0 | 0 | 0 | 0 | 0 | 0 | 0 | 0 | 0 | 0 | 0 | 0 | 0 | 0 | 0 | 0 | 0 | 0 | 0 | 0 | 0
F4_Industrial_Other Industrial_New_Process_Natural Gas_Gas Boiler - Burner Control Optimization_A_Achievable Economic UCT Potential | F4 | Industrial | Other Industrial | New | Process | Natural Gas | Gas Boiler - Burner Control Optimization | A | Incremental Energy Savings (MWh or mTherms) | Achievable Economic UCT Potential | 0 | 0 | 0 | 0 | 0 | 0 | 0 | 0 | 0 | 0 | 0 | 0 | 0 | 0 | 0 | 0 | 0 | 0 | 0 | 0 | 0 | 0 | 0 | 0 | 0 | 0 | 0 | 0 | 0 | 0 | 0
F5_Industrial_Other Industrial_New_Process_Natural Gas_Gas Boiler - Burner Control Optimization_A_Achievable Economic UCT Potential | F5 | Industrial | Other Industrial | New | Process | Natural Gas | Gas Boiler - Burner Control Optimization | A | Incremental Summer Peak Savings (MW) | Achievable Economic UCT Potential | 0 | 0 | 0 | 0 | 0 | 0 | 0 | 0 | 0 | 0 | 0 | 0 | 0 | 0 | 0 | 0 | 0 | 0 | 0 | 0 | 0 | 0 | 0 | 0 | 0 | 0 | 0 | 0 | 0 | 0 | 0
F6_Industrial_Other Industrial_New_Process_Natural Gas_Gas Boiler - Burner Control Optimization_A_Achievable Economic UCT Potential | F6 | Industrial | Other Industrial | New | Process | Natural Gas | Gas Boiler - Burner Control Optimization | A | Incremental Winter Peak Savings (MW) | Achievable Economic UCT Potential | 0 | 0 | 0 | 0 | 0 | 0 | 0 | 0 | 0 | 0 | 0 | 0 | 0 | 0 | 0 | 0 | 0 | 0 | 0 | 0 | 0 | 0 | 0 | 0 | 0 | 0 | 0 | 0 | 0 | 0 | 0
F7_Industrial_Other Industrial_New_Process_Natural Gas_Gas Boiler - Burner Control Optimization_A_Achievable Economic UCT Potential | F7 | Industrial | Other Industrial | New | Process | Natural Gas | Gas Boiler - Burner Control Optimization | A | Cumulative Energy Savings (MWh or mTherms) | Achievable Economic UCT Potential | 0 | 0 | 0 | 0 | 0 | 0 | 0 | 0 | 0 | 0 | 0 | 0 | 0 | 0 | 0 | 0 | 0 | 0 | 0 | 0 | 0 | 0 | 0 | 0 | 0 | 0 | 0 | 0 | 0 | 0 | 0
F8_Industrial_Other Industrial_New_Process_Natural Gas_Gas Boiler - Burner Control Optimization_A_Achievable Economic UCT Potential | F8 | Industrial | Other Industrial | New | Process | Natural Gas | Gas Boiler - Burner Control Optimization | A | Cumulative Summer Peak Savings (MW) | Achievable Economic UCT Potential | 0 | 0 | 0 | 0 | 0 | 0 | 0 | 0 | 0 | 0 | 0 | 0 | 0 | 0 | 0 | 0 | 0 | 0 | 0 | 0 | 0 | 0 | 0 | 0 | 0 | 0 | 0 | 0 | 0 | 0 | 0
F9_Industrial_Other Industrial_New_Process_Natural Gas_Gas Boiler - Burner Control Optimization_A_Achievable Economic UCT Potential | F9 | Industrial | Other Industrial | New | Process | Natural Gas | Gas Boiler - Burner Control Optimization | A | Cumulative Winter Peak Savings (MW) | Achievable Economic UCT Potential | 0 | 0 | 0 | 0 | 0 | 0 | 0 | 0 | 0 | 0 | 0 | 0 | 0 | 0 | 0 | 0 | 0 | 0 | 0 | 0 | 0 | 0 | 0 | 0 | 0 | 0 | 0 | 0 | 0 | 0 | 0
F10_Industrial_Other Industrial_New_Process_Natural Gas_Gas Boiler - Burner Control Optimization_A_Achievable Economic UCT Potential | F10 | Industrial | Other Industrial | New | Process | Natural Gas | Gas Boiler - Burner Control Optimization | A | Purchases (Incremental) | Achievable Economic UCT Potential | 0 | 0 | 0 | 0 | 0 | 0 | 0 | 0 | 0 | 0 | 0 | 0 | 0 | 0 | 0 | 0 | 0 | 0 | 0 | 0 | 0 | 0 | 0 | 0 | 0 | 0 | 0 | 0 | 0 | 0 | 0
F11_Industrial_Other Industrial_New_Process_Natural Gas_Gas Boiler - Burner Control Optimization_A_Achievable Economic UCT Potential | F11 | Industrial | Other Industrial | New | Process | Natural Gas | Gas Boiler - Burner Control Optimization | A | Purchases (Cumulative) | Achievable Economic UCT Potential | 0 | 0 | 0 | 0 | 0 | 0 | 0 | 0 | 0 | 0 | 0 | 0 | 0 | 0 | 0 | 0 | 0 | 0 | 0 | 0 | 0 | 0 | 0 | 0 | 0 | 0 | 0 | 0 | 0 | 0 | 0
F1_Industrial_Other Industrial_New_Space Heating_Natural Gas_HVAC - Demand Controlled Ventilation_A_Achievable Economic UCT Potential | F1 | Industrial | Other Industrial | New | Space Heating | Natural Gas | HVAC - Demand Controlled Ventilation | A | Integrated Unit Energy Savings (kWh or therms) | Achievable Economic UCT Potential | 0 | 0 | 0 | 0 | 0 | 0 | 0 | 0 | 0 | 0 | 0 | 0 | 0 | 0 | 0 | 0 | 0 | 0 | 0 | 0 | 0 | 0 | 0 | 0 | 0 | 0 | 0 | 0 | 0 | 0 | 0
F2_Industrial_Other Industrial_New_Space Heating_Natural Gas_HVAC - Demand Controlled Ventilation_A_Achievable Economic UCT Potential | F2 | Industrial | Other Industrial | New | Space Heating | Natural Gas | HVAC - Demand Controlled Ventilation | A | Integrated Unit Summer Peak Savings (kW) | Achievable Economic UCT Potential | 0 | 0 | 0 | 0 | 0 | 0 | 0 | 0 | 0 | 0 | 0 | 0 | 0 | 0 | 0 | 0 | 0 | 0 | 0 | 0 | 0 | 0 | 0 | 0 | 0 | 0 | 0 | 0 | 0 | 0 | 0
F3_Industrial_Other Industrial_New_Space Heating_Natural Gas_HVAC - Demand Controlled Ventilation_A_Achievable Economic UCT Potential | F3 | Industrial | Other Industrial | New | Space Heating | Natural Gas | HVAC - Demand Controlled Ventilation | A | Integrated Unit Winter Peak Savings (kW) | Achievable Economic UCT Potential | 0 | 0 | 0 | 0 | 0 | 0 | 0 | 0 | 0 | 0 | 0 | 0 | 0 | 0 | 0 | 0 | 0 | 0 | 0 | 0 | 0 | 0 | 0 | 0 | 0 | 0 | 0 | 0 | 0 | 0 | 0
F4_Industrial_Other Industrial_New_Space Heating_Natural Gas_HVAC - Demand Controlled Ventilation_A_Achievable Economic UCT Potential | F4 | Industrial | Other Industrial | New | Space Heating | Natural Gas | HVAC - Demand Controlled Ventilation | A | Incremental Energy Savings (MWh or mTherms) | Achievable Economic UCT Potential | 0 | 0 | 0 | 0 | 0 | 0 | 0 | 0 | 0 | 0 | 0 | 0 | 0 | 0 | 0 | 0 | 0 | 0 | 0 | 0 | 0 | 0 | 0 | 0 | 0 | 0 | 0 | 0 | 0 | 0 | 0
F5_Industrial_Other Industrial_New_Space Heating_Natural Gas_HVAC - Demand Controlled Ventilation_A_Achievable Economic UCT Potential | F5 | Industrial | Other Industrial | New | Space Heating | Natural Gas | HVAC - Demand Controlled Ventilation | A | Incremental Summer Peak Savings (MW) | Achievable Economic UCT Potential | 0 | 0 | 0 | 0 | 0 | 0 | 0 | 0 | 0 | 0 | 0 | 0 | 0 | 0 | 0 | 0 | 0 | 0 | 0 | 0 | 0 | 0 | 0 | 0 | 0 | 0 | 0 | 0 | 0 | 0 | 0
F6_Industrial_Other Industrial_New_Space Heating_Natural Gas_HVAC - Demand Controlled Ventilation_A_Achievable Economic UCT Potential | F6 | Industrial | Other Industrial | New | Space Heating | Natural Gas | HVAC - Demand Controlled Ventilation | A | Incremental Winter Peak Savings (MW) | Achievable Economic UCT Potential | 0 | 0 | 0 | 0 | 0 | 0 | 0 | 0 | 0 | 0 | 0 | 0 | 0 | 0 | 0 | 0 | 0 | 0 | 0 | 0 | 0 | 0 | 0 | 0 | 0 | 0 | 0 | 0 | 0 | 0 | 0
F7_Industrial_Other Industrial_New_Space Heating_Natural Gas_HVAC - Demand Controlled Ventilation_A_Achievable Economic UCT Potential | F7 | Industrial | Other Industrial | New | Space Heating | Natural Gas | HVAC - Demand Controlled Ventilation | A | Cumulative Energy Savings (MWh or mTherms) | Achievable Economic UCT Potential | 0 | 0 | 0 | 0 | 0 | 0 | 0 | 0 | 0 | 0 | 0 | 0 | 0 | 0 | 0 | 0 | 0 | 0 | 0 | 0 | 0 | 0 | 0 | 0 | 0 | 0 | 0 | 0 | 0 | 0 | 0
F8_Industrial_Other Industrial_New_Space Heating_Natural Gas_HVAC - Demand Controlled Ventilation_A_Achievable Economic UCT Potential | F8 | Industrial | Other Industrial | New | Space Heating | Natural Gas | HVAC - Demand Controlled Ventilation | A | Cumulative Summer Peak Savings (MW) | Achievable Economic UCT Potential | 0 | 0 | 0 | 0 | 0 | 0 | 0 | 0 | 0 | 0 | 0 | 0 | 0 | 0 | 0 | 0 | 0 | 0 | 0 | 0 | 0 | 0 | 0 | 0 | 0 | 0 | 0 | 0 | 0 | 0 | 0
F9_Industrial_Other Industrial_New_Space Heating_Natural Gas_HVAC - Demand Controlled Ventilation_A_Achievable Economic UCT Potential | F9 | Industrial | Other Industrial | New | Space Heating | Natural Gas | HVAC - Demand Controlled Ventilation | A | Cumulative Winter Peak Savings (MW) | Achievable Economic UCT Potential | 0 | 0 | 0 | 0 | 0 | 0 | 0 | 0 | 0 | 0 | 0 | 0 | 0 | 0 | 0 | 0 | 0 | 0 | 0 | 0 | 0 | 0 | 0 | 0 | 0 | 0 | 0 | 0 | 0 | 0 | 0
F10_Industrial_Other Industrial_New_Space Heating_Natural Gas_HVAC - Demand Controlled Ventilation_A_Achievable Economic UCT Potential | F10 | Industrial | Other Industrial | New | Space Heating | Natural Gas | HVAC - Demand Controlled Ventilation | A | Purchases (Incremental) | Achievable Economic UCT Potential | 0 | 0 | 0 | 0 | 0 | 0 | 0 | 0 | 0 | 0 | 0 | 0 | 0 | 0 | 0 | 0 | 0 | 0 | 0 | 0 | 0 | 0 | 0 | 0 | 0 | 0 | 0 | 0 | 0 | 0 | 0
F11_Industrial_Other Industrial_New_Space Heating_Natural Gas_HVAC - Demand Controlled Ventilation_A_Achievable Economic UCT Potential | F11 | Industrial | Other Industrial | New | Space Heating | Natural Gas | HVAC - Demand Controlled Ventilation | A | Purchases (Cumulative) | Achievable Economic UCT Potential | 0 | 0 | 0 | 0 | 0 | 0 | 0 | 0 | 0 | 0 | 0 | 0 | 0 | 0 | 0 | 0 | 0 | 0 | 0 | 0 | 0 | 0 | 0 | 0 | 0 | 0 | 0 | 0 | 0 | 0 | 0
F1_Industrial_Other Industrial_New_Space Heating_Natural Gas_Gas Boiler - Stack Economizer_A_Achievable Economic UCT Potential | F1 | Industrial | Other Industrial | New | Space Heating | Natural Gas | Gas Boiler - Stack Economizer | A | Integrated Unit Energy Savings (kWh or therms) | Achievable Economic UCT Potential | 0 | 0 | 0 | 0 | 0 | 0 | 0 | 0 | 0 | 0 | 0 | 0 | 0 | 0 | 0 | 0 | 0 | 0 | 0 | 0 | 0 | 0 | 0 | 0 | 0 | 0 | 0 | 0 | 0 | 0 | 0
F2_Industrial_Other Industrial_New_Space Heating_Natural Gas_Gas Boiler - Stack Economizer_A_Achievable Economic UCT Potential | F2 | Industrial | Other Industrial | New | Space Heating | Natural Gas | Gas Boiler - Stack Economizer | A | Integrated Unit Summer Peak Savings (kW) | Achievable Economic UCT Potential | 0 | 0 | 0 | 0 | 0 | 0 | 0 | 0 | 0 | 0 | 0 | 0 | 0 | 0 | 0 | 0 | 0 | 0 | 0 | 0 | 0 | 0 | 0 | 0 | 0 | 0 | 0 | 0 | 0 | 0 | 0
F3_Industrial_Other Industrial_New_Space Heating_Natural Gas_Gas Boiler - Stack Economizer_A_Achievable Economic UCT Potential | F3 | Industrial | Other Industrial | New | Space Heating | Natural Gas | Gas Boiler - Stack Economizer | A | Integrated Unit Winter Peak Savings (kW) | Achievable Economic UCT Potential | 0 | 0 | 0 | 0 | 0 | 0 | 0 | 0 | 0 | 0 | 0 | 0 | 0 | 0 | 0 | 0 | 0 | 0 | 0 | 0 | 0 | 0 | 0 | 0 | 0 | 0 | 0 | 0 | 0 | 0 | 0
F4_Industrial_Other Industrial_New_Space Heating_Natural Gas_Gas Boiler - Stack Economizer_A_Achievable Economic UCT Potential | F4 | Industrial | Other Industrial | New | Space Heating | Natural Gas | Gas Boiler - Stack Economizer | A | Incremental Energy Savings (MWh or mTherms) | Achievable Economic UCT Potential | 0 | 0 | 0 | 0 | 0 | 0 | 0 | 0 | 0 | 0 | 0 | 0 | 0 | 0 | 0 | 0 | 0 | 0 | 0 | 0 | 0 | 0 | 0 | 0 | 0 | 0 | 0 | 0 | 0 | 0 | 0
F5_Industrial_Other Industrial_New_Space Heating_Natural Gas_Gas Boiler - Stack Economizer_A_Achievable Economic UCT Potential | F5 | Industrial | Other Industrial | New | Space Heating | Natural Gas | Gas Boiler - Stack Economizer | A | Incremental Summer Peak Savings (MW) | Achievable Economic UCT Potential | 0 | 0 | 0 | 0 | 0 | 0 | 0 | 0 | 0 | 0 | 0 | 0 | 0 | 0 | 0 | 0 | 0 | 0 | 0 | 0 | 0 | 0 | 0 | 0 | 0 | 0 | 0 | 0 | 0 | 0 | 0
F6_Industrial_Other Industrial_New_Space Heating_Natural Gas_Gas Boiler - Stack Economizer_A_Achievable Economic UCT Potential | F6 | Industrial | Other Industrial | New | Space Heating | Natural Gas | Gas Boiler - Stack Economizer | A | Incremental Winter Peak Savings (MW) | Achievable Economic UCT Potential | 0 | 0 | 0 | 0 | 0 | 0 | 0 | 0 | 0 | 0 | 0 | 0 | 0 | 0 | 0 | 0 | 0 | 0 | 0 | 0 | 0 | 0 | 0 | 0 | 0 | 0 | 0 | 0 | 0 | 0 | 0
F7_Industrial_Other Industrial_New_Space Heating_Natural Gas_Gas Boiler - Stack Economizer_A_Achievable Economic UCT Potential | F7 | Industrial | Other Industrial | New | Space Heating | Natural Gas | Gas Boiler - Stack Economizer | A | Cumulative Energy Savings (MWh or mTherms) | Achievable Economic UCT Potential | 0 | 0 | 0 | 0 | 0 | 0 | 0 | 0 | 0 | 0 | 0 | 0 | 0 | 0 | 0 | 0 | 0 | 0 | 0 | 0 | 0 | 0 | 0 | 0 | 0 | 0 | 0 | 0 | 0 | 0 | 0
F8_Industrial_Other Industrial_New_Space Heating_Natural Gas_Gas Boiler - Stack Economizer_A_Achievable Economic UCT Potential | F8 | Industrial | Other Industrial | New | Space Heating | Natural Gas | Gas Boiler - Stack Economizer | A | Cumulative Summer Peak Savings (MW) | Achievable Economic UCT Potential | 0 | 0 | 0 | 0 | 0 | 0 | 0 | 0 | 0 | 0 | 0 | 0 | 0 | 0 | 0 | 0 | 0 | 0 | 0 | 0 | 0 | 0 | 0 | 0 | 0 | 0 | 0 | 0 | 0 | 0 | 0
F9_Industrial_Other Industrial_New_Space Heating_Natural Gas_Gas Boiler - Stack Economizer_A_Achievable Economic UCT Potential | F9 | Industrial | Other Industrial | New | Space Heating | Natural Gas | Gas Boiler - Stack Economizer | A | Cumulative Winter Peak Savings (MW) | Achievable Economic UCT Potential | 0 | 0 | 0 | 0 | 0 | 0 | 0 | 0 | 0 | 0 | 0 | 0 | 0 | 0 | 0 | 0 | 0 | 0 | 0 | 0 | 0 | 0 | 0 | 0 | 0 | 0 | 0 | 0 | 0 | 0 | 0
F10_Industrial_Other Industrial_New_Space Heating_Natural Gas_Gas Boiler - Stack Economizer_A_Achievable Economic UCT Potential | F10 | Industrial | Other Industrial | New | Space Heating | Natural Gas | Gas Boiler - Stack Economizer | A | Purchases (Incremental) | Achievable Economic UCT Potential | 0 | 0 | 0 | 0 | 0 | 0 | 0 | 0 | 0 | 0 | 0 | 0 | 0 | 0 | 0 | 0 | 0 | 0 | 0 | 0 | 0 | 0 | 0 | 0 | 0 | 0 | 0 | 0 | 0 | 0 | 0
F11_Industrial_Other Industrial_New_Space Heating_Natural Gas_Gas Boiler - Stack Economizer_A_Achievable Economic UCT Potential | F11 | Industrial | Other Industrial | New | Space Heating | Natural Gas | Gas Boiler - Stack Economizer | A | Purchases (Cumulative) | Achievable Economic UCT Potential | 0 | 0 | 0 | 0 | 0 | 0 | 0 | 0 | 0 | 0 | 0 | 0 | 0 | 0 | 0 | 0 | 0 | 0 | 0 | 0 | 0 | 0 | 0 | 0 | 0 | 0 | 0 | 0 | 0 | 0 | 0
F1_Industrial_Other Industrial_New_Process_Natural Gas_Gas Boiler - Stack Economizer_A_Achievable Economic UCT Potential | F1 | Industrial | Other Industrial | New | Process | Natural Gas | Gas Boiler - Stack Economizer | A | Integrated Unit Energy Savings (kWh or therms) | Achievable Economic UCT Potential | 0 | 0 | 0 | 0 | 0 | 2.0366 | 2.0364 | 2.0364 | 2.0364 | 2.0365 | 2.0365 | 2.0365 | 2.0365 | 2.0366 | 2.0366 | 2.0366 | 2.0366 | 2.0366 | 2.0366 | 2.0366 | 2.0366 | 2.0366 | 2.0366 | 2.0366 | 2.0367 | 2.0367 | 2.0367 | 2.0367 | 2.0368 | 2.0368 | 2.0368
F2_Industrial_Other Industrial_New_Process_Natural Gas_Gas Boiler - Stack Economizer_A_Achievable Economic UCT Potential | F2 | Industrial | Other Industrial | New | Process | Natural Gas | Gas Boiler - Stack Economizer | A | Integrated Unit Summer Peak Savings (kW) | Achievable Economic UCT Potential | 0 | 0 | 0 | 0 | 0 | 0 | 0 | 0 | 0 | 0 | 0 | 0 | 0 | 0 | 0 | 0 | 0 | 0 | 0 | 0 | 0 | 0 | 0 | 0 | 0 | 0 | 0 | 0 | 0 | 0 | 0
F3_Industrial_Other Industrial_New_Process_Natural Gas_Gas Boiler - Stack Economizer_A_Achievable Economic UCT Potential | F3 | Industrial | Other Industrial | New | Process | Natural Gas | Gas Boiler - Stack Economizer | A | Integrated Unit Winter Peak Savings (kW) | Achievable Economic UCT Potential | 0 | 0 | 0 | 0 | 0 | 0 | 0 | 0 | 0 | 0 | 0 | 0 | 0 | 0 | 0 | 0 | 0 | 0 | 0 | 0 | 0 | 0 | 0 | 0 | 0 | 0 | 0 | 0 | 0 | 0 | 0
F4_Industrial_Other Industrial_New_Process_Natural Gas_Gas Boiler - Stack Economizer_A_Achievable Economic UCT Potential | F4 | Industrial | Other Industrial | New | Process | Natural Gas | Gas Boiler - Stack Economizer | A | Incremental Energy Savings (MWh or mTherms) | Achievable Economic UCT Potential | 0 | 0 | 0 | 0 | 0 | 0.098888 | 0.11715 | 0.1354 | 0.15355 | 0.17171 | 0.1709 | 0.14964 | 0.13002 | 0.11225 | 0.096277 | 0.082225 | 0.069903 | 0.059221 | 0.050003 | 0.042084 | 0.098892 | 0.11716 | 0.13542 | 0.15357 | 0.17173 | 0.17092 | 0.14965 | 0.13003 | 0.11226 | 0.096288 | 0.082233
F5_Industrial_Other Industrial_New_Process_Natural Gas_Gas Boiler - Stack Economizer_A_Achievable Economic UCT Potential | F5 | Industrial | Other Industrial | New | Process | Natural Gas | Gas Boiler - Stack Economizer | A | Incremental Summer Peak Savings (MW) | Achievable Economic UCT Potential | 0 | 0 | 0 | 0 | 0 | 0 | 0 | 0 | 0 | 0 | 0 | 0 | 0 | 0 | 0 | 0 | 0 | 0 | 0 | 0 | 0 | 0 | 0 | 0 | 0 | 0 | 0 | 0 | 0 | 0 | 0
F6_Industrial_Other Industrial_New_Process_Natural Gas_Gas Boiler - Stack Economizer_A_Achievable Economic UCT Potential | F6 | Industrial | Other Industrial | New | Process | Natural Gas | Gas Boiler - Stack Economizer | A | Incremental Winter Peak Savings (MW) | Achievable Economic UCT Potential | 0 | 0 | 0 | 0 | 0 | 0 | 0 | 0 | 0 | 0 | 0 | 0 | 0 | 0 | 0 | 0 | 0 | 0 | 0 | 0 | 0 | 0 | 0 | 0 | 0 | 0 | 0 | 0 | 0 | 0 | 0
F7_Industrial_Other Industrial_New_Process_Natural Gas_Gas Boiler - Stack Economizer_A_Achievable Economic UCT Potential | F7 | Industrial | Other Industrial | New | Process | Natural Gas | Gas Boiler - Stack Economizer | A | Cumulative Energy Savings (MWh or mTherms) | Achievable Economic UCT Potential | 0 | 0 | 0 | 0 | 0 | 0.098888 | 0.21603 | 0.35142 | 0.50498 | 0.67671 | 0.84762 | 0.99727 | 1.1273 | 1.2396 | 1.3358 | 1.4181 | 1.488 | 1.5472 | 1.5972 | 1.6393 | 1.6393 | 1.6393 | 1.6393 | 1.6393 | 1.6393 | 1.6394 | 1.6394 | 1.6394 | 0 | 0 | 0
F8_Industrial_Other Industrial_New_Process_Natural Gas_Gas Boiler - Stack Economizer_A_Achievable Economic UCT Potential | F8 | Industrial | Other Industrial | New | Process | Natural Gas | Gas Boiler - Stack Economizer | A | Cumulative Summer Peak Savings (MW) | Achievable Economic UCT Potential | 0 | 0 | 0 | 0 | 0 | 0 | 0 | 0 | 0 | 0 | 0 | 0 | 0 | 0 | 0 | 0 | 0 | 0 | 0 | 0 | 0 | 0 | 0 | 0 | 0 | 0 | 0 | 0 | 0 | 0 | 0
F9_Industrial_Other Industrial_New_Process_Natural Gas_Gas Boiler - Stack Economizer_A_Achievable Economic UCT Potential | F9 | Industrial | Other Industrial | New | Process | Natural Gas | Gas Boiler - Stack Economizer | A | Cumulative Winter Peak Savings (MW) | Achievable Economic UCT Potential | 0 | 0 | 0 | 0 | 0 | 0 | 0 | 0 | 0 | 0 | 0 | 0 | 0 | 0 | 0 | 0 | 0 | 0 | 0 | 0 | 0 | 0 | 0 | 0 | 0 | 0 | 0 | 0 | 0 | 0 | 0
F10_Industrial_Other Industrial_New_Process_Natural Gas_Gas Boiler - Stack Economizer_A_Achievable Economic UCT Potential | F10 | Industrial | Other Industrial | New | Process | Natural Gas | Gas Boiler - Stack Economizer | A | Purchases (Incremental) | Achievable Economic UCT Potential | 0 | 0 | 0 | 0 | 0 | 48.5566 | 57.5263 | 66.4911 | 75.403 | 84.3198 | 83.9195 | 73.4794 | 63.8446 | 55.1164 | 47.2743 | 40.3742 | 34.3236 | 29.0785 | 24.552 | 20.6637 | 48.5566 | 57.5263 | 66.4911 | 75.403 | 84.3198 | 83.9195 | 73.4794 | 63.8446 | 55.1164 | 47.2743 | 40.3742
F11_Industrial_Other Industrial_New_Process_Natural Gas_Gas Boiler - Stack Economizer_A_Achievable Economic UCT Potential | F11 | Industrial | Other Industrial | New | Process | Natural Gas | Gas Boiler - Stack Economizer | A | Purchases (Cumulative) | Achievable Economic UCT Potential | 0 | 0 | 0 | 0 | 0 | 48.5566 | 106.0829 | 172.5739 | 247.977 | 332.2967 | 416.2162 | 489.6955 | 553.5402 | 608.6566 | 655.9309 | 696.3051 | 730.6287 | 759.7072 | 784.2592 | 804.9229 | 804.9229 | 804.9229 | 804.9229 | 804.9229 | 804.9229 | 804.9229 | 804.9229 | 804.9229 | 804.9229 | 804.9229 | 804.9229
F1_Industrial_Other Industrial_New_Space Heating_Natural Gas_Gas Furnace Tube Inserts_A_Achievable Economic UCT Potential | F1 | Industrial | Other Industrial | New | Space Heating | Natural Gas | Gas Furnace Tube Inserts | A | Integrated Unit Energy Savings (kWh or therms) | Achievable Economic UCT Potential | 0 | 0 | 0 | 0 | 0 | 0 | 0 | 0 | 0 | 0 | 0 | 0 | 0 | 0 | 0 | 0 | 0 | 0 | 0 | 0 | 0 | 0 | 0 | 0 | 0 | 0 | 0 | 0 | 0 | 0 | 0
F2_Industrial_Other Industrial_New_Space Heating_Natural Gas_Gas Furnace Tube Inserts_A_Achievable Economic UCT Potential | F2 | Industrial | Other Industrial | New | Space Heating | Natural Gas | Gas Furnace Tube Inserts | A | Integrated Unit Summer Peak Savings (kW) | Achievable Economic UCT Potential | 0 | 0 | 0 | 0 | 0 | 0 | 0 | 0 | 0 | 0 | 0 | 0 | 0 | 0 | 0 | 0 | 0 | 0 | 0 | 0 | 0 | 0 | 0 | 0 | 0 | 0 | 0 | 0 | 0 | 0 | 0
F3_Industrial_Other Industrial_New_Space Heating_Natural Gas_Gas Furnace Tube Inserts_A_Achievable Economic UCT Potential | F3 | Industrial | Other Industrial | New | Space Heating | Natural Gas | Gas Furnace Tube Inserts | A | Integrated Unit Winter Peak Savings (kW) | Achievable Economic UCT Potential | 0 | 0 | 0 | 0 | 0 | 0 | 0 | 0 | 0 | 0 | 0 | 0 | 0 | 0 | 0 | 0 | 0 | 0 | 0 | 0 | 0 | 0 | 0 | 0 | 0 | 0 | 0 | 0 | 0 | 0 | 0
F4_Industrial_Other Industrial_New_Space Heating_Natural Gas_Gas Furnace Tube Inserts_A_Achievable Economic UCT Potential | F4 | Industrial | Other Industrial | New | Space Heating | Natural Gas | Gas Furnace Tube Inserts | A | Incremental Energy Savings (MWh or mTherms) | Achievable Economic UCT Potential | 0 | 0 | 0 | 0 | 0 | 0 | 0 | 0 | 0 | 0 | 0 | 0 | 0 | 0 | 0 | 0 | 0 | 0 | 0 | 0 | 0 | 0 | 0 | 0 | 0 | 0 | 0 | 0 | 0 | 0 | 0
F5_Industrial_Other Industrial_New_Space Heating_Natural Gas_Gas Furnace Tube Inserts_A_Achievable Economic UCT Potential | F5 | Industrial | Other Industrial | New | Space Heating | Natural Gas | Gas Furnace Tube Inserts | A | Incremental Summer Peak Savings (MW) | Achievable Economic UCT Potential | 0 | 0 | 0 | 0 | 0 | 0 | 0 | 0 | 0 | 0 | 0 | 0 | 0 | 0 | 0 | 0 | 0 | 0 | 0 | 0 | 0 | 0 | 0 | 0 | 0 | 0 | 0 | 0 | 0 | 0 | 0
F6_Industrial_Other Industrial_New_Space Heating_Natural Gas_Gas Furnace Tube Inserts_A_Achievable Economic UCT Potential | F6 | Industrial | Other Industrial | New | Space Heating | Natural Gas | Gas Furnace Tube Inserts | A | Incremental Winter Peak Savings (MW) | Achievable Economic UCT Potential | 0 | 0 | 0 | 0 | 0 | 0 | 0 | 0 | 0 | 0 | 0 | 0 | 0 | 0 | 0 | 0 | 0 | 0 | 0 | 0 | 0 | 0 | 0 | 0 | 0 | 0 | 0 | 0 | 0 | 0 | 0
F7_Industrial_Other Industrial_New_Space Heating_Natural Gas_Gas Furnace Tube Inserts_A_Achievable Economic UCT Potential | F7 | Industrial | Other Industrial | New | Space Heating | Natural Gas | Gas Furnace Tube Inserts | A | Cumulative Energy Savings (MWh or mTherms) | Achievable Economic UCT Potential | 0 | 0 | 0 | 0 | 0 | 0 | 0 | 0 | 0 | 0 | 0 | 0 | 0 | 0 | 0 | 0 | 0 | 0 | 0 | 0 | 0 | 0 | 0 | 0 | 0 | 0 | 0 | 0 | 0 | 0 | 0
F8_Industrial_Other Industrial_New_Space Heating_Natural Gas_Gas Furnace Tube Inserts_A_Achievable Economic UCT Potential | F8 | Industrial | Other Industrial | New | Space Heating | Natural Gas | Gas Furnace Tube Inserts | A | Cumulative Summer Peak Savings (MW) | Achievable Economic UCT Potential | 0 | 0 | 0 | 0 | 0 | 0 | 0 | 0 | 0 | 0 | 0 | 0 | 0 | 0 | 0 | 0 | 0 | 0 | 0 | 0 | 0 | 0 | 0 | 0 | 0 | 0 | 0 | 0 | 0 | 0 | 0
F9_Industrial_Other Industrial_New_Space Heating_Natural Gas_Gas Furnace Tube Inserts_A_Achievable Economic UCT Potential | F9 | Industrial | Other Industrial | New | Space Heating | Natural Gas | Gas Furnace Tube Inserts | A | Cumulative Winter Peak Savings (MW) | Achievable Economic UCT Potential | 0 | 0 | 0 | 0 | 0 | 0 | 0 | 0 | 0 | 0 | 0 | 0 | 0 | 0 | 0 | 0 | 0 | 0 | 0 | 0 | 0 | 0 | 0 | 0 | 0 | 0 | 0 | 0 | 0 | 0 | 0
F10_Industrial_Other Industrial_New_Space Heating_Natural Gas_Gas Furnace Tube Inserts_A_Achievable Economic UCT Potential | F10 | Industrial | Other Industrial | New | Space Heating | Natural Gas | Gas Furnace Tube Inserts | A | Purchases (Incremental) | Achievable Economic UCT Potential | 0 | 0 | 0 | 0 | 0 | 0 | 0 | 0 | 0 | 0 | 0 | 0 | 0 | 0 | 0 | 0 | 0 | 0 | 0 | 0 | 0 | 0 | 0 | 0 | 0 | 0 | 0 | 0 | 0 | 0 | 0
F11_Industrial_Other Industrial_New_Space Heating_Natural Gas_Gas Furnace Tube Inserts_A_Achievable Economic UCT Potential | F11 | Industrial | Other Industrial | New | Space Heating | Natural Gas | Gas Furnace Tube Inserts | A | Purchases (Cumulative) | Achievable Economic UCT Potential | 0 | 0 | 0 | 0 | 0 | 0 | 0 | 0 | 0 | 0 | 0 | 0 | 0 | 0 | 0 | 0 | 0 | 0 | 0 | 0 | 0 | 0 | 0 | 0 | 0 | 0 | 0 | 0 | 0 | 0 | 0
F1_Industrial_Other Industrial_New_Space Heating_Natural Gas_Space Heating - Heat Recovery Ventilator_A_Achievable Economic UCT Potential | F1 | Industrial | Other Industrial | New | Space Heating | Natural Gas | Space Heating - Heat Recovery Ventilator | A | Integrated Unit Energy Savings (kWh or therms) | Achievable Economic UCT Potential | 0 | 0 | 0 | 0 | 0 | 0.012433 | 0.012223 | 0.012047 | 0.011894 | 0.011753 | 0.011624 | 0.01147 | 0.0113 | 0.011126 | 0.01095 | 0.010787 | 0.010637 | 0.010508 | 0.010348 | 0.010225 | 0.010133 | 0.010063 | 0.010027 | 0.010009 | 0.010002 | 0.010004 | 0.010009 | 0.010017 | 0 | 0 | 0
F2_Industrial_Other Industrial_New_Space Heating_Natural Gas_Space Heating - Heat Recovery Ventilator_A_Achievable Economic UCT Potential | F2 | Industrial | Other Industrial | New | Space Heating | Natural Gas | Space Heating - Heat Recovery Ventilator | A | Integrated Unit Summer Peak Savings (kW) | Achievable Economic UCT Potential | 0 | 0 | 0 | 0 | 0 | 0 | 0 | 0 | 0 | 0 | 0 | 0 | 0 | 0 | 0 | 0 | 0 | 0 | 0 | 0 | 0 | 0 | 0 | 0 | 0 | 0 | 0 | 0 | 0 | 0 | 0
F3_Industrial_Other Industrial_New_Space Heating_Natural Gas_Space Heating - Heat Recovery Ventilator_A_Achievable Economic UCT Potential | F3 | Industrial | Other Industrial | New | Space Heating | Natural Gas | Space Heating - Heat Recovery Ventilator | A | Integrated Unit Winter Peak Savings (kW) | Achievable Economic UCT Potential | 0 | 0 | 0 | 0 | 0 | 0 | 0 | 0 | 0 | 0 | 0 | 0 | 0 | 0 | 0 | 0 | 0 | 0 | 0 | 0 | 0 | 0 | 0 | 0 | 0 | 0 | 0 | 0 | 0 | 0 | 0
F4_Industrial_Other Industrial_New_Space Heating_Natural Gas_Space Heating - Heat Recovery Ventilator_A_Achievable Economic UCT Potential | F4 | Industrial | Other Industrial | New | Space Heating | Natural Gas | Space Heating - Heat Recovery Ventilator | A | Incremental Energy Savings (MWh or mTherms) | Achievable Economic UCT Potential | 0 | 0 | 0 | 0 | 0 | 0 | 0 | 0 | 0 | 0 | 0 | 0 | 0 | 0 | 0 | 0 | 0 | 0 | 0 | 0 | 0 | 0 | 0 | 0 | 0 | 0 | 0 | 0 | 0 | 0 | 0
F5_Industrial_Other Industrial_New_Space Heating_Natural Gas_Space Heating - Heat Recovery Ventilator_A_Achievable Economic UCT Potential | F5 | Industrial | Other Industrial | New | Space Heating | Natural Gas | Space Heating - Heat Recovery Ventilator | A | Incremental Summer Peak Savings (MW) | Achievable Economic UCT Potential | 0 | 0 | 0 | 0 | 0 | 0 | 0 | 0 | 0 | 0 | 0 | 0 | 0 | 0 | 0 | 0 | 0 | 0 | 0 | 0 | 0 | 0 | 0 | 0 | 0 | 0 | 0 | 0 | 0 | 0 | 0
F6_Industrial_Other Industrial_New_Space Heating_Natural Gas_Space Heating - Heat Recovery Ventilator_A_Achievable Economic UCT Potential | F6 | Industrial | Other Industrial | New | Space Heating | Natural Gas | Space Heating - Heat Recovery Ventilator | A | Incremental Winter Peak Savings (MW) | Achievable Economic UCT Potential | 0 | 0 | 0 | 0 | 0 | 0 | 0 | 0 | 0 | 0 | 0 | 0 | 0 | 0 | 0 | 0 | 0 | 0 | 0 | 0 | 0 | 0 | 0 | 0 | 0 | 0 | 0 | 0 | 0 | 0 | 0
F7_Industrial_Other Industrial_New_Space Heating_Natural Gas_Space Heating - Heat Recovery Ventilator_A_Achievable Economic UCT Potential | F7 | Industrial | Other Industrial | New | Space Heating | Natural Gas | Space Heating - Heat Recovery Ventilator | A | Cumulative Energy Savings (MWh or mTherms) | Achievable Economic UCT Potential | 0 | 0 | 0 | 0 | 0 | 0 | 0 | 0 | 0 | 0 | 0 | 0 | 0 | 0 | 0 | 0 | 0 | 0 | 0 | 0 | 0 | 0 | 0 | 0 | 0 | 0 | 0 | 0 | 0 | 0 | 0
F8_Industrial_Other Industrial_New_Space Heating_Natural Gas_Space Heating - Heat Recovery Ventilator_A_Achievable Economic UCT Potential | F8 | Industrial | Other Industrial | New | Space Heating | Natural Gas | Space Heating - Heat Recovery Ventilator | A | Cumulative Summer Peak Savings (MW) | Achievable Economic UCT Potential | 0 | 0 | 0 | 0 | 0 | 0 | 0 | 0 | 0 | 0 | 0 | 0 | 0 | 0 | 0 | 0 | 0 | 0 | 0 | 0 | 0 | 0 | 0 | 0 | 0 | 0 | 0 | 0 | 0 | 0 | 0
F9_Industrial_Other Industrial_New_Space Heating_Natural Gas_Space Heating - Heat Recovery Ventilator_A_Achievable Economic UCT Potential | F9 | Industrial | Other Industrial | New | Space Heating | Natural Gas | Space Heating - Heat Recovery Ventilator | A | Cumulative Winter Peak Savings (MW) | Achievable Economic UCT Potential | 0 | 0 | 0 | 0 | 0 | 0 | 0 | 0 | 0 | 0 | 0 | 0 | 0 | 0 | 0 | 0 | 0 | 0 | 0 | 0 | 0 | 0 | 0 | 0 | 0 | 0 | 0 | 0 | 0 | 0 | 0
F10_Industrial_Other Industrial_New_Space Heating_Natural Gas_Space Heating - Heat Recovery Ventilator_A_Achievable Economic UCT Potential | F10 | Industrial | Other Industrial | New | Space Heating | Natural Gas | Space Heating - Heat Recovery Ventilator | A | Purchases (Incremental) | Achievable Economic UCT Potential | 0 | 0 | 0 | 0 | 0 | 0 | 0 | 0 | 0 | 0 | 0 | 0 | 0 | 0 | 0 | 0 | 0 | 0 | 0 | 0 | 0 | 0 | 0 | 0 | 0 | 0 | 0 | 0 | 0 | 0 | 0
F11_Industrial_Other Industrial_New_Space Heating_Natural Gas_Space Heating - Heat Recovery Ventilator_A_Achievable Economic UCT Potential | F11 | Industrial | Other Industrial | New | Space Heating | Natural Gas | Space Heating - Heat Recovery Ventilator | A | Purchases (Cumulative) | Achievable Economic UCT Potential | 0 | 0 | 0 | 0 | 0 | 0 | 0 | 0 | 0 | 0 | 0 | 0 | 0 | 0 | 0 | 0 | 0 | 0 | 0 | 0 | 0 | 0 | 0 | 0 | 0 | 0 | 0 | 0 | 0 | 0 | 0
F1_Industrial_Other Industrial_New_Space Heating_Natural Gas_Thermostat - Programmable_A_Achievable Economic UCT Potential | F1 | Industrial | Other Industrial | New | Space Heating | Natural Gas | Thermostat - Programmable | A | Integrated Unit Energy Savings (kWh or therms) | Achievable Economic UCT Potential | 0 | 0 | 0 | 0 | 0 | 0.0061764 | 0.0060721 | 0.0059849 | 0.0059086 | 0.0058385 | 0.0057748 | 0.0056979 | 0.0056138 | 0.005527 | 0.0054398 | 0.0053589 | 0.0052843 | 0.0052202 | 0.0051408 | 0.0050795 | 0.0050338 | 0.0049992 | 0.0049814 | 0.0049721 | 0.0049689 | 0.00497 | 0.0049724 | 0.0049761 | 0 | 0 | 0
F2_Industrial_Other Industrial_New_Space Heating_Natural Gas_Thermostat - Programmable_A_Achievable Economic UCT Potential | F2 | Industrial | Other Industrial | New | Space Heating | Natural Gas | Thermostat - Programmable | A | Integrated Unit Summer Peak Savings (kW) | Achievable Economic UCT Potential | 0 | 0 | 0 | 0 | 0 | 0 | 0 | 0 | 0 | 0 | 0 | 0 | 0 | 0 | 0 | 0 | 0 | 0 | 0 | 0 | 0 | 0 | 0 | 0 | 0 | 0 | 0 | 0 | 0 | 0 | 0
F3_Industrial_Other Industrial_New_Space Heating_Natural Gas_Thermostat - Programmable_A_Achievable Economic UCT Potential | F3 | Industrial | Other Industrial | New | Space Heating | Natural Gas | Thermostat - Programmable | A | Integrated Unit Winter Peak Savings (kW) | Achievable Economic UCT Potential | 0 | 0 | 0 | 0 | 0 | 0 | 0 | 0 | 0 | 0 | 0 | 0 | 0 | 0 | 0 | 0 | 0 | 0 | 0 | 0 | 0 | 0 | 0 | 0 | 0 | 0 | 0 | 0 | 0 | 0 | 0
F4_Industrial_Other Industrial_New_Space Heating_Natural Gas_Thermostat - Programmable_A_Achievable Economic UCT Potential | F4 | Industrial | Other Industrial | New | Space Heating | Natural Gas | Thermostat - Programmable | A | Incremental Energy Savings (MWh or mTherms) | Achievable Economic UCT Potential | 0 | 0 | 0 | 0 | 0 | 0 | 0 | 0 | 0 | 0 | 0 | 0 | 0 | 0 | 0 | 0 | 0 | 0 | 0 | 0 | 0 | 0 | 0 | 0 | 0 | 0 | 0 | 0 | 0 | 0 | 0
F5_Industrial_Other Industrial_New_Space Heating_Natural Gas_Thermostat - Programmable_A_Achievable Economic UCT Potential | F5 | Industrial | Other Industrial | New | Space Heating | Natural Gas | Thermostat - Programmable | A | Incremental Summer Peak Savings (MW) | Achievable Economic UCT Potential | 0 | 0 | 0 | 0 | 0 | 0 | 0 | 0 | 0 | 0 | 0 | 0 | 0 | 0 | 0 | 0 | 0 | 0 | 0 | 0 | 0 | 0 | 0 | 0 | 0 | 0 | 0 | 0 | 0 | 0 | 0
F6_Industrial_Other Industrial_New_Space Heating_Natural Gas_Thermostat - Programmable_A_Achievable Economic UCT Potential | F6 | Industrial | Other Industrial | New | Space Heating | Natural Gas | Thermostat - Programmable | A | Incremental Winter Peak Savings (MW) | Achievable Economic UCT Potential | 0 | 0 | 0 | 0 | 0 | 0 | 0 | 0 | 0 | 0 | 0 | 0 | 0 | 0 | 0 | 0 | 0 | 0 | 0 | 0 | 0 | 0 | 0 | 0 | 0 | 0 | 0 | 0 | 0 | 0 | 0
F7_Industrial_Other Industrial_New_Space Heating_Natural Gas_Thermostat - Programmable_A_Achievable Economic UCT Potential | F7 | Industrial | Other Industrial | New | Space Heating | Natural Gas | Thermostat - Programmable | A | Cumulative Energy Savings (MWh or mTherms) | Achievable Economic UCT Potential | 0 | 0 | 0 | 0 | 0 | 0 | 0 | 0 | 0 | 0 | 0 | 0 | 0 | 0 | 0 | 0 | 0 | 0 | 0 | 0 | 0 | 0 | 0 | 0 | 0 | 0 | 0 | 0 | 0 | 0 | 0
F8_Industrial_Other Industrial_New_Space Heating_Natural Gas_Thermostat - Programmable_A_Achievable Economic UCT Potential | F8 | Industrial | Other Industrial | New | Space Heating | Natural Gas | Thermostat - Programmable | A | Cumulative Summer Peak Savings (MW) | Achievable Economic UCT Potential | 0 | 0 | 0 | 0 | 0 | 0 | 0 | 0 | 0 | 0 | 0 | 0 | 0 | 0 | 0 | 0 | 0 | 0 | 0 | 0 | 0 | 0 | 0 | 0 | 0 | 0 | 0 | 0 | 0 | 0 | 0
F9_Industrial_Other Industrial_New_Space Heating_Natural Gas_Thermostat - Programmable_A_Achievable Economic UCT Potential | F9 | Industrial | Other Industrial | New | Space Heating | Natural Gas | Thermostat - Programmable | A | Cumulative Winter Peak Savings (MW) | Achievable Economic UCT Potential | 0 | 0 | 0 | 0 | 0 | 0 | 0 | 0 | 0 | 0 | 0 | 0 | 0 | 0 | 0 | 0 | 0 | 0 | 0 | 0 | 0 | 0 | 0 | 0 | 0 | 0 | 0 | 0 | 0 | 0 | 0
F10_Industrial_Other Industrial_New_Space Heating_Natural Gas_Thermostat - Programmable_A_Achievable Economic UCT Potential | F10 | Industrial | Other Industrial | New | Space Heating | Natural Gas | Thermostat - Programmable | A | Purchases (Incremental) | Achievable Economic UCT Potential | 0 | 0 | 0 | 0 | 0 | 0 | 0 | 0 | 0 | 0 | 0 | 0 | 0 | 0 | 0 | 0 | 0 | 0 | 0 | 0 | 0 | 0 | 0 | 0 | 0 | 0 | 0 | 0 | 0 | 0 | 0
F11_Industrial_Other Industrial_New_Space Heating_Natural Gas_Thermostat - Programmable_A_Achievable Economic UCT Potential | F11 | Industrial | Other Industrial | New | Space Heating | Natural Gas | Thermostat - Programmable | A | Purchases (Cumulative) | Achievable Economic UCT Potential | 0 | 0 | 0 | 0 | 0 | 0 | 0 | 0 | 0 | 0 | 0 | 0 | 0 | 0 | 0 | 0 | 0 | 0 | 0 | 0 | 0 | 0 | 0 | 0 | 0 | 0 | 0 | 0 | 0 | 0 | 0
F1_Industrial_Other Industrial_New_Space Heating_Natural Gas_ENERGY STAR Connected Thermostat_A_Achievable Economic UCT Potential | F1 | Industrial | Other Industrial | New | Space Heating | Natural Gas | ENERGY STAR Connected Thermostat | A | Integrated Unit Energy Savings (kWh or therms) | Achievable Economic UCT Potential | 0 | 0 | 0 | 0 | 0 | 0.014539 | 0.014294 | 0.014089 | 0.013909 | 0.013744 | 0.013594 | 0.013413 | 0.013215 | 0.013011 | 0.012805 | 0.012615 | 0.012439 | 0.012288 | 0.012101 | 0.011957 | 0.01185 | 0.011768 | 0.011726 | 0.011704 | 0.011697 | 0.0117 | 0.011705 | 0.011714 | 0 | 0 | 0
F2_Industrial_Other Industrial_New_Space Heating_Natural Gas_ENERGY STAR Connected Thermostat_A_Achievable Economic UCT Potential | F2 | Industrial | Other Industrial | New | Space Heating | Natural Gas | ENERGY STAR Connected Thermostat | A | Integrated Unit Summer Peak Savings (kW) | Achievable Economic UCT Potential | 0 | 0 | 0 | 0 | 0 | 0 | 0 | 0 | 0 | 0 | 0 | 0 | 0 | 0 | 0 | 0 | 0 | 0 | 0 | 0 | 0 | 0 | 0 | 0 | 0 | 0 | 0 | 0 | 0 | 0 | 0
F3_Industrial_Other Industrial_New_Space Heating_Natural Gas_ENERGY STAR Connected Thermostat_A_Achievable Economic UCT Potential | F3 | Industrial | Other Industrial | New | Space Heating | Natural Gas | ENERGY STAR Connected Thermostat | A | Integrated Unit Winter Peak Savings (kW) | Achievable Economic UCT Potential | 0 | 0 | 0 | 0 | 0 | 0 | 0 | 0 | 0 | 0 | 0 | 0 | 0 | 0 | 0 | 0 | 0 | 0 | 0 | 0 | 0 | 0 | 0 | 0 | 0 | 0 | 0 | 0 | 0 | 0 | 0
F4_Industrial_Other Industrial_New_Space Heating_Natural Gas_ENERGY STAR Connected Thermostat_A_Achievable Economic UCT Potential | F4 | Industrial | Other Industrial | New | Space Heating | Natural Gas | ENERGY STAR Connected Thermostat | A | Incremental Energy Savings (MWh or mTherms) | Achievable Economic UCT Potential | 0 | 0 | 0 | 0 | 0 | 0 | 0 | 0 | 0 | 0 | 0 | 0 | 0 | 0 | 0 | 0 | 0 | 0 | 0 | 0 | 0 | 0 | 0 | 0 | 0 | 0 | 0 | 0 | 0 | 0 | 0
F5_Industrial_Other Industrial_New_Space Heating_Natural Gas_ENERGY STAR Connected Thermostat_A_Achievable Economic UCT Potential | F5 | Industrial | Other Industrial | New | Space Heating | Natural Gas | ENERGY STAR Connected Thermostat | A | Incremental Summer Peak Savings (MW) | Achievable Economic UCT Potential | 0 | 0 | 0 | 0 | 0 | 0 | 0 | 0 | 0 | 0 | 0 | 0 | 0 | 0 | 0 | 0 | 0 | 0 | 0 | 0 | 0 | 0 | 0 | 0 | 0 | 0 | 0 | 0 | 0 | 0 | 0
F6_Industrial_Other Industrial_New_Space Heating_Natural Gas_ENERGY STAR Connected Thermostat_A_Achievable Economic UCT Potential | F6 | Industrial | Other Industrial | New | Space Heating | Natural Gas | ENERGY STAR Connected Thermostat | A | Incremental Winter Peak Savings (MW) | Achievable Economic UCT Potential | 0 | 0 | 0 | 0 | 0 | 0 | 0 | 0 | 0 | 0 | 0 | 0 | 0 | 0 | 0 | 0 | 0 | 0 | 0 | 0 | 0 | 0 | 0 | 0 | 0 | 0 | 0 | 0 | 0 | 0 | 0
F7_Industrial_Other Industrial_New_Space Heating_Natural Gas_ENERGY STAR Connected Thermostat_A_Achievable Economic UCT Potential | F7 | Industrial | Other Industrial | New | Space Heating | Natural Gas | ENERGY STAR Connected Thermostat | A | Cumulative Energy Savings (MWh or mTherms) | Achievable Economic UCT Potential | 0 | 0 | 0 | 0 | 0 | 0 | 0 | 0 | 0 | 0 | 0 | 0 | 0 | 0 | 0 | 0 | 0 | 0 | 0 | 0 | 0 | 0 | 0 | 0 | 0 | 0 | 0 | 0 | 0 | 0 | 0
F8_Industrial_Other Industrial_New_Space Heating_Natural Gas_ENERGY STAR Connected Thermostat_A_Achievable Economic UCT Potential | F8 | Industrial | Other Industrial | New | Space Heating | Natural Gas | ENERGY STAR Connected Thermostat | A | Cumulative Summer Peak Savings (MW) | Achievable Economic UCT Potential | 0 | 0 | 0 | 0 | 0 | 0 | 0 | 0 | 0 | 0 | 0 | 0 | 0 | 0 | 0 | 0 | 0 | 0 | 0 | 0 | 0 | 0 | 0 | 0 | 0 | 0 | 0 | 0 | 0 | 0 | 0
F9_Industrial_Other Industrial_New_Space Heating_Natural Gas_ENERGY STAR Connected Thermostat_A_Achievable Economic UCT Potential | F9 | Industrial | Other Industrial | New | Space Heating | Natural Gas | ENERGY STAR Connected Thermostat | A | Cumulative Winter Peak Savings (MW) | Achievable Economic UCT Potential | 0 | 0 | 0 | 0 | 0 | 0 | 0 | 0 | 0 | 0 | 0 | 0 | 0 | 0 | 0 | 0 | 0 | 0 | 0 | 0 | 0 | 0 | 0 | 0 | 0 | 0 | 0 | 0 | 0 | 0 | 0
F10_Industrial_Other Industrial_New_Space Heating_Natural Gas_ENERGY STAR Connected Thermostat_A_Achievable Economic UCT Potential | F10 | Industrial | Other Industrial | New | Space Heating | Natural Gas | ENERGY STAR Connected Thermostat | A | Purchases (Incremental) | Achievable Economic UCT Potential | 0 | 0 | 0 | 0 | 0 | 0 | 0 | 0 | 0 | 0 | 0 | 0 | 0 | 0 | 0 | 0 | 0 | 0 | 0 | 0 | 0 | 0 | 0 | 0 | 0 | 0 | 0 | 0 | 0 | 0 | 0
F11_Industrial_Other Industrial_New_Space Heating_Natural Gas_ENERGY STAR Connected Thermostat_A_Achievable Economic UCT Potential | F11 | Industrial | Other Industrial | New | Space Heating | Natural Gas | ENERGY STAR Connected Thermostat | A | Purchases (Cumulative) | Achievable Economic UCT Potential | 0 | 0 | 0 | 0 | 0 | 0 | 0 | 0 | 0 | 0 | 0 | 0 | 0 | 0 | 0 | 0 | 0 | 0 | 0 | 0 | 0 | 0 | 0 | 0 | 0 | 0 | 0 | 0 | 0 | 0 | 0
F1_Industrial_Other Industrial_New_Space Heating_Natural Gas_Destratification Fans (HVLS)_A_Achievable Economic UCT Potential | F1 | Industrial | Other Industrial | New | Space Heating | Natural Gas | Destratification Fans (HVLS) | A | Integrated Unit Energy Savings (kWh or therms) | Achievable Economic UCT Potential | 0 | 0 | 0 | 0 | 0 | 0.014539 | 0.014294 | 0.014089 | 0.013909 | 0.013744 | 0.013594 | 0.013413 | 0.013215 | 0.013011 | 0.012805 | 0.012615 | 0.012439 | 0.012288 | 0.012101 | 0.011957 | 0.01185 | 0.011768 | 0.011726 | 0.011704 | 0.011697 | 0.0117 | 0.011705 | 0.011714 | 0 | 0 | 0
F2_Industrial_Other Industrial_New_Space Heating_Natural Gas_Destratification Fans (HVLS)_A_Achievable Economic UCT Potential | F2 | Industrial | Other Industrial | New | Space Heating | Natural Gas | Destratification Fans (HVLS) | A | Integrated Unit Summer Peak Savings (kW) | Achievable Economic UCT Potential | 0 | 0 | 0 | 0 | 0 | 0 | 0 | 0 | 0 | 0 | 0 | 0 | 0 | 0 | 0 | 0 | 0 | 0 | 0 | 0 | 0 | 0 | 0 | 0 | 0 | 0 | 0 | 0 | 0 | 0 | 0
F3_Industrial_Other Industrial_New_Space Heating_Natural Gas_Destratification Fans (HVLS)_A_Achievable Economic UCT Potential | F3 | Industrial | Other Industrial | New | Space Heating | Natural Gas | Destratification Fans (HVLS) | A | Integrated Unit Winter Peak Savings (kW) | Achievable Economic UCT Potential | 0 | 0 | 0 | 0 | 0 | 0 | 0 | 0 | 0 | 0 | 0 | 0 | 0 | 0 | 0 | 0 | 0 | 0 | 0 | 0 | 0 | 0 | 0 | 0 | 0 | 0 | 0 | 0 | 0 | 0 | 0
F4_Industrial_Other Industrial_New_Space Heating_Natural Gas_Destratification Fans (HVLS)_A_Achievable Economic UCT Potential | F4 | Industrial | Other Industrial | New | Space Heating | Natural Gas | Destratification Fans (HVLS) | A | Incremental Energy Savings (MWh or mTherms) | Achievable Economic UCT Potential | 0 | 0 | 0 | 0 | 0 | 0 | 0 | 0 | 0 | 0 | 0 | 0 | 0 | 0 | 0 | 0 | 0 | 0 | 0 | 0 | 0 | 0 | 0 | 0 | 0 | 0 | 0 | 0 | 0 | 0 | 0
F5_Industrial_Other Industrial_New_Space Heating_Natural Gas_Destratification Fans (HVLS)_A_Achievable Economic UCT Potential | F5 | Industrial | Other Industrial | New | Space Heating | Natural Gas | Destratification Fans (HVLS) | A | Incremental Summer Peak Savings (MW) | Achievable Economic UCT Potential | 0 | 0 | 0 | 0 | 0 | 0 | 0 | 0 | 0 | 0 | 0 | 0 | 0 | 0 | 0 | 0 | 0 | 0 | 0 | 0 | 0 | 0 | 0 | 0 | 0 | 0 | 0 | 0 | 0 | 0 | 0
F6_Industrial_Other Industrial_New_Space Heating_Natural Gas_Destratification Fans (HVLS)_A_Achievable Economic UCT Potential | F6 | Industrial | Other Industrial | New | Space Heating | Natural Gas | Destratification Fans (HVLS) | A | Incremental Winter Peak Savings (MW) | Achievable Economic UCT Potential | 0 | 0 | 0 | 0 | 0 | 0 | 0 | 0 | 0 | 0 | 0 | 0 | 0 | 0 | 0 | 0 | 0 | 0 | 0 | 0 | 0 | 0 | 0 | 0 | 0 | 0 | 0 | 0 | 0 | 0 | 0
F7_Industrial_Other Industrial_New_Space Heating_Natural Gas_Destratification Fans (HVLS)_A_Achievable Economic UCT Potential | F7 | Industrial | Other Industrial | New | Space Heating | Natural Gas | Destratification Fans (HVLS) | A | Cumulative Energy Savings (MWh or mTherms) | Achievable Economic UCT Potential | 0 | 0 | 0 | 0 | 0 | 0 | 0 | 0 | 0 | 0 | 0 | 0 | 0 | 0 | 0 | 0 | 0 | 0 | 0 | 0 | 0 | 0 | 0 | 0 | 0 | 0 | 0 | 0 | 0 | 0 | 0
F8_Industrial_Other Industrial_New_Space Heating_Natural Gas_Destratification Fans (HVLS)_A_Achievable Economic UCT Potential | F8 | Industrial | Other Industrial | New | Space Heating | Natural Gas | Destratification Fans (HVLS) | A | Cumulative Summer Peak Savings (MW) | Achievable Economic UCT Potential | 0 | 0 | 0 | 0 | 0 | 0 | 0 | 0 | 0 | 0 | 0 | 0 | 0 | 0 | 0 | 0 | 0 | 0 | 0 | 0 | 0 | 0 | 0 | 0 | 0 | 0 | 0 | 0 | 0 | 0 | 0
F9_Industrial_Other Industrial_New_Space Heating_Natural Gas_Destratification Fans (HVLS)_A_Achievable Economic UCT Potential | F9 | Industrial | Other Industrial | New | Space Heating | Natural Gas | Destratification Fans (HVLS) | A | Cumulative Winter Peak Savings (MW) | Achievable Economic UCT Potential | 0 | 0 | 0 | 0 | 0 | 0 | 0 | 0 | 0 | 0 | 0 | 0 | 0 | 0 | 0 | 0 | 0 | 0 | 0 | 0 | 0 | 0 | 0 | 0 | 0 | 0 | 0 | 0 | 0 | 0 | 0
F10_Industrial_Other Industrial_New_Space Heating_Natural Gas_Destratification Fans (HVLS)_A_Achievable Economic UCT Potential | F10 | Industrial | Other Industrial | New | Space Heating | Natural Gas | Destratification Fans (HVLS) | A | Purchases (Incremental) | Achievable Economic UCT Potential | 0 | 0 | 0 | 0 | 0 | 0 | 0 | 0 | 0 | 0 | 0 | 0 | 0 | 0 | 0 | 0 | 0 | 0 | 0 | 0 | 0 | 0 | 0 | 0 | 0 | 0 | 0 | 0 | 0 | 0 | 0
F11_Industrial_Other Industrial_New_Space Heating_Natural Gas_Destratification Fans (HVLS)_A_Achievable Economic UCT Potential | F11 | Industrial | Other Industrial | New | Space Heating | Natural Gas | Destratification Fans (HVLS) | A | Purchases (Cumulative) | Achievable Economic UCT Potential | 0 | 0 | 0 | 0 | 0 | 0 | 0 | 0 | 0 | 0 | 0 | 0 | 0 | 0 | 0 | 0 | 0 | 0 | 0 | 0 | 0 | 0 | 0 | 0 | 0 | 0 | 0 | 0 | 0 | 0 | 0
F1_Industrial_Other Industrial_New_Space Heating_Natural Gas_Gas Boiler - Insulate Steam Lines/Condensate Tank_A_Achievable Economic UCT Potential | F1 | Industrial | Other Industrial | New | Space Heating | Natural Gas | Gas Boiler - Insulate Steam Lines/Condensate Tank | A | Integrated Unit Energy Savings (kWh or therms) | Achievable Economic UCT Potential | 0 | 0 | 0 | 0 | 0 | 0 | 0 | 0 | 0 | 0 | 0 | 0 | 0 | 0 | 0 | 0 | 0 | 0 | 0 | 0 | 0 | 0 | 0 | 0 | 0 | 0 | 0 | 0 | 0 | 0 | 0
F2_Industrial_Other Industrial_New_Space Heating_Natural Gas_Gas Boiler - Insulate Steam Lines/Condensate Tank_A_Achievable Economic UCT Potential | F2 | Industrial | Other Industrial | New | Space Heating | Natural Gas | Gas Boiler - Insulate Steam Lines/Condensate Tank | A | Integrated Unit Summer Peak Savings (kW) | Achievable Economic UCT Potential | 0 | 0 | 0 | 0 | 0 | 0 | 0 | 0 | 0 | 0 | 0 | 0 | 0 | 0 | 0 | 0 | 0 | 0 | 0 | 0 | 0 | 0 | 0 | 0 | 0 | 0 | 0 | 0 | 0 | 0 | 0
F3_Industrial_Other Industrial_New_Space Heating_Natural Gas_Gas Boiler - Insulate Steam Lines/Condensate Tank_A_Achievable Economic UCT Potential | F3 | Industrial | Other Industrial | New | Space Heating | Natural Gas | Gas Boiler - Insulate Steam Lines/Condensate Tank | A | Integrated Unit Winter Peak Savings (kW) | Achievable Economic UCT Potential | 0 | 0 | 0 | 0 | 0 | 0 | 0 | 0 | 0 | 0 | 0 | 0 | 0 | 0 | 0 | 0 | 0 | 0 | 0 | 0 | 0 | 0 | 0 | 0 | 0 | 0 | 0 | 0 | 0 | 0 | 0
F4_Industrial_Other Industrial_New_Space Heating_Natural Gas_Gas Boiler - Insulate Steam Lines/Condensate Tank_A_Achievable Economic UCT Potential | F4 | Industrial | Other Industrial | New | Space Heating | Natural Gas | Gas Boiler - Insulate Steam Lines/Condensate Tank | A | Incremental Energy Savings (MWh or mTherms) | Achievable Economic UCT Potential | 0 | 0 | 0 | 0 | 0 | 0 | 0 | 0 | 0 | 0 | 0 | 0 | 0 | 0 | 0 | 0 | 0 | 0 | 0 | 0 | 0 | 0 | 0 | 0 | 0 | 0 | 0 | 0 | 0 | 0 | 0
F5_Industrial_Other Industrial_New_Space Heating_Natural Gas_Gas Boiler - Insulate Steam Lines/Condensate Tank_A_Achievable Economic UCT Potential | F5 | Industrial | Other Industrial | New | Space Heating | Natural Gas | Gas Boiler - Insulate Steam Lines/Condensate Tank | A | Incremental Summer Peak Savings (MW) | Achievable Economic UCT Potential | 0 | 0 | 0 | 0 | 0 | 0 | 0 | 0 | 0 | 0 | 0 | 0 | 0 | 0 | 0 | 0 | 0 | 0 | 0 | 0 | 0 | 0 | 0 | 0 | 0 | 0 | 0 | 0 | 0 | 0 | 0
F6_Industrial_Other Industrial_New_Space Heating_Natural Gas_Gas Boiler - Insulate Steam Lines/Condensate Tank_A_Achievable Economic UCT Potential | F6 | Industrial | Other Industrial | New | Space Heating | Natural Gas | Gas Boiler - Insulate Steam Lines/Condensate Tank | A | Incremental Winter Peak Savings (MW) | Achievable Economic UCT Potential | 0 | 0 | 0 | 0 | 0 | 0 | 0 | 0 | 0 | 0 | 0 | 0 | 0 | 0 | 0 | 0 | 0 | 0 | 0 | 0 | 0 | 0 | 0 | 0 | 0 | 0 | 0 | 0 | 0 | 0 | 0
F7_Industrial_Other Industrial_New_Space Heating_Natural Gas_Gas Boiler - Insulate Steam Lines/Condensate Tank_A_Achievable Economic UCT Potential | F7 | Industrial | Other Industrial | New | Space Heating | Natural Gas | Gas Boiler - Insulate Steam Lines/Condensate Tank | A | Cumulative Energy Savings (MWh or mTherms) | Achievable Economic UCT Potential | 0 | 0 | 0 | 0 | 0 | 0 | 0 | 0 | 0 | 0 | 0 | 0 | 0 | 0 | 0 | 0 | 0 | 0 | 0 | 0 | 0 | 0 | 0 | 0 | 0 | 0 | 0 | 0 | 0 | 0 | 0
F8_Industrial_Other Industrial_New_Space Heating_Natural Gas_Gas Boiler - Insulate Steam Lines/Condensate Tank_A_Achievable Economic UCT Potential | F8 | Industrial | Other Industrial | New | Space Heating | Natural Gas | Gas Boiler - Insulate Steam Lines/Condensate Tank | A | Cumulative Summer Peak Savings (MW) | Achievable Economic UCT Potential | 0 | 0 | 0 | 0 | 0 | 0 | 0 | 0 | 0 | 0 | 0 | 0 | 0 | 0 | 0 | 0 | 0 | 0 | 0 | 0 | 0 | 0 | 0 | 0 | 0 | 0 | 0 | 0 | 0 | 0 | 0
F9_Industrial_Other Industrial_New_Space Heating_Natural Gas_Gas Boiler - Insulate Steam Lines/Condensate Tank_A_Achievable Economic UCT Potential | F9 | Industrial | Other Industrial | New | Space Heating | Natural Gas | Gas Boiler - Insulate Steam Lines/Condensate Tank | A | Cumulative Winter Peak Savings (MW) | Achievable Economic UCT Potential | 0 | 0 | 0 | 0 | 0 | 0 | 0 | 0 | 0 | 0 | 0 | 0 | 0 | 0 | 0 | 0 | 0 | 0 | 0 | 0 | 0 | 0 | 0 | 0 | 0 | 0 | 0 | 0 | 0 | 0 | 0
F10_Industrial_Other Industrial_New_Space Heating_Natural Gas_Gas Boiler - Insulate Steam Lines/Condensate Tank_A_Achievable Economic UCT Potential | F10 | Industrial | Other Industrial | New | Space Heating | Natural Gas | Gas Boiler - Insulate Steam Lines/Condensate Tank | A | Purchases (Incremental) | Achievable Economic UCT Potential | 0 | 0 | 0 | 0 | 0 | 0 | 0 | 0 | 0 | 0 | 0 | 0 | 0 | 0 | 0 | 0 | 0 | 0 | 0 | 0 | 0 | 0 | 0 | 0 | 0 | 0 | 0 | 0 | 0 | 0 | 0
F11_Industrial_Other Industrial_New_Space Heating_Natural Gas_Gas Boiler - Insulate Steam Lines/Condensate Tank_A_Achievable Economic UCT Potential | F11 | Industrial | Other Industrial | New | Space Heating | Natural Gas | Gas Boiler - Insulate Steam Lines/Condensate Tank | A | Purchases (Cumulative) | Achievable Economic UCT Potential | 0 | 0 | 0 | 0 | 0 | 0 | 0 | 0 | 0 | 0 | 0 | 0 | 0 | 0 | 0 | 0 | 0 | 0 | 0 | 0 | 0 | 0 | 0 | 0 | 0 | 0 | 0 | 0 | 0 | 0 | 0
F1_Industrial_Other Industrial_New_Process_Natural Gas_Gas Boiler - Insulate Steam Lines/Condensate Tank_A_Achievable Economic UCT Potential | F1 | Industrial | Other Industrial | New | Process | Natural Gas | Gas Boiler - Insulate Steam Lines/Condensate Tank | A | Integrated Unit Energy Savings (kWh or therms) | Achievable Economic UCT Potential | 0 | 0 | 0 | 0 | 0 | 16.8159 | 16.787 | 16.7609 | 16.7369 | 16.7136 | 16.6984 | 16.6848 | 16.673 | 16.6631 | 16.6552 | 16.6497 | 16.6463 | 16.6447 | 16.6442 | 16.6441 | 16.6452 | 16.6461 | 16.6466 | 16.6469 | 16.647 | 16.6545 | 16.6616 | 16.6681 | 16.8499 | 16.8499 | 16.8499
F2_Industrial_Other Industrial_New_Process_Natural Gas_Gas Boiler - Insulate Steam Lines/Condensate Tank_A_Achievable Economic UCT Potential | F2 | Industrial | Other Industrial | New | Process | Natural Gas | Gas Boiler - Insulate Steam Lines/Condensate Tank | A | Integrated Unit Summer Peak Savings (kW) | Achievable Economic UCT Potential | 0 | 0 | 0 | 0 | 0 | 0 | 0 | 0 | 0 | 0 | 0 | 0 | 0 | 0 | 0 | 0 | 0 | 0 | 0 | 0 | 0 | 0 | 0 | 0 | 0 | 0 | 0 | 0 | 0 | 0 | 0
F3_Industrial_Other Industrial_New_Process_Natural Gas_Gas Boiler - Insulate Steam Lines/Condensate Tank_A_Achievable Economic UCT Potential | F3 | Industrial | Other Industrial | New | Process | Natural Gas | Gas Boiler - Insulate Steam Lines/Condensate Tank | A | Integrated Unit Winter Peak Savings (kW) | Achievable Economic UCT Potential | 0 | 0 | 0 | 0 | 0 | 0 | 0 | 0 | 0 | 0 | 0 | 0 | 0 | 0 | 0 | 0 | 0 | 0 | 0 | 0 | 0 | 0 | 0 | 0 | 0 | 0 | 0 | 0 | 0 | 0 | 0
F4_Industrial_Other Industrial_New_Process_Natural Gas_Gas Boiler - Insulate Steam Lines/Condensate Tank_A_Achievable Economic UCT Potential | F4 | Industrial | Other Industrial | New | Process | Natural Gas | Gas Boiler - Insulate Steam Lines/Condensate Tank | A | Incremental Energy Savings (MWh or mTherms) | Achievable Economic UCT Potential | 0 | 0 | 0 | 0 | 0 | 0.046659 | 0.055183 | 0.063683 | 0.072115 | 0.080531 | 0.088973 | 0.097301 | 0.1056 | 0.11389 | 0.12205 | 0.13025 | 0.13839 | 0.14653 | 0.15465 | 0.1627 | 0.17077 | 0.1788 | 0.1868 | 0.19477 | 0.20271 | 0.046211 | 0.05477 | 0.06333 | 0.072602 | 0.081188 | 0.08978
F5_Industrial_Other Industrial_New_Process_Natural Gas_Gas Boiler - Insulate Steam Lines/Condensate Tank_A_Achievable Economic UCT Potential | F5 | Industrial | Other Industrial | New | Process | Natural Gas | Gas Boiler - Insulate Steam Lines/Condensate Tank | A | Incremental Summer Peak Savings (MW) | Achievable Economic UCT Potential | 0 | 0 | 0 | 0 | 0 | 0 | 0 | 0 | 0 | 0 | 0 | 0 | 0 | 0 | 0 | 0 | 0 | 0 | 0 | 0 | 0 | 0 | 0 | 0 | 0 | 0 | 0 | 0 | 0 | 0 | 0
F6_Industrial_Other Industrial_New_Process_Natural Gas_Gas Boiler - Insulate Steam Lines/Condensate Tank_A_Achievable Economic UCT Potential | F6 | Industrial | Other Industrial | New | Process | Natural Gas | Gas Boiler - Insulate Steam Lines/Condensate Tank | A | Incremental Winter Peak Savings (MW) | Achievable Economic UCT Potential | 0 | 0 | 0 | 0 | 0 | 0 | 0 | 0 | 0 | 0 | 0 | 0 | 0 | 0 | 0 | 0 | 0 | 0 | 0 | 0 | 0 | 0 | 0 | 0 | 0 | 0 | 0 | 0 | 0 | 0 | 0
F7_Industrial_Other Industrial_New_Process_Natural Gas_Gas Boiler - Insulate Steam Lines/Condensate Tank_A_Achievable Economic UCT Potential | F7 | Industrial | Other Industrial | New | Process | Natural Gas | Gas Boiler - Insulate Steam Lines/Condensate Tank | A | Cumulative Energy Savings (MWh or mTherms) | Achievable Economic UCT Potential | 0 | 0 | 0 | 0 | 0 | 0.046659 | 0.10176 | 0.16529 | 0.23716 | 0.31736 | 0.40605 | 0.50302 | 0.60827 | 0.7218 | 0.84351 | 0.97348 | 1.1117 | 1.2581 | 1.4127 | 1.5754 | 1.7463 | 1.9252 | 2.112 | 2.3068 | 2.5095 | 2.5107 | 2.5117 | 2.5127 | 0 | 0 | 0
F8_Industrial_Other Industrial_New_Process_Natural Gas_Gas Boiler - Insulate Steam Lines/Condensate Tank_A_Achievable Economic UCT Potential | F8 | Industrial | Other Industrial | New | Process | Natural Gas | Gas Boiler - Insulate Steam Lines/Condensate Tank | A | Cumulative Summer Peak Savings (MW) | Achievable Economic UCT Potential | 0 | 0 | 0 | 0 | 0 | 0 | 0 | 0 | 0 | 0 | 0 | 0 | 0 | 0 | 0 | 0 | 0 | 0 | 0 | 0 | 0 | 0 | 0 | 0 | 0 | 0 | 0 | 0 | 0 | 0 | 0
F9_Industrial_Other Industrial_New_Process_Natural Gas_Gas Boiler - Insulate Steam Lines/Condensate Tank_A_Achievable Economic UCT Potential | F9 | Industrial | Other Industrial | New | Process | Natural Gas | Gas Boiler - Insulate Steam Lines/Condensate Tank | A | Cumulative Winter Peak Savings (MW) | Achievable Economic UCT Potential | 0 | 0 | 0 | 0 | 0 | 0 | 0 | 0 | 0 | 0 | 0 | 0 | 0 | 0 | 0 | 0 | 0 | 0 | 0 | 0 | 0 | 0 | 0 | 0 | 0 | 0 | 0 | 0 | 0 | 0 | 0
F10_Industrial_Other Industrial_New_Process_Natural Gas_Gas Boiler - Insulate Steam Lines/Condensate Tank_A_Achievable Economic UCT Potential | F10 | Industrial | Other Industrial | New | Process | Natural Gas | Gas Boiler - Insulate Steam Lines/Condensate Tank | A | Purchases (Incremental) | Achievable Economic UCT Potential | 0 | 0 | 0 | 0 | 0 | 2.7747 | 3.2872 | 3.7995 | 4.3088 | 4.8183 | 5.3282 | 5.8317 | 6.3338 | 6.8349 | 7.328 | 7.823 | 8.3133 | 8.8037 | 9.2915 | 9.7751 | 10.2592 | 10.7413 | 11.2215 | 11.7 | 12.1768 | 2.7747 | 3.2872 | 3.7995 | 4.3088 | 4.8183 | 5.3282
F11_Industrial_Other Industrial_New_Process_Natural Gas_Gas Boiler - Insulate Steam Lines/Condensate Tank_A_Achievable Economic UCT Potential | F11 | Industrial | Other Industrial | New | Process | Natural Gas | Gas Boiler - Insulate Steam Lines/Condensate Tank | A | Purchases (Cumulative) | Achievable Economic UCT Potential | 0 | 0 | 0 | 0 | 0 | 2.7747 | 6.0619 | 9.8614 | 14.1702 | 18.9885 | 24.3167 | 30.1484 | 36.4822 | 43.3171 | 50.6451 | 58.4682 | 66.7815 | 75.5851 | 84.8767 | 94.6518 | 104.9109 | 115.6522 | 126.8737 | 138.5737 | 150.7505 | 150.7505 | 150.7505 | 150.7505 | 150.7505 | 150.7505 | 150.7505
F1_Industrial_Other Industrial_New_Space Heating_Natural Gas_Gas Boiler - Insulate Hot Water Lines_A_Achievable Economic UCT Potential | F1 | Industrial | Other Industrial | New | Space Heating | Natural Gas | Gas Boiler - Insulate Hot Water Lines | A | Integrated Unit Energy Savings (kWh or therms) | Achievable Economic UCT Potential | 0 | 0 | 0 | 0 | 0 | 0 | 0 | 0 | 0 | 0 | 0 | 0 | 0 | 0 | 0 | 0 | 0 | 0 | 0 | 0 | 0 | 0 | 0 | 0 | 0 | 0 | 0 | 0 | 0 | 0 | 0
F2_Industrial_Other Industrial_New_Space Heating_Natural Gas_Gas Boiler - Insulate Hot Water Lines_A_Achievable Economic UCT Potential | F2 | Industrial | Other Industrial | New | Space Heating | Natural Gas | Gas Boiler - Insulate Hot Water Lines | A | Integrated Unit Summer Peak Savings (kW) | Achievable Economic UCT Potential | 0 | 0 | 0 | 0 | 0 | 0 | 0 | 0 | 0 | 0 | 0 | 0 | 0 | 0 | 0 | 0 | 0 | 0 | 0 | 0 | 0 | 0 | 0 | 0 | 0 | 0 | 0 | 0 | 0 | 0 | 0
F3_Industrial_Other Industrial_New_Space Heating_Natural Gas_Gas Boiler - Insulate Hot Water Lines_A_Achievable Economic UCT Potential | F3 | Industrial | Other Industrial | New | Space Heating | Natural Gas | Gas Boiler - Insulate Hot Water Lines | A | Integrated Unit Winter Peak Savings (kW) | Achievable Economic UCT Potential | 0 | 0 | 0 | 0 | 0 | 0 | 0 | 0 | 0 | 0 | 0 | 0 | 0 | 0 | 0 | 0 | 0 | 0 | 0 | 0 | 0 | 0 | 0 | 0 | 0 | 0 | 0 | 0 | 0 | 0 | 0
F4_Industrial_Other Industrial_New_Space Heating_Natural Gas_Gas Boiler - Insulate Hot Water Lines_A_Achievable Economic UCT Potential | F4 | Industrial | Other Industrial | New | Space Heating | Natural Gas | Gas Boiler - Insulate Hot Water Lines | A | Incremental Energy Savings (MWh or mTherms) | Achievable Economic UCT Potential | 0 | 0 | 0 | 0 | 0 | 0 | 0 | 0 | 0 | 0 | 0 | 0 | 0 | 0 | 0 | 0 | 0 | 0 | 0 | 0 | 0 | 0 | 0 | 0 | 0 | 0 | 0 | 0 | 0 | 0 | 0
F5_Industrial_Other Industrial_New_Space Heating_Natural Gas_Gas Boiler - Insulate Hot Water Lines_A_Achievable Economic UCT Potential | F5 | Industrial | Other Industrial | New | Space Heating | Natural Gas | Gas Boiler - Insulate Hot Water Lines | A | Incremental Summer Peak Savings (MW) | Achievable Economic UCT Potential | 0 | 0 | 0 | 0 | 0 | 0 | 0 | 0 | 0 | 0 | 0 | 0 | 0 | 0 | 0 | 0 | 0 | 0 | 0 | 0 | 0 | 0 | 0 | 0 | 0 | 0 | 0 | 0 | 0 | 0 | 0
F6_Industrial_Other Industrial_New_Space Heating_Natural Gas_Gas Boiler - Insulate Hot Water Lines_A_Achievable Economic UCT Potential | F6 | Industrial | Other Industrial | New | Space Heating | Natural Gas | Gas Boiler - Insulate Hot Water Lines | A | Incremental Winter Peak Savings (MW) | Achievable Economic UCT Potential | 0 | 0 | 0 | 0 | 0 | 0 | 0 | 0 | 0 | 0 | 0 | 0 | 0 | 0 | 0 | 0 | 0 | 0 | 0 | 0 | 0 | 0 | 0 | 0 | 0 | 0 | 0 | 0 | 0 | 0 | 0
F7_Industrial_Other Industrial_New_Space Heating_Natural Gas_Gas Boiler - Insulate Hot Water Lines_A_Achievable Economic UCT Potential | F7 | Industrial | Other Industrial | New | Space Heating | Natural Gas | Gas Boiler - Insulate Hot Water Lines | A | Cumulative Energy Savings (MWh or mTherms) | Achievable Economic UCT Potential | 0 | 0 | 0 | 0 | 0 | 0 | 0 | 0 | 0 | 0 | 0 | 0 | 0 | 0 | 0 | 0 | 0 | 0 | 0 | 0 | 0 | 0 | 0 | 0 | 0 | 0 | 0 | 0 | 0 | 0 | 0
F8_Industrial_Other Industrial_New_Space Heating_Natural Gas_Gas Boiler - Insulate Hot Water Lines_A_Achievable Economic UCT Potential | F8 | Industrial | Other Industrial | New | Space Heating | Natural Gas | Gas Boiler - Insulate Hot Water Lines | A | Cumulative Summer Peak Savings (MW) | Achievable Economic UCT Potential | 0 | 0 | 0 | 0 | 0 | 0 | 0 | 0 | 0 | 0 | 0 | 0 | 0 | 0 | 0 | 0 | 0 | 0 | 0 | 0 | 0 | 0 | 0 | 0 | 0 | 0 | 0 | 0 | 0 | 0 | 0
F9_Industrial_Other Industrial_New_Space Heating_Natural Gas_Gas Boiler - Insulate Hot Water Lines_A_Achievable Economic UCT Potential | F9 | Industrial | Other Industrial | New | Space Heating | Natural Gas | Gas Boiler - Insulate Hot Water Lines | A | Cumulative Winter Peak Savings (MW) | Achievable Economic UCT Potential | 0 | 0 | 0 | 0 | 0 | 0 | 0 | 0 | 0 | 0 | 0 | 0 | 0 | 0 | 0 | 0 | 0 | 0 | 0 | 0 | 0 | 0 | 0 | 0 | 0 | 0 | 0 | 0 | 0 | 0 | 0
F10_Industrial_Other Industrial_New_Space Heating_Natural Gas_Gas Boiler - Insulate Hot Water Lines_A_Achievable Economic UCT Potential | F10 | Industrial | Other Industrial | New | Space Heating | Natural Gas | Gas Boiler - Insulate Hot Water Lines | A | Purchases (Incremental) | Achievable Economic UCT Potential | 0 | 0 | 0 | 0 | 0 | 0 | 0 | 0 | 0 | 0 | 0 | 0 | 0 | 0 | 0 | 0 | 0 | 0 | 0 | 0 | 0 | 0 | 0 | 0 | 0 | 0 | 0 | 0 | 0 | 0 | 0
F11_Industrial_Other Industrial_New_Space Heating_Natural Gas_Gas Boiler - Insulate Hot Water Lines_A_Achievable Economic UCT Potential | F11 | Industrial | Other Industrial | New | Space Heating | Natural Gas | Gas Boiler - Insulate Hot Water Lines | A | Purchases (Cumulative) | Achievable Economic UCT Potential | 0 | 0 | 0 | 0 | 0 | 0 | 0 | 0 | 0 | 0 | 0 | 0 | 0 | 0 | 0 | 0 | 0 | 0 | 0 | 0 | 0 | 0 | 0 | 0 | 0 | 0 | 0 | 0 | 0 | 0 | 0
F1_Industrial_Other Industrial_New_Process_Natural Gas_Gas Boiler - Insulate Hot Water Lines_A_Achievable Economic UCT Potential | F1 | Industrial | Other Industrial | New | Process | Natural Gas | Gas Boiler - Insulate Hot Water Lines | A | Integrated Unit Energy Savings (kWh or therms) | Achievable Economic UCT Potential | 0 | 0 | 0 | 0 | 0 | 19.0288 | 19.0143 | 19.0008 | 18.9886 | 18.9761 | 18.9641 | 18.9537 | 18.9448 | 18.938 | 18.9332 | 18.931 | 18.9311 | 18.933 | 18.9361 | 18.9397 | 18.9445 | 18.9491 | 18.9532 | 18.957 | 18.9605 | 18.9637 | 18.9666 | 18.9694 | 19.0457 | 19.0457 | 19.0457
F2_Industrial_Other Industrial_New_Process_Natural Gas_Gas Boiler - Insulate Hot Water Lines_A_Achievable Economic UCT Potential | F2 | Industrial | Other Industrial | New | Process | Natural Gas | Gas Boiler - Insulate Hot Water Lines | A | Integrated Unit Summer Peak Savings (kW) | Achievable Economic UCT Potential | 0 | 0 | 0 | 0 | 0 | 0 | 0 | 0 | 0 | 0 | 0 | 0 | 0 | 0 | 0 | 0 | 0 | 0 | 0 | 0 | 0 | 0 | 0 | 0 | 0 | 0 | 0 | 0 | 0 | 0 | 0
F3_Industrial_Other Industrial_New_Process_Natural Gas_Gas Boiler - Insulate Hot Water Lines_A_Achievable Economic UCT Potential | F3 | Industrial | Other Industrial | New | Process | Natural Gas | Gas Boiler - Insulate Hot Water Lines | A | Integrated Unit Winter Peak Savings (kW) | Achievable Economic UCT Potential | 0 | 0 | 0 | 0 | 0 | 0 | 0 | 0 | 0 | 0 | 0 | 0 | 0 | 0 | 0 | 0 | 0 | 0 | 0 | 0 | 0 | 0 | 0 | 0 | 0 | 0 | 0 | 0 | 0 | 0 | 0
F4_Industrial_Other Industrial_New_Process_Natural Gas_Gas Boiler - Insulate Hot Water Lines_A_Achievable Economic UCT Potential | F4 | Industrial | Other Industrial | New | Process | Natural Gas | Gas Boiler - Insulate Hot Water Lines | A | Incremental Energy Savings (MWh or mTherms) | Achievable Economic UCT Potential | 0 | 0 | 0 | 0 | 0 | 0.052799 | 0.062504 | 0.072194 | 0.081817 | 0.091432 | 0.10105 | 0.11053 | 0.11999 | 0.12944 | 0.13874 | 0.1481 | 0.15738 | 0.16668 | 0.17595 | 0.18514 | 0.19436 | 0.20354 | 0.21268 | 0.2218 | 0.23088 | 0.052618 | 0.062348 | 0.072074 | 0.082063 | 0.091768 | 0.10148
F5_Industrial_Other Industrial_New_Process_Natural Gas_Gas Boiler - Insulate Hot Water Lines_A_Achievable Economic UCT Potential | F5 | Industrial | Other Industrial | New | Process | Natural Gas | Gas Boiler - Insulate Hot Water Lines | A | Incremental Summer Peak Savings (MW) | Achievable Economic UCT Potential | 0 | 0 | 0 | 0 | 0 | 0 | 0 | 0 | 0 | 0 | 0 | 0 | 0 | 0 | 0 | 0 | 0 | 0 | 0 | 0 | 0 | 0 | 0 | 0 | 0 | 0 | 0 | 0 | 0 | 0 | 0
F6_Industrial_Other Industrial_New_Process_Natural Gas_Gas Boiler - Insulate Hot Water Lines_A_Achievable Economic UCT Potential | F6 | Industrial | Other Industrial | New | Process | Natural Gas | Gas Boiler - Insulate Hot Water Lines | A | Incremental Winter Peak Savings (MW) | Achievable Economic UCT Potential | 0 | 0 | 0 | 0 | 0 | 0 | 0 | 0 | 0 | 0 | 0 | 0 | 0 | 0 | 0 | 0 | 0 | 0 | 0 | 0 | 0 | 0 | 0 | 0 | 0 | 0 | 0 | 0 | 0 | 0 | 0
F7_Industrial_Other Industrial_New_Process_Natural Gas_Gas Boiler - Insulate Hot Water Lines_A_Achievable Economic UCT Potential | F7 | Industrial | Other Industrial | New | Process | Natural Gas | Gas Boiler - Insulate Hot Water Lines | A | Cumulative Energy Savings (MWh or mTherms) | Achievable Economic UCT Potential | 0 | 0 | 0 | 0 | 0 | 0.052799 | 0.11526 | 0.18737 | 0.26907 | 0.36033 | 0.46115 | 0.57142 | 0.69115 | 0.82034 | 0.95888 | 1.1069 | 1.2642 | 1.4311 | 1.6072 | 1.7927 | 1.9875 | 2.1915 | 2.4047 | 2.6269 | 2.8583 | 2.8588 | 2.8592 | 2.8596 | 0 | 0 | 0
F8_Industrial_Other Industrial_New_Process_Natural Gas_Gas Boiler - Insulate Hot Water Lines_A_Achievable Economic UCT Potential | F8 | Industrial | Other Industrial | New | Process | Natural Gas | Gas Boiler - Insulate Hot Water Lines | A | Cumulative Summer Peak Savings (MW) | Achievable Economic UCT Potential | 0 | 0 | 0 | 0 | 0 | 0 | 0 | 0 | 0 | 0 | 0 | 0 | 0 | 0 | 0 | 0 | 0 | 0 | 0 | 0 | 0 | 0 | 0 | 0 | 0 | 0 | 0 | 0 | 0 | 0 | 0
F9_Industrial_Other Industrial_New_Process_Natural Gas_Gas Boiler - Insulate Hot Water Lines_A_Achievable Economic UCT Potential | F9 | Industrial | Other Industrial | New | Process | Natural Gas | Gas Boiler - Insulate Hot Water Lines | A | Cumulative Winter Peak Savings (MW) | Achievable Economic UCT Potential | 0 | 0 | 0 | 0 | 0 | 0 | 0 | 0 | 0 | 0 | 0 | 0 | 0 | 0 | 0 | 0 | 0 | 0 | 0 | 0 | 0 | 0 | 0 | 0 | 0 | 0 | 0 | 0 | 0 | 0 | 0
F10_Industrial_Other Industrial_New_Process_Natural Gas_Gas Boiler - Insulate Hot Water Lines_A_Achievable Economic UCT Potential | F10 | Industrial | Other Industrial | New | Process | Natural Gas | Gas Boiler - Insulate Hot Water Lines | A | Purchases (Incremental) | Achievable Economic UCT Potential | 0 | 0 | 0 | 0 | 0 | 2.7747 | 3.2872 | 3.7995 | 4.3088 | 4.8183 | 5.3282 | 5.8317 | 6.3338 | 6.8349 | 7.328 | 7.823 | 8.3133 | 8.8037 | 9.2915 | 9.7751 | 10.2592 | 10.7413 | 11.2215 | 11.7 | 12.1768 | 2.7747 | 3.2872 | 3.7995 | 4.3088 | 4.8183 | 5.3282
F11_Industrial_Other Industrial_New_Process_Natural Gas_Gas Boiler - Insulate Hot Water Lines_A_Achievable Economic UCT Potential | F11 | Industrial | Other Industrial | New | Process | Natural Gas | Gas Boiler - Insulate Hot Water Lines | A | Purchases (Cumulative) | Achievable Economic UCT Potential | 0 | 0 | 0 | 0 | 0 | 2.7747 | 6.0619 | 9.8614 | 14.1702 | 18.9885 | 24.3167 | 30.1484 | 36.4822 | 43.3171 | 50.6451 | 58.4682 | 66.7815 | 75.5851 | 84.8767 | 94.6518 | 104.9109 | 115.6522 | 126.8737 | 138.5737 | 150.7505 | 150.7505 | 150.7505 | 150.7505 | 150.7505 | 150.7505 | 150.7505
F1_Industrial_Other Industrial_New_Process_Natural Gas_Process - Insulate Heated Process Fluids_A_Achievable Economic UCT Potential | F1 | Industrial | Other Industrial | New | Process | Natural Gas | Process - Insulate Heated Process Fluids | A | Integrated Unit Energy Savings (kWh or therms) | Achievable Economic UCT Potential | 0 | 0 | 0 | 0 | 0 | 13.578 | 13.5516 | 13.5277 | 13.5058 | 13.4845 | 13.47 | 13.4568 | 13.4451 | 13.435 | 13.4265 | 13.42 | 13.4152 | 13.4119 | 13.4094 | 13.4074 | 13.4062 | 13.405 | 13.4034 | 13.4017 | 13.3997 | 13.4076 | 13.4148 | 13.4215 | 13.6092 | 13.6092 | 13.6092
F2_Industrial_Other Industrial_New_Process_Natural Gas_Process - Insulate Heated Process Fluids_A_Achievable Economic UCT Potential | F2 | Industrial | Other Industrial | New | Process | Natural Gas | Process - Insulate Heated Process Fluids | A | Integrated Unit Summer Peak Savings (kW) | Achievable Economic UCT Potential | 0 | 0 | 0 | 0 | 0 | 0 | 0 | 0 | 0 | 0 | 0 | 0 | 0 | 0 | 0 | 0 | 0 | 0 | 0 | 0 | 0 | 0 | 0 | 0 | 0 | 0 | 0 | 0 | 0 | 0 | 0
F3_Industrial_Other Industrial_New_Process_Natural Gas_Process - Insulate Heated Process Fluids_A_Achievable Economic UCT Potential | F3 | Industrial | Other Industrial | New | Process | Natural Gas | Process - Insulate Heated Process Fluids | A | Integrated Unit Winter Peak Savings (kW) | Achievable Economic UCT Potential | 0 | 0 | 0 | 0 | 0 | 0 | 0 | 0 | 0 | 0 | 0 | 0 | 0 | 0 | 0 | 0 | 0 | 0 | 0 | 0 | 0 | 0 | 0 | 0 | 0 | 0 | 0 | 0 | 0 | 0 | 0
F4_Industrial_Other Industrial_New_Process_Natural Gas_Process - Insulate Heated Process Fluids_A_Achievable Economic UCT Potential | F4 | Industrial | Other Industrial | New | Process | Natural Gas | Process - Insulate Heated Process Fluids | A | Incremental Energy Savings (MWh or mTherms) | Achievable Economic UCT Potential | 0 | 0 | 0 | 0 | 0 | 0.082413 | 0.097447 | 0.11243 | 0.1273 | 0.14213 | 0.1413 | 0.1236 | 0.1073 | 0.092561 | 0.079341 | 0.067728 | 0.057557 | 0.04875 | 0.041154 | 0.034631 | 0.029074 | 0.00020761 | 7.7452e-05 | 2.7526e-05 | 9.3404e-06 | 0.081378 | 0.096463 | 0.11155 | 0.12827 | 0.14344 | 0.14276
F5_Industrial_Other Industrial_New_Process_Natural Gas_Process - Insulate Heated Process Fluids_A_Achievable Economic UCT Potential | F5 | Industrial | Other Industrial | New | Process | Natural Gas | Process - Insulate Heated Process Fluids | A | Incremental Summer Peak Savings (MW) | Achievable Economic UCT Potential | 0 | 0 | 0 | 0 | 0 | 0 | 0 | 0 | 0 | 0 | 0 | 0 | 0 | 0 | 0 | 0 | 0 | 0 | 0 | 0 | 0 | 0 | 0 | 0 | 0 | 0 | 0 | 0 | 0 | 0 | 0
F6_Industrial_Other Industrial_New_Process_Natural Gas_Process - Insulate Heated Process Fluids_A_Achievable Economic UCT Potential | F6 | Industrial | Other Industrial | New | Process | Natural Gas | Process - Insulate Heated Process Fluids | A | Incremental Winter Peak Savings (MW) | Achievable Economic UCT Potential | 0 | 0 | 0 | 0 | 0 | 0 | 0 | 0 | 0 | 0 | 0 | 0 | 0 | 0 | 0 | 0 | 0 | 0 | 0 | 0 | 0 | 0 | 0 | 0 | 0 | 0 | 0 | 0 | 0 | 0 | 0
F7_Industrial_Other Industrial_New_Process_Natural Gas_Process - Insulate Heated Process Fluids_A_Achievable Economic UCT Potential | F7 | Industrial | Other Industrial | New | Process | Natural Gas | Process - Insulate Heated Process Fluids | A | Cumulative Energy Savings (MWh or mTherms) | Achievable Economic UCT Potential | 0 | 0 | 0 | 0 | 0 | 0.082413 | 0.1797 | 0.29182 | 0.41864 | 0.56011 | 0.7008 | 0.82372 | 0.9303 | 1.0222 | 1.1009 | 1.1681 | 1.2252 | 1.2736 | 1.3146 | 1.349 | 1.3779 | 1.378 | 1.3779 | 1.3778 | 1.3776 | 1.3784 | 1.3791 | 1.3798 | 0 | 0 | 0
F8_Industrial_Other Industrial_New_Process_Natural Gas_Process - Insulate Heated Process Fluids_A_Achievable Economic UCT Potential | F8 | Industrial | Other Industrial | New | Process | Natural Gas | Process - Insulate Heated Process Fluids | A | Cumulative Summer Peak Savings (MW) | Achievable Economic UCT Potential | 0 | 0 | 0 | 0 | 0 | 0 | 0 | 0 | 0 | 0 | 0 | 0 | 0 | 0 | 0 | 0 | 0 | 0 | 0 | 0 | 0 | 0 | 0 | 0 | 0 | 0 | 0 | 0 | 0 | 0 | 0
F9_Industrial_Other Industrial_New_Process_Natural Gas_Process - Insulate Heated Process Fluids_A_Achievable Economic UCT Potential | F9 | Industrial | Other Industrial | New | Process | Natural Gas | Process - Insulate Heated Process Fluids | A | Cumulative Winter Peak Savings (MW) | Achievable Economic UCT Potential | 0 | 0 | 0 | 0 | 0 | 0 | 0 | 0 | 0 | 0 | 0 | 0 | 0 | 0 | 0 | 0 | 0 | 0 | 0 | 0 | 0 | 0 | 0 | 0 | 0 | 0 | 0 | 0 | 0 | 0 | 0
F10_Industrial_Other Industrial_New_Process_Natural Gas_Process - Insulate Heated Process Fluids_A_Achievable Economic UCT Potential | F10 | Industrial | Other Industrial | New | Process | Natural Gas | Process - Insulate Heated Process Fluids | A | Purchases (Incremental) | Achievable Economic UCT Potential | 0 | 0 | 0 | 0 | 0 | 6.0696 | 7.1908 | 8.3114 | 9.4254 | 10.54 | 10.4899 | 9.1849 | 7.9806 | 6.8896 | 5.9093 | 5.0468 | 4.2905 | 3.6348 | 3.069 | 2.583 | 2.1687 | 0.015487 | 0.0057785 | 0.0020539 | 0.00069706 | 6.0696 | 7.1908 | 8.3114 | 9.4254 | 10.54 | 10.4899
F11_Industrial_Other Industrial_New_Process_Natural Gas_Process - Insulate Heated Process Fluids_A_Achievable Economic UCT Potential | F11 | Industrial | Other Industrial | New | Process | Natural Gas | Process - Insulate Heated Process Fluids | A | Purchases (Cumulative) | Achievable Economic UCT Potential | 0 | 0 | 0 | 0 | 0 | 6.0696 | 13.2604 | 21.5717 | 30.9971 | 41.5371 | 52.027 | 61.2119 | 69.1925 | 76.0821 | 81.9914 | 87.0381 | 91.3286 | 94.9634 | 98.0324 | 100.6154 | 102.7841 | 102.7996 | 102.8053 | 102.8074 | 102.8081 | 102.8081 | 102.8081 | 102.8081 | 102.8081 | 102.8081 | 102.8081
F1_Industrial_Other Industrial_New_Process_Natural Gas_Process Heat Recovery_A_Achievable Economic UCT Potential | F1 | Industrial | Other Industrial | New | Process | Natural Gas | Process Heat Recovery | A | Integrated Unit Energy Savings (kWh or therms) | Achievable Economic UCT Potential | 0 | 0 | 0 | 0 | 0 | 0.033055 | 0.032977 | 0.032907 | 0.032843 | 0.032781 | 0.032737 | 0.0327 | 0.032668 | 0.032642 | 0.032621 | 0.032606 | 0.032595 | 0.032588 | 0.032584 | 0.032581 | 0.03258 | 0.03258 | 0.03258 | 0.032578 | 0.032576 | 0.032597 | 0.032617 | 0.032635 | 0 | 0 | 0
F2_Industrial_Other Industrial_New_Process_Natural Gas_Process Heat Recovery_A_Achievable Economic UCT Potential | F2 | Industrial | Other Industrial | New | Process | Natural Gas | Process Heat Recovery | A | Integrated Unit Summer Peak Savings (kW) | Achievable Economic UCT Potential | 0 | 0 | 0 | 0 | 0 | 0 | 0 | 0 | 0 | 0 | 0 | 0 | 0 | 0 | 0 | 0 | 0 | 0 | 0 | 0 | 0 | 0 | 0 | 0 | 0 | 0 | 0 | 0 | 0 | 0 | 0
F3_Industrial_Other Industrial_New_Process_Natural Gas_Process Heat Recovery_A_Achievable Economic UCT Potential | F3 | Industrial | Other Industrial | New | Process | Natural Gas | Process Heat Recovery | A | Integrated Unit Winter Peak Savings (kW) | Achievable Economic UCT Potential | 0 | 0 | 0 | 0 | 0 | 0 | 0 | 0 | 0 | 0 | 0 | 0 | 0 | 0 | 0 | 0 | 0 | 0 | 0 | 0 | 0 | 0 | 0 | 0 | 0 | 0 | 0 | 0 | 0 | 0 | 0
F4_Industrial_Other Industrial_New_Process_Natural Gas_Process Heat Recovery_A_Achievable Economic UCT Potential | F4 | Industrial | Other Industrial | New | Process | Natural Gas | Process Heat Recovery | A | Incremental Energy Savings (MWh or mTherms) | Achievable Economic UCT Potential | 0 | 0 | 0 | 0 | 0 | 0 | 0 | 0 | 0 | 0 | 0 | 0 | 0 | 0 | 0 | 0 | 0 | 0 | 0 | 0 | 0 | 0 | 0 | 0 | 0 | 0 | 0 | 0 | 0 | 0 | 0
F5_Industrial_Other Industrial_New_Process_Natural Gas_Process Heat Recovery_A_Achievable Economic UCT Potential | F5 | Industrial | Other Industrial | New | Process | Natural Gas | Process Heat Recovery | A | Incremental Summer Peak Savings (MW) | Achievable Economic UCT Potential | 0 | 0 | 0 | 0 | 0 | 0 | 0 | 0 | 0 | 0 | 0 | 0 | 0 | 0 | 0 | 0 | 0 | 0 | 0 | 0 | 0 | 0 | 0 | 0 | 0 | 0 | 0 | 0 | 0 | 0 | 0
F6_Industrial_Other Industrial_New_Process_Natural Gas_Process Heat Recovery_A_Achievable Economic UCT Potential | F6 | Industrial | Other Industrial | New | Process | Natural Gas | Process Heat Recovery | A | Incremental Winter Peak Savings (MW) | Achievable Economic UCT Potential | 0 | 0 | 0 | 0 | 0 | 0 | 0 | 0 | 0 | 0 | 0 | 0 | 0 | 0 | 0 | 0 | 0 | 0 | 0 | 0 | 0 | 0 | 0 | 0 | 0 | 0 | 0 | 0 | 0 | 0 | 0
F7_Industrial_Other Industrial_New_Process_Natural Gas_Process Heat Recovery_A_Achievable Economic UCT Potential | F7 | Industrial | Other Industrial | New | Process | Natural Gas | Process Heat Recovery | A | Cumulative Energy Savings (MWh or mTherms) | Achievable Economic UCT Potential | 0 | 0 | 0 | 0 | 0 | 0 | 0 | 0 | 0 | 0 | 0 | 0 | 0 | 0 | 0 | 0 | 0 | 0 | 0 | 0 | 0 | 0 | 0 | 0 | 0 | 0 | 0 | 0 | 0 | 0 | 0
F8_Industrial_Other Industrial_New_Process_Natural Gas_Process Heat Recovery_A_Achievable Economic UCT Potential | F8 | Industrial | Other Industrial | New | Process | Natural Gas | Process Heat Recovery | A | Cumulative Summer Peak Savings (MW) | Achievable Economic UCT Potential | 0 | 0 | 0 | 0 | 0 | 0 | 0 | 0 | 0 | 0 | 0 | 0 | 0 | 0 | 0 | 0 | 0 | 0 | 0 | 0 | 0 | 0 | 0 | 0 | 0 | 0 | 0 | 0 | 0 | 0 | 0
F9_Industrial_Other Industrial_New_Process_Natural Gas_Process Heat Recovery_A_Achievable Economic UCT Potential | F9 | Industrial | Other Industrial | New | Process | Natural Gas | Process Heat Recovery | A | Cumulative Winter Peak Savings (MW) | Achievable Economic UCT Potential | 0 | 0 | 0 | 0 | 0 | 0 | 0 | 0 | 0 | 0 | 0 | 0 | 0 | 0 | 0 | 0 | 0 | 0 | 0 | 0 | 0 | 0 | 0 | 0 | 0 | 0 | 0 | 0 | 0 | 0 | 0
F10_Industrial_Other Industrial_New_Process_Natural Gas_Process Heat Recovery_A_Achievable Economic UCT Potential | F10 | Industrial | Other Industrial | New | Process | Natural Gas | Process Heat Recovery | A | Purchases (Incremental) | Achievable Economic UCT Potential | 0 | 0 | 0 | 0 | 0 | 0 | 0 | 0 | 0 | 0 | 0 | 0 | 0 | 0 | 0 | 0 | 0 | 0 | 0 | 0 | 0 | 0 | 0 | 0 | 0 | 0 | 0 | 0 | 0 | 0 | 0
F11_Industrial_Other Industrial_New_Process_Natural Gas_Process Heat Recovery_A_Achievable Economic UCT Potential | F11 | Industrial | Other Industrial | New | Process | Natural Gas | Process Heat Recovery | A | Purchases (Cumulative) | Achievable Economic UCT Potential | 0 | 0 | 0 | 0 | 0 | 0 | 0 | 0 | 0 | 0 | 0 | 0 | 0 | 0 | 0 | 0 | 0 | 0 | 0 | 0 | 0 | 0 | 0 | 0 | 0 | 0 | 0 | 0 | 0 | 0 | 0
F1_Industrial_Other Industrial_New_Space Heating_Natural Gas_Building Automation System_A_Achievable Economic UCT Potential | F1 | Industrial | Other Industrial | New | Space Heating | Natural Gas | Building Automation System | A | Integrated Unit Energy Savings (kWh or therms) | Achievable Economic UCT Potential | 0 | 0 | 0 | 0 | 0 | 0.014549 | 0.014313 | 0.014117 | 0.013949 | 0.013799 | 0.013662 | 0.013499 | 0.013323 | 0.013145 | 0.01297 | 0.012811 | 0.012669 | 0.012549 | 0.012388 | 0.012265 | 0.012171 | 0.012096 | 0.012055 | 0.012028 | 0.012011 | 0.012002 | 0.011996 | 0.011995 | 0 | 0 | 0
F2_Industrial_Other Industrial_New_Space Heating_Natural Gas_Building Automation System_A_Achievable Economic UCT Potential | F2 | Industrial | Other Industrial | New | Space Heating | Natural Gas | Building Automation System | A | Integrated Unit Summer Peak Savings (kW) | Achievable Economic UCT Potential | 0 | 0 | 0 | 0 | 0 | 0 | 0 | 0 | 0 | 0 | 0 | 0 | 0 | 0 | 0 | 0 | 0 | 0 | 0 | 0 | 0 | 0 | 0 | 0 | 0 | 0 | 0 | 0 | 0 | 0 | 0
F3_Industrial_Other Industrial_New_Space Heating_Natural Gas_Building Automation System_A_Achievable Economic UCT Potential | F3 | Industrial | Other Industrial | New | Space Heating | Natural Gas | Building Automation System | A | Integrated Unit Winter Peak Savings (kW) | Achievable Economic UCT Potential | 0 | 0 | 0 | 0 | 0 | 0 | 0 | 0 | 0 | 0 | 0 | 0 | 0 | 0 | 0 | 0 | 0 | 0 | 0 | 0 | 0 | 0 | 0 | 0 | 0 | 0 | 0 | 0 | 0 | 0 | 0
F4_Industrial_Other Industrial_New_Space Heating_Natural Gas_Building Automation System_A_Achievable Economic UCT Potential | F4 | Industrial | Other Industrial | New | Space Heating | Natural Gas | Building Automation System | A | Incremental Energy Savings (MWh or mTherms) | Achievable Economic UCT Potential | 0 | 0 | 0 | 0 | 0 | 0.00076035 | 0.0017714 | 0.0035857 | 0.0065357 | 0.010974 | 0.017208 | 0.025313 | 0.035176 | 0.046321 | 0.057783 | 0.068364 | 0.076424 | 0.080502 | 0.079066 | 0.072405 | 0.062364 | 0.049624 | 0.035769 | 0.023773 | 0.016114 | 0.015117 | 0.022496 | 0.03167 | 0 | 0 | 0
F5_Industrial_Other Industrial_New_Space Heating_Natural Gas_Building Automation System_A_Achievable Economic UCT Potential | F5 | Industrial | Other Industrial | New | Space Heating | Natural Gas | Building Automation System | A | Incremental Summer Peak Savings (MW) | Achievable Economic UCT Potential | 0 | 0 | 0 | 0 | 0 | 0 | 0 | 0 | 0 | 0 | 0 | 0 | 0 | 0 | 0 | 0 | 0 | 0 | 0 | 0 | 0 | 0 | 0 | 0 | 0 | 0 | 0 | 0 | 0 | 0 | 0
F6_Industrial_Other Industrial_New_Space Heating_Natural Gas_Building Automation System_A_Achievable Economic UCT Potential | F6 | Industrial | Other Industrial | New | Space Heating | Natural Gas | Building Automation System | A | Incremental Winter Peak Savings (MW) | Achievable Economic UCT Potential | 0 | 0 | 0 | 0 | 0 | 0 | 0 | 0 | 0 | 0 | 0 | 0 | 0 | 0 | 0 | 0 | 0 | 0 | 0 | 0 | 0 | 0 | 0 | 0 | 0 | 0 | 0 | 0 | 0 | 0 | 0
F7_Industrial_Other Industrial_New_Space Heating_Natural Gas_Building Automation System_A_Achievable Economic UCT Potential | F7 | Industrial | Other Industrial | New | Space Heating | Natural Gas | Building Automation System | A | Cumulative Energy Savings (MWh or mTherms) | Achievable Economic UCT Potential | 0 | 0 | 0 | 0 | 0 | 0.00076035 | 0.0025194 | 0.0060708 | 0.012534 | 0.023372 | 0.040349 | 0.065181 | 0.099507 | 0.1445 | 0.20035 | 0.26627 | 0.33973 | 0.41703 | 0.49075 | 0.55826 | 0.61572 | 0.66007 | 0.69053 | 0.70711 | 0.71269 | 0.71213 | 0.71181 | 0.71173 | 0 | 0 | 0
F8_Industrial_Other Industrial_New_Space Heating_Natural Gas_Building Automation System_A_Achievable Economic UCT Potential | F8 | Industrial | Other Industrial | New | Space Heating | Natural Gas | Building Automation System | A | Cumulative Summer Peak Savings (MW) | Achievable Economic UCT Potential | 0 | 0 | 0 | 0 | 0 | 0 | 0 | 0 | 0 | 0 | 0 | 0 | 0 | 0 | 0 | 0 | 0 | 0 | 0 | 0 | 0 | 0 | 0 | 0 | 0 | 0 | 0 | 0 | 0 | 0 | 0
F9_Industrial_Other Industrial_New_Space Heating_Natural Gas_Building Automation System_A_Achievable Economic UCT Potential | F9 | Industrial | Other Industrial | New | Space Heating | Natural Gas | Building Automation System | A | Cumulative Winter Peak Savings (MW) | Achievable Economic UCT Potential | 0 | 0 | 0 | 0 | 0 | 0 | 0 | 0 | 0 | 0 | 0 | 0 | 0 | 0 | 0 | 0 | 0 | 0 | 0 | 0 | 0 | 0 | 0 | 0 | 0 | 0 | 0 | 0 | 0 | 0 | 0
F10_Industrial_Other Industrial_New_Space Heating_Natural Gas_Building Automation System_A_Achievable Economic UCT Potential | F10 | Industrial | Other Industrial | New | Space Heating | Natural Gas | Building Automation System | A | Purchases (Incremental) | Achievable Economic UCT Potential | 0 | 0 | 0 | 0 | 0 | 52.2611 | 123.7643 | 253.9944 | 468.5329 | 795.2662 | 1259.5382 | 1875.2124 | 2640.253 | 3523.8809 | 4455.3026 | 5336.2116 | 6032.4967 | 6414.9855 | 6382.3297 | 5903.516 | 5123.9264 | 4102.4257 | 2967.1191 | 1976.4887 | 1341.55 | 1259.5382 | 1875.2124 | 2640.253 | 3523.8809 | 4455.3026 | 5336.2116
F11_Industrial_Other Industrial_New_Space Heating_Natural Gas_Building Automation System_A_Achievable Economic UCT Potential | F11 | Industrial | Other Industrial | New | Space Heating | Natural Gas | Building Automation System | A | Purchases (Cumulative) | Achievable Economic UCT Potential | 0 | 0 | 0 | 0 | 0 | 52.2611 | 176.0254 | 430.0198 | 898.5527 | 1693.8189 | 2953.3571 | 4828.5696 | 7468.8226 | 10992.7035 | 15448.0061 | 20784.2177 | 26816.7144 | 33231.6999 | 39614.0296 | 45517.5456 | 50589.211 | 54567.8724 | 57280.997 | 58788.9529 | 59335.2367 | 59335.2367 | 59335.2367 | 59335.2367 | 59335.2367 | 59335.2367 | 59335.2367
F1_Industrial_Other Industrial_New_Space Heating_Natural Gas_Steam System Efficiency Improvements_A_Achievable Economic UCT Potential | F1 | Industrial | Other Industrial | New | Space Heating | Natural Gas | Steam System Efficiency Improvements | A | Integrated Unit Energy Savings (kWh or therms) | Achievable Economic UCT Potential | 0 | 0 | 0 | 0 | 0 | 0 | 0 | 0 | 0 | 0 | 0 | 0 | 0 | 0 | 0 | 0 | 0 | 0 | 0 | 0 | 0 | 0 | 0 | 0 | 0 | 0 | 0 | 0 | 0 | 0 | 0
F2_Industrial_Other Industrial_New_Space Heating_Natural Gas_Steam System Efficiency Improvements_A_Achievable Economic UCT Potential | F2 | Industrial | Other Industrial | New | Space Heating | Natural Gas | Steam System Efficiency Improvements | A | Integrated Unit Summer Peak Savings (kW) | Achievable Economic UCT Potential | 0 | 0 | 0 | 0 | 0 | 0 | 0 | 0 | 0 | 0 | 0 | 0 | 0 | 0 | 0 | 0 | 0 | 0 | 0 | 0 | 0 | 0 | 0 | 0 | 0 | 0 | 0 | 0 | 0 | 0 | 0
F3_Industrial_Other Industrial_New_Space Heating_Natural Gas_Steam System Efficiency Improvements_A_Achievable Economic UCT Potential | F3 | Industrial | Other Industrial | New | Space Heating | Natural Gas | Steam System Efficiency Improvements | A | Integrated Unit Winter Peak Savings (kW) | Achievable Economic UCT Potential | 0 | 0 | 0 | 0 | 0 | 0 | 0 | 0 | 0 | 0 | 0 | 0 | 0 | 0 | 0 | 0 | 0 | 0 | 0 | 0 | 0 | 0 | 0 | 0 | 0 | 0 | 0 | 0 | 0 | 0 | 0
F4_Industrial_Other Industrial_New_Space Heating_Natural Gas_Steam System Efficiency Improvements_A_Achievable Economic UCT Potential | F4 | Industrial | Other Industrial | New | Space Heating | Natural Gas | Steam System Efficiency Improvements | A | Incremental Energy Savings (MWh or mTherms) | Achievable Economic UCT Potential | 0 | 0 | 0 | 0 | 0 | 0 | 0 | 0 | 0 | 0 | 0 | 0 | 0 | 0 | 0 | 0 | 0 | 0 | 0 | 0 | 0 | 0 | 0 | 0 | 0 | 0 | 0 | 0 | 0 | 0 | 0
F5_Industrial_Other Industrial_New_Space Heating_Natural Gas_Steam System Efficiency Improvements_A_Achievable Economic UCT Potential | F5 | Industrial | Other Industrial | New | Space Heating | Natural Gas | Steam System Efficiency Improvements | A | Incremental Summer Peak Savings (MW) | Achievable Economic UCT Potential | 0 | 0 | 0 | 0 | 0 | 0 | 0 | 0 | 0 | 0 | 0 | 0 | 0 | 0 | 0 | 0 | 0 | 0 | 0 | 0 | 0 | 0 | 0 | 0 | 0 | 0 | 0 | 0 | 0 | 0 | 0
F6_Industrial_Other Industrial_New_Space Heating_Natural Gas_Steam System Efficiency Improvements_A_Achievable Economic UCT Potential | F6 | Industrial | Other Industrial | New | Space Heating | Natural Gas | Steam System Efficiency Improvements | A | Incremental Winter Peak Savings (MW) | Achievable Economic UCT Potential | 0 | 0 | 0 | 0 | 0 | 0 | 0 | 0 | 0 | 0 | 0 | 0 | 0 | 0 | 0 | 0 | 0 | 0 | 0 | 0 | 0 | 0 | 0 | 0 | 0 | 0 | 0 | 0 | 0 | 0 | 0
F7_Industrial_Other Industrial_New_Space Heating_Natural Gas_Steam System Efficiency Improvements_A_Achievable Economic UCT Potential | F7 | Industrial | Other Industrial | New | Space Heating | Natural Gas | Steam System Efficiency Improvements | A | Cumulative Energy Savings (MWh or mTherms) | Achievable Economic UCT Potential | 0 | 0 | 0 | 0 | 0 | 0 | 0 | 0 | 0 | 0 | 0 | 0 | 0 | 0 | 0 | 0 | 0 | 0 | 0 | 0 | 0 | 0 | 0 | 0 | 0 | 0 | 0 | 0 | 0 | 0 | 0
F8_Industrial_Other Industrial_New_Space Heating_Natural Gas_Steam System Efficiency Improvements_A_Achievable Economic UCT Potential | F8 | Industrial | Other Industrial | New | Space Heating | Natural Gas | Steam System Efficiency Improvements | A | Cumulative Summer Peak Savings (MW) | Achievable Economic UCT Potential | 0 | 0 | 0 | 0 | 0 | 0 | 0 | 0 | 0 | 0 | 0 | 0 | 0 | 0 | 0 | 0 | 0 | 0 | 0 | 0 | 0 | 0 | 0 | 0 | 0 | 0 | 0 | 0 | 0 | 0 | 0
F9_Industrial_Other Industrial_New_Space Heating_Natural Gas_Steam System Efficiency Improvements_A_Achievable Economic UCT Potential | F9 | Industrial | Other Industrial | New | Space Heating | Natural Gas | Steam System Efficiency Improvements | A | Cumulative Winter Peak Savings (MW) | Achievable Economic UCT Potential | 0 | 0 | 0 | 0 | 0 | 0 | 0 | 0 | 0 | 0 | 0 | 0 | 0 | 0 | 0 | 0 | 0 | 0 | 0 | 0 | 0 | 0 | 0 | 0 | 0 | 0 | 0 | 0 | 0 | 0 | 0
F10_Industrial_Other Industrial_New_Space Heating_Natural Gas_Steam System Efficiency Improvements_A_Achievable Economic UCT Potential | F10 | Industrial | Other Industrial | New | Space Heating | Natural Gas | Steam System Efficiency Improvements | A | Purchases (Incremental) | Achievable Economic UCT Potential | 0 | 0 | 0 | 0 | 0 | 0 | 0 | 0 | 0 | 0 | 0 | 0 | 0 | 0 | 0 | 0 | 0 | 0 | 0 | 0 | 0 | 0 | 0 | 0 | 0 | 0 | 0 | 0 | 0 | 0 | 0
F11_Industrial_Other Industrial_New_Space Heating_Natural Gas_Steam System Efficiency Improvements_A_Achievable Economic UCT Potential | F11 | Industrial | Other Industrial | New | Space Heating | Natural Gas | Steam System Efficiency Improvements | A | Purchases (Cumulative) | Achievable Economic UCT Potential | 0 | 0 | 0 | 0 | 0 | 0 | 0 | 0 | 0 | 0 | 0 | 0 | 0 | 0 | 0 | 0 | 0 | 0 | 0 | 0 | 0 | 0 | 0 | 0 | 0 | 0 | 0 | 0 | 0 | 0 | 0
F1_Industrial_Other Industrial_New_Process_Natural Gas_Steam System Efficiency Improvements_A_Achievable Economic UCT Potential | F1 | Industrial | Other Industrial | New | Process | Natural Gas | Steam System Efficiency Improvements | A | Integrated Unit Energy Savings (kWh or therms) | Achievable Economic UCT Potential | 0 | 0 | 0 | 0 | 0 | 0.10593 | 0.10569 | 0.10546 | 0.10525 | 0.10506 | 0.10492 | 0.1048 | 0.1047 | 0.10461 | 0.10454 | 0.10449 | 0.10446 | 0.10444 | 0.10443 | 0.10442 | 0.10441 | 0.10441 | 0.10441 | 0.10441 | 0.1044 | 0.10447 | 0.10453 | 0.10459 | 0.10623 | 0.10623 | 0.10623
F2_Industrial_Other Industrial_New_Process_Natural Gas_Steam System Efficiency Improvements_A_Achievable Economic UCT Potential | F2 | Industrial | Other Industrial | New | Process | Natural Gas | Steam System Efficiency Improvements | A | Integrated Unit Summer Peak Savings (kW) | Achievable Economic UCT Potential | 0 | 0 | 0 | 0 | 0 | 0 | 0 | 0 | 0 | 0 | 0 | 0 | 0 | 0 | 0 | 0 | 0 | 0 | 0 | 0 | 0 | 0 | 0 | 0 | 0 | 0 | 0 | 0 | 0 | 0 | 0
F3_Industrial_Other Industrial_New_Process_Natural Gas_Steam System Efficiency Improvements_A_Achievable Economic UCT Potential | F3 | Industrial | Other Industrial | New | Process | Natural Gas | Steam System Efficiency Improvements | A | Integrated Unit Winter Peak Savings (kW) | Achievable Economic UCT Potential | 0 | 0 | 0 | 0 | 0 | 0 | 0 | 0 | 0 | 0 | 0 | 0 | 0 | 0 | 0 | 0 | 0 | 0 | 0 | 0 | 0 | 0 | 0 | 0 | 0 | 0 | 0 | 0 | 0 | 0 | 0
F4_Industrial_Other Industrial_New_Process_Natural Gas_Steam System Efficiency Improvements_A_Achievable Economic UCT Potential | F4 | Industrial | Other Industrial | New | Process | Natural Gas | Steam System Efficiency Improvements | A | Incremental Energy Savings (MWh or mTherms) | Achievable Economic UCT Potential | 0 | 0 | 0 | 0 | 0 | 0 | 0 | 0 | 0 | 0 | 0 | 0 | 0 | 0 | 0 | 0 | 0 | 0 | 0 | 0 | 0 | 0 | 0 | 0 | 0 | 0 | 0 | 0 | 0 | 0 | 0
F5_Industrial_Other Industrial_New_Process_Natural Gas_Steam System Efficiency Improvements_A_Achievable Economic UCT Potential | F5 | Industrial | Other Industrial | New | Process | Natural Gas | Steam System Efficiency Improvements | A | Incremental Summer Peak Savings (MW) | Achievable Economic UCT Potential | 0 | 0 | 0 | 0 | 0 | 0 | 0 | 0 | 0 | 0 | 0 | 0 | 0 | 0 | 0 | 0 | 0 | 0 | 0 | 0 | 0 | 0 | 0 | 0 | 0 | 0 | 0 | 0 | 0 | 0 | 0
F6_Industrial_Other Industrial_New_Process_Natural Gas_Steam System Efficiency Improvements_A_Achievable Economic UCT Potential | F6 | Industrial | Other Industrial | New | Process | Natural Gas | Steam System Efficiency Improvements | A | Incremental Winter Peak Savings (MW) | Achievable Economic UCT Potential | 0 | 0 | 0 | 0 | 0 | 0 | 0 | 0 | 0 | 0 | 0 | 0 | 0 | 0 | 0 | 0 | 0 | 0 | 0 | 0 | 0 | 0 | 0 | 0 | 0 | 0 | 0 | 0 | 0 | 0 | 0
F7_Industrial_Other Industrial_New_Process_Natural Gas_Steam System Efficiency Improvements_A_Achievable Economic UCT Potential | F7 | Industrial | Other Industrial | New | Process | Natural Gas | Steam System Efficiency Improvements | A | Cumulative Energy Savings (MWh or mTherms) | Achievable Economic UCT Potential | 0 | 0 | 0 | 0 | 0 | 0 | 0 | 0 | 0 | 0 | 0 | 0 | 0 | 0 | 0 | 0 | 0 | 0 | 0 | 0 | 0 | 0 | 0 | 0 | 0 | 0 | 0 | 0 | 0 | 0 | 0
F8_Industrial_Other Industrial_New_Process_Natural Gas_Steam System Efficiency Improvements_A_Achievable Economic UCT Potential | F8 | Industrial | Other Industrial | New | Process | Natural Gas | Steam System Efficiency Improvements | A | Cumulative Summer Peak Savings (MW) | Achievable Economic UCT Potential | 0 | 0 | 0 | 0 | 0 | 0 | 0 | 0 | 0 | 0 | 0 | 0 | 0 | 0 | 0 | 0 | 0 | 0 | 0 | 0 | 0 | 0 | 0 | 0 | 0 | 0 | 0 | 0 | 0 | 0 | 0
F9_Industrial_Other Industrial_New_Process_Natural Gas_Steam System Efficiency Improvements_A_Achievable Economic UCT Potential | F9 | Industrial | Other Industrial | New | Process | Natural Gas | Steam System Efficiency Improvements | A | Cumulative Winter Peak Savings (MW) | Achievable Economic UCT Potential | 0 | 0 | 0 | 0 | 0 | 0 | 0 | 0 | 0 | 0 | 0 | 0 | 0 | 0 | 0 | 0 | 0 | 0 | 0 | 0 | 0 | 0 | 0 | 0 | 0 | 0 | 0 | 0 | 0 | 0 | 0
F10_Industrial_Other Industrial_New_Process_Natural Gas_Steam System Efficiency Improvements_A_Achievable Economic UCT Potential | F10 | Industrial | Other Industrial | New | Process | Natural Gas | Steam System Efficiency Improvements | A | Purchases (Incremental) | Achievable Economic UCT Potential | 0 | 0 | 0 | 0 | 0 | 0 | 0 | 0 | 0 | 0 | 0 | 0 | 0 | 0 | 0 | 0 | 0 | 0 | 0 | 0 | 0 | 0 | 0 | 0 | 0 | 0 | 0 | 0 | 0 | 0 | 0
F11_Industrial_Other Industrial_New_Process_Natural Gas_Steam System Efficiency Improvements_A_Achievable Economic UCT Potential | F11 | Industrial | Other Industrial | New | Process | Natural Gas | Steam System Efficiency Improvements | A | Purchases (Cumulative) | Achievable Economic UCT Potential | 0 | 0 | 0 | 0 | 0 | 0 | 0 | 0 | 0 | 0 | 0 | 0 | 0 | 0 | 0 | 0 | 0 | 0 | 0 | 0 | 0 | 0 | 0 | 0 | 0 | 0 | 0 | 0 | 0 | 0 | 0
F1_Industrial_Other Industrial_New_Space Heating_Natural Gas_Strategic Energy Management_A_Achievable Economic UCT Potential | F1 | Industrial | Other Industrial | New | Space Heating | Natural Gas | Strategic Energy Management | A | Integrated Unit Energy Savings (kWh or therms) | Achievable Economic UCT Potential | 0 | 0 | 0 | 0 | 0 | 2.9498 | 2.9014 | 2.861 | 2.8256 | 2.7932 | 2.7629 | 2.7262 | 2.6861 | 2.6447 | 2.603 | 2.5643 | 2.5287 | 2.4981 | 2.4601 | 2.4309 | 2.409 | 2.3925 | 2.384 | 2.3796 | 2.3781 | 2.3784 | 2.3793 | 2.3809 | 0 | 0 | 0
F2_Industrial_Other Industrial_New_Space Heating_Natural Gas_Strategic Energy Management_A_Achievable Economic UCT Potential | F2 | Industrial | Other Industrial | New | Space Heating | Natural Gas | Strategic Energy Management | A | Integrated Unit Summer Peak Savings (kW) | Achievable Economic UCT Potential | 0 | 0 | 0 | 0 | 0 | 0 | 0 | 0 | 0 | 0 | 0 | 0 | 0 | 0 | 0 | 0 | 0 | 0 | 0 | 0 | 0 | 0 | 0 | 0 | 0 | 0 | 0 | 0 | 0 | 0 | 0
F3_Industrial_Other Industrial_New_Space Heating_Natural Gas_Strategic Energy Management_A_Achievable Economic UCT Potential | F3 | Industrial | Other Industrial | New | Space Heating | Natural Gas | Strategic Energy Management | A | Integrated Unit Winter Peak Savings (kW) | Achievable Economic UCT Potential | 0 | 0 | 0 | 0 | 0 | 0 | 0 | 0 | 0 | 0 | 0 | 0 | 0 | 0 | 0 | 0 | 0 | 0 | 0 | 0 | 0 | 0 | 0 | 0 | 0 | 0 | 0 | 0 | 0 | 0 | 0
F4_Industrial_Other Industrial_New_Space Heating_Natural Gas_Strategic Energy Management_A_Achievable Economic UCT Potential | F4 | Industrial | Other Industrial | New | Space Heating | Natural Gas | Strategic Energy Management | A | Incremental Energy Savings (MWh or mTherms) | Achievable Economic UCT Potential | 0 | 0 | 0 | 0 | 0 | 0.0047806 | 0.0055708 | 0.0063493 | 0.0071112 | 0.0078609 | 0.0085984 | 0.0092861 | 0.0099371 | 0.010558 | 0.011141 | 0.011717 | 0.012279 | 0.012845 | 0.013351 | 0.013879 | 0.014435 | 0.01501 | 0.015626 | 0.016262 | 0.016914 | 0.014252 | 0.014927 | 0.015605 | 0 | 0 | 0
F5_Industrial_Other Industrial_New_Space Heating_Natural Gas_Strategic Energy Management_A_Achievable Economic UCT Potential | F5 | Industrial | Other Industrial | New | Space Heating | Natural Gas | Strategic Energy Management | A | Incremental Summer Peak Savings (MW) | Achievable Economic UCT Potential | 0 | 0 | 0 | 0 | 0 | 0 | 0 | 0 | 0 | 0 | 0 | 0 | 0 | 0 | 0 | 0 | 0 | 0 | 0 | 0 | 0 | 0 | 0 | 0 | 0 | 0 | 0 | 0 | 0 | 0 | 0
F6_Industrial_Other Industrial_New_Space Heating_Natural Gas_Strategic Energy Management_A_Achievable Economic UCT Potential | F6 | Industrial | Other Industrial | New | Space Heating | Natural Gas | Strategic Energy Management | A | Incremental Winter Peak Savings (MW) | Achievable Economic UCT Potential | 0 | 0 | 0 | 0 | 0 | 0 | 0 | 0 | 0 | 0 | 0 | 0 | 0 | 0 | 0 | 0 | 0 | 0 | 0 | 0 | 0 | 0 | 0 | 0 | 0 | 0 | 0 | 0 | 0 | 0 | 0
F7_Industrial_Other Industrial_New_Space Heating_Natural Gas_Strategic Energy Management_A_Achievable Economic UCT Potential | F7 | Industrial | Other Industrial | New | Space Heating | Natural Gas | Strategic Energy Management | A | Cumulative Energy Savings (MWh or mTherms) | Achievable Economic UCT Potential | 0 | 0 | 0 | 0 | 0 | 0.0047806 | 0.010273 | 0.016479 | 0.023387 | 0.030979 | 0.034763 | 0.038354 | 0.041765 | 0.045023 | 0.04813 | 0.051152 | 0.054107 | 0.057055 | 0.059718 | 0.062482 | 0.065348 | 0.068292 | 0.071417 | 0.074632 | 0.077921 | 0.077931 | 0.07796 | 0.078012 | 0 | 0 | 0
F8_Industrial_Other Industrial_New_Space Heating_Natural Gas_Strategic Energy Management_A_Achievable Economic UCT Potential | F8 | Industrial | Other Industrial | New | Space Heating | Natural Gas | Strategic Energy Management | A | Cumulative Summer Peak Savings (MW) | Achievable Economic UCT Potential | 0 | 0 | 0 | 0 | 0 | 0 | 0 | 0 | 0 | 0 | 0 | 0 | 0 | 0 | 0 | 0 | 0 | 0 | 0 | 0 | 0 | 0 | 0 | 0 | 0 | 0 | 0 | 0 | 0 | 0 | 0
F9_Industrial_Other Industrial_New_Space Heating_Natural Gas_Strategic Energy Management_A_Achievable Economic UCT Potential | F9 | Industrial | Other Industrial | New | Space Heating | Natural Gas | Strategic Energy Management | A | Cumulative Winter Peak Savings (MW) | Achievable Economic UCT Potential | 0 | 0 | 0 | 0 | 0 | 0 | 0 | 0 | 0 | 0 | 0 | 0 | 0 | 0 | 0 | 0 | 0 | 0 | 0 | 0 | 0 | 0 | 0 | 0 | 0 | 0 | 0 | 0 | 0 | 0 | 0
F10_Industrial_Other Industrial_New_Space Heating_Natural Gas_Strategic Energy Management_A_Achievable Economic UCT Potential | F10 | Industrial | Other Industrial | New | Space Heating | Natural Gas | Strategic Energy Management | A | Purchases (Incremental) | Achievable Economic UCT Potential | 0 | 0 | 0 | 0 | 0 | 1.6206 | 1.92 | 2.2192 | 2.5167 | 2.8143 | 3.1121 | 3.4062 | 3.6995 | 3.9922 | 4.2802 | 4.5693 | 4.8557 | 5.1421 | 5.427 | 5.7095 | 5.9922 | 6.2738 | 6.5543 | 6.8338 | 7.1123 | 5.9922 | 6.2738 | 6.5543 | 6.8338 | 7.1123 | 5.9922
F11_Industrial_Other Industrial_New_Space Heating_Natural Gas_Strategic Energy Management_A_Achievable Economic UCT Potential | F11 | Industrial | Other Industrial | New | Space Heating | Natural Gas | Strategic Energy Management | A | Purchases (Cumulative) | Achievable Economic UCT Potential | 0 | 0 | 0 | 0 | 0 | 1.6206 | 3.5407 | 5.7599 | 8.2766 | 11.0909 | 12.5824 | 14.0686 | 15.5488 | 17.0243 | 18.4902 | 19.9474 | 21.3968 | 22.8394 | 24.2743 | 25.7036 | 27.1265 | 28.5446 | 29.9569 | 31.3636 | 32.7664 | 32.7664 | 32.7664 | 32.7664 | 32.7664 | 32.7664 | 32.7664
F1_Industrial_Other Industrial_New_Process_Natural Gas_Strategic Energy Management_A_Achievable Economic UCT Potential | F1 | Industrial | Other Industrial | New | Process | Natural Gas | Strategic Energy Management | A | Integrated Unit Energy Savings (kWh or therms) | Achievable Economic UCT Potential | 0 | 0 | 0 | 0 | 0 | 1.4049 | 1.4034 | 1.4021 | 1.4009 | 1.3997 | 1.3986 | 1.3975 | 1.3966 | 1.3959 | 1.3953 | 1.3949 | 1.3946 | 1.3945 | 1.3945 | 1.3945 | 1.3947 | 1.3948 | 1.3948 | 1.3949 | 1.3949 | 1.3953 | 1.3957 | 1.3961 | 0 | 0 | 0
F2_Industrial_Other Industrial_New_Process_Natural Gas_Strategic Energy Management_A_Achievable Economic UCT Potential | F2 | Industrial | Other Industrial | New | Process | Natural Gas | Strategic Energy Management | A | Integrated Unit Summer Peak Savings (kW) | Achievable Economic UCT Potential | 0 | 0 | 0 | 0 | 0 | 0 | 0 | 0 | 0 | 0 | 0 | 0 | 0 | 0 | 0 | 0 | 0 | 0 | 0 | 0 | 0 | 0 | 0 | 0 | 0 | 0 | 0 | 0 | 0 | 0 | 0
F3_Industrial_Other Industrial_New_Process_Natural Gas_Strategic Energy Management_A_Achievable Economic UCT Potential | F3 | Industrial | Other Industrial | New | Process | Natural Gas | Strategic Energy Management | A | Integrated Unit Winter Peak Savings (kW) | Achievable Economic UCT Potential | 0 | 0 | 0 | 0 | 0 | 0 | 0 | 0 | 0 | 0 | 0 | 0 | 0 | 0 | 0 | 0 | 0 | 0 | 0 | 0 | 0 | 0 | 0 | 0 | 0 | 0 | 0 | 0 | 0 | 0 | 0
F4_Industrial_Other Industrial_New_Process_Natural Gas_Strategic Energy Management_A_Achievable Economic UCT Potential | F4 | Industrial | Other Industrial | New | Process | Natural Gas | Strategic Energy Management | A | Incremental Energy Savings (MWh or mTherms) | Achievable Economic UCT Potential | 0 | 0 | 0 | 0 | 0 | 0.14033 | 0.16608 | 0.19178 | 0.2173 | 0.24279 | 0.26827 | 0.2934 | 0.31845 | 0.34346 | 0.36808 | 0.39283 | 0.41738 | 0.44197 | 0.46646 | 0.49074 | 0.51509 | 0.53933 | 0.56348 | 0.58752 | 0.61148 | 0.51534 | 0.53971 | 0.56399 | 0 | 0 | 0
F5_Industrial_Other Industrial_New_Process_Natural Gas_Strategic Energy Management_A_Achievable Economic UCT Potential | F5 | Industrial | Other Industrial | New | Process | Natural Gas | Strategic Energy Management | A | Incremental Summer Peak Savings (MW) | Achievable Economic UCT Potential | 0 | 0 | 0 | 0 | 0 | 0 | 0 | 0 | 0 | 0 | 0 | 0 | 0 | 0 | 0 | 0 | 0 | 0 | 0 | 0 | 0 | 0 | 0 | 0 | 0 | 0 | 0 | 0 | 0 | 0 | 0
F6_Industrial_Other Industrial_New_Process_Natural Gas_Strategic Energy Management_A_Achievable Economic UCT Potential | F6 | Industrial | Other Industrial | New | Process | Natural Gas | Strategic Energy Management | A | Incremental Winter Peak Savings (MW) | Achievable Economic UCT Potential | 0 | 0 | 0 | 0 | 0 | 0 | 0 | 0 | 0 | 0 | 0 | 0 | 0 | 0 | 0 | 0 | 0 | 0 | 0 | 0 | 0 | 0 | 0 | 0 | 0 | 0 | 0 | 0 | 0 | 0 | 0
F7_Industrial_Other Industrial_New_Process_Natural Gas_Strategic Energy Management_A_Achievable Economic UCT Potential | F7 | Industrial | Other Industrial | New | Process | Natural Gas | Strategic Energy Management | A | Cumulative Energy Savings (MWh or mTherms) | Achievable Economic UCT Potential | 0 | 0 | 0 | 0 | 0 | 0.14033 | 0.30627 | 0.49777 | 0.71464 | 0.95682 | 1.0846 | 1.2118 | 1.3384 | 1.4647 | 1.5901 | 1.7149 | 1.8392 | 1.9631 | 2.0864 | 2.2093 | 2.3318 | 2.4539 | 2.5754 | 2.6964 | 2.8171 | 2.818 | 2.8188 | 2.8195 | 0 | 0 | 0
F8_Industrial_Other Industrial_New_Process_Natural Gas_Strategic Energy Management_A_Achievable Economic UCT Potential | F8 | Industrial | Other Industrial | New | Process | Natural Gas | Strategic Energy Management | A | Cumulative Summer Peak Savings (MW) | Achievable Economic UCT Potential | 0 | 0 | 0 | 0 | 0 | 0 | 0 | 0 | 0 | 0 | 0 | 0 | 0 | 0 | 0 | 0 | 0 | 0 | 0 | 0 | 0 | 0 | 0 | 0 | 0 | 0 | 0 | 0 | 0 | 0 | 0
F9_Industrial_Other Industrial_New_Process_Natural Gas_Strategic Energy Management_A_Achievable Economic UCT Potential | F9 | Industrial | Other Industrial | New | Process | Natural Gas | Strategic Energy Management | A | Cumulative Winter Peak Savings (MW) | Achievable Economic UCT Potential | 0 | 0 | 0 | 0 | 0 | 0 | 0 | 0 | 0 | 0 | 0 | 0 | 0 | 0 | 0 | 0 | 0 | 0 | 0 | 0 | 0 | 0 | 0 | 0 | 0 | 0 | 0 | 0 | 0 | 0 | 0
F10_Industrial_Other Industrial_New_Process_Natural Gas_Strategic Energy Management_A_Achievable Economic UCT Potential | F10 | Industrial | Other Industrial | New | Process | Natural Gas | Strategic Energy Management | A | Purchases (Incremental) | Achievable Economic UCT Potential | 0 | 0 | 0 | 0 | 0 | 99.8882 | 118.3402 | 136.7822 | 155.1153 | 173.4584 | 191.8167 | 209.9418 | 228.0174 | 246.0563 | 263.8087 | 281.6289 | 299.2792 | 316.9318 | 334.4955 | 351.9026 | 369.3302 | 386.6858 | 403.9739 | 421.1991 | 438.3656 | 369.3302 | 386.6858 | 403.9739 | 421.1991 | 438.3656 | 369.3302
F11_Industrial_Other Industrial_New_Process_Natural Gas_Strategic Energy Management_A_Achievable Economic UCT Potential | F11 | Industrial | Other Industrial | New | Process | Natural Gas | Strategic Energy Management | A | Purchases (Cumulative) | Achievable Economic UCT Potential | 0 | 0 | 0 | 0 | 0 | 99.8882 | 218.2284 | 355.0106 | 510.1259 | 683.5843 | 775.5128 | 867.1144 | 958.3496 | 1049.2905 | 1139.6408 | 1229.4531 | 1318.7905 | 1407.7049 | 1496.1441 | 1584.238 | 1671.9393 | 1759.3459 | 1846.3881 | 1933.0916 | 2019.5547 | 2019.5547 | 2019.5547 | 2019.5547 | 2019.5547 | 2019.5547 | 2019.5547
F1_Industrial_Other Industrial_New_Miscellaneous_Natural Gas_Strategic Energy Management_A_Achievable Economic UCT Potential | F1 | Industrial | Other Industrial | New | Miscellaneous | Natural Gas | Strategic Energy Management | A | Integrated Unit Energy Savings (kWh or therms) | Achievable Economic UCT Potential | 0 | 0 | 0 | 0 | 0 | 0.89787 | 0.89787 | 0.89787 | 0.89787 | 0.89787 | 0.89787 | 0.89787 | 0.89787 | 0.89787 | 0.89787 | 0.89787 | 0.89787 | 0.89787 | 0.89787 | 0.89787 | 0.89787 | 0.89787 | 0.89787 | 0.89787 | 0.89787 | 0.89787 | 0.89787 | 0.89787 | 0 | 0 | 0
F2_Industrial_Other Industrial_New_Miscellaneous_Natural Gas_Strategic Energy Management_A_Achievable Economic UCT Potential | F2 | Industrial | Other Industrial | New | Miscellaneous | Natural Gas | Strategic Energy Management | A | Integrated Unit Summer Peak Savings (kW) | Achievable Economic UCT Potential | 0 | 0 | 0 | 0 | 0 | 0 | 0 | 0 | 0 | 0 | 0 | 0 | 0 | 0 | 0 | 0 | 0 | 0 | 0 | 0 | 0 | 0 | 0 | 0 | 0 | 0 | 0 | 0 | 0 | 0 | 0
F3_Industrial_Other Industrial_New_Miscellaneous_Natural Gas_Strategic Energy Management_A_Achievable Economic UCT Potential | F3 | Industrial | Other Industrial | New | Miscellaneous | Natural Gas | Strategic Energy Management | A | Integrated Unit Winter Peak Savings (kW) | Achievable Economic UCT Potential | 0 | 0 | 0 | 0 | 0 | 0 | 0 | 0 | 0 | 0 | 0 | 0 | 0 | 0 | 0 | 0 | 0 | 0 | 0 | 0 | 0 | 0 | 0 | 0 | 0 | 0 | 0 | 0 | 0 | 0 | 0
F4_Industrial_Other Industrial_New_Miscellaneous_Natural Gas_Strategic Energy Management_A_Achievable Economic UCT Potential | F4 | Industrial | Other Industrial | New | Miscellaneous | Natural Gas | Strategic Energy Management | A | Incremental Energy Savings (MWh or mTherms) | Achievable Economic UCT Potential | 0 | 0 | 0 | 0 | 0 | 0.022422 | 0.026564 | 0.030703 | 0.034818 | 0.038936 | 0.043057 | 0.047125 | 0.051183 | 0.055232 | 0.059217 | 0.063217 | 0.067179 | 0.071141 | 0.075083 | 0.078991 | 0.082903 | 0.086798 | 0.090679 | 0.094546 | 0.098399 | 0.082903 | 0.086798 | 0.090679 | 0 | 0 | 0
F5_Industrial_Other Industrial_New_Miscellaneous_Natural Gas_Strategic Energy Management_A_Achievable Economic UCT Potential | F5 | Industrial | Other Industrial | New | Miscellaneous | Natural Gas | Strategic Energy Management | A | Incremental Summer Peak Savings (MW) | Achievable Economic UCT Potential | 0 | 0 | 0 | 0 | 0 | 0 | 0 | 0 | 0 | 0 | 0 | 0 | 0 | 0 | 0 | 0 | 0 | 0 | 0 | 0 | 0 | 0 | 0 | 0 | 0 | 0 | 0 | 0 | 0 | 0 | 0
F6_Industrial_Other Industrial_New_Miscellaneous_Natural Gas_Strategic Energy Management_A_Achievable Economic UCT Potential | F6 | Industrial | Other Industrial | New | Miscellaneous | Natural Gas | Strategic Energy Management | A | Incremental Winter Peak Savings (MW) | Achievable Economic UCT Potential | 0 | 0 | 0 | 0 | 0 | 0 | 0 | 0 | 0 | 0 | 0 | 0 | 0 | 0 | 0 | 0 | 0 | 0 | 0 | 0 | 0 | 0 | 0 | 0 | 0 | 0 | 0 | 0 | 0 | 0 | 0
F7_Industrial_Other Industrial_New_Miscellaneous_Natural Gas_Strategic Energy Management_A_Achievable Economic UCT Potential | F7 | Industrial | Other Industrial | New | Miscellaneous | Natural Gas | Strategic Energy Management | A | Cumulative Energy Savings (MWh or mTherms) | Achievable Economic UCT Potential | 0 | 0 | 0 | 0 | 0 | 0.022422 | 0.048985 | 0.079688 | 0.11451 | 0.15344 | 0.17408 | 0.19464 | 0.21512 | 0.23553 | 0.25581 | 0.27597 | 0.29603 | 0.31598 | 0.33584 | 0.35561 | 0.3753 | 0.39492 | 0.41445 | 0.43392 | 0.45332 | 0.45332 | 0.45332 | 0.45332 | 0 | 0 | 0
F8_Industrial_Other Industrial_New_Miscellaneous_Natural Gas_Strategic Energy Management_A_Achievable Economic UCT Potential | F8 | Industrial | Other Industrial | New | Miscellaneous | Natural Gas | Strategic Energy Management | A | Cumulative Summer Peak Savings (MW) | Achievable Economic UCT Potential | 0 | 0 | 0 | 0 | 0 | 0 | 0 | 0 | 0 | 0 | 0 | 0 | 0 | 0 | 0 | 0 | 0 | 0 | 0 | 0 | 0 | 0 | 0 | 0 | 0 | 0 | 0 | 0 | 0 | 0 | 0
F9_Industrial_Other Industrial_New_Miscellaneous_Natural Gas_Strategic Energy Management_A_Achievable Economic UCT Potential | F9 | Industrial | Other Industrial | New | Miscellaneous | Natural Gas | Strategic Energy Management | A | Cumulative Winter Peak Savings (MW) | Achievable Economic UCT Potential | 0 | 0 | 0 | 0 | 0 | 0 | 0 | 0 | 0 | 0 | 0 | 0 | 0 | 0 | 0 | 0 | 0 | 0 | 0 | 0 | 0 | 0 | 0 | 0 | 0 | 0 | 0 | 0 | 0 | 0 | 0
F10_Industrial_Other Industrial_New_Miscellaneous_Natural Gas_Strategic Energy Management_A_Achievable Economic UCT Potential | F10 | Industrial | Other Industrial | New | Miscellaneous | Natural Gas | Strategic Energy Management | A | Purchases (Incremental) | Achievable Economic UCT Potential | 0 | 0 | 0 | 0 | 0 | 24.972 | 29.5851 | 34.1955 | 38.7788 | 43.3646 | 47.9542 | 52.4854 | 57.0043 | 61.5141 | 65.9522 | 70.4072 | 74.8198 | 79.2329 | 83.6239 | 87.9756 | 92.3326 | 96.6715 | 100.9935 | 105.2998 | 109.5914 | 92.3326 | 96.6715 | 100.9935 | 105.2998 | 109.5914 | 92.3326
F11_Industrial_Other Industrial_New_Miscellaneous_Natural Gas_Strategic Energy Management_A_Achievable Economic UCT Potential | F11 | Industrial | Other Industrial | New | Miscellaneous | Natural Gas | Strategic Energy Management | A | Purchases (Cumulative) | Achievable Economic UCT Potential | 0 | 0 | 0 | 0 | 0 | 24.972 | 54.5571 | 88.7526 | 127.5315 | 170.8961 | 193.8782 | 216.7786 | 239.5874 | 262.3226 | 284.9102 | 307.3633 | 329.6976 | 351.9262 | 374.036 | 396.0595 | 417.9848 | 439.8365 | 461.597 | 483.2729 | 504.8887 | 504.8887 | 504.8887 | 504.8887 | 504.8887 | 504.8887 | 504.8887
F1_Industrial_Other Industrial_New_Space Heating_Natural Gas_Commissioning_A_Achievable Economic UCT Potential | F1 | Industrial | Other Industrial | New | Space Heating | Natural Gas | Commissioning | A | Integrated Unit Energy Savings (kWh or therms) | Achievable Economic UCT Potential | 0 | 0 | 0 | 0 | 0 | 3.5396 | 3.4821 | 3.4346 | 3.3937 | 3.3571 | 3.3239 | 3.2842 | 3.2413 | 3.198 | 3.1553 | 3.1169 | 3.0822 | 3.0531 | 3.0139 | 2.9839 | 2.9611 | 2.9429 | 2.9329 | 2.9263 | 2.9222 | 2.9199 | 2.9186 | 2.9183 | 0 | 0 | 0
F2_Industrial_Other Industrial_New_Space Heating_Natural Gas_Commissioning_A_Achievable Economic UCT Potential | F2 | Industrial | Other Industrial | New | Space Heating | Natural Gas | Commissioning | A | Integrated Unit Summer Peak Savings (kW) | Achievable Economic UCT Potential | 0 | 0 | 0 | 0 | 0 | 0 | 0 | 0 | 0 | 0 | 0 | 0 | 0 | 0 | 0 | 0 | 0 | 0 | 0 | 0 | 0 | 0 | 0 | 0 | 0 | 0 | 0 | 0 | 0 | 0 | 0
F3_Industrial_Other Industrial_New_Space Heating_Natural Gas_Commissioning_A_Achievable Economic UCT Potential | F3 | Industrial | Other Industrial | New | Space Heating | Natural Gas | Commissioning | A | Integrated Unit Winter Peak Savings (kW) | Achievable Economic UCT Potential | 0 | 0 | 0 | 0 | 0 | 0 | 0 | 0 | 0 | 0 | 0 | 0 | 0 | 0 | 0 | 0 | 0 | 0 | 0 | 0 | 0 | 0 | 0 | 0 | 0 | 0 | 0 | 0 | 0 | 0 | 0
F4_Industrial_Other Industrial_New_Space Heating_Natural Gas_Commissioning_A_Achievable Economic UCT Potential | F4 | Industrial | Other Industrial | New | Space Heating | Natural Gas | Commissioning | A | Incremental Energy Savings (MWh or mTherms) | Achievable Economic UCT Potential | 0 | 0 | 0 | 0 | 0 | 0 | 0 | 0 | 0 | 0 | 0 | 0 | 0 | 0 | 0 | 0 | 0 | 0 | 0 | 0 | 0 | 0 | 0 | 0 | 0 | 0 | 0 | 0 | 0 | 0 | 0
F5_Industrial_Other Industrial_New_Space Heating_Natural Gas_Commissioning_A_Achievable Economic UCT Potential | F5 | Industrial | Other Industrial | New | Space Heating | Natural Gas | Commissioning | A | Incremental Summer Peak Savings (MW) | Achievable Economic UCT Potential | 0 | 0 | 0 | 0 | 0 | 0 | 0 | 0 | 0 | 0 | 0 | 0 | 0 | 0 | 0 | 0 | 0 | 0 | 0 | 0 | 0 | 0 | 0 | 0 | 0 | 0 | 0 | 0 | 0 | 0 | 0
F6_Industrial_Other Industrial_New_Space Heating_Natural Gas_Commissioning_A_Achievable Economic UCT Potential | F6 | Industrial | Other Industrial | New | Space Heating | Natural Gas | Commissioning | A | Incremental Winter Peak Savings (MW) | Achievable Economic UCT Potential | 0 | 0 | 0 | 0 | 0 | 0 | 0 | 0 | 0 | 0 | 0 | 0 | 0 | 0 | 0 | 0 | 0 | 0 | 0 | 0 | 0 | 0 | 0 | 0 | 0 | 0 | 0 | 0 | 0 | 0 | 0
F7_Industrial_Other Industrial_New_Space Heating_Natural Gas_Commissioning_A_Achievable Economic UCT Potential | F7 | Industrial | Other Industrial | New | Space Heating | Natural Gas | Commissioning | A | Cumulative Energy Savings (MWh or mTherms) | Achievable Economic UCT Potential | 0 | 0 | 0 | 0 | 0 | 0 | 0 | 0 | 0 | 0 | 0 | 0 | 0 | 0 | 0 | 0 | 0 | 0 | 0 | 0 | 0 | 0 | 0 | 0 | 0 | 0 | 0 | 0 | 0 | 0 | 0
F8_Industrial_Other Industrial_New_Space Heating_Natural Gas_Commissioning_A_Achievable Economic UCT Potential | F8 | Industrial | Other Industrial | New | Space Heating | Natural Gas | Commissioning | A | Cumulative Summer Peak Savings (MW) | Achievable Economic UCT Potential | 0 | 0 | 0 | 0 | 0 | 0 | 0 | 0 | 0 | 0 | 0 | 0 | 0 | 0 | 0 | 0 | 0 | 0 | 0 | 0 | 0 | 0 | 0 | 0 | 0 | 0 | 0 | 0 | 0 | 0 | 0
F9_Industrial_Other Industrial_New_Space Heating_Natural Gas_Commissioning_A_Achievable Economic UCT Potential | F9 | Industrial | Other Industrial | New | Space Heating | Natural Gas | Commissioning | A | Cumulative Winter Peak Savings (MW) | Achievable Economic UCT Potential | 0 | 0 | 0 | 0 | 0 | 0 | 0 | 0 | 0 | 0 | 0 | 0 | 0 | 0 | 0 | 0 | 0 | 0 | 0 | 0 | 0 | 0 | 0 | 0 | 0 | 0 | 0 | 0 | 0 | 0 | 0
F10_Industrial_Other Industrial_New_Space Heating_Natural Gas_Commissioning_A_Achievable Economic UCT Potential | F10 | Industrial | Other Industrial | New | Space Heating | Natural Gas | Commissioning | A | Purchases (Incremental) | Achievable Economic UCT Potential | 0 | 0 | 0 | 0 | 0 | 0 | 0 | 0 | 0 | 0 | 0 | 0 | 0 | 0 | 0 | 0 | 0 | 0 | 0 | 0 | 0 | 0 | 0 | 0 | 0 | 0 | 0 | 0 | 0 | 0 | 0
F11_Industrial_Other Industrial_New_Space Heating_Natural Gas_Commissioning_A_Achievable Economic UCT Potential | F11 | Industrial | Other Industrial | New | Space Heating | Natural Gas | Commissioning | A | Purchases (Cumulative) | Achievable Economic UCT Potential | 0 | 0 | 0 | 0 | 0 | 0 | 0 | 0 | 0 | 0 | 0 | 0 | 0 | 0 | 0 | 0 | 0 | 0 | 0 | 0 | 0 | 0 | 0 | 0 | 0 | 0 | 0 | 0 | 0 | 0 | 0
F1_Industrial_Other Industrial_New_Process_Natural Gas_Commissioning_A_Achievable Economic UCT Potential | F1 | Industrial | Other Industrial | New | Process | Natural Gas | Commissioning | A | Integrated Unit Energy Savings (kWh or therms) | Achievable Economic UCT Potential | 0 | 0 | 0 | 0 | 0 | 7.8497 | 7.8492 | 7.849 | 7.8491 | 7.8493 | 7.8494 | 7.8495 | 7.8496 | 7.8497 | 7.8497 | 7.8498 | 7.8498 | 7.8499 | 7.8499 | 7.8499 | 7.85 | 7.85 | 7.85 | 7.85 | 7.8501 | 7.8501 | 7.8501 | 7.8501 | 0 | 0 | 0
F2_Industrial_Other Industrial_New_Process_Natural Gas_Commissioning_A_Achievable Economic UCT Potential | F2 | Industrial | Other Industrial | New | Process | Natural Gas | Commissioning | A | Integrated Unit Summer Peak Savings (kW) | Achievable Economic UCT Potential | 0 | 0 | 0 | 0 | 0 | 0 | 0 | 0 | 0 | 0 | 0 | 0 | 0 | 0 | 0 | 0 | 0 | 0 | 0 | 0 | 0 | 0 | 0 | 0 | 0 | 0 | 0 | 0 | 0 | 0 | 0
F3_Industrial_Other Industrial_New_Process_Natural Gas_Commissioning_A_Achievable Economic UCT Potential | F3 | Industrial | Other Industrial | New | Process | Natural Gas | Commissioning | A | Integrated Unit Winter Peak Savings (kW) | Achievable Economic UCT Potential | 0 | 0 | 0 | 0 | 0 | 0 | 0 | 0 | 0 | 0 | 0 | 0 | 0 | 0 | 0 | 0 | 0 | 0 | 0 | 0 | 0 | 0 | 0 | 0 | 0 | 0 | 0 | 0 | 0 | 0 | 0
F4_Industrial_Other Industrial_New_Process_Natural Gas_Commissioning_A_Achievable Economic UCT Potential | F4 | Industrial | Other Industrial | New | Process | Natural Gas | Commissioning | A | Incremental Energy Savings (MWh or mTherms) | Achievable Economic UCT Potential | 0 | 0 | 0 | 0 | 0 | 0 | 0 | 0 | 0 | 0 | 0 | 0 | 0 | 0 | 0 | 0 | 0 | 0 | 0 | 0 | 0 | 0 | 0 | 0 | 0 | 0 | 0 | 0 | 0 | 0 | 0
F5_Industrial_Other Industrial_New_Process_Natural Gas_Commissioning_A_Achievable Economic UCT Potential | F5 | Industrial | Other Industrial | New | Process | Natural Gas | Commissioning | A | Incremental Summer Peak Savings (MW) | Achievable Economic UCT Potential | 0 | 0 | 0 | 0 | 0 | 0 | 0 | 0 | 0 | 0 | 0 | 0 | 0 | 0 | 0 | 0 | 0 | 0 | 0 | 0 | 0 | 0 | 0 | 0 | 0 | 0 | 0 | 0 | 0 | 0 | 0
F6_Industrial_Other Industrial_New_Process_Natural Gas_Commissioning_A_Achievable Economic UCT Potential | F6 | Industrial | Other Industrial | New | Process | Natural Gas | Commissioning | A | Incremental Winter Peak Savings (MW) | Achievable Economic UCT Potential | 0 | 0 | 0 | 0 | 0 | 0 | 0 | 0 | 0 | 0 | 0 | 0 | 0 | 0 | 0 | 0 | 0 | 0 | 0 | 0 | 0 | 0 | 0 | 0 | 0 | 0 | 0 | 0 | 0 | 0 | 0
F7_Industrial_Other Industrial_New_Process_Natural Gas_Commissioning_A_Achievable Economic UCT Potential | F7 | Industrial | Other Industrial | New | Process | Natural Gas | Commissioning | A | Cumulative Energy Savings (MWh or mTherms) | Achievable Economic UCT Potential | 0 | 0 | 0 | 0 | 0 | 0 | 0 | 0 | 0 | 0 | 0 | 0 | 0 | 0 | 0 | 0 | 0 | 0 | 0 | 0 | 0 | 0 | 0 | 0 | 0 | 0 | 0 | 0 | 0 | 0 | 0
F8_Industrial_Other Industrial_New_Process_Natural Gas_Commissioning_A_Achievable Economic UCT Potential | F8 | Industrial | Other Industrial | New | Process | Natural Gas | Commissioning | A | Cumulative Summer Peak Savings (MW) | Achievable Economic UCT Potential | 0 | 0 | 0 | 0 | 0 | 0 | 0 | 0 | 0 | 0 | 0 | 0 | 0 | 0 | 0 | 0 | 0 | 0 | 0 | 0 | 0 | 0 | 0 | 0 | 0 | 0 | 0 | 0 | 0 | 0 | 0
F9_Industrial_Other Industrial_New_Process_Natural Gas_Commissioning_A_Achievable Economic UCT Potential | F9 | Industrial | Other Industrial | New | Process | Natural Gas | Commissioning | A | Cumulative Winter Peak Savings (MW) | Achievable Economic UCT Potential | 0 | 0 | 0 | 0 | 0 | 0 | 0 | 0 | 0 | 0 | 0 | 0 | 0 | 0 | 0 | 0 | 0 | 0 | 0 | 0 | 0 | 0 | 0 | 0 | 0 | 0 | 0 | 0 | 0 | 0 | 0
F10_Industrial_Other Industrial_New_Process_Natural Gas_Commissioning_A_Achievable Economic UCT Potential | F10 | Industrial | Other Industrial | New | Process | Natural Gas | Commissioning | A | Purchases (Incremental) | Achievable Economic UCT Potential | 0 | 0 | 0 | 0 | 0 | 0 | 0 | 0 | 0 | 0 | 0 | 0 | 0 | 0 | 0 | 0 | 0 | 0 | 0 | 0 | 0 | 0 | 0 | 0 | 0 | 0 | 0 | 0 | 0 | 0 | 0
F11_Industrial_Other Industrial_New_Process_Natural Gas_Commissioning_A_Achievable Economic UCT Potential | F11 | Industrial | Other Industrial | New | Process | Natural Gas | Commissioning | A | Purchases (Cumulative) | Achievable Economic UCT Potential | 0 | 0 | 0 | 0 | 0 | 0 | 0 | 0 | 0 | 0 | 0 | 0 | 0 | 0 | 0 | 0 | 0 | 0 | 0 | 0 | 0 | 0 | 0 | 0 | 0 | 0 | 0 | 0 | 0 | 0 | 0
F1_Industrial_Other Industrial_New_Space Heating_Natural Gas_Retrocommissioning_A_Achievable Economic UCT Potential | F1 | Industrial | Other Industrial | New | Space Heating | Natural Gas | Retrocommissioning | A | Integrated Unit Energy Savings (kWh or therms) | Achievable Economic UCT Potential | 0 | 0 | 0 | 0 | 0 | 0 | 0 | 0 | 0 | 0 | 0 | 0 | 0 | 0 | 0 | 0 | 0 | 0 | 0 | 0 | 0 | 0 | 0 | 0 | 0 | 0 | 0 | 0 | 0 | 0 | 0
F2_Industrial_Other Industrial_New_Space Heating_Natural Gas_Retrocommissioning_A_Achievable Economic UCT Potential | F2 | Industrial | Other Industrial | New | Space Heating | Natural Gas | Retrocommissioning | A | Integrated Unit Summer Peak Savings (kW) | Achievable Economic UCT Potential | 0 | 0 | 0 | 0 | 0 | 0 | 0 | 0 | 0 | 0 | 0 | 0 | 0 | 0 | 0 | 0 | 0 | 0 | 0 | 0 | 0 | 0 | 0 | 0 | 0 | 0 | 0 | 0 | 0 | 0 | 0
F3_Industrial_Other Industrial_New_Space Heating_Natural Gas_Retrocommissioning_A_Achievable Economic UCT Potential | F3 | Industrial | Other Industrial | New | Space Heating | Natural Gas | Retrocommissioning | A | Integrated Unit Winter Peak Savings (kW) | Achievable Economic UCT Potential | 0 | 0 | 0 | 0 | 0 | 0 | 0 | 0 | 0 | 0 | 0 | 0 | 0 | 0 | 0 | 0 | 0 | 0 | 0 | 0 | 0 | 0 | 0 | 0 | 0 | 0 | 0 | 0 | 0 | 0 | 0
F4_Industrial_Other Industrial_New_Space Heating_Natural Gas_Retrocommissioning_A_Achievable Economic UCT Potential | F4 | Industrial | Other Industrial | New | Space Heating | Natural Gas | Retrocommissioning | A | Incremental Energy Savings (MWh or mTherms) | Achievable Economic UCT Potential | 0 | 0 | 0 | 0 | 0 | 0 | 0 | 0 | 0 | 0 | 0 | 0 | 0 | 0 | 0 | 0 | 0 | 0 | 0 | 0 | 0 | 0 | 0 | 0 | 0 | 0 | 0 | 0 | 0 | 0 | 0
F5_Industrial_Other Industrial_New_Space Heating_Natural Gas_Retrocommissioning_A_Achievable Economic UCT Potential | F5 | Industrial | Other Industrial | New | Space Heating | Natural Gas | Retrocommissioning | A | Incremental Summer Peak Savings (MW) | Achievable Economic UCT Potential | 0 | 0 | 0 | 0 | 0 | 0 | 0 | 0 | 0 | 0 | 0 | 0 | 0 | 0 | 0 | 0 | 0 | 0 | 0 | 0 | 0 | 0 | 0 | 0 | 0 | 0 | 0 | 0 | 0 | 0 | 0
F6_Industrial_Other Industrial_New_Space Heating_Natural Gas_Retrocommissioning_A_Achievable Economic UCT Potential | F6 | Industrial | Other Industrial | New | Space Heating | Natural Gas | Retrocommissioning | A | Incremental Winter Peak Savings (MW) | Achievable Economic UCT Potential | 0 | 0 | 0 | 0 | 0 | 0 | 0 | 0 | 0 | 0 | 0 | 0 | 0 | 0 | 0 | 0 | 0 | 0 | 0 | 0 | 0 | 0 | 0 | 0 | 0 | 0 | 0 | 0 | 0 | 0 | 0
F7_Industrial_Other Industrial_New_Space Heating_Natural Gas_Retrocommissioning_A_Achievable Economic UCT Potential | F7 | Industrial | Other Industrial | New | Space Heating | Natural Gas | Retrocommissioning | A | Cumulative Energy Savings (MWh or mTherms) | Achievable Economic UCT Potential | 0 | 0 | 0 | 0 | 0 | 0 | 0 | 0 | 0 | 0 | 0 | 0 | 0 | 0 | 0 | 0 | 0 | 0 | 0 | 0 | 0 | 0 | 0 | 0 | 0 | 0 | 0 | 0 | 0 | 0 | 0
F8_Industrial_Other Industrial_New_Space Heating_Natural Gas_Retrocommissioning_A_Achievable Economic UCT Potential | F8 | Industrial | Other Industrial | New | Space Heating | Natural Gas | Retrocommissioning | A | Cumulative Summer Peak Savings (MW) | Achievable Economic UCT Potential | 0 | 0 | 0 | 0 | 0 | 0 | 0 | 0 | 0 | 0 | 0 | 0 | 0 | 0 | 0 | 0 | 0 | 0 | 0 | 0 | 0 | 0 | 0 | 0 | 0 | 0 | 0 | 0 | 0 | 0 | 0
F9_Industrial_Other Industrial_New_Space Heating_Natural Gas_Retrocommissioning_A_Achievable Economic UCT Potential | F9 | Industrial | Other Industrial | New | Space Heating | Natural Gas | Retrocommissioning | A | Cumulative Winter Peak Savings (MW) | Achievable Economic UCT Potential | 0 | 0 | 0 | 0 | 0 | 0 | 0 | 0 | 0 | 0 | 0 | 0 | 0 | 0 | 0 | 0 | 0 | 0 | 0 | 0 | 0 | 0 | 0 | 0 | 0 | 0 | 0 | 0 | 0 | 0 | 0
F10_Industrial_Other Industrial_New_Space Heating_Natural Gas_Retrocommissioning_A_Achievable Economic UCT Potential | F10 | Industrial | Other Industrial | New | Space Heating | Natural Gas | Retrocommissioning | A | Purchases (Incremental) | Achievable Economic UCT Potential | 0 | 0 | 0 | 0 | 0 | 0 | 0 | 0 | 0 | 0 | 0 | 0 | 0 | 0 | 0 | 0 | 0 | 0 | 0 | 0 | 0 | 0 | 0 | 0 | 0 | 0 | 0 | 0 | 0 | 0 | 0
F11_Industrial_Other Industrial_New_Space Heating_Natural Gas_Retrocommissioning_A_Achievable Economic UCT Potential | F11 | Industrial | Other Industrial | New | Space Heating | Natural Gas | Retrocommissioning | A | Purchases (Cumulative) | Achievable Economic UCT Potential | 0 | 0 | 0 | 0 | 0 | 0 | 0 | 0 | 0 | 0 | 0 | 0 | 0 | 0 | 0 | 0 | 0 | 0 | 0 | 0 | 0 | 0 | 0 | 0 | 0 | 0 | 0 | 0 | 0 | 0 | 0
F1_Industrial_Other Industrial_New_Process_Natural Gas_Retrocommissioning_A_Achievable Economic UCT Potential | F1 | Industrial | Other Industrial | New | Process | Natural Gas | Retrocommissioning | A | Integrated Unit Energy Savings (kWh or therms) | Achievable Economic UCT Potential | 0 | 0 | 0 | 0 | 0 | 0 | 0 | 0 | 0 | 0 | 0 | 0 | 0 | 0 | 0 | 0 | 0 | 0 | 0 | 0 | 0 | 0 | 0 | 0 | 0 | 0 | 0 | 0 | 0 | 0 | 0
F2_Industrial_Other Industrial_New_Process_Natural Gas_Retrocommissioning_A_Achievable Economic UCT Potential | F2 | Industrial | Other Industrial | New | Process | Natural Gas | Retrocommissioning | A | Integrated Unit Summer Peak Savings (kW) | Achievable Economic UCT Potential | 0 | 0 | 0 | 0 | 0 | 0 | 0 | 0 | 0 | 0 | 0 | 0 | 0 | 0 | 0 | 0 | 0 | 0 | 0 | 0 | 0 | 0 | 0 | 0 | 0 | 0 | 0 | 0 | 0 | 0 | 0
F3_Industrial_Other Industrial_New_Process_Natural Gas_Retrocommissioning_A_Achievable Economic UCT Potential | F3 | Industrial | Other Industrial | New | Process | Natural Gas | Retrocommissioning | A | Integrated Unit Winter Peak Savings (kW) | Achievable Economic UCT Potential | 0 | 0 | 0 | 0 | 0 | 0 | 0 | 0 | 0 | 0 | 0 | 0 | 0 | 0 | 0 | 0 | 0 | 0 | 0 | 0 | 0 | 0 | 0 | 0 | 0 | 0 | 0 | 0 | 0 | 0 | 0
F4_Industrial_Other Industrial_New_Process_Natural Gas_Retrocommissioning_A_Achievable Economic UCT Potential | F4 | Industrial | Other Industrial | New | Process | Natural Gas | Retrocommissioning | A | Incremental Energy Savings (MWh or mTherms) | Achievable Economic UCT Potential | 0 | 0 | 0 | 0 | 0 | 0 | 0 | 0 | 0 | 0 | 0 | 0 | 0 | 0 | 0 | 0 | 0 | 0 | 0 | 0 | 0 | 0 | 0 | 0 | 0 | 0 | 0 | 0 | 0 | 0 | 0
F5_Industrial_Other Industrial_New_Process_Natural Gas_Retrocommissioning_A_Achievable Economic UCT Potential | F5 | Industrial | Other Industrial | New | Process | Natural Gas | Retrocommissioning | A | Incremental Summer Peak Savings (MW) | Achievable Economic UCT Potential | 0 | 0 | 0 | 0 | 0 | 0 | 0 | 0 | 0 | 0 | 0 | 0 | 0 | 0 | 0 | 0 | 0 | 0 | 0 | 0 | 0 | 0 | 0 | 0 | 0 | 0 | 0 | 0 | 0 | 0 | 0
F6_Industrial_Other Industrial_New_Process_Natural Gas_Retrocommissioning_A_Achievable Economic UCT Potential | F6 | Industrial | Other Industrial | New | Process | Natural Gas | Retrocommissioning | A | Incremental Winter Peak Savings (MW) | Achievable Economic UCT Potential | 0 | 0 | 0 | 0 | 0 | 0 | 0 | 0 | 0 | 0 | 0 | 0 | 0 | 0 | 0 | 0 | 0 | 0 | 0 | 0 | 0 | 0 | 0 | 0 | 0 | 0 | 0 | 0 | 0 | 0 | 0
F7_Industrial_Other Industrial_New_Process_Natural Gas_Retrocommissioning_A_Achievable Economic UCT Potential | F7 | Industrial | Other Industrial | New | Process | Natural Gas | Retrocommissioning | A | Cumulative Energy Savings (MWh or mTherms) | Achievable Economic UCT Potential | 0 | 0 | 0 | 0 | 0 | 0 | 0 | 0 | 0 | 0 | 0 | 0 | 0 | 0 | 0 | 0 | 0 | 0 | 0 | 0 | 0 | 0 | 0 | 0 | 0 | 0 | 0 | 0 | 0 | 0 | 0
F8_Industrial_Other Industrial_New_Process_Natural Gas_Retrocommissioning_A_Achievable Economic UCT Potential | F8 | Industrial | Other Industrial | New | Process | Natural Gas | Retrocommissioning | A | Cumulative Summer Peak Savings (MW) | Achievable Economic UCT Potential | 0 | 0 | 0 | 0 | 0 | 0 | 0 | 0 | 0 | 0 | 0 | 0 | 0 | 0 | 0 | 0 | 0 | 0 | 0 | 0 | 0 | 0 | 0 | 0 | 0 | 0 | 0 | 0 | 0 | 0 | 0
F9_Industrial_Other Industrial_New_Process_Natural Gas_Retrocommissioning_A_Achievable Economic UCT Potential | F9 | Industrial | Other Industrial | New | Process | Natural Gas | Retrocommissioning | A | Cumulative Winter Peak Savings (MW) | Achievable Economic UCT Potential | 0 | 0 | 0 | 0 | 0 | 0 | 0 | 0 | 0 | 0 | 0 | 0 | 0 | 0 | 0 | 0 | 0 | 0 | 0 | 0 | 0 | 0 | 0 | 0 | 0 | 0 | 0 | 0 | 0 | 0 | 0
F10_Industrial_Other Industrial_New_Process_Natural Gas_Retrocommissioning_A_Achievable Economic UCT Potential | F10 | Industrial | Other Industrial | New | Process | Natural Gas | Retrocommissioning | A | Purchases (Incremental) | Achievable Economic UCT Potential | 0 | 0 | 0 | 0 | 0 | 0 | 0 | 0 | 0 | 0 | 0 | 0 | 0 | 0 | 0 | 0 | 0 | 0 | 0 | 0 | 0 | 0 | 0 | 0 | 0 | 0 | 0 | 0 | 0 | 0 | 0
F11_Industrial_Other Industrial_New_Process_Natural Gas_Retrocommissioning_A_Achievable Economic UCT Potential | F11 | Industrial | Other Industrial | New | Process | Natural Gas | Retrocommissioning | A | Purchases (Cumulative) | Achievable Economic UCT Potential | 0 | 0 | 0 | 0 | 0 | 0 | 0 | 0 | 0 | 0 | 0 | 0 | 0 | 0 | 0 | 0 | 0 | 0 | 0 | 0 | 0 | 0 | 0 | 0 | 0 | 0 | 0 | 0 | 0 | 0 | 0
F1_Industrial_Food Products_Existing_Space Heating_Natural Gas_Condensing RTU_A_Achievable Economic UCT Potential | F1 | Industrial | Food Products | Existing | Space Heating | Natural Gas | Condensing RTU | A | Integrated Unit Energy Savings (kWh or therms) | Achievable Economic UCT Potential | 0 | 0 | 0 | 0 | 0 | 23.6593 | 23.4293 | 23.1355 | 22.8309 | 22.5174 | 22.2019 | 21.8829 | 21.5732 | 21.2681 | 20.9519 | 20.6604 | 20.3786 | 20.1104 | 19.8545 | 19.6062 | 19.3671 | 19.1291 | 18.8999 | 18.6958 | 18.5024 | 18.323 | 18.1638 | 18.0144 | 19.0123 | 18.8951 | 18.7852
F2_Industrial_Food Products_Existing_Space Heating_Natural Gas_Condensing RTU_A_Achievable Economic UCT Potential | F2 | Industrial | Food Products | Existing | Space Heating | Natural Gas | Condensing RTU | A | Integrated Unit Summer Peak Savings (kW) | Achievable Economic UCT Potential | 0 | 0 | 0 | 0 | 0 | 0 | 0 | 0 | 0 | 0 | 0 | 0 | 0 | 0 | 0 | 0 | 0 | 0 | 0 | 0 | 0 | 0 | 0 | 0 | 0 | 0 | 0 | 0 | 0 | 0 | 0
F3_Industrial_Food Products_Existing_Space Heating_Natural Gas_Condensing RTU_A_Achievable Economic UCT Potential | F3 | Industrial | Food Products | Existing | Space Heating | Natural Gas | Condensing RTU | A | Integrated Unit Winter Peak Savings (kW) | Achievable Economic UCT Potential | 0 | 0 | 0 | 0 | 0 | 0 | 0 | 0 | 0 | 0 | 0 | 0 | 0 | 0 | 0 | 0 | 0 | 0 | 0 | 0 | 0 | 0 | 0 | 0 | 0 | 0 | 0 | 0 | 0 | 0 | 0
F4_Industrial_Food Products_Existing_Space Heating_Natural Gas_Condensing RTU_A_Achievable Economic UCT Potential | F4 | Industrial | Food Products | Existing | Space Heating | Natural Gas | Condensing RTU | A | Incremental Energy Savings (MWh or mTherms) | Achievable Economic UCT Potential | 0 | 0 | 0 | 0 | 0 | 0 | 0 | 0 | 0 | 0 | 0 | 0 | 0 | 0 | 0 | 0 | 0 | 0 | 0 | 0 | 0 | 0 | 0 | 0 | 0 | 0 | 0 | 0 | 0 | 0 | 0
F5_Industrial_Food Products_Existing_Space Heating_Natural Gas_Condensing RTU_A_Achievable Economic UCT Potential | F5 | Industrial | Food Products | Existing | Space Heating | Natural Gas | Condensing RTU | A | Incremental Summer Peak Savings (MW) | Achievable Economic UCT Potential | 0 | 0 | 0 | 0 | 0 | 0 | 0 | 0 | 0 | 0 | 0 | 0 | 0 | 0 | 0 | 0 | 0 | 0 | 0 | 0 | 0 | 0 | 0 | 0 | 0 | 0 | 0 | 0 | 0 | 0 | 0
F6_Industrial_Food Products_Existing_Space Heating_Natural Gas_Condensing RTU_A_Achievable Economic UCT Potential | F6 | Industrial | Food Products | Existing | Space Heating | Natural Gas | Condensing RTU | A | Incremental Winter Peak Savings (MW) | Achievable Economic UCT Potential | 0 | 0 | 0 | 0 | 0 | 0 | 0 | 0 | 0 | 0 | 0 | 0 | 0 | 0 | 0 | 0 | 0 | 0 | 0 | 0 | 0 | 0 | 0 | 0 | 0 | 0 | 0 | 0 | 0 | 0 | 0
F7_Industrial_Food Products_Existing_Space Heating_Natural Gas_Condensing RTU_A_Achievable Economic UCT Potential | F7 | Industrial | Food Products | Existing | Space Heating | Natural Gas | Condensing RTU | A | Cumulative Energy Savings (MWh or mTherms) | Achievable Economic UCT Potential | 0 | 0 | 0 | 0 | 0 | 0 | 0 | 0 | 0 | 0 | 0 | 0 | 0 | 0 | 0 | 0 | 0 | 0 | 0 | 0 | 0 | 0 | 0 | 0 | 0 | 0 | 0 | 0 | 0 | 0 | 0
F8_Industrial_Food Products_Existing_Space Heating_Natural Gas_Condensing RTU_A_Achievable Economic UCT Potential | F8 | Industrial | Food Products | Existing | Space Heating | Natural Gas | Condensing RTU | A | Cumulative Summer Peak Savings (MW) | Achievable Economic UCT Potential | 0 | 0 | 0 | 0 | 0 | 0 | 0 | 0 | 0 | 0 | 0 | 0 | 0 | 0 | 0 | 0 | 0 | 0 | 0 | 0 | 0 | 0 | 0 | 0 | 0 | 0 | 0 | 0 | 0 | 0 | 0
F9_Industrial_Food Products_Existing_Space Heating_Natural Gas_Condensing RTU_A_Achievable Economic UCT Potential | F9 | Industrial | Food Products | Existing | Space Heating | Natural Gas | Condensing RTU | A | Cumulative Winter Peak Savings (MW) | Achievable Economic UCT Potential | 0 | 0 | 0 | 0 | 0 | 0 | 0 | 0 | 0 | 0 | 0 | 0 | 0 | 0 | 0 | 0 | 0 | 0 | 0 | 0 | 0 | 0 | 0 | 0 | 0 | 0 | 0 | 0 | 0 | 0 | 0
F10_Industrial_Food Products_Existing_Space Heating_Natural Gas_Condensing RTU_A_Achievable Economic UCT Potential | F10 | Industrial | Food Products | Existing | Space Heating | Natural Gas | Condensing RTU | A | Purchases (Incremental) | Achievable Economic UCT Potential | 0 | 0 | 0 | 0 | 0 | 0 | 0 | 0 | 0 | 0 | 0 | 0 | 0 | 0 | 0 | 0 | 0 | 0 | 0 | 0 | 0 | 0 | 0 | 0 | 0 | 0 | 0 | 0 | 0 | 0 | 0
F11_Industrial_Food Products_Existing_Space Heating_Natural Gas_Condensing RTU_A_Achievable Economic UCT Potential | F11 | Industrial | Food Products | Existing | Space Heating | Natural Gas | Condensing RTU | A | Purchases (Cumulative) | Achievable Economic UCT Potential | 0 | 0 | 0 | 0 | 0 | 0 | 0 | 0 | 0 | 0 | 0 | 0 | 0 | 0 | 0 | 0 | 0 | 0 | 0 | 0 | 0 | 0 | 0 | 0 | 0 | 0 | 0 | 0 | 0 | 0 | 0
F1_Industrial_Food Products_New_Space Heating_Natural Gas_Condensing RTU_A_Achievable Economic UCT Potential | F1 | Industrial | Food Products | New | Space Heating | Natural Gas | Condensing RTU | A | Integrated Unit Energy Savings (kWh or therms) | Achievable Economic UCT Potential | 0 | 0 | 0 | 0 | 0 | 0 | 0 | 0 | 0 | 0 | 0 | 0 | 0 | 0 | 0 | 0 | 0 | 0 | 0 | 0 | 0 | 0 | 0 | 0 | 0 | 0 | 0 | 0 | 0 | 0 | 0
F2_Industrial_Food Products_New_Space Heating_Natural Gas_Condensing RTU_A_Achievable Economic UCT Potential | F2 | Industrial | Food Products | New | Space Heating | Natural Gas | Condensing RTU | A | Integrated Unit Summer Peak Savings (kW) | Achievable Economic UCT Potential | 0 | 0 | 0 | 0 | 0 | 0 | 0 | 0 | 0 | 0 | 0 | 0 | 0 | 0 | 0 | 0 | 0 | 0 | 0 | 0 | 0 | 0 | 0 | 0 | 0 | 0 | 0 | 0 | 0 | 0 | 0
F3_Industrial_Food Products_New_Space Heating_Natural Gas_Condensing RTU_A_Achievable Economic UCT Potential | F3 | Industrial | Food Products | New | Space Heating | Natural Gas | Condensing RTU | A | Integrated Unit Winter Peak Savings (kW) | Achievable Economic UCT Potential | 0 | 0 | 0 | 0 | 0 | 0 | 0 | 0 | 0 | 0 | 0 | 0 | 0 | 0 | 0 | 0 | 0 | 0 | 0 | 0 | 0 | 0 | 0 | 0 | 0 | 0 | 0 | 0 | 0 | 0 | 0
F4_Industrial_Food Products_New_Space Heating_Natural Gas_Condensing RTU_A_Achievable Economic UCT Potential | F4 | Industrial | Food Products | New | Space Heating | Natural Gas | Condensing RTU | A | Incremental Energy Savings (MWh or mTherms) | Achievable Economic UCT Potential | 0 | 0 | 0 | 0 | 0 | 0 | 0 | 0 | 0 | 0 | 0 | 0 | 0 | 0 | 0 | 0 | 0 | 0 | 0 | 0 | 0 | 0 | 0 | 0 | 0 | 0 | 0 | 0 | 0 | 0 | 0
F5_Industrial_Food Products_New_Space Heating_Natural Gas_Condensing RTU_A_Achievable Economic UCT Potential | F5 | Industrial | Food Products | New | Space Heating | Natural Gas | Condensing RTU | A | Incremental Summer Peak Savings (MW) | Achievable Economic UCT Potential | 0 | 0 | 0 | 0 | 0 | 0 | 0 | 0 | 0 | 0 | 0 | 0 | 0 | 0 | 0 | 0 | 0 | 0 | 0 | 0 | 0 | 0 | 0 | 0 | 0 | 0 | 0 | 0 | 0 | 0 | 0
F6_Industrial_Food Products_New_Space Heating_Natural Gas_Condensing RTU_A_Achievable Economic UCT Potential | F6 | Industrial | Food Products | New | Space Heating | Natural Gas | Condensing RTU | A | Incremental Winter Peak Savings (MW) | Achievable Economic UCT Potential | 0 | 0 | 0 | 0 | 0 | 0 | 0 | 0 | 0 | 0 | 0 | 0 | 0 | 0 | 0 | 0 | 0 | 0 | 0 | 0 | 0 | 0 | 0 | 0 | 0 | 0 | 0 | 0 | 0 | 0 | 0
F7_Industrial_Food Products_New_Space Heating_Natural Gas_Condensing RTU_A_Achievable Economic UCT Potential | F7 | Industrial | Food Products | New | Space Heating | Natural Gas | Condensing RTU | A | Cumulative Energy Savings (MWh or mTherms) | Achievable Economic UCT Potential | 0 | 0 | 0 | 0 | 0 | 0 | 0 | 0 | 0 | 0 | 0 | 0 | 0 | 0 | 0 | 0 | 0 | 0 | 0 | 0 | 0 | 0 | 0 | 0 | 0 | 0 | 0 | 0 | 0 | 0 | 0
F8_Industrial_Food Products_New_Space Heating_Natural Gas_Condensing RTU_A_Achievable Economic UCT Potential | F8 | Industrial | Food Products | New | Space Heating | Natural Gas | Condensing RTU | A | Cumulative Summer Peak Savings (MW) | Achievable Economic UCT Potential | 0 | 0 | 0 | 0 | 0 | 0 | 0 | 0 | 0 | 0 | 0 | 0 | 0 | 0 | 0 | 0 | 0 | 0 | 0 | 0 | 0 | 0 | 0 | 0 | 0 | 0 | 0 | 0 | 0 | 0 | 0
F9_Industrial_Food Products_New_Space Heating_Natural Gas_Condensing RTU_A_Achievable Economic UCT Potential | F9 | Industrial | Food Products | New | Space Heating | Natural Gas | Condensing RTU | A | Cumulative Winter Peak Savings (MW) | Achievable Economic UCT Potential | 0 | 0 | 0 | 0 | 0 | 0 | 0 | 0 | 0 | 0 | 0 | 0 | 0 | 0 | 0 | 0 | 0 | 0 | 0 | 0 | 0 | 0 | 0 | 0 | 0 | 0 | 0 | 0 | 0 | 0 | 0
F10_Industrial_Food Products_New_Space Heating_Natural Gas_Condensing RTU_A_Achievable Economic UCT Potential | F10 | Industrial | Food Products | New | Space Heating | Natural Gas | Condensing RTU | A | Purchases (Incremental) | Achievable Economic UCT Potential | 0 | 0 | 0 | 0 | 0 | 0 | 0 | 0 | 0 | 0 | 0 | 0 | 0 | 0 | 0 | 0 | 0 | 0 | 0 | 0 | 0 | 0 | 0 | 0 | 0 | 0 | 0 | 0 | 0 | 0 | 0
F11_Industrial_Food Products_New_Space Heating_Natural Gas_Condensing RTU_A_Achievable Economic UCT Potential | F11 | Industrial | Food Products | New | Space Heating | Natural Gas | Condensing RTU | A | Purchases (Cumulative) | Achievable Economic UCT Potential | 0 | 0 | 0 | 0 | 0 | 0 | 0 | 0 | 0 | 0 | 0 | 0 | 0 | 0 | 0 | 0 | 0 | 0 | 0 | 0 | 0 | 0 | 0 | 0 | 0 | 0 | 0 | 0 | 0 | 0 | 0
F1_Industrial_Agriculture_Existing_Space Heating_Natural Gas_Condensing RTU_A_Achievable Economic UCT Potential | F1 | Industrial | Agriculture | Existing | Space Heating | Natural Gas | Condensing RTU | A | Integrated Unit Energy Savings (kWh or therms) | Achievable Economic UCT Potential | 0 | 0 | 0 | 0 | 0 | 11.4479 | 11.3366 | 11.1944 | 11.047 | 10.8953 | 10.7427 | 10.5883 | 10.4385 | 10.2908 | 10.1378 | 9.9968 | 9.8604 | 9.7307 | 9.6068 | 9.4867 | 9.371 | 9.2558 | 9.145 | 9.0462 | 8.9526 | 8.8658 | 8.7888 | 8.7165 | 9.1993 | 9.1426 | 9.0895
F2_Industrial_Agriculture_Existing_Space Heating_Natural Gas_Condensing RTU_A_Achievable Economic UCT Potential | F2 | Industrial | Agriculture | Existing | Space Heating | Natural Gas | Condensing RTU | A | Integrated Unit Summer Peak Savings (kW) | Achievable Economic UCT Potential | 0 | 0 | 0 | 0 | 0 | 0 | 0 | 0 | 0 | 0 | 0 | 0 | 0 | 0 | 0 | 0 | 0 | 0 | 0 | 0 | 0 | 0 | 0 | 0 | 0 | 0 | 0 | 0 | 0 | 0 | 0
F3_Industrial_Agriculture_Existing_Space Heating_Natural Gas_Condensing RTU_A_Achievable Economic UCT Potential | F3 | Industrial | Agriculture | Existing | Space Heating | Natural Gas | Condensing RTU | A | Integrated Unit Winter Peak Savings (kW) | Achievable Economic UCT Potential | 0 | 0 | 0 | 0 | 0 | 0 | 0 | 0 | 0 | 0 | 0 | 0 | 0 | 0 | 0 | 0 | 0 | 0 | 0 | 0 | 0 | 0 | 0 | 0 | 0 | 0 | 0 | 0 | 0 | 0 | 0
F4_Industrial_Agriculture_Existing_Space Heating_Natural Gas_Condensing RTU_A_Achievable Economic UCT Potential | F4 | Industrial | Agriculture | Existing | Space Heating | Natural Gas | Condensing RTU | A | Incremental Energy Savings (MWh or mTherms) | Achievable Economic UCT Potential | 0 | 0 | 0 | 0 | 0 | 0 | 0 | 0 | 0 | 0 | 0 | 0 | 0 | 0 | 0 | 0 | 0 | 0 | 0 | 0 | 0 | 0 | 0 | 0 | 0 | 0 | 0 | 0 | 0 | 0 | 0
F5_Industrial_Agriculture_Existing_Space Heating_Natural Gas_Condensing RTU_A_Achievable Economic UCT Potential | F5 | Industrial | Agriculture | Existing | Space Heating | Natural Gas | Condensing RTU | A | Incremental Summer Peak Savings (MW) | Achievable Economic UCT Potential | 0 | 0 | 0 | 0 | 0 | 0 | 0 | 0 | 0 | 0 | 0 | 0 | 0 | 0 | 0 | 0 | 0 | 0 | 0 | 0 | 0 | 0 | 0 | 0 | 0 | 0 | 0 | 0 | 0 | 0 | 0
F6_Industrial_Agriculture_Existing_Space Heating_Natural Gas_Condensing RTU_A_Achievable Economic UCT Potential | F6 | Industrial | Agriculture | Existing | Space Heating | Natural Gas | Condensing RTU | A | Incremental Winter Peak Savings (MW) | Achievable Economic UCT Potential | 0 | 0 | 0 | 0 | 0 | 0 | 0 | 0 | 0 | 0 | 0 | 0 | 0 | 0 | 0 | 0 | 0 | 0 | 0 | 0 | 0 | 0 | 0 | 0 | 0 | 0 | 0 | 0 | 0 | 0 | 0
F7_Industrial_Agriculture_Existing_Space Heating_Natural Gas_Condensing RTU_A_Achievable Economic UCT Potential | F7 | Industrial | Agriculture | Existing | Space Heating | Natural Gas | Condensing RTU | A | Cumulative Energy Savings (MWh or mTherms) | Achievable Economic UCT Potential | 0 | 0 | 0 | 0 | 0 | 0 | 0 | 0 | 0 | 0 | 0 | 0 | 0 | 0 | 0 | 0 | 0 | 0 | 0 | 0 | 0 | 0 | 0 | 0 | 0 | 0 | 0 | 0 | 0 | 0 | 0
F8_Industrial_Agriculture_Existing_Space Heating_Natural Gas_Condensing RTU_A_Achievable Economic UCT Potential | F8 | Industrial | Agriculture | Existing | Space Heating | Natural Gas | Condensing RTU | A | Cumulative Summer Peak Savings (MW) | Achievable Economic UCT Potential | 0 | 0 | 0 | 0 | 0 | 0 | 0 | 0 | 0 | 0 | 0 | 0 | 0 | 0 | 0 | 0 | 0 | 0 | 0 | 0 | 0 | 0 | 0 | 0 | 0 | 0 | 0 | 0 | 0 | 0 | 0
F9_Industrial_Agriculture_Existing_Space Heating_Natural Gas_Condensing RTU_A_Achievable Economic UCT Potential | F9 | Industrial | Agriculture | Existing | Space Heating | Natural Gas | Condensing RTU | A | Cumulative Winter Peak Savings (MW) | Achievable Economic UCT Potential | 0 | 0 | 0 | 0 | 0 | 0 | 0 | 0 | 0 | 0 | 0 | 0 | 0 | 0 | 0 | 0 | 0 | 0 | 0 | 0 | 0 | 0 | 0 | 0 | 0 | 0 | 0 | 0 | 0 | 0 | 0
F10_Industrial_Agriculture_Existing_Space Heating_Natural Gas_Condensing RTU_A_Achievable Economic UCT Potential | F10 | Industrial | Agriculture | Existing | Space Heating | Natural Gas | Condensing RTU | A | Purchases (Incremental) | Achievable Economic UCT Potential | 0 | 0 | 0 | 0 | 0 | 0 | 0 | 0 | 0 | 0 | 0 | 0 | 0 | 0 | 0 | 0 | 0 | 0 | 0 | 0 | 0 | 0 | 0 | 0 | 0 | 0 | 0 | 0 | 0 | 0 | 0
F11_Industrial_Agriculture_Existing_Space Heating_Natural Gas_Condensing RTU_A_Achievable Economic UCT Potential | F11 | Industrial | Agriculture | Existing | Space Heating | Natural Gas | Condensing RTU | A | Purchases (Cumulative) | Achievable Economic UCT Potential | 0 | 0 | 0 | 0 | 0 | 0 | 0 | 0 | 0 | 0 | 0 | 0 | 0 | 0 | 0 | 0 | 0 | 0 | 0 | 0 | 0 | 0 | 0 | 0 | 0 | 0 | 0 | 0 | 0 | 0 | 0
F1_Industrial_Agriculture_New_Space Heating_Natural Gas_Condensing RTU_A_Achievable Economic UCT Potential | F1 | Industrial | Agriculture | New | Space Heating | Natural Gas | Condensing RTU | A | Integrated Unit Energy Savings (kWh or therms) | Achievable Economic UCT Potential | 0 | 0 | 0 | 0 | 0 | 0 | 0 | 0 | 0 | 0 | 0 | 0 | 0 | 0 | 0 | 0 | 0 | 0 | 0 | 0 | 0 | 0 | 0 | 0 | 0 | 0 | 0 | 0 | 0 | 0 | 0
F2_Industrial_Agriculture_New_Space Heating_Natural Gas_Condensing RTU_A_Achievable Economic UCT Potential | F2 | Industrial | Agriculture | New | Space Heating | Natural Gas | Condensing RTU | A | Integrated Unit Summer Peak Savings (kW) | Achievable Economic UCT Potential | 0 | 0 | 0 | 0 | 0 | 0 | 0 | 0 | 0 | 0 | 0 | 0 | 0 | 0 | 0 | 0 | 0 | 0 | 0 | 0 | 0 | 0 | 0 | 0 | 0 | 0 | 0 | 0 | 0 | 0 | 0
F3_Industrial_Agriculture_New_Space Heating_Natural Gas_Condensing RTU_A_Achievable Economic UCT Potential | F3 | Industrial | Agriculture | New | Space Heating | Natural Gas | Condensing RTU | A | Integrated Unit Winter Peak Savings (kW) | Achievable Economic UCT Potential | 0 | 0 | 0 | 0 | 0 | 0 | 0 | 0 | 0 | 0 | 0 | 0 | 0 | 0 | 0 | 0 | 0 | 0 | 0 | 0 | 0 | 0 | 0 | 0 | 0 | 0 | 0 | 0 | 0 | 0 | 0
F4_Industrial_Agriculture_New_Space Heating_Natural Gas_Condensing RTU_A_Achievable Economic UCT Potential | F4 | Industrial | Agriculture | New | Space Heating | Natural Gas | Condensing RTU | A | Incremental Energy Savings (MWh or mTherms) | Achievable Economic UCT Potential | 0 | 0 | 0 | 0 | 0 | 0 | 0 | 0 | 0 | 0 | 0 | 0 | 0 | 0 | 0 | 0 | 0 | 0 | 0 | 0 | 0 | 0 | 0 | 0 | 0 | 0 | 0 | 0 | 0 | 0 | 0
F5_Industrial_Agriculture_New_Space Heating_Natural Gas_Condensing RTU_A_Achievable Economic UCT Potential | F5 | Industrial | Agriculture | New | Space Heating | Natural Gas | Condensing RTU | A | Incremental Summer Peak Savings (MW) | Achievable Economic UCT Potential | 0 | 0 | 0 | 0 | 0 | 0 | 0 | 0 | 0 | 0 | 0 | 0 | 0 | 0 | 0 | 0 | 0 | 0 | 0 | 0 | 0 | 0 | 0 | 0 | 0 | 0 | 0 | 0 | 0 | 0 | 0
F6_Industrial_Agriculture_New_Space Heating_Natural Gas_Condensing RTU_A_Achievable Economic UCT Potential | F6 | Industrial | Agriculture | New | Space Heating | Natural Gas | Condensing RTU | A | Incremental Winter Peak Savings (MW) | Achievable Economic UCT Potential | 0 | 0 | 0 | 0 | 0 | 0 | 0 | 0 | 0 | 0 | 0 | 0 | 0 | 0 | 0 | 0 | 0 | 0 | 0 | 0 | 0 | 0 | 0 | 0 | 0 | 0 | 0 | 0 | 0 | 0 | 0
F7_Industrial_Agriculture_New_Space Heating_Natural Gas_Condensing RTU_A_Achievable Economic UCT Potential | F7 | Industrial | Agriculture | New | Space Heating | Natural Gas | Condensing RTU | A | Cumulative Energy Savings (MWh or mTherms) | Achievable Economic UCT Potential | 0 | 0 | 0 | 0 | 0 | 0 | 0 | 0 | 0 | 0 | 0 | 0 | 0 | 0 | 0 | 0 | 0 | 0 | 0 | 0 | 0 | 0 | 0 | 0 | 0 | 0 | 0 | 0 | 0 | 0 | 0
F8_Industrial_Agriculture_New_Space Heating_Natural Gas_Condensing RTU_A_Achievable Economic UCT Potential | F8 | Industrial | Agriculture | New | Space Heating | Natural Gas | Condensing RTU | A | Cumulative Summer Peak Savings (MW) | Achievable Economic UCT Potential | 0 | 0 | 0 | 0 | 0 | 0 | 0 | 0 | 0 | 0 | 0 | 0 | 0 | 0 | 0 | 0 | 0 | 0 | 0 | 0 | 0 | 0 | 0 | 0 | 0 | 0 | 0 | 0 | 0 | 0 | 0
F9_Industrial_Agriculture_New_Space Heating_Natural Gas_Condensing RTU_A_Achievable Economic UCT Potential | F9 | Industrial | Agriculture | New | Space Heating | Natural Gas | Condensing RTU | A | Cumulative Winter Peak Savings (MW) | Achievable Economic UCT Potential | 0 | 0 | 0 | 0 | 0 | 0 | 0 | 0 | 0 | 0 | 0 | 0 | 0 | 0 | 0 | 0 | 0 | 0 | 0 | 0 | 0 | 0 | 0 | 0 | 0 | 0 | 0 | 0 | 0 | 0 | 0
F10_Industrial_Agriculture_New_Space Heating_Natural Gas_Condensing RTU_A_Achievable Economic UCT Potential | F10 | Industrial | Agriculture | New | Space Heating | Natural Gas | Condensing RTU | A | Purchases (Incremental) | Achievable Economic UCT Potential | 0 | 0 | 0 | 0 | 0 | 0 | 0 | 0 | 0 | 0 | 0 | 0 | 0 | 0 | 0 | 0 | 0 | 0 | 0 | 0 | 0 | 0 | 0 | 0 | 0 | 0 | 0 | 0 | 0 | 0 | 0
F11_Industrial_Agriculture_New_Space Heating_Natural Gas_Condensing RTU_A_Achievable Economic UCT Potential | F11 | Industrial | Agriculture | New | Space Heating | Natural Gas | Condensing RTU | A | Purchases (Cumulative) | Achievable Economic UCT Potential | 0 | 0 | 0 | 0 | 0 | 0 | 0 | 0 | 0 | 0 | 0 | 0 | 0 | 0 | 0 | 0 | 0 | 0 | 0 | 0 | 0 | 0 | 0 | 0 | 0 | 0 | 0 | 0 | 0 | 0 | 0
F1_Industrial_Primary Metals_Existing_Space Heating_Natural Gas_Condensing RTU_A_Achievable Economic UCT Potential | F1 | Industrial | Primary Metals | Existing | Space Heating | Natural Gas | Condensing RTU | A | Integrated Unit Energy Savings (kWh or therms) | Achievable Economic UCT Potential | 0 | 0 | 0 | 0 | 0 | 37.5245 | 37.1598 | 36.6938 | 36.2107 | 35.7134 | 35.2131 | 34.7072 | 34.2159 | 33.732 | 33.2305 | 32.7682 | 32.3212 | 31.8958 | 31.4899 | 31.0962 | 30.7169 | 30.3394 | 29.976 | 29.6523 | 29.3455 | 29.0609 | 28.8085 | 28.5714 | 30.1542 | 29.9683 | 29.7941
F2_Industrial_Primary Metals_Existing_Space Heating_Natural Gas_Condensing RTU_A_Achievable Economic UCT Potential | F2 | Industrial | Primary Metals | Existing | Space Heating | Natural Gas | Condensing RTU | A | Integrated Unit Summer Peak Savings (kW) | Achievable Economic UCT Potential | 0 | 0 | 0 | 0 | 0 | 0 | 0 | 0 | 0 | 0 | 0 | 0 | 0 | 0 | 0 | 0 | 0 | 0 | 0 | 0 | 0 | 0 | 0 | 0 | 0 | 0 | 0 | 0 | 0 | 0 | 0
F3_Industrial_Primary Metals_Existing_Space Heating_Natural Gas_Condensing RTU_A_Achievable Economic UCT Potential | F3 | Industrial | Primary Metals | Existing | Space Heating | Natural Gas | Condensing RTU | A | Integrated Unit Winter Peak Savings (kW) | Achievable Economic UCT Potential | 0 | 0 | 0 | 0 | 0 | 0 | 0 | 0 | 0 | 0 | 0 | 0 | 0 | 0 | 0 | 0 | 0 | 0 | 0 | 0 | 0 | 0 | 0 | 0 | 0 | 0 | 0 | 0 | 0 | 0 | 0
F4_Industrial_Primary Metals_Existing_Space Heating_Natural Gas_Condensing RTU_A_Achievable Economic UCT Potential | F4 | Industrial | Primary Metals | Existing | Space Heating | Natural Gas | Condensing RTU | A | Incremental Energy Savings (MWh or mTherms) | Achievable Economic UCT Potential | 0 | 0 | 0 | 0 | 0 | 0 | 0 | 0 | 0 | 0 | 0 | 0 | 0 | 0 | 0 | 0 | 0 | 0 | 0 | 0 | 0 | 0 | 0 | 0 | 0 | 0 | 0 | 0 | 0 | 0 | 0
F5_Industrial_Primary Metals_Existing_Space Heating_Natural Gas_Condensing RTU_A_Achievable Economic UCT Potential | F5 | Industrial | Primary Metals | Existing | Space Heating | Natural Gas | Condensing RTU | A | Incremental Summer Peak Savings (MW) | Achievable Economic UCT Potential | 0 | 0 | 0 | 0 | 0 | 0 | 0 | 0 | 0 | 0 | 0 | 0 | 0 | 0 | 0 | 0 | 0 | 0 | 0 | 0 | 0 | 0 | 0 | 0 | 0 | 0 | 0 | 0 | 0 | 0 | 0
F6_Industrial_Primary Metals_Existing_Space Heating_Natural Gas_Condensing RTU_A_Achievable Economic UCT Potential | F6 | Industrial | Primary Metals | Existing | Space Heating | Natural Gas | Condensing RTU | A | Incremental Winter Peak Savings (MW) | Achievable Economic UCT Potential | 0 | 0 | 0 | 0 | 0 | 0 | 0 | 0 | 0 | 0 | 0 | 0 | 0 | 0 | 0 | 0 | 0 | 0 | 0 | 0 | 0 | 0 | 0 | 0 | 0 | 0 | 0 | 0 | 0 | 0 | 0
F7_Industrial_Primary Metals_Existing_Space Heating_Natural Gas_Condensing RTU_A_Achievable Economic UCT Potential | F7 | Industrial | Primary Metals | Existing | Space Heating | Natural Gas | Condensing RTU | A | Cumulative Energy Savings (MWh or mTherms) | Achievable Economic UCT Potential | 0 | 0 | 0 | 0 | 0 | 0 | 0 | 0 | 0 | 0 | 0 | 0 | 0 | 0 | 0 | 0 | 0 | 0 | 0 | 0 | 0 | 0 | 0 | 0 | 0 | 0 | 0 | 0 | 0 | 0 | 0
F8_Industrial_Primary Metals_Existing_Space Heating_Natural Gas_Condensing RTU_A_Achievable Economic UCT Potential | F8 | Industrial | Primary Metals | Existing | Space Heating | Natural Gas | Condensing RTU | A | Cumulative Summer Peak Savings (MW) | Achievable Economic UCT Potential | 0 | 0 | 0 | 0 | 0 | 0 | 0 | 0 | 0 | 0 | 0 | 0 | 0 | 0 | 0 | 0 | 0 | 0 | 0 | 0 | 0 | 0 | 0 | 0 | 0 | 0 | 0 | 0 | 0 | 0 | 0
F9_Industrial_Primary Metals_Existing_Space Heating_Natural Gas_Condensing RTU_A_Achievable Economic UCT Potential | F9 | Industrial | Primary Metals | Existing | Space Heating | Natural Gas | Condensing RTU | A | Cumulative Winter Peak Savings (MW) | Achievable Economic UCT Potential | 0 | 0 | 0 | 0 | 0 | 0 | 0 | 0 | 0 | 0 | 0 | 0 | 0 | 0 | 0 | 0 | 0 | 0 | 0 | 0 | 0 | 0 | 0 | 0 | 0 | 0 | 0 | 0 | 0 | 0 | 0
F10_Industrial_Primary Metals_Existing_Space Heating_Natural Gas_Condensing RTU_A_Achievable Economic UCT Potential | F10 | Industrial | Primary Metals | Existing | Space Heating | Natural Gas | Condensing RTU | A | Purchases (Incremental) | Achievable Economic UCT Potential | 0 | 0 | 0 | 0 | 0 | 0 | 0 | 0 | 0 | 0 | 0 | 0 | 0 | 0 | 0 | 0 | 0 | 0 | 0 | 0 | 0 | 0 | 0 | 0 | 0 | 0 | 0 | 0 | 0 | 0 | 0
F11_Industrial_Primary Metals_Existing_Space Heating_Natural Gas_Condensing RTU_A_Achievable Economic UCT Potential | F11 | Industrial | Primary Metals | Existing | Space Heating | Natural Gas | Condensing RTU | A | Purchases (Cumulative) | Achievable Economic UCT Potential | 0 | 0 | 0 | 0 | 0 | 0 | 0 | 0 | 0 | 0 | 0 | 0 | 0 | 0 | 0 | 0 | 0 | 0 | 0 | 0 | 0 | 0 | 0 | 0 | 0 | 0 | 0 | 0 | 0 | 0 | 0
F1_Industrial_Primary Metals_New_Space Heating_Natural Gas_Condensing RTU_A_Achievable Economic UCT Potential | F1 | Industrial | Primary Metals | New | Space Heating | Natural Gas | Condensing RTU | A | Integrated Unit Energy Savings (kWh or therms) | Achievable Economic UCT Potential | 0 | 0 | 0 | 0 | 0 | 0 | 0 | 0 | 0 | 0 | 0 | 0 | 0 | 0 | 0 | 0 | 0 | 0 | 0 | 0 | 0 | 0 | 0 | 0 | 0 | 0 | 0 | 0 | 0 | 0 | 0
F2_Industrial_Primary Metals_New_Space Heating_Natural Gas_Condensing RTU_A_Achievable Economic UCT Potential | F2 | Industrial | Primary Metals | New | Space Heating | Natural Gas | Condensing RTU | A | Integrated Unit Summer Peak Savings (kW) | Achievable Economic UCT Potential | 0 | 0 | 0 | 0 | 0 | 0 | 0 | 0 | 0 | 0 | 0 | 0 | 0 | 0 | 0 | 0 | 0 | 0 | 0 | 0 | 0 | 0 | 0 | 0 | 0 | 0 | 0 | 0 | 0 | 0 | 0
F3_Industrial_Primary Metals_New_Space Heating_Natural Gas_Condensing RTU_A_Achievable Economic UCT Potential | F3 | Industrial | Primary Metals | New | Space Heating | Natural Gas | Condensing RTU | A | Integrated Unit Winter Peak Savings (kW) | Achievable Economic UCT Potential | 0 | 0 | 0 | 0 | 0 | 0 | 0 | 0 | 0 | 0 | 0 | 0 | 0 | 0 | 0 | 0 | 0 | 0 | 0 | 0 | 0 | 0 | 0 | 0 | 0 | 0 | 0 | 0 | 0 | 0 | 0
F4_Industrial_Primary Metals_New_Space Heating_Natural Gas_Condensing RTU_A_Achievable Economic UCT Potential | F4 | Industrial | Primary Metals | New | Space Heating | Natural Gas | Condensing RTU | A | Incremental Energy Savings (MWh or mTherms) | Achievable Economic UCT Potential | 0 | 0 | 0 | 0 | 0 | 0 | 0 | 0 | 0 | 0 | 0 | 0 | 0 | 0 | 0 | 0 | 0 | 0 | 0 | 0 | 0 | 0 | 0 | 0 | 0 | 0 | 0 | 0 | 0 | 0 | 0
F5_Industrial_Primary Metals_New_Space Heating_Natural Gas_Condensing RTU_A_Achievable Economic UCT Potential | F5 | Industrial | Primary Metals | New | Space Heating | Natural Gas | Condensing RTU | A | Incremental Summer Peak Savings (MW) | Achievable Economic UCT Potential | 0 | 0 | 0 | 0 | 0 | 0 | 0 | 0 | 0 | 0 | 0 | 0 | 0 | 0 | 0 | 0 | 0 | 0 | 0 | 0 | 0 | 0 | 0 | 0 | 0 | 0 | 0 | 0 | 0 | 0 | 0
F6_Industrial_Primary Metals_New_Space Heating_Natural Gas_Condensing RTU_A_Achievable Economic UCT Potential | F6 | Industrial | Primary Metals | New | Space Heating | Natural Gas | Condensing RTU | A | Incremental Winter Peak Savings (MW) | Achievable Economic UCT Potential | 0 | 0 | 0 | 0 | 0 | 0 | 0 | 0 | 0 | 0 | 0 | 0 | 0 | 0 | 0 | 0 | 0 | 0 | 0 | 0 | 0 | 0 | 0 | 0 | 0 | 0 | 0 | 0 | 0 | 0 | 0
F7_Industrial_Primary Metals_New_Space Heating_Natural Gas_Condensing RTU_A_Achievable Economic UCT Potential | F7 | Industrial | Primary Metals | New | Space Heating | Natural Gas | Condensing RTU | A | Cumulative Energy Savings (MWh or mTherms) | Achievable Economic UCT Potential | 0 | 0 | 0 | 0 | 0 | 0 | 0 | 0 | 0 | 0 | 0 | 0 | 0 | 0 | 0 | 0 | 0 | 0 | 0 | 0 | 0 | 0 | 0 | 0 | 0 | 0 | 0 | 0 | 0 | 0 | 0
F8_Industrial_Primary Metals_New_Space Heating_Natural Gas_Condensing RTU_A_Achievable Economic UCT Potential | F8 | Industrial | Primary Metals | New | Space Heating | Natural Gas | Condensing RTU | A | Cumulative Summer Peak Savings (MW) | Achievable Economic UCT Potential | 0 | 0 | 0 | 0 | 0 | 0 | 0 | 0 | 0 | 0 | 0 | 0 | 0 | 0 | 0 | 0 | 0 | 0 | 0 | 0 | 0 | 0 | 0 | 0 | 0 | 0 | 0 | 0 | 0 | 0 | 0
F9_Industrial_Primary Metals_New_Space Heating_Natural Gas_Condensing RTU_A_Achievable Economic UCT Potential | F9 | Industrial | Primary Metals | New | Space Heating | Natural Gas | Condensing RTU | A | Cumulative Winter Peak Savings (MW) | Achievable Economic UCT Potential | 0 | 0 | 0 | 0 | 0 | 0 | 0 | 0 | 0 | 0 | 0 | 0 | 0 | 0 | 0 | 0 | 0 | 0 | 0 | 0 | 0 | 0 | 0 | 0 | 0 | 0 | 0 | 0 | 0 | 0 | 0
F10_Industrial_Primary Metals_New_Space Heating_Natural Gas_Condensing RTU_A_Achievable Economic UCT Potential | F10 | Industrial | Primary Metals | New | Space Heating | Natural Gas | Condensing RTU | A | Purchases (Incremental) | Achievable Economic UCT Potential | 0 | 0 | 0 | 0 | 0 | 0 | 0 | 0 | 0 | 0 | 0 | 0 | 0 | 0 | 0 | 0 | 0 | 0 | 0 | 0 | 0 | 0 | 0 | 0 | 0 | 0 | 0 | 0 | 0 | 0 | 0
F11_Industrial_Primary Metals_New_Space Heating_Natural Gas_Condensing RTU_A_Achievable Economic UCT Potential | F11 | Industrial | Primary Metals | New | Space Heating | Natural Gas | Condensing RTU | A | Purchases (Cumulative) | Achievable Economic UCT Potential | 0 | 0 | 0 | 0 | 0 | 0 | 0 | 0 | 0 | 0 | 0 | 0 | 0 | 0 | 0 | 0 | 0 | 0 | 0 | 0 | 0 | 0 | 0 | 0 | 0 | 0 | 0 | 0 | 0 | 0 | 0
F1_Industrial_Stone, Clay, and Glass_Existing_Space Heating_Natural Gas_Condensing RTU_A_Achievable Economic UCT Potential | F1 | Industrial | Stone, Clay, and Glass | Existing | Space Heating | Natural Gas | Condensing RTU | A | Integrated Unit Energy Savings (kWh or therms) | Achievable Economic UCT Potential | 0 | 0 | 0 | 0 | 0 | 44.1298 | 43.7008 | 43.1528 | 42.5847 | 41.9999 | 41.4115 | 40.8165 | 40.2388 | 39.6697 | 39.0799 | 38.5362 | 38.0105 | 37.5103 | 37.0329 | 36.5699 | 36.1239 | 35.6799 | 35.2525 | 34.8718 | 34.511 | 34.1764 | 33.8796 | 33.6008 | 35.4621 | 35.2435 | 35.0386
F2_Industrial_Stone, Clay, and Glass_Existing_Space Heating_Natural Gas_Condensing RTU_A_Achievable Economic UCT Potential | F2 | Industrial | Stone, Clay, and Glass | Existing | Space Heating | Natural Gas | Condensing RTU | A | Integrated Unit Summer Peak Savings (kW) | Achievable Economic UCT Potential | 0 | 0 | 0 | 0 | 0 | 0 | 0 | 0 | 0 | 0 | 0 | 0 | 0 | 0 | 0 | 0 | 0 | 0 | 0 | 0 | 0 | 0 | 0 | 0 | 0 | 0 | 0 | 0 | 0 | 0 | 0
F3_Industrial_Stone, Clay, and Glass_Existing_Space Heating_Natural Gas_Condensing RTU_A_Achievable Economic UCT Potential | F3 | Industrial | Stone, Clay, and Glass | Existing | Space Heating | Natural Gas | Condensing RTU | A | Integrated Unit Winter Peak Savings (kW) | Achievable Economic UCT Potential | 0 | 0 | 0 | 0 | 0 | 0 | 0 | 0 | 0 | 0 | 0 | 0 | 0 | 0 | 0 | 0 | 0 | 0 | 0 | 0 | 0 | 0 | 0 | 0 | 0 | 0 | 0 | 0 | 0 | 0 | 0
F4_Industrial_Stone, Clay, and Glass_Existing_Space Heating_Natural Gas_Condensing RTU_A_Achievable Economic UCT Potential | F4 | Industrial | Stone, Clay, and Glass | Existing | Space Heating | Natural Gas | Condensing RTU | A | Incremental Energy Savings (MWh or mTherms) | Achievable Economic UCT Potential | 0 | 0 | 0 | 0 | 0 | 0 | 0 | 0 | 0 | 0 | 0 | 0 | 0 | 0 | 0 | 0 | 0 | 0 | 0 | 0 | 0 | 0 | 0 | 0 | 0 | 0 | 0 | 0 | 0 | 0 | 0
F5_Industrial_Stone, Clay, and Glass_Existing_Space Heating_Natural Gas_Condensing RTU_A_Achievable Economic UCT Potential | F5 | Industrial | Stone, Clay, and Glass | Existing | Space Heating | Natural Gas | Condensing RTU | A | Incremental Summer Peak Savings (MW) | Achievable Economic UCT Potential | 0 | 0 | 0 | 0 | 0 | 0 | 0 | 0 | 0 | 0 | 0 | 0 | 0 | 0 | 0 | 0 | 0 | 0 | 0 | 0 | 0 | 0 | 0 | 0 | 0 | 0 | 0 | 0 | 0 | 0 | 0
F6_Industrial_Stone, Clay, and Glass_Existing_Space Heating_Natural Gas_Condensing RTU_A_Achievable Economic UCT Potential | F6 | Industrial | Stone, Clay, and Glass | Existing | Space Heating | Natural Gas | Condensing RTU | A | Incremental Winter Peak Savings (MW) | Achievable Economic UCT Potential | 0 | 0 | 0 | 0 | 0 | 0 | 0 | 0 | 0 | 0 | 0 | 0 | 0 | 0 | 0 | 0 | 0 | 0 | 0 | 0 | 0 | 0 | 0 | 0 | 0 | 0 | 0 | 0 | 0 | 0 | 0
F7_Industrial_Stone, Clay, and Glass_Existing_Space Heating_Natural Gas_Condensing RTU_A_Achievable Economic UCT Potential | F7 | Industrial | Stone, Clay, and Glass | Existing | Space Heating | Natural Gas | Condensing RTU | A | Cumulative Energy Savings (MWh or mTherms) | Achievable Economic UCT Potential | 0 | 0 | 0 | 0 | 0 | 0 | 0 | 0 | 0 | 0 | 0 | 0 | 0 | 0 | 0 | 0 | 0 | 0 | 0 | 0 | 0 | 0 | 0 | 0 | 0 | 0 | 0 | 0 | 0 | 0 | 0
F8_Industrial_Stone, Clay, and Glass_Existing_Space Heating_Natural Gas_Condensing RTU_A_Achievable Economic UCT Potential | F8 | Industrial | Stone, Clay, and Glass | Existing | Space Heating | Natural Gas | Condensing RTU | A | Cumulative Summer Peak Savings (MW) | Achievable Economic UCT Potential | 0 | 0 | 0 | 0 | 0 | 0 | 0 | 0 | 0 | 0 | 0 | 0 | 0 | 0 | 0 | 0 | 0 | 0 | 0 | 0 | 0 | 0 | 0 | 0 | 0 | 0 | 0 | 0 | 0 | 0 | 0
F9_Industrial_Stone, Clay, and Glass_Existing_Space Heating_Natural Gas_Condensing RTU_A_Achievable Economic UCT Potential | F9 | Industrial | Stone, Clay, and Glass | Existing | Space Heating | Natural Gas | Condensing RTU | A | Cumulative Winter Peak Savings (MW) | Achievable Economic UCT Potential | 0 | 0 | 0 | 0 | 0 | 0 | 0 | 0 | 0 | 0 | 0 | 0 | 0 | 0 | 0 | 0 | 0 | 0 | 0 | 0 | 0 | 0 | 0 | 0 | 0 | 0 | 0 | 0 | 0 | 0 | 0
F10_Industrial_Stone, Clay, and Glass_Existing_Space Heating_Natural Gas_Condensing RTU_A_Achievable Economic UCT Potential | F10 | Industrial | Stone, Clay, and Glass | Existing | Space Heating | Natural Gas | Condensing RTU | A | Purchases (Incremental) | Achievable Economic UCT Potential | 0 | 0 | 0 | 0 | 0 | 0 | 0 | 0 | 0 | 0 | 0 | 0 | 0 | 0 | 0 | 0 | 0 | 0 | 0 | 0 | 0 | 0 | 0 | 0 | 0 | 0 | 0 | 0 | 0 | 0 | 0
F11_Industrial_Stone, Clay, and Glass_Existing_Space Heating_Natural Gas_Condensing RTU_A_Achievable Economic UCT Potential | F11 | Industrial | Stone, Clay, and Glass | Existing | Space Heating | Natural Gas | Condensing RTU | A | Purchases (Cumulative) | Achievable Economic UCT Potential | 0 | 0 | 0 | 0 | 0 | 0 | 0 | 0 | 0 | 0 | 0 | 0 | 0 | 0 | 0 | 0 | 0 | 0 | 0 | 0 | 0 | 0 | 0 | 0 | 0 | 0 | 0 | 0 | 0 | 0 | 0
F1_Industrial_Stone, Clay, and Glass_New_Space Heating_Natural Gas_Condensing RTU_A_Achievable Economic UCT Potential | F1 | Industrial | Stone, Clay, and Glass | New | Space Heating | Natural Gas | Condensing RTU | A | Integrated Unit Energy Savings (kWh or therms) | Achievable Economic UCT Potential | 0 | 0 | 0 | 0 | 0 | 0 | 0 | 0 | 0 | 0 | 0 | 0 | 0 | 0 | 0 | 0 | 0 | 0 | 0 | 0 | 0 | 0 | 0 | 0 | 0 | 0 | 0 | 0 | 0 | 0 | 0
F2_Industrial_Stone, Clay, and Glass_New_Space Heating_Natural Gas_Condensing RTU_A_Achievable Economic UCT Potential | F2 | Industrial | Stone, Clay, and Glass | New | Space Heating | Natural Gas | Condensing RTU | A | Integrated Unit Summer Peak Savings (kW) | Achievable Economic UCT Potential | 0 | 0 | 0 | 0 | 0 | 0 | 0 | 0 | 0 | 0 | 0 | 0 | 0 | 0 | 0 | 0 | 0 | 0 | 0 | 0 | 0 | 0 | 0 | 0 | 0 | 0 | 0 | 0 | 0 | 0 | 0
F3_Industrial_Stone, Clay, and Glass_New_Space Heating_Natural Gas_Condensing RTU_A_Achievable Economic UCT Potential | F3 | Industrial | Stone, Clay, and Glass | New | Space Heating | Natural Gas | Condensing RTU | A | Integrated Unit Winter Peak Savings (kW) | Achievable Economic UCT Potential | 0 | 0 | 0 | 0 | 0 | 0 | 0 | 0 | 0 | 0 | 0 | 0 | 0 | 0 | 0 | 0 | 0 | 0 | 0 | 0 | 0 | 0 | 0 | 0 | 0 | 0 | 0 | 0 | 0 | 0 | 0
F4_Industrial_Stone, Clay, and Glass_New_Space Heating_Natural Gas_Condensing RTU_A_Achievable Economic UCT Potential | F4 | Industrial | Stone, Clay, and Glass | New | Space Heating | Natural Gas | Condensing RTU | A | Incremental Energy Savings (MWh or mTherms) | Achievable Economic UCT Potential | 0 | 0 | 0 | 0 | 0 | 0 | 0 | 0 | 0 | 0 | 0 | 0 | 0 | 0 | 0 | 0 | 0 | 0 | 0 | 0 | 0 | 0 | 0 | 0 | 0 | 0 | 0 | 0 | 0 | 0 | 0
F5_Industrial_Stone, Clay, and Glass_New_Space Heating_Natural Gas_Condensing RTU_A_Achievable Economic UCT Potential | F5 | Industrial | Stone, Clay, and Glass | New | Space Heating | Natural Gas | Condensing RTU | A | Incremental Summer Peak Savings (MW) | Achievable Economic UCT Potential | 0 | 0 | 0 | 0 | 0 | 0 | 0 | 0 | 0 | 0 | 0 | 0 | 0 | 0 | 0 | 0 | 0 | 0 | 0 | 0 | 0 | 0 | 0 | 0 | 0 | 0 | 0 | 0 | 0 | 0 | 0
F6_Industrial_Stone, Clay, and Glass_New_Space Heating_Natural Gas_Condensing RTU_A_Achievable Economic UCT Potential | F6 | Industrial | Stone, Clay, and Glass | New | Space Heating | Natural Gas | Condensing RTU | A | Incremental Winter Peak Savings (MW) | Achievable Economic UCT Potential | 0 | 0 | 0 | 0 | 0 | 0 | 0 | 0 | 0 | 0 | 0 | 0 | 0 | 0 | 0 | 0 | 0 | 0 | 0 | 0 | 0 | 0 | 0 | 0 | 0 | 0 | 0 | 0 | 0 | 0 | 0
F7_Industrial_Stone, Clay, and Glass_New_Space Heating_Natural Gas_Condensing RTU_A_Achievable Economic UCT Potential | F7 | Industrial | Stone, Clay, and Glass | New | Space Heating | Natural Gas | Condensing RTU | A | Cumulative Energy Savings (MWh or mTherms) | Achievable Economic UCT Potential | 0 | 0 | 0 | 0 | 0 | 0 | 0 | 0 | 0 | 0 | 0 | 0 | 0 | 0 | 0 | 0 | 0 | 0 | 0 | 0 | 0 | 0 | 0 | 0 | 0 | 0 | 0 | 0 | 0 | 0 | 0
F8_Industrial_Stone, Clay, and Glass_New_Space Heating_Natural Gas_Condensing RTU_A_Achievable Economic UCT Potential | F8 | Industrial | Stone, Clay, and Glass | New | Space Heating | Natural Gas | Condensing RTU | A | Cumulative Summer Peak Savings (MW) | Achievable Economic UCT Potential | 0 | 0 | 0 | 0 | 0 | 0 | 0 | 0 | 0 | 0 | 0 | 0 | 0 | 0 | 0 | 0 | 0 | 0 | 0 | 0 | 0 | 0 | 0 | 0 | 0 | 0 | 0 | 0 | 0 | 0 | 0
F9_Industrial_Stone, Clay, and Glass_New_Space Heating_Natural Gas_Condensing RTU_A_Achievable Economic UCT Potential | F9 | Industrial | Stone, Clay, and Glass | New | Space Heating | Natural Gas | Condensing RTU | A | Cumulative Winter Peak Savings (MW) | Achievable Economic UCT Potential | 0 | 0 | 0 | 0 | 0 | 0 | 0 | 0 | 0 | 0 | 0 | 0 | 0 | 0 | 0 | 0 | 0 | 0 | 0 | 0 | 0 | 0 | 0 | 0 | 0 | 0 | 0 | 0 | 0 | 0 | 0
F10_Industrial_Stone, Clay, and Glass_New_Space Heating_Natural Gas_Condensing RTU_A_Achievable Economic UCT Potential | F10 | Industrial | Stone, Clay, and Glass | New | Space Heating | Natural Gas | Condensing RTU | A | Purchases (Incremental) | Achievable Economic UCT Potential | 0 | 0 | 0 | 0 | 0 | 0 | 0 | 0 | 0 | 0 | 0 | 0 | 0 | 0 | 0 | 0 | 0 | 0 | 0 | 0 | 0 | 0 | 0 | 0 | 0 | 0 | 0 | 0 | 0 | 0 | 0
F11_Industrial_Stone, Clay, and Glass_New_Space Heating_Natural Gas_Condensing RTU_A_Achievable Economic UCT Potential | F11 | Industrial | Stone, Clay, and Glass | New | Space Heating | Natural Gas | Condensing RTU | A | Purchases (Cumulative) | Achievable Economic UCT Potential | 0 | 0 | 0 | 0 | 0 | 0 | 0 | 0 | 0 | 0 | 0 | 0 | 0 | 0 | 0 | 0 | 0 | 0 | 0 | 0 | 0 | 0 | 0 | 0 | 0 | 0 | 0 | 0 | 0 | 0 | 0
F1_Industrial_Petroleum_Existing_Space Heating_Natural Gas_Condensing RTU_A_Achievable Economic UCT Potential | F1 | Industrial | Petroleum | Existing | Space Heating | Natural Gas | Condensing RTU | A | Integrated Unit Energy Savings (kWh or therms) | Achievable Economic UCT Potential | 0 | 0 | 0 | 0 | 0 | 9318.0295 | 9223.8186 | 9105.1292 | 8983.7425 | 8861.1078 | 8740.1797 | 8620.7618 | 8507.765 | 8399.4114 | 8290.9202 | 8194.2728 | 8103.5749 | 8017.0123 | 7934.1106 | 7851.7124 | 7770.9501 | 7689.8217 | 7606.9525 | 7537.5554 | 7470.6564 | 7407.8973 | 7348.9977 | 7293.7114 | 7490.5897 | 7444.4046 | 7401.1322
F2_Industrial_Petroleum_Existing_Space Heating_Natural Gas_Condensing RTU_A_Achievable Economic UCT Potential | F2 | Industrial | Petroleum | Existing | Space Heating | Natural Gas | Condensing RTU | A | Integrated Unit Summer Peak Savings (kW) | Achievable Economic UCT Potential | 0 | 0 | 0 | 0 | 0 | 0 | 0 | 0 | 0 | 0 | 0 | 0 | 0 | 0 | 0 | 0 | 0 | 0 | 0 | 0 | 0 | 0 | 0 | 0 | 0 | 0 | 0 | 0 | 0 | 0 | 0
F3_Industrial_Petroleum_Existing_Space Heating_Natural Gas_Condensing RTU_A_Achievable Economic UCT Potential | F3 | Industrial | Petroleum | Existing | Space Heating | Natural Gas | Condensing RTU | A | Integrated Unit Winter Peak Savings (kW) | Achievable Economic UCT Potential | 0 | 0 | 0 | 0 | 0 | 0 | 0 | 0 | 0 | 0 | 0 | 0 | 0 | 0 | 0 | 0 | 0 | 0 | 0 | 0 | 0 | 0 | 0 | 0 | 0 | 0 | 0 | 0 | 0 | 0 | 0
F4_Industrial_Petroleum_Existing_Space Heating_Natural Gas_Condensing RTU_A_Achievable Economic UCT Potential | F4 | Industrial | Petroleum | Existing | Space Heating | Natural Gas | Condensing RTU | A | Incremental Energy Savings (MWh or mTherms) | Achievable Economic UCT Potential | 0 | 0 | 0 | 0 | 0 | 0 | 0 | 0 | 0 | 0 | 0 | 0 | 0 | 0 | 0 | 0 | 0 | 0 | 0 | 0 | 0 | 0 | 0 | 0 | 0 | 0 | 0 | 0 | 0 | 0 | 0
F5_Industrial_Petroleum_Existing_Space Heating_Natural Gas_Condensing RTU_A_Achievable Economic UCT Potential | F5 | Industrial | Petroleum | Existing | Space Heating | Natural Gas | Condensing RTU | A | Incremental Summer Peak Savings (MW) | Achievable Economic UCT Potential | 0 | 0 | 0 | 0 | 0 | 0 | 0 | 0 | 0 | 0 | 0 | 0 | 0 | 0 | 0 | 0 | 0 | 0 | 0 | 0 | 0 | 0 | 0 | 0 | 0 | 0 | 0 | 0 | 0 | 0 | 0
F6_Industrial_Petroleum_Existing_Space Heating_Natural Gas_Condensing RTU_A_Achievable Economic UCT Potential | F6 | Industrial | Petroleum | Existing | Space Heating | Natural Gas | Condensing RTU | A | Incremental Winter Peak Savings (MW) | Achievable Economic UCT Potential | 0 | 0 | 0 | 0 | 0 | 0 | 0 | 0 | 0 | 0 | 0 | 0 | 0 | 0 | 0 | 0 | 0 | 0 | 0 | 0 | 0 | 0 | 0 | 0 | 0 | 0 | 0 | 0 | 0 | 0 | 0
F7_Industrial_Petroleum_Existing_Space Heating_Natural Gas_Condensing RTU_A_Achievable Economic UCT Potential | F7 | Industrial | Petroleum | Existing | Space Heating | Natural Gas | Condensing RTU | A | Cumulative Energy Savings (MWh or mTherms) | Achievable Economic UCT Potential | 0 | 0 | 0 | 0 | 0 | 0 | 0 | 0 | 0 | 0 | 0 | 0 | 0 | 0 | 0 | 0 | 0 | 0 | 0 | 0 | 0 | 0 | 0 | 0 | 0 | 0 | 0 | 0 | 0 | 0 | 0
F8_Industrial_Petroleum_Existing_Space Heating_Natural Gas_Condensing RTU_A_Achievable Economic UCT Potential | F8 | Industrial | Petroleum | Existing | Space Heating | Natural Gas | Condensing RTU | A | Cumulative Summer Peak Savings (MW) | Achievable Economic UCT Potential | 0 | 0 | 0 | 0 | 0 | 0 | 0 | 0 | 0 | 0 | 0 | 0 | 0 | 0 | 0 | 0 | 0 | 0 | 0 | 0 | 0 | 0 | 0 | 0 | 0 | 0 | 0 | 0 | 0 | 0 | 0
F9_Industrial_Petroleum_Existing_Space Heating_Natural Gas_Condensing RTU_A_Achievable Economic UCT Potential | F9 | Industrial | Petroleum | Existing | Space Heating | Natural Gas | Condensing RTU | A | Cumulative Winter Peak Savings (MW) | Achievable Economic UCT Potential | 0 | 0 | 0 | 0 | 0 | 0 | 0 | 0 | 0 | 0 | 0 | 0 | 0 | 0 | 0 | 0 | 0 | 0 | 0 | 0 | 0 | 0 | 0 | 0 | 0 | 0 | 0 | 0 | 0 | 0 | 0
F10_Industrial_Petroleum_Existing_Space Heating_Natural Gas_Condensing RTU_A_Achievable Economic UCT Potential | F10 | Industrial | Petroleum | Existing | Space Heating | Natural Gas | Condensing RTU | A | Purchases (Incremental) | Achievable Economic UCT Potential | 0 | 0 | 0 | 0 | 0 | 0 | 0 | 0 | 0 | 0 | 0 | 0 | 0 | 0 | 0 | 0 | 0 | 0 | 0 | 0 | 0 | 0 | 0 | 0 | 0 | 0 | 0 | 0 | 0 | 0 | 0
F11_Industrial_Petroleum_Existing_Space Heating_Natural Gas_Condensing RTU_A_Achievable Economic UCT Potential | F11 | Industrial | Petroleum | Existing | Space Heating | Natural Gas | Condensing RTU | A | Purchases (Cumulative) | Achievable Economic UCT Potential | 0 | 0 | 0 | 0 | 0 | 0 | 0 | 0 | 0 | 0 | 0 | 0 | 0 | 0 | 0 | 0 | 0 | 0 | 0 | 0 | 0 | 0 | 0 | 0 | 0 | 0 | 0 | 0 | 0 | 0 | 0
F1_Industrial_Petroleum_New_Space Heating_Natural Gas_Condensing RTU_A_Achievable Economic UCT Potential | F1 | Industrial | Petroleum | New | Space Heating | Natural Gas | Condensing RTU | A | Integrated Unit Energy Savings (kWh or therms) | Achievable Economic UCT Potential | 0 | 0 | 0 | 0 | 0 | 0 | 0 | 0 | 0 | 0 | 0 | 0 | 0 | 0 | 0 | 0 | 0 | 0 | 0 | 0 | 0 | 0 | 0 | 0 | 0 | 0 | 0 | 0 | 0 | 0 | 0
F2_Industrial_Petroleum_New_Space Heating_Natural Gas_Condensing RTU_A_Achievable Economic UCT Potential | F2 | Industrial | Petroleum | New | Space Heating | Natural Gas | Condensing RTU | A | Integrated Unit Summer Peak Savings (kW) | Achievable Economic UCT Potential | 0 | 0 | 0 | 0 | 0 | 0 | 0 | 0 | 0 | 0 | 0 | 0 | 0 | 0 | 0 | 0 | 0 | 0 | 0 | 0 | 0 | 0 | 0 | 0 | 0 | 0 | 0 | 0 | 0 | 0 | 0
F3_Industrial_Petroleum_New_Space Heating_Natural Gas_Condensing RTU_A_Achievable Economic UCT Potential | F3 | Industrial | Petroleum | New | Space Heating | Natural Gas | Condensing RTU | A | Integrated Unit Winter Peak Savings (kW) | Achievable Economic UCT Potential | 0 | 0 | 0 | 0 | 0 | 0 | 0 | 0 | 0 | 0 | 0 | 0 | 0 | 0 | 0 | 0 | 0 | 0 | 0 | 0 | 0 | 0 | 0 | 0 | 0 | 0 | 0 | 0 | 0 | 0 | 0
F4_Industrial_Petroleum_New_Space Heating_Natural Gas_Condensing RTU_A_Achievable Economic UCT Potential | F4 | Industrial | Petroleum | New | Space Heating | Natural Gas | Condensing RTU | A | Incremental Energy Savings (MWh or mTherms) | Achievable Economic UCT Potential | 0 | 0 | 0 | 0 | 0 | 0 | 0 | 0 | 0 | 0 | 0 | 0 | 0 | 0 | 0 | 0 | 0 | 0 | 0 | 0 | 0 | 0 | 0 | 0 | 0 | 0 | 0 | 0 | 0 | 0 | 0
F5_Industrial_Petroleum_New_Space Heating_Natural Gas_Condensing RTU_A_Achievable Economic UCT Potential | F5 | Industrial | Petroleum | New | Space Heating | Natural Gas | Condensing RTU | A | Incremental Summer Peak Savings (MW) | Achievable Economic UCT Potential | 0 | 0 | 0 | 0 | 0 | 0 | 0 | 0 | 0 | 0 | 0 | 0 | 0 | 0 | 0 | 0 | 0 | 0 | 0 | 0 | 0 | 0 | 0 | 0 | 0 | 0 | 0 | 0 | 0 | 0 | 0
F6_Industrial_Petroleum_New_Space Heating_Natural Gas_Condensing RTU_A_Achievable Economic UCT Potential | F6 | Industrial | Petroleum | New | Space Heating | Natural Gas | Condensing RTU | A | Incremental Winter Peak Savings (MW) | Achievable Economic UCT Potential | 0 | 0 | 0 | 0 | 0 | 0 | 0 | 0 | 0 | 0 | 0 | 0 | 0 | 0 | 0 | 0 | 0 | 0 | 0 | 0 | 0 | 0 | 0 | 0 | 0 | 0 | 0 | 0 | 0 | 0 | 0
F7_Industrial_Petroleum_New_Space Heating_Natural Gas_Condensing RTU_A_Achievable Economic UCT Potential | F7 | Industrial | Petroleum | New | Space Heating | Natural Gas | Condensing RTU | A | Cumulative Energy Savings (MWh or mTherms) | Achievable Economic UCT Potential | 0 | 0 | 0 | 0 | 0 | 0 | 0 | 0 | 0 | 0 | 0 | 0 | 0 | 0 | 0 | 0 | 0 | 0 | 0 | 0 | 0 | 0 | 0 | 0 | 0 | 0 | 0 | 0 | 0 | 0 | 0
F8_Industrial_Petroleum_New_Space Heating_Natural Gas_Condensing RTU_A_Achievable Economic UCT Potential | F8 | Industrial | Petroleum | New | Space Heating | Natural Gas | Condensing RTU | A | Cumulative Summer Peak Savings (MW) | Achievable Economic UCT Potential | 0 | 0 | 0 | 0 | 0 | 0 | 0 | 0 | 0 | 0 | 0 | 0 | 0 | 0 | 0 | 0 | 0 | 0 | 0 | 0 | 0 | 0 | 0 | 0 | 0 | 0 | 0 | 0 | 0 | 0 | 0
F9_Industrial_Petroleum_New_Space Heating_Natural Gas_Condensing RTU_A_Achievable Economic UCT Potential | F9 | Industrial | Petroleum | New | Space Heating | Natural Gas | Condensing RTU | A | Cumulative Winter Peak Savings (MW) | Achievable Economic UCT Potential | 0 | 0 | 0 | 0 | 0 | 0 | 0 | 0 | 0 | 0 | 0 | 0 | 0 | 0 | 0 | 0 | 0 | 0 | 0 | 0 | 0 | 0 | 0 | 0 | 0 | 0 | 0 | 0 | 0 | 0 | 0
F10_Industrial_Petroleum_New_Space Heating_Natural Gas_Condensing RTU_A_Achievable Economic UCT Potential | F10 | Industrial | Petroleum | New | Space Heating | Natural Gas | Condensing RTU | A | Purchases (Incremental) | Achievable Economic UCT Potential | 0 | 0 | 0 | 0 | 0 | 0 | 0 | 0 | 0 | 0 | 0 | 0 | 0 | 0 | 0 | 0 | 0 | 0 | 0 | 0 | 0 | 0 | 0 | 0 | 0 | 0 | 0 | 0 | 0 | 0 | 0
F11_Industrial_Petroleum_New_Space Heating_Natural Gas_Condensing RTU_A_Achievable Economic UCT Potential | F11 | Industrial | Petroleum | New | Space Heating | Natural Gas | Condensing RTU | A | Purchases (Cumulative) | Achievable Economic UCT Potential | 0 | 0 | 0 | 0 | 0 | 0 | 0 | 0 | 0 | 0 | 0 | 0 | 0 | 0 | 0 | 0 | 0 | 0 | 0 | 0 | 0 | 0 | 0 | 0 | 0 | 0 | 0 | 0 | 0 | 0 | 0
F1_Industrial_Paper and Printing_Existing_Space Heating_Natural Gas_Condensing RTU_A_Achievable Economic UCT Potential | F1 | Industrial | Paper and Printing | Existing | Space Heating | Natural Gas | Condensing RTU | A | Integrated Unit Energy Savings (kWh or therms) | Achievable Economic UCT Potential | 0 | 0 | 0 | 0 | 0 | 132.1801 | 130.8953 | 129.2538 | 127.5522 | 125.8006 | 124.0382 | 122.256 | 120.5256 | 118.821 | 117.0544 | 115.426 | 113.8514 | 112.3529 | 110.9232 | 109.5364 | 108.2004 | 106.8706 | 105.5905 | 104.4501 | 103.3695 | 102.3671 | 101.4781 | 100.6429 | 106.2183 | 105.5633 | 104.9497
F2_Industrial_Paper and Printing_Existing_Space Heating_Natural Gas_Condensing RTU_A_Achievable Economic UCT Potential | F2 | Industrial | Paper and Printing | Existing | Space Heating | Natural Gas | Condensing RTU | A | Integrated Unit Summer Peak Savings (kW) | Achievable Economic UCT Potential | 0 | 0 | 0 | 0 | 0 | 0 | 0 | 0 | 0 | 0 | 0 | 0 | 0 | 0 | 0 | 0 | 0 | 0 | 0 | 0 | 0 | 0 | 0 | 0 | 0 | 0 | 0 | 0 | 0 | 0 | 0
F3_Industrial_Paper and Printing_Existing_Space Heating_Natural Gas_Condensing RTU_A_Achievable Economic UCT Potential | F3 | Industrial | Paper and Printing | Existing | Space Heating | Natural Gas | Condensing RTU | A | Integrated Unit Winter Peak Savings (kW) | Achievable Economic UCT Potential | 0 | 0 | 0 | 0 | 0 | 0 | 0 | 0 | 0 | 0 | 0 | 0 | 0 | 0 | 0 | 0 | 0 | 0 | 0 | 0 | 0 | 0 | 0 | 0 | 0 | 0 | 0 | 0 | 0 | 0 | 0
F4_Industrial_Paper and Printing_Existing_Space Heating_Natural Gas_Condensing RTU_A_Achievable Economic UCT Potential | F4 | Industrial | Paper and Printing | Existing | Space Heating | Natural Gas | Condensing RTU | A | Incremental Energy Savings (MWh or mTherms) | Achievable Economic UCT Potential | 0 | 0 | 0 | 0 | 0 | 0 | 0 | 0 | 0 | 0 | 0 | 0 | 0 | 0 | 0 | 0 | 0 | 0 | 0 | 0 | 0 | 0 | 0 | 0 | 0 | 0 | 0 | 0 | 0 | 0 | 0
F5_Industrial_Paper and Printing_Existing_Space Heating_Natural Gas_Condensing RTU_A_Achievable Economic UCT Potential | F5 | Industrial | Paper and Printing | Existing | Space Heating | Natural Gas | Condensing RTU | A | Incremental Summer Peak Savings (MW) | Achievable Economic UCT Potential | 0 | 0 | 0 | 0 | 0 | 0 | 0 | 0 | 0 | 0 | 0 | 0 | 0 | 0 | 0 | 0 | 0 | 0 | 0 | 0 | 0 | 0 | 0 | 0 | 0 | 0 | 0 | 0 | 0 | 0 | 0
F6_Industrial_Paper and Printing_Existing_Space Heating_Natural Gas_Condensing RTU_A_Achievable Economic UCT Potential | F6 | Industrial | Paper and Printing | Existing | Space Heating | Natural Gas | Condensing RTU | A | Incremental Winter Peak Savings (MW) | Achievable Economic UCT Potential | 0 | 0 | 0 | 0 | 0 | 0 | 0 | 0 | 0 | 0 | 0 | 0 | 0 | 0 | 0 | 0 | 0 | 0 | 0 | 0 | 0 | 0 | 0 | 0 | 0 | 0 | 0 | 0 | 0 | 0 | 0
F7_Industrial_Paper and Printing_Existing_Space Heating_Natural Gas_Condensing RTU_A_Achievable Economic UCT Potential | F7 | Industrial | Paper and Printing | Existing | Space Heating | Natural Gas | Condensing RTU | A | Cumulative Energy Savings (MWh or mTherms) | Achievable Economic UCT Potential | 0 | 0 | 0 | 0 | 0 | 0 | 0 | 0 | 0 | 0 | 0 | 0 | 0 | 0 | 0 | 0 | 0 | 0 | 0 | 0 | 0 | 0 | 0 | 0 | 0 | 0 | 0 | 0 | 0 | 0 | 0
F8_Industrial_Paper and Printing_Existing_Space Heating_Natural Gas_Condensing RTU_A_Achievable Economic UCT Potential | F8 | Industrial | Paper and Printing | Existing | Space Heating | Natural Gas | Condensing RTU | A | Cumulative Summer Peak Savings (MW) | Achievable Economic UCT Potential | 0 | 0 | 0 | 0 | 0 | 0 | 0 | 0 | 0 | 0 | 0 | 0 | 0 | 0 | 0 | 0 | 0 | 0 | 0 | 0 | 0 | 0 | 0 | 0 | 0 | 0 | 0 | 0 | 0 | 0 | 0
F9_Industrial_Paper and Printing_Existing_Space Heating_Natural Gas_Condensing RTU_A_Achievable Economic UCT Potential | F9 | Industrial | Paper and Printing | Existing | Space Heating | Natural Gas | Condensing RTU | A | Cumulative Winter Peak Savings (MW) | Achievable Economic UCT Potential | 0 | 0 | 0 | 0 | 0 | 0 | 0 | 0 | 0 | 0 | 0 | 0 | 0 | 0 | 0 | 0 | 0 | 0 | 0 | 0 | 0 | 0 | 0 | 0 | 0 | 0 | 0 | 0 | 0 | 0 | 0
F10_Industrial_Paper and Printing_Existing_Space Heating_Natural Gas_Condensing RTU_A_Achievable Economic UCT Potential | F10 | Industrial | Paper and Printing | Existing | Space Heating | Natural Gas | Condensing RTU | A | Purchases (Incremental) | Achievable Economic UCT Potential | 0 | 0 | 0 | 0 | 0 | 0 | 0 | 0 | 0 | 0 | 0 | 0 | 0 | 0 | 0 | 0 | 0 | 0 | 0 | 0 | 0 | 0 | 0 | 0 | 0 | 0 | 0 | 0 | 0 | 0 | 0
F11_Industrial_Paper and Printing_Existing_Space Heating_Natural Gas_Condensing RTU_A_Achievable Economic UCT Potential | F11 | Industrial | Paper and Printing | Existing | Space Heating | Natural Gas | Condensing RTU | A | Purchases (Cumulative) | Achievable Economic UCT Potential | 0 | 0 | 0 | 0 | 0 | 0 | 0 | 0 | 0 | 0 | 0 | 0 | 0 | 0 | 0 | 0 | 0 | 0 | 0 | 0 | 0 | 0 | 0 | 0 | 0 | 0 | 0 | 0 | 0 | 0 | 0
F1_Industrial_Paper and Printing_New_Space Heating_Natural Gas_Condensing RTU_A_Achievable Economic UCT Potential | F1 | Industrial | Paper and Printing | New | Space Heating | Natural Gas | Condensing RTU | A | Integrated Unit Energy Savings (kWh or therms) | Achievable Economic UCT Potential | 0 | 0 | 0 | 0 | 0 | 0 | 0 | 0 | 0 | 0 | 0 | 0 | 0 | 0 | 0 | 0 | 0 | 0 | 0 | 0 | 0 | 0 | 0 | 0 | 0 | 0 | 0 | 0 | 0 | 0 | 0
F2_Industrial_Paper and Printing_New_Space Heating_Natural Gas_Condensing RTU_A_Achievable Economic UCT Potential | F2 | Industrial | Paper and Printing | New | Space Heating | Natural Gas | Condensing RTU | A | Integrated Unit Summer Peak Savings (kW) | Achievable Economic UCT Potential | 0 | 0 | 0 | 0 | 0 | 0 | 0 | 0 | 0 | 0 | 0 | 0 | 0 | 0 | 0 | 0 | 0 | 0 | 0 | 0 | 0 | 0 | 0 | 0 | 0 | 0 | 0 | 0 | 0 | 0 | 0
F3_Industrial_Paper and Printing_New_Space Heating_Natural Gas_Condensing RTU_A_Achievable Economic UCT Potential | F3 | Industrial | Paper and Printing | New | Space Heating | Natural Gas | Condensing RTU | A | Integrated Unit Winter Peak Savings (kW) | Achievable Economic UCT Potential | 0 | 0 | 0 | 0 | 0 | 0 | 0 | 0 | 0 | 0 | 0 | 0 | 0 | 0 | 0 | 0 | 0 | 0 | 0 | 0 | 0 | 0 | 0 | 0 | 0 | 0 | 0 | 0 | 0 | 0 | 0
F4_Industrial_Paper and Printing_New_Space Heating_Natural Gas_Condensing RTU_A_Achievable Economic UCT Potential | F4 | Industrial | Paper and Printing | New | Space Heating | Natural Gas | Condensing RTU | A | Incremental Energy Savings (MWh or mTherms) | Achievable Economic UCT Potential | 0 | 0 | 0 | 0 | 0 | 0 | 0 | 0 | 0 | 0 | 0 | 0 | 0 | 0 | 0 | 0 | 0 | 0 | 0 | 0 | 0 | 0 | 0 | 0 | 0 | 0 | 0 | 0 | 0 | 0 | 0
F5_Industrial_Paper and Printing_New_Space Heating_Natural Gas_Condensing RTU_A_Achievable Economic UCT Potential | F5 | Industrial | Paper and Printing | New | Space Heating | Natural Gas | Condensing RTU | A | Incremental Summer Peak Savings (MW) | Achievable Economic UCT Potential | 0 | 0 | 0 | 0 | 0 | 0 | 0 | 0 | 0 | 0 | 0 | 0 | 0 | 0 | 0 | 0 | 0 | 0 | 0 | 0 | 0 | 0 | 0 | 0 | 0 | 0 | 0 | 0 | 0 | 0 | 0
F6_Industrial_Paper and Printing_New_Space Heating_Natural Gas_Condensing RTU_A_Achievable Economic UCT Potential | F6 | Industrial | Paper and Printing | New | Space Heating | Natural Gas | Condensing RTU | A | Incremental Winter Peak Savings (MW) | Achievable Economic UCT Potential | 0 | 0 | 0 | 0 | 0 | 0 | 0 | 0 | 0 | 0 | 0 | 0 | 0 | 0 | 0 | 0 | 0 | 0 | 0 | 0 | 0 | 0 | 0 | 0 | 0 | 0 | 0 | 0 | 0 | 0 | 0
F7_Industrial_Paper and Printing_New_Space Heating_Natural Gas_Condensing RTU_A_Achievable Economic UCT Potential | F7 | Industrial | Paper and Printing | New | Space Heating | Natural Gas | Condensing RTU | A | Cumulative Energy Savings (MWh or mTherms) | Achievable Economic UCT Potential | 0 | 0 | 0 | 0 | 0 | 0 | 0 | 0 | 0 | 0 | 0 | 0 | 0 | 0 | 0 | 0 | 0 | 0 | 0 | 0 | 0 | 0 | 0 | 0 | 0 | 0 | 0 | 0 | 0 | 0 | 0
F8_Industrial_Paper and Printing_New_Space Heating_Natural Gas_Condensing RTU_A_Achievable Economic UCT Potential | F8 | Industrial | Paper and Printing | New | Space Heating | Natural Gas | Condensing RTU | A | Cumulative Summer Peak Savings (MW) | Achievable Economic UCT Potential | 0 | 0 | 0 | 0 | 0 | 0 | 0 | 0 | 0 | 0 | 0 | 0 | 0 | 0 | 0 | 0 | 0 | 0 | 0 | 0 | 0 | 0 | 0 | 0 | 0 | 0 | 0 | 0 | 0 | 0 | 0
F9_Industrial_Paper and Printing_New_Space Heating_Natural Gas_Condensing RTU_A_Achievable Economic UCT Potential | F9 | Industrial | Paper and Printing | New | Space Heating | Natural Gas | Condensing RTU | A | Cumulative Winter Peak Savings (MW) | Achievable Economic UCT Potential | 0 | 0 | 0 | 0 | 0 | 0 | 0 | 0 | 0 | 0 | 0 | 0 | 0 | 0 | 0 | 0 | 0 | 0 | 0 | 0 | 0 | 0 | 0 | 0 | 0 | 0 | 0 | 0 | 0 | 0 | 0
F10_Industrial_Paper and Printing_New_Space Heating_Natural Gas_Condensing RTU_A_Achievable Economic UCT Potential | F10 | Industrial | Paper and Printing | New | Space Heating | Natural Gas | Condensing RTU | A | Purchases (Incremental) | Achievable Economic UCT Potential | 0 | 0 | 0 | 0 | 0 | 0 | 0 | 0 | 0 | 0 | 0 | 0 | 0 | 0 | 0 | 0 | 0 | 0 | 0 | 0 | 0 | 0 | 0 | 0 | 0 | 0 | 0 | 0 | 0 | 0 | 0
F11_Industrial_Paper and Printing_New_Space Heating_Natural Gas_Condensing RTU_A_Achievable Economic UCT Potential | F11 | Industrial | Paper and Printing | New | Space Heating | Natural Gas | Condensing RTU | A | Purchases (Cumulative) | Achievable Economic UCT Potential | 0 | 0 | 0 | 0 | 0 | 0 | 0 | 0 | 0 | 0 | 0 | 0 | 0 | 0 | 0 | 0 | 0 | 0 | 0 | 0 | 0 | 0 | 0 | 0 | 0 | 0 | 0 | 0 | 0 | 0 | 0
F1_Industrial_Instruments_Existing_Space Heating_Natural Gas_Condensing RTU_A_Achievable Economic UCT Potential | F1 | Industrial | Instruments | Existing | Space Heating | Natural Gas | Condensing RTU | A | Integrated Unit Energy Savings (kWh or therms) | Achievable Economic UCT Potential | 0 | 0 | 0 | 0 | 0 | 6.7953 | 6.7293 | 6.6449 | 6.5574 | 6.4674 | 6.3768 | 6.2851 | 6.1962 | 6.1085 | 6.0177 | 5.934 | 5.8531 | 5.776 | 5.7025 | 5.6312 | 5.5625 | 5.4942 | 5.4284 | 5.3697 | 5.3142 | 5.2627 | 5.217 | 5.174 | 5.4606 | 5.427 | 5.3954
F2_Industrial_Instruments_Existing_Space Heating_Natural Gas_Condensing RTU_A_Achievable Economic UCT Potential | F2 | Industrial | Instruments | Existing | Space Heating | Natural Gas | Condensing RTU | A | Integrated Unit Summer Peak Savings (kW) | Achievable Economic UCT Potential | 0 | 0 | 0 | 0 | 0 | 0 | 0 | 0 | 0 | 0 | 0 | 0 | 0 | 0 | 0 | 0 | 0 | 0 | 0 | 0 | 0 | 0 | 0 | 0 | 0 | 0 | 0 | 0 | 0 | 0 | 0
F3_Industrial_Instruments_Existing_Space Heating_Natural Gas_Condensing RTU_A_Achievable Economic UCT Potential | F3 | Industrial | Instruments | Existing | Space Heating | Natural Gas | Condensing RTU | A | Integrated Unit Winter Peak Savings (kW) | Achievable Economic UCT Potential | 0 | 0 | 0 | 0 | 0 | 0 | 0 | 0 | 0 | 0 | 0 | 0 | 0 | 0 | 0 | 0 | 0 | 0 | 0 | 0 | 0 | 0 | 0 | 0 | 0 | 0 | 0 | 0 | 0 | 0 | 0
F4_Industrial_Instruments_Existing_Space Heating_Natural Gas_Condensing RTU_A_Achievable Economic UCT Potential | F4 | Industrial | Instruments | Existing | Space Heating | Natural Gas | Condensing RTU | A | Incremental Energy Savings (MWh or mTherms) | Achievable Economic UCT Potential | 0 | 0 | 0 | 0 | 0 | 0 | 0 | 0 | 0 | 0 | 0 | 0 | 0 | 0 | 0 | 0 | 0 | 0 | 0 | 0 | 0 | 0 | 0 | 0 | 0 | 0 | 0 | 0 | 0 | 0 | 0
F5_Industrial_Instruments_Existing_Space Heating_Natural Gas_Condensing RTU_A_Achievable Economic UCT Potential | F5 | Industrial | Instruments | Existing | Space Heating | Natural Gas | Condensing RTU | A | Incremental Summer Peak Savings (MW) | Achievable Economic UCT Potential | 0 | 0 | 0 | 0 | 0 | 0 | 0 | 0 | 0 | 0 | 0 | 0 | 0 | 0 | 0 | 0 | 0 | 0 | 0 | 0 | 0 | 0 | 0 | 0 | 0 | 0 | 0 | 0 | 0 | 0 | 0
F6_Industrial_Instruments_Existing_Space Heating_Natural Gas_Condensing RTU_A_Achievable Economic UCT Potential | F6 | Industrial | Instruments | Existing | Space Heating | Natural Gas | Condensing RTU | A | Incremental Winter Peak Savings (MW) | Achievable Economic UCT Potential | 0 | 0 | 0 | 0 | 0 | 0 | 0 | 0 | 0 | 0 | 0 | 0 | 0 | 0 | 0 | 0 | 0 | 0 | 0 | 0 | 0 | 0 | 0 | 0 | 0 | 0 | 0 | 0 | 0 | 0 | 0
F7_Industrial_Instruments_Existing_Space Heating_Natural Gas_Condensing RTU_A_Achievable Economic UCT Potential | F7 | Industrial | Instruments | Existing | Space Heating | Natural Gas | Condensing RTU | A | Cumulative Energy Savings (MWh or mTherms) | Achievable Economic UCT Potential | 0 | 0 | 0 | 0 | 0 | 0 | 0 | 0 | 0 | 0 | 0 | 0 | 0 | 0 | 0 | 0 | 0 | 0 | 0 | 0 | 0 | 0 | 0 | 0 | 0 | 0 | 0 | 0 | 0 | 0 | 0
F8_Industrial_Instruments_Existing_Space Heating_Natural Gas_Condensing RTU_A_Achievable Economic UCT Potential | F8 | Industrial | Instruments | Existing | Space Heating | Natural Gas | Condensing RTU | A | Cumulative Summer Peak Savings (MW) | Achievable Economic UCT Potential | 0 | 0 | 0 | 0 | 0 | 0 | 0 | 0 | 0 | 0 | 0 | 0 | 0 | 0 | 0 | 0 | 0 | 0 | 0 | 0 | 0 | 0 | 0 | 0 | 0 | 0 | 0 | 0 | 0 | 0 | 0
F9_Industrial_Instruments_Existing_Space Heating_Natural Gas_Condensing RTU_A_Achievable Economic UCT Potential | F9 | Industrial | Instruments | Existing | Space Heating | Natural Gas | Condensing RTU | A | Cumulative Winter Peak Savings (MW) | Achievable Economic UCT Potential | 0 | 0 | 0 | 0 | 0 | 0 | 0 | 0 | 0 | 0 | 0 | 0 | 0 | 0 | 0 | 0 | 0 | 0 | 0 | 0 | 0 | 0 | 0 | 0 | 0 | 0 | 0 | 0 | 0 | 0 | 0
F10_Industrial_Instruments_Existing_Space Heating_Natural Gas_Condensing RTU_A_Achievable Economic UCT Potential | F10 | Industrial | Instruments | Existing | Space Heating | Natural Gas | Condensing RTU | A | Purchases (Incremental) | Achievable Economic UCT Potential | 0 | 0 | 0 | 0 | 0 | 0 | 0 | 0 | 0 | 0 | 0 | 0 | 0 | 0 | 0 | 0 | 0 | 0 | 0 | 0 | 0 | 0 | 0 | 0 | 0 | 0 | 0 | 0 | 0 | 0 | 0
F11_Industrial_Instruments_Existing_Space Heating_Natural Gas_Condensing RTU_A_Achievable Economic UCT Potential | F11 | Industrial | Instruments | Existing | Space Heating | Natural Gas | Condensing RTU | A | Purchases (Cumulative) | Achievable Economic UCT Potential | 0 | 0 | 0 | 0 | 0 | 0 | 0 | 0 | 0 | 0 | 0 | 0 | 0 | 0 | 0 | 0 | 0 | 0 | 0 | 0 | 0 | 0 | 0 | 0 | 0 | 0 | 0 | 0 | 0 | 0 | 0
F1_Industrial_Instruments_New_Space Heating_Natural Gas_Condensing RTU_A_Achievable Economic UCT Potential | F1 | Industrial | Instruments | New | Space Heating | Natural Gas | Condensing RTU | A | Integrated Unit Energy Savings (kWh or therms) | Achievable Economic UCT Potential | 0 | 0 | 0 | 0 | 0 | 0 | 0 | 0 | 0 | 0 | 0 | 0 | 0 | 0 | 0 | 0 | 0 | 0 | 0 | 0 | 0 | 0 | 0 | 0 | 0 | 0 | 0 | 0 | 0 | 0 | 0
F2_Industrial_Instruments_New_Space Heating_Natural Gas_Condensing RTU_A_Achievable Economic UCT Potential | F2 | Industrial | Instruments | New | Space Heating | Natural Gas | Condensing RTU | A | Integrated Unit Summer Peak Savings (kW) | Achievable Economic UCT Potential | 0 | 0 | 0 | 0 | 0 | 0 | 0 | 0 | 0 | 0 | 0 | 0 | 0 | 0 | 0 | 0 | 0 | 0 | 0 | 0 | 0 | 0 | 0 | 0 | 0 | 0 | 0 | 0 | 0 | 0 | 0
F3_Industrial_Instruments_New_Space Heating_Natural Gas_Condensing RTU_A_Achievable Economic UCT Potential | F3 | Industrial | Instruments | New | Space Heating | Natural Gas | Condensing RTU | A | Integrated Unit Winter Peak Savings (kW) | Achievable Economic UCT Potential | 0 | 0 | 0 | 0 | 0 | 0 | 0 | 0 | 0 | 0 | 0 | 0 | 0 | 0 | 0 | 0 | 0 | 0 | 0 | 0 | 0 | 0 | 0 | 0 | 0 | 0 | 0 | 0 | 0 | 0 | 0
F4_Industrial_Instruments_New_Space Heating_Natural Gas_Condensing RTU_A_Achievable Economic UCT Potential | F4 | Industrial | Instruments | New | Space Heating | Natural Gas | Condensing RTU | A | Incremental Energy Savings (MWh or mTherms) | Achievable Economic UCT Potential | 0 | 0 | 0 | 0 | 0 | 0 | 0 | 0 | 0 | 0 | 0 | 0 | 0 | 0 | 0 | 0 | 0 | 0 | 0 | 0 | 0 | 0 | 0 | 0 | 0 | 0 | 0 | 0 | 0 | 0 | 0
F5_Industrial_Instruments_New_Space Heating_Natural Gas_Condensing RTU_A_Achievable Economic UCT Potential | F5 | Industrial | Instruments | New | Space Heating | Natural Gas | Condensing RTU | A | Incremental Summer Peak Savings (MW) | Achievable Economic UCT Potential | 0 | 0 | 0 | 0 | 0 | 0 | 0 | 0 | 0 | 0 | 0 | 0 | 0 | 0 | 0 | 0 | 0 | 0 | 0 | 0 | 0 | 0 | 0 | 0 | 0 | 0 | 0 | 0 | 0 | 0 | 0
F6_Industrial_Instruments_New_Space Heating_Natural Gas_Condensing RTU_A_Achievable Economic UCT Potential | F6 | Industrial | Instruments | New | Space Heating | Natural Gas | Condensing RTU | A | Incremental Winter Peak Savings (MW) | Achievable Economic UCT Potential | 0 | 0 | 0 | 0 | 0 | 0 | 0 | 0 | 0 | 0 | 0 | 0 | 0 | 0 | 0 | 0 | 0 | 0 | 0 | 0 | 0 | 0 | 0 | 0 | 0 | 0 | 0 | 0 | 0 | 0 | 0
F7_Industrial_Instruments_New_Space Heating_Natural Gas_Condensing RTU_A_Achievable Economic UCT Potential | F7 | Industrial | Instruments | New | Space Heating | Natural Gas | Condensing RTU | A | Cumulative Energy Savings (MWh or mTherms) | Achievable Economic UCT Potential | 0 | 0 | 0 | 0 | 0 | 0 | 0 | 0 | 0 | 0 | 0 | 0 | 0 | 0 | 0 | 0 | 0 | 0 | 0 | 0 | 0 | 0 | 0 | 0 | 0 | 0 | 0 | 0 | 0 | 0 | 0
F8_Industrial_Instruments_New_Space Heating_Natural Gas_Condensing RTU_A_Achievable Economic UCT Potential | F8 | Industrial | Instruments | New | Space Heating | Natural Gas | Condensing RTU | A | Cumulative Summer Peak Savings (MW) | Achievable Economic UCT Potential | 0 | 0 | 0 | 0 | 0 | 0 | 0 | 0 | 0 | 0 | 0 | 0 | 0 | 0 | 0 | 0 | 0 | 0 | 0 | 0 | 0 | 0 | 0 | 0 | 0 | 0 | 0 | 0 | 0 | 0 | 0
F9_Industrial_Instruments_New_Space Heating_Natural Gas_Condensing RTU_A_Achievable Economic UCT Potential | F9 | Industrial | Instruments | New | Space Heating | Natural Gas | Condensing RTU | A | Cumulative Winter Peak Savings (MW) | Achievable Economic UCT Potential | 0 | 0 | 0 | 0 | 0 | 0 | 0 | 0 | 0 | 0 | 0 | 0 | 0 | 0 | 0 | 0 | 0 | 0 | 0 | 0 | 0 | 0 | 0 | 0 | 0 | 0 | 0 | 0 | 0 | 0 | 0
F10_Industrial_Instruments_New_Space Heating_Natural Gas_Condensing RTU_A_Achievable Economic UCT Potential | F10 | Industrial | Instruments | New | Space Heating | Natural Gas | Condensing RTU | A | Purchases (Incremental) | Achievable Economic UCT Potential | 0 | 0 | 0 | 0 | 0 | 0 | 0 | 0 | 0 | 0 | 0 | 0 | 0 | 0 | 0 | 0 | 0 | 0 | 0 | 0 | 0 | 0 | 0 | 0 | 0 | 0 | 0 | 0 | 0 | 0 | 0
F11_Industrial_Instruments_New_Space Heating_Natural Gas_Condensing RTU_A_Achievable Economic UCT Potential | F11 | Industrial | Instruments | New | Space Heating | Natural Gas | Condensing RTU | A | Purchases (Cumulative) | Achievable Economic UCT Potential | 0 | 0 | 0 | 0 | 0 | 0 | 0 | 0 | 0 | 0 | 0 | 0 | 0 | 0 | 0 | 0 | 0 | 0 | 0 | 0 | 0 | 0 | 0 | 0 | 0 | 0 | 0 | 0 | 0 | 0 | 0
F1_Industrial_Wood and Lumber Products_Existing_Space Heating_Natural Gas_Condensing RTU_A_Achievable Economic UCT Potential | F1 | Industrial | Wood and Lumber Products | Existing | Space Heating | Natural Gas | Condensing RTU | A | Integrated Unit Energy Savings (kWh or therms) | Achievable Economic UCT Potential | 0 | 0 | 0 | 0 | 0 | 10.5148 | 10.4126 | 10.282 | 10.1467 | 10.0073 | 9.8671 | 9.7254 | 9.5877 | 9.4521 | 9.3116 | 9.182 | 9.0568 | 8.9376 | 8.8238 | 8.7135 | 8.6072 | 8.5015 | 8.3996 | 8.3089 | 8.2229 | 8.1432 | 8.0725 | 8.0061 | 8.4496 | 8.3975 | 8.3487
F2_Industrial_Wood and Lumber Products_Existing_Space Heating_Natural Gas_Condensing RTU_A_Achievable Economic UCT Potential | F2 | Industrial | Wood and Lumber Products | Existing | Space Heating | Natural Gas | Condensing RTU | A | Integrated Unit Summer Peak Savings (kW) | Achievable Economic UCT Potential | 0 | 0 | 0 | 0 | 0 | 0 | 0 | 0 | 0 | 0 | 0 | 0 | 0 | 0 | 0 | 0 | 0 | 0 | 0 | 0 | 0 | 0 | 0 | 0 | 0 | 0 | 0 | 0 | 0 | 0 | 0
F3_Industrial_Wood and Lumber Products_Existing_Space Heating_Natural Gas_Condensing RTU_A_Achievable Economic UCT Potential | F3 | Industrial | Wood and Lumber Products | Existing | Space Heating | Natural Gas | Condensing RTU | A | Integrated Unit Winter Peak Savings (kW) | Achievable Economic UCT Potential | 0 | 0 | 0 | 0 | 0 | 0 | 0 | 0 | 0 | 0 | 0 | 0 | 0 | 0 | 0 | 0 | 0 | 0 | 0 | 0 | 0 | 0 | 0 | 0 | 0 | 0 | 0 | 0 | 0 | 0 | 0
F4_Industrial_Wood and Lumber Products_Existing_Space Heating_Natural Gas_Condensing RTU_A_Achievable Economic UCT Potential | F4 | Industrial | Wood and Lumber Products | Existing | Space Heating | Natural Gas | Condensing RTU | A | Incremental Energy Savings (MWh or mTherms) | Achievable Economic UCT Potential | 0 | 0 | 0 | 0 | 0 | 0 | 0 | 0 | 0 | 0 | 0 | 0 | 0 | 0 | 0 | 0 | 0 | 0 | 0 | 0 | 0 | 0 | 0 | 0 | 0 | 0 | 0 | 0 | 0 | 0 | 0
F5_Industrial_Wood and Lumber Products_Existing_Space Heating_Natural Gas_Condensing RTU_A_Achievable Economic UCT Potential | F5 | Industrial | Wood and Lumber Products | Existing | Space Heating | Natural Gas | Condensing RTU | A | Incremental Summer Peak Savings (MW) | Achievable Economic UCT Potential | 0 | 0 | 0 | 0 | 0 | 0 | 0 | 0 | 0 | 0 | 0 | 0 | 0 | 0 | 0 | 0 | 0 | 0 | 0 | 0 | 0 | 0 | 0 | 0 | 0 | 0 | 0 | 0 | 0 | 0 | 0
F6_Industrial_Wood and Lumber Products_Existing_Space Heating_Natural Gas_Condensing RTU_A_Achievable Economic UCT Potential | F6 | Industrial | Wood and Lumber Products | Existing | Space Heating | Natural Gas | Condensing RTU | A | Incremental Winter Peak Savings (MW) | Achievable Economic UCT Potential | 0 | 0 | 0 | 0 | 0 | 0 | 0 | 0 | 0 | 0 | 0 | 0 | 0 | 0 | 0 | 0 | 0 | 0 | 0 | 0 | 0 | 0 | 0 | 0 | 0 | 0 | 0 | 0 | 0 | 0 | 0
F7_Industrial_Wood and Lumber Products_Existing_Space Heating_Natural Gas_Condensing RTU_A_Achievable Economic UCT Potential | F7 | Industrial | Wood and Lumber Products | Existing | Space Heating | Natural Gas | Condensing RTU | A | Cumulative Energy Savings (MWh or mTherms) | Achievable Economic UCT Potential | 0 | 0 | 0 | 0 | 0 | 0 | 0 | 0 | 0 | 0 | 0 | 0 | 0 | 0 | 0 | 0 | 0 | 0 | 0 | 0 | 0 | 0 | 0 | 0 | 0 | 0 | 0 | 0 | 0 | 0 | 0
F8_Industrial_Wood and Lumber Products_Existing_Space Heating_Natural Gas_Condensing RTU_A_Achievable Economic UCT Potential | F8 | Industrial | Wood and Lumber Products | Existing | Space Heating | Natural Gas | Condensing RTU | A | Cumulative Summer Peak Savings (MW) | Achievable Economic UCT Potential | 0 | 0 | 0 | 0 | 0 | 0 | 0 | 0 | 0 | 0 | 0 | 0 | 0 | 0 | 0 | 0 | 0 | 0 | 0 | 0 | 0 | 0 | 0 | 0 | 0 | 0 | 0 | 0 | 0 | 0 | 0
F9_Industrial_Wood and Lumber Products_Existing_Space Heating_Natural Gas_Condensing RTU_A_Achievable Economic UCT Potential | F9 | Industrial | Wood and Lumber Products | Existing | Space Heating | Natural Gas | Condensing RTU | A | Cumulative Winter Peak Savings (MW) | Achievable Economic UCT Potential | 0 | 0 | 0 | 0 | 0 | 0 | 0 | 0 | 0 | 0 | 0 | 0 | 0 | 0 | 0 | 0 | 0 | 0 | 0 | 0 | 0 | 0 | 0 | 0 | 0 | 0 | 0 | 0 | 0 | 0 | 0
F10_Industrial_Wood and Lumber Products_Existing_Space Heating_Natural Gas_Condensing RTU_A_Achievable Economic UCT Potential | F10 | Industrial | Wood and Lumber Products | Existing | Space Heating | Natural Gas | Condensing RTU | A | Purchases (Incremental) | Achievable Economic UCT Potential | 0 | 0 | 0 | 0 | 0 | 0 | 0 | 0 | 0 | 0 | 0 | 0 | 0 | 0 | 0 | 0 | 0 | 0 | 0 | 0 | 0 | 0 | 0 | 0 | 0 | 0 | 0 | 0 | 0 | 0 | 0
F11_Industrial_Wood and Lumber Products_Existing_Space Heating_Natural Gas_Condensing RTU_A_Achievable Economic UCT Potential | F11 | Industrial | Wood and Lumber Products | Existing | Space Heating | Natural Gas | Condensing RTU | A | Purchases (Cumulative) | Achievable Economic UCT Potential | 0 | 0 | 0 | 0 | 0 | 0 | 0 | 0 | 0 | 0 | 0 | 0 | 0 | 0 | 0 | 0 | 0 | 0 | 0 | 0 | 0 | 0 | 0 | 0 | 0 | 0 | 0 | 0 | 0 | 0 | 0
F1_Industrial_Wood and Lumber Products_New_Space Heating_Natural Gas_Condensing RTU_A_Achievable Economic UCT Potential | F1 | Industrial | Wood and Lumber Products | New | Space Heating | Natural Gas | Condensing RTU | A | Integrated Unit Energy Savings (kWh or therms) | Achievable Economic UCT Potential | 0 | 0 | 0 | 0 | 0 | 0 | 0 | 0 | 0 | 0 | 0 | 0 | 0 | 0 | 0 | 0 | 0 | 0 | 0 | 0 | 0 | 0 | 0 | 0 | 0 | 0 | 0 | 0 | 0 | 0 | 0
F2_Industrial_Wood and Lumber Products_New_Space Heating_Natural Gas_Condensing RTU_A_Achievable Economic UCT Potential | F2 | Industrial | Wood and Lumber Products | New | Space Heating | Natural Gas | Condensing RTU | A | Integrated Unit Summer Peak Savings (kW) | Achievable Economic UCT Potential | 0 | 0 | 0 | 0 | 0 | 0 | 0 | 0 | 0 | 0 | 0 | 0 | 0 | 0 | 0 | 0 | 0 | 0 | 0 | 0 | 0 | 0 | 0 | 0 | 0 | 0 | 0 | 0 | 0 | 0 | 0
F3_Industrial_Wood and Lumber Products_New_Space Heating_Natural Gas_Condensing RTU_A_Achievable Economic UCT Potential | F3 | Industrial | Wood and Lumber Products | New | Space Heating | Natural Gas | Condensing RTU | A | Integrated Unit Winter Peak Savings (kW) | Achievable Economic UCT Potential | 0 | 0 | 0 | 0 | 0 | 0 | 0 | 0 | 0 | 0 | 0 | 0 | 0 | 0 | 0 | 0 | 0 | 0 | 0 | 0 | 0 | 0 | 0 | 0 | 0 | 0 | 0 | 0 | 0 | 0 | 0
F4_Industrial_Wood and Lumber Products_New_Space Heating_Natural Gas_Condensing RTU_A_Achievable Economic UCT Potential | F4 | Industrial | Wood and Lumber Products | New | Space Heating | Natural Gas | Condensing RTU | A | Incremental Energy Savings (MWh or mTherms) | Achievable Economic UCT Potential | 0 | 0 | 0 | 0 | 0 | 0 | 0 | 0 | 0 | 0 | 0 | 0 | 0 | 0 | 0 | 0 | 0 | 0 | 0 | 0 | 0 | 0 | 0 | 0 | 0 | 0 | 0 | 0 | 0 | 0 | 0
F5_Industrial_Wood and Lumber Products_New_Space Heating_Natural Gas_Condensing RTU_A_Achievable Economic UCT Potential | F5 | Industrial | Wood and Lumber Products | New | Space Heating | Natural Gas | Condensing RTU | A | Incremental Summer Peak Savings (MW) | Achievable Economic UCT Potential | 0 | 0 | 0 | 0 | 0 | 0 | 0 | 0 | 0 | 0 | 0 | 0 | 0 | 0 | 0 | 0 | 0 | 0 | 0 | 0 | 0 | 0 | 0 | 0 | 0 | 0 | 0 | 0 | 0 | 0 | 0
F6_Industrial_Wood and Lumber Products_New_Space Heating_Natural Gas_Condensing RTU_A_Achievable Economic UCT Potential | F6 | Industrial | Wood and Lumber Products | New | Space Heating | Natural Gas | Condensing RTU | A | Incremental Winter Peak Savings (MW) | Achievable Economic UCT Potential | 0 | 0 | 0 | 0 | 0 | 0 | 0 | 0 | 0 | 0 | 0 | 0 | 0 | 0 | 0 | 0 | 0 | 0 | 0 | 0 | 0 | 0 | 0 | 0 | 0 | 0 | 0 | 0 | 0 | 0 | 0
F7_Industrial_Wood and Lumber Products_New_Space Heating_Natural Gas_Condensing RTU_A_Achievable Economic UCT Potential | F7 | Industrial | Wood and Lumber Products | New | Space Heating | Natural Gas | Condensing RTU | A | Cumulative Energy Savings (MWh or mTherms) | Achievable Economic UCT Potential | 0 | 0 | 0 | 0 | 0 | 0 | 0 | 0 | 0 | 0 | 0 | 0 | 0 | 0 | 0 | 0 | 0 | 0 | 0 | 0 | 0 | 0 | 0 | 0 | 0 | 0 | 0 | 0 | 0 | 0 | 0
F8_Industrial_Wood and Lumber Products_New_Space Heating_Natural Gas_Condensing RTU_A_Achievable Economic UCT Potential | F8 | Industrial | Wood and Lumber Products | New | Space Heating | Natural Gas | Condensing RTU | A | Cumulative Summer Peak Savings (MW) | Achievable Economic UCT Potential | 0 | 0 | 0 | 0 | 0 | 0 | 0 | 0 | 0 | 0 | 0 | 0 | 0 | 0 | 0 | 0 | 0 | 0 | 0 | 0 | 0 | 0 | 0 | 0 | 0 | 0 | 0 | 0 | 0 | 0 | 0
F9_Industrial_Wood and Lumber Products_New_Space Heating_Natural Gas_Condensing RTU_A_Achievable Economic UCT Potential | F9 | Industrial | Wood and Lumber Products | New | Space Heating | Natural Gas | Condensing RTU | A | Cumulative Winter Peak Savings (MW) | Achievable Economic UCT Potential | 0 | 0 | 0 | 0 | 0 | 0 | 0 | 0 | 0 | 0 | 0 | 0 | 0 | 0 | 0 | 0 | 0 | 0 | 0 | 0 | 0 | 0 | 0 | 0 | 0 | 0 | 0 | 0 | 0 | 0 | 0
F10_Industrial_Wood and Lumber Products_New_Space Heating_Natural Gas_Condensing RTU_A_Achievable Economic UCT Potential | F10 | Industrial | Wood and Lumber Products | New | Space Heating | Natural Gas | Condensing RTU | A | Purchases (Incremental) | Achievable Economic UCT Potential | 0 | 0 | 0 | 0 | 0 | 0 | 0 | 0 | 0 | 0 | 0 | 0 | 0 | 0 | 0 | 0 | 0 | 0 | 0 | 0 | 0 | 0 | 0 | 0 | 0 | 0 | 0 | 0 | 0 | 0 | 0
F11_Industrial_Wood and Lumber Products_New_Space Heating_Natural Gas_Condensing RTU_A_Achievable Economic UCT Potential | F11 | Industrial | Wood and Lumber Products | New | Space Heating | Natural Gas | Condensing RTU | A | Purchases (Cumulative) | Achievable Economic UCT Potential | 0 | 0 | 0 | 0 | 0 | 0 | 0 | 0 | 0 | 0 | 0 | 0 | 0 | 0 | 0 | 0 | 0 | 0 | 0 | 0 | 0 | 0 | 0 | 0 | 0 | 0 | 0 | 0 | 0 | 0 | 0
F1_Industrial_Other Industrial_Existing_Space Heating_Natural Gas_Condensing RTU_A_Achievable Economic UCT Potential | F1 | Industrial | Other Industrial | Existing | Space Heating | Natural Gas | Condensing RTU | A | Integrated Unit Energy Savings (kWh or therms) | Achievable Economic UCT Potential | 0 | 0 | 0 | 0 | 0 | 5.9987 | 5.9404 | 5.8659 | 5.7887 | 5.7092 | 5.6292 | 5.5484 | 5.4698 | 5.3925 | 5.3123 | 5.2384 | 5.1669 | 5.0989 | 5.034 | 4.9711 | 4.9105 | 4.8501 | 4.792 | 4.7403 | 4.6912 | 4.6457 | 4.6054 | 4.5675 | 4.8205 | 4.7908 | 4.7629
F2_Industrial_Other Industrial_Existing_Space Heating_Natural Gas_Condensing RTU_A_Achievable Economic UCT Potential | F2 | Industrial | Other Industrial | Existing | Space Heating | Natural Gas | Condensing RTU | A | Integrated Unit Summer Peak Savings (kW) | Achievable Economic UCT Potential | 0 | 0 | 0 | 0 | 0 | 0 | 0 | 0 | 0 | 0 | 0 | 0 | 0 | 0 | 0 | 0 | 0 | 0 | 0 | 0 | 0 | 0 | 0 | 0 | 0 | 0 | 0 | 0 | 0 | 0 | 0
F3_Industrial_Other Industrial_Existing_Space Heating_Natural Gas_Condensing RTU_A_Achievable Economic UCT Potential | F3 | Industrial | Other Industrial | Existing | Space Heating | Natural Gas | Condensing RTU | A | Integrated Unit Winter Peak Savings (kW) | Achievable Economic UCT Potential | 0 | 0 | 0 | 0 | 0 | 0 | 0 | 0 | 0 | 0 | 0 | 0 | 0 | 0 | 0 | 0 | 0 | 0 | 0 | 0 | 0 | 0 | 0 | 0 | 0 | 0 | 0 | 0 | 0 | 0 | 0
F4_Industrial_Other Industrial_Existing_Space Heating_Natural Gas_Condensing RTU_A_Achievable Economic UCT Potential | F4 | Industrial | Other Industrial | Existing | Space Heating | Natural Gas | Condensing RTU | A | Incremental Energy Savings (MWh or mTherms) | Achievable Economic UCT Potential | 0 | 0 | 0 | 0 | 0 | 0 | 0 | 0 | 0 | 0 | 0 | 0 | 0 | 0 | 0 | 0 | 0 | 0 | 0 | 0 | 0 | 0 | 0 | 0 | 0 | 0 | 0 | 0 | 0 | 0 | 0
F5_Industrial_Other Industrial_Existing_Space Heating_Natural Gas_Condensing RTU_A_Achievable Economic UCT Potential | F5 | Industrial | Other Industrial | Existing | Space Heating | Natural Gas | Condensing RTU | A | Incremental Summer Peak Savings (MW) | Achievable Economic UCT Potential | 0 | 0 | 0 | 0 | 0 | 0 | 0 | 0 | 0 | 0 | 0 | 0 | 0 | 0 | 0 | 0 | 0 | 0 | 0 | 0 | 0 | 0 | 0 | 0 | 0 | 0 | 0 | 0 | 0 | 0 | 0
F6_Industrial_Other Industrial_Existing_Space Heating_Natural Gas_Condensing RTU_A_Achievable Economic UCT Potential | F6 | Industrial | Other Industrial | Existing | Space Heating | Natural Gas | Condensing RTU | A | Incremental Winter Peak Savings (MW) | Achievable Economic UCT Potential | 0 | 0 | 0 | 0 | 0 | 0 | 0 | 0 | 0 | 0 | 0 | 0 | 0 | 0 | 0 | 0 | 0 | 0 | 0 | 0 | 0 | 0 | 0 | 0 | 0 | 0 | 0 | 0 | 0 | 0 | 0
F7_Industrial_Other Industrial_Existing_Space Heating_Natural Gas_Condensing RTU_A_Achievable Economic UCT Potential | F7 | Industrial | Other Industrial | Existing | Space Heating | Natural Gas | Condensing RTU | A | Cumulative Energy Savings (MWh or mTherms) | Achievable Economic UCT Potential | 0 | 0 | 0 | 0 | 0 | 0 | 0 | 0 | 0 | 0 | 0 | 0 | 0 | 0 | 0 | 0 | 0 | 0 | 0 | 0 | 0 | 0 | 0 | 0 | 0 | 0 | 0 | 0 | 0 | 0 | 0
F8_Industrial_Other Industrial_Existing_Space Heating_Natural Gas_Condensing RTU_A_Achievable Economic UCT Potential | F8 | Industrial | Other Industrial | Existing | Space Heating | Natural Gas | Condensing RTU | A | Cumulative Summer Peak Savings (MW) | Achievable Economic UCT Potential | 0 | 0 | 0 | 0 | 0 | 0 | 0 | 0 | 0 | 0 | 0 | 0 | 0 | 0 | 0 | 0 | 0 | 0 | 0 | 0 | 0 | 0 | 0 | 0 | 0 | 0 | 0 | 0 | 0 | 0 | 0
F9_Industrial_Other Industrial_Existing_Space Heating_Natural Gas_Condensing RTU_A_Achievable Economic UCT Potential | F9 | Industrial | Other Industrial | Existing | Space Heating | Natural Gas | Condensing RTU | A | Cumulative Winter Peak Savings (MW) | Achievable Economic UCT Potential | 0 | 0 | 0 | 0 | 0 | 0 | 0 | 0 | 0 | 0 | 0 | 0 | 0 | 0 | 0 | 0 | 0 | 0 | 0 | 0 | 0 | 0 | 0 | 0 | 0 | 0 | 0 | 0 | 0 | 0 | 0
F10_Industrial_Other Industrial_Existing_Space Heating_Natural Gas_Condensing RTU_A_Achievable Economic UCT Potential | F10 | Industrial | Other Industrial | Existing | Space Heating | Natural Gas | Condensing RTU | A | Purchases (Incremental) | Achievable Economic UCT Potential | 0 | 0 | 0 | 0 | 0 | 0 | 0 | 0 | 0 | 0 | 0 | 0 | 0 | 0 | 0 | 0 | 0 | 0 | 0 | 0 | 0 | 0 | 0 | 0 | 0 | 0 | 0 | 0 | 0 | 0 | 0
F11_Industrial_Other Industrial_Existing_Space Heating_Natural Gas_Condensing RTU_A_Achievable Economic UCT Potential | F11 | Industrial | Other Industrial | Existing | Space Heating | Natural Gas | Condensing RTU | A | Purchases (Cumulative) | Achievable Economic UCT Potential | 0 | 0 | 0 | 0 | 0 | 0 | 0 | 0 | 0 | 0 | 0 | 0 | 0 | 0 | 0 | 0 | 0 | 0 | 0 | 0 | 0 | 0 | 0 | 0 | 0 | 0 | 0 | 0 | 0 | 0 | 0
F1_Industrial_Other Industrial_New_Space Heating_Natural Gas_Condensing RTU_A_Achievable Economic UCT Potential | F1 | Industrial | Other Industrial | New | Space Heating | Natural Gas | Condensing RTU | A | Integrated Unit Energy Savings (kWh or therms) | Achievable Economic UCT Potential | 0 | 0 | 0 | 0 | 0 | 0 | 0 | 0 | 0 | 0 | 0 | 0 | 0 | 0 | 0 | 0 | 0 | 0 | 0 | 0 | 0 | 0 | 0 | 0 | 0 | 0 | 0 | 0 | 0 | 0 | 0
F2_Industrial_Other Industrial_New_Space Heating_Natural Gas_Condensing RTU_A_Achievable Economic UCT Potential | F2 | Industrial | Other Industrial | New | Space Heating | Natural Gas | Condensing RTU | A | Integrated Unit Summer Peak Savings (kW) | Achievable Economic UCT Potential | 0 | 0 | 0 | 0 | 0 | 0 | 0 | 0 | 0 | 0 | 0 | 0 | 0 | 0 | 0 | 0 | 0 | 0 | 0 | 0 | 0 | 0 | 0 | 0 | 0 | 0 | 0 | 0 | 0 | 0 | 0
F3_Industrial_Other Industrial_New_Space Heating_Natural Gas_Condensing RTU_A_Achievable Economic UCT Potential | F3 | Industrial | Other Industrial | New | Space Heating | Natural Gas | Condensing RTU | A | Integrated Unit Winter Peak Savings (kW) | Achievable Economic UCT Potential | 0 | 0 | 0 | 0 | 0 | 0 | 0 | 0 | 0 | 0 | 0 | 0 | 0 | 0 | 0 | 0 | 0 | 0 | 0 | 0 | 0 | 0 | 0 | 0 | 0 | 0 | 0 | 0 | 0 | 0 | 0
F4_Industrial_Other Industrial_New_Space Heating_Natural Gas_Condensing RTU_A_Achievable Economic UCT Potential | F4 | Industrial | Other Industrial | New | Space Heating | Natural Gas | Condensing RTU | A | Incremental Energy Savings (MWh or mTherms) | Achievable Economic UCT Potential | 0 | 0 | 0 | 0 | 0 | 0 | 0 | 0 | 0 | 0 | 0 | 0 | 0 | 0 | 0 | 0 | 0 | 0 | 0 | 0 | 0 | 0 | 0 | 0 | 0 | 0 | 0 | 0 | 0 | 0 | 0
F5_Industrial_Other Industrial_New_Space Heating_Natural Gas_Condensing RTU_A_Achievable Economic UCT Potential | F5 | Industrial | Other Industrial | New | Space Heating | Natural Gas | Condensing RTU | A | Incremental Summer Peak Savings (MW) | Achievable Economic UCT Potential | 0 | 0 | 0 | 0 | 0 | 0 | 0 | 0 | 0 | 0 | 0 | 0 | 0 | 0 | 0 | 0 | 0 | 0 | 0 | 0 | 0 | 0 | 0 | 0 | 0 | 0 | 0 | 0 | 0 | 0 | 0
F6_Industrial_Other Industrial_New_Space Heating_Natural Gas_Condensing RTU_A_Achievable Economic UCT Potential | F6 | Industrial | Other Industrial | New | Space Heating | Natural Gas | Condensing RTU | A | Incremental Winter Peak Savings (MW) | Achievable Economic UCT Potential | 0 | 0 | 0 | 0 | 0 | 0 | 0 | 0 | 0 | 0 | 0 | 0 | 0 | 0 | 0 | 0 | 0 | 0 | 0 | 0 | 0 | 0 | 0 | 0 | 0 | 0 | 0 | 0 | 0 | 0 | 0
F7_Industrial_Other Industrial_New_Space Heating_Natural Gas_Condensing RTU_A_Achievable Economic UCT Potential | F7 | Industrial | Other Industrial | New | Space Heating | Natural Gas | Condensing RTU | A | Cumulative Energy Savings (MWh or mTherms) | Achievable Economic UCT Potential | 0 | 0 | 0 | 0 | 0 | 0 | 0 | 0 | 0 | 0 | 0 | 0 | 0 | 0 | 0 | 0 | 0 | 0 | 0 | 0 | 0 | 0 | 0 | 0 | 0 | 0 | 0 | 0 | 0 | 0 | 0
F8_Industrial_Other Industrial_New_Space Heating_Natural Gas_Condensing RTU_A_Achievable Economic UCT Potential | F8 | Industrial | Other Industrial | New | Space Heating | Natural Gas | Condensing RTU | A | Cumulative Summer Peak Savings (MW) | Achievable Economic UCT Potential | 0 | 0 | 0 | 0 | 0 | 0 | 0 | 0 | 0 | 0 | 0 | 0 | 0 | 0 | 0 | 0 | 0 | 0 | 0 | 0 | 0 | 0 | 0 | 0 | 0 | 0 | 0 | 0 | 0 | 0 | 0
F9_Industrial_Other Industrial_New_Space Heating_Natural Gas_Condensing RTU_A_Achievable Economic UCT Potential | F9 | Industrial | Other Industrial | New | Space Heating | Natural Gas | Condensing RTU | A | Cumulative Winter Peak Savings (MW) | Achievable Economic UCT Potential | 0 | 0 | 0 | 0 | 0 | 0 | 0 | 0 | 0 | 0 | 0 | 0 | 0 | 0 | 0 | 0 | 0 | 0 | 0 | 0 | 0 | 0 | 0 | 0 | 0 | 0 | 0 | 0 | 0 | 0 | 0
F10_Industrial_Other Industrial_New_Space Heating_Natural Gas_Condensing RTU_A_Achievable Economic UCT Potential | F10 | Industrial | Other Industrial | New | Space Heating | Natural Gas | Condensing RTU | A | Purchases (Incremental) | Achievable Economic UCT Potential | 0 | 0 | 0 | 0 | 0 | 0 | 0 | 0 | 0 | 0 | 0 | 0 | 0 | 0 | 0 | 0 | 0 | 0 | 0 | 0 | 0 | 0 | 0 | 0 | 0 | 0 | 0 | 0 | 0 | 0 | 0
F11_Industrial_Other Industrial_New_Space Heating_Natural Gas_Condensing RTU_A_Achievable Economic UCT Potential | F11 | Industrial | Other Industrial | New | Space Heating | Natural Gas | Condensing RTU | A | Purchases (Cumulative) | Achievable Economic UCT Potential | 0 | 0 | 0 | 0 | 0 | 0 | 0 | 0 | 0 | 0 | 0 | 0 | 0 | 0 | 0 | 0 | 0 | 0 | 0 | 0 | 0 | 0 | 0 | 0 | 0 | 0 | 0 | 0 | 0 | 0 | 0
F1_Industrial_Food Products_Existing_Space Heating_Natural Gas_Furnace_A_Achievable Economic RVT Potential | F1 | Industrial | Food Products | Existing | Space Heating | Natural Gas | Furnace | A | Integrated Unit Energy Savings (kWh or therms) | Achievable Economic RVT Potential | 0 | 505.0924 | 505.0924 | 505.0924 | 505.0924 | 138.7616 | 138.7616 | 138.7616 | 138.7616 | 138.7616 | 138.7616 | 138.7616 | 138.7616 | 138.7616 | 138.7616 | 138.7616 | 138.7616 | 138.7616 | 138.7616 | 138.7616 | 138.7616 | 138.7616 | 138.7616 | 138.7616 | 138.7616 | 138.7616 | 138.7616 | 138.7616 | 138.7616 | 138.7616 | 138.7616
F2_Industrial_Food Products_Existing_Space Heating_Natural Gas_Furnace_A_Achievable Economic RVT Potential | F2 | Industrial | Food Products | Existing | Space Heating | Natural Gas | Furnace | A | Integrated Unit Summer Peak Savings (kW) | Achievable Economic RVT Potential | 0 | 0 | 0 | 0 | 0 | 0 | 0 | 0 | 0 | 0 | 0 | 0 | 0 | 0 | 0 | 0 | 0 | 0 | 0 | 0 | 0 | 0 | 0 | 0 | 0 | 0 | 0 | 0 | 0 | 0 | 0
F3_Industrial_Food Products_Existing_Space Heating_Natural Gas_Furnace_A_Achievable Economic RVT Potential | F3 | Industrial | Food Products | Existing | Space Heating | Natural Gas | Furnace | A | Integrated Unit Winter Peak Savings (kW) | Achievable Economic RVT Potential | 0 | 0 | 0 | 0 | 0 | 0 | 0 | 0 | 0 | 0 | 0 | 0 | 0 | 0 | 0 | 0 | 0 | 0 | 0 | 0 | 0 | 0 | 0 | 0 | 0 | 0 | 0 | 0 | 0 | 0 | 0
F4_Industrial_Food Products_Existing_Space Heating_Natural Gas_Furnace_A_Achievable Economic RVT Potential | F4 | Industrial | Food Products | Existing | Space Heating | Natural Gas | Furnace | A | Incremental Energy Savings (MWh or mTherms) | Achievable Economic RVT Potential | 0 | 0 | 0 | 0 | 0 | 0.0013982 | 0.0029116 | 0.003161 | 0.004425 | 0.0057449 | 0.0067319 | 0.0077288 | 0.0078911 | 0.007777 | 0.0085782 | 0.0074146 | 0.007209 | 0.0068684 | 0.0065173 | 0.007041 | 0.0069188 | 0.0070499 | 0.0075443 | 0.0076694 | 0.0078049 | 0.0079489 | 0.0081357 | 0.0083078 | 0.0084664 | 0.0097054 | 0.010537
F5_Industrial_Food Products_Existing_Space Heating_Natural Gas_Furnace_A_Achievable Economic RVT Potential | F5 | Industrial | Food Products | Existing | Space Heating | Natural Gas | Furnace | A | Incremental Summer Peak Savings (MW) | Achievable Economic RVT Potential | 0 | 0 | 0 | 0 | 0 | 0 | 0 | 0 | 0 | 0 | 0 | 0 | 0 | 0 | 0 | 0 | 0 | 0 | 0 | 0 | 0 | 0 | 0 | 0 | 0 | 0 | 0 | 0 | 0 | 0 | 0
F6_Industrial_Food Products_Existing_Space Heating_Natural Gas_Furnace_A_Achievable Economic RVT Potential | F6 | Industrial | Food Products | Existing | Space Heating | Natural Gas | Furnace | A | Incremental Winter Peak Savings (MW) | Achievable Economic RVT Potential | 0 | 0 | 0 | 0 | 0 | 0 | 0 | 0 | 0 | 0 | 0 | 0 | 0 | 0 | 0 | 0 | 0 | 0 | 0 | 0 | 0 | 0 | 0 | 0 | 0 | 0 | 0 | 0 | 0 | 0 | 0
F7_Industrial_Food Products_Existing_Space Heating_Natural Gas_Furnace_A_Achievable Economic RVT Potential | F7 | Industrial | Food Products | Existing | Space Heating | Natural Gas | Furnace | A | Cumulative Energy Savings (MWh or mTherms) | Achievable Economic RVT Potential | 0 | 0 | 0 | 0 | 0 | 0.0013982 | 0.0043098 | 0.0074708 | 0.011896 | 0.017641 | 0.024373 | 0.032101 | 0.039992 | 0.047769 | 0.056348 | 0.063762 | 0.070971 | 0.07784 | 0.084357 | 0.091398 | 0.098317 | 0.10537 | 0.11291 | 0.12058 | 0.12839 | 0.13633 | 0.14447 | 0.15278 | 0 | 0 | 0
F8_Industrial_Food Products_Existing_Space Heating_Natural Gas_Furnace_A_Achievable Economic RVT Potential | F8 | Industrial | Food Products | Existing | Space Heating | Natural Gas | Furnace | A | Cumulative Summer Peak Savings (MW) | Achievable Economic RVT Potential | 0 | 0 | 0 | 0 | 0 | 0 | 0 | 0 | 0 | 0 | 0 | 0 | 0 | 0 | 0 | 0 | 0 | 0 | 0 | 0 | 0 | 0 | 0 | 0 | 0 | 0 | 0 | 0 | 0 | 0 | 0
F9_Industrial_Food Products_Existing_Space Heating_Natural Gas_Furnace_A_Achievable Economic RVT Potential | F9 | Industrial | Food Products | Existing | Space Heating | Natural Gas | Furnace | A | Cumulative Winter Peak Savings (MW) | Achievable Economic RVT Potential | 0 | 0 | 0 | 0 | 0 | 0 | 0 | 0 | 0 | 0 | 0 | 0 | 0 | 0 | 0 | 0 | 0 | 0 | 0 | 0 | 0 | 0 | 0 | 0 | 0 | 0 | 0 | 0 | 0 | 0 | 0
F10_Industrial_Food Products_Existing_Space Heating_Natural Gas_Furnace_A_Achievable Economic RVT Potential | F10 | Industrial | Food Products | Existing | Space Heating | Natural Gas | Furnace | A | Purchases (Incremental) | Achievable Economic RVT Potential | 0 | 0 | 0 | 0 | 0 | 0.010076 | 0.020983 | 0.02278 | 0.031889 | 0.041401 | 0.048514 | 0.055699 | 0.056868 | 0.056046 | 0.06182 | 0.053434 | 0.051952 | 0.049498 | 0.046968 | 0.050741 | 0.049861 | 0.050806 | 0.054368 | 0.05527 | 0.056247 | 0.057285 | 0.058631 | 0.059871 | 0.061014 | 0.069943 | 0.075933
F11_Industrial_Food Products_Existing_Space Heating_Natural Gas_Furnace_A_Achievable Economic RVT Potential | F11 | Industrial | Food Products | Existing | Space Heating | Natural Gas | Furnace | A | Purchases (Cumulative) | Achievable Economic RVT Potential | 0 | 0 | 0 | 0 | 0 | 0.010076 | 0.031059 | 0.053839 | 0.085728 | 0.12713 | 0.17564 | 0.23134 | 0.28821 | 0.34426 | 0.40607 | 0.45951 | 0.51146 | 0.56096 | 0.60793 | 0.65867 | 0.70853 | 0.75934 | 0.8137 | 0.86897 | 0.92522 | 0.98251 | 1.0411 | 1.101 | 1.1284 | 1.1284 | 1.1284
F1_Industrial_Food Products_Existing_Space Heating_Natural Gas_Boiler_A_Achievable Economic RVT Potential | F1 | Industrial | Food Products | Existing | Space Heating | Natural Gas | Boiler | A | Integrated Unit Energy Savings (kWh or therms) | Achievable Economic RVT Potential | 0 | 8772.191 | 8772.191 | 8772.191 | 8772.191 | 5375.3 | 5375.3 | 5375.3 | 5375.3 | 5375.3 | 5375.3 | 5375.3 | 5375.3 | 5375.3 | 5375.3 | 5375.3 | 5375.3 | 5375.3 | 5375.3 | 5375.3 | 5375.3 | 5375.3 | 5375.3 | 792.2778 | 792.2778 | 792.2778 | 792.2778 | 792.2778 | 792.2778 | 792.2778 | 792.2778
F2_Industrial_Food Products_Existing_Space Heating_Natural Gas_Boiler_A_Achievable Economic RVT Potential | F2 | Industrial | Food Products | Existing | Space Heating | Natural Gas | Boiler | A | Integrated Unit Summer Peak Savings (kW) | Achievable Economic RVT Potential | 0 | 0 | 0 | 0 | 0 | 0 | 0 | 0 | 0 | 0 | 0 | 0 | 0 | 0 | 0 | 0 | 0 | 0 | 0 | 0 | 0 | 0 | 0 | 0 | 0 | 0 | 0 | 0 | 0 | 0 | 0
F3_Industrial_Food Products_Existing_Space Heating_Natural Gas_Boiler_A_Achievable Economic RVT Potential | F3 | Industrial | Food Products | Existing | Space Heating | Natural Gas | Boiler | A | Integrated Unit Winter Peak Savings (kW) | Achievable Economic RVT Potential | 0 | 0 | 0 | 0 | 0 | 0 | 0 | 0 | 0 | 0 | 0 | 0 | 0 | 0 | 0 | 0 | 0 | 0 | 0 | 0 | 0 | 0 | 0 | 0 | 0 | 0 | 0 | 0 | 0 | 0 | 0
F4_Industrial_Food Products_Existing_Space Heating_Natural Gas_Boiler_A_Achievable Economic RVT Potential | F4 | Industrial | Food Products | Existing | Space Heating | Natural Gas | Boiler | A | Incremental Energy Savings (MWh or mTherms) | Achievable Economic RVT Potential | 0 | 0 | 0 | 0 | 0 | 0 | 0 | 0 | 0 | 0 | 0 | 0 | 0 | 0 | 0 | 0 | 0 | 0 | 0 | 0 | 0 | 0 | 0 | 0 | 0 | 0 | 0 | 0 | 0 | 0 | 0
F5_Industrial_Food Products_Existing_Space Heating_Natural Gas_Boiler_A_Achievable Economic RVT Potential | F5 | Industrial | Food Products | Existing | Space Heating | Natural Gas | Boiler | A | Incremental Summer Peak Savings (MW) | Achievable Economic RVT Potential | 0 | 0 | 0 | 0 | 0 | 0 | 0 | 0 | 0 | 0 | 0 | 0 | 0 | 0 | 0 | 0 | 0 | 0 | 0 | 0 | 0 | 0 | 0 | 0 | 0 | 0 | 0 | 0 | 0 | 0 | 0
F6_Industrial_Food Products_Existing_Space Heating_Natural Gas_Boiler_A_Achievable Economic RVT Potential | F6 | Industrial | Food Products | Existing | Space Heating | Natural Gas | Boiler | A | Incremental Winter Peak Savings (MW) | Achievable Economic RVT Potential | 0 | 0 | 0 | 0 | 0 | 0 | 0 | 0 | 0 | 0 | 0 | 0 | 0 | 0 | 0 | 0 | 0 | 0 | 0 | 0 | 0 | 0 | 0 | 0 | 0 | 0 | 0 | 0 | 0 | 0 | 0
F7_Industrial_Food Products_Existing_Space Heating_Natural Gas_Boiler_A_Achievable Economic RVT Potential | F7 | Industrial | Food Products | Existing | Space Heating | Natural Gas | Boiler | A | Cumulative Energy Savings (MWh or mTherms) | Achievable Economic RVT Potential | 0 | 0 | 0 | 0 | 0 | 0 | 0 | 0 | 0 | 0 | 0 | 0 | 0 | 0 | 0 | 0 | 0 | 0 | 0 | 0 | 0 | 0 | 0 | 0 | 0 | 0 | 0 | 0 | 0 | 0 | 0
F8_Industrial_Food Products_Existing_Space Heating_Natural Gas_Boiler_A_Achievable Economic RVT Potential | F8 | Industrial | Food Products | Existing | Space Heating | Natural Gas | Boiler | A | Cumulative Summer Peak Savings (MW) | Achievable Economic RVT Potential | 0 | 0 | 0 | 0 | 0 | 0 | 0 | 0 | 0 | 0 | 0 | 0 | 0 | 0 | 0 | 0 | 0 | 0 | 0 | 0 | 0 | 0 | 0 | 0 | 0 | 0 | 0 | 0 | 0 | 0 | 0
F9_Industrial_Food Products_Existing_Space Heating_Natural Gas_Boiler_A_Achievable Economic RVT Potential | F9 | Industrial | Food Products | Existing | Space Heating | Natural Gas | Boiler | A | Cumulative Winter Peak Savings (MW) | Achievable Economic RVT Potential | 0 | 0 | 0 | 0 | 0 | 0 | 0 | 0 | 0 | 0 | 0 | 0 | 0 | 0 | 0 | 0 | 0 | 0 | 0 | 0 | 0 | 0 | 0 | 0 | 0 | 0 | 0 | 0 | 0 | 0 | 0
F10_Industrial_Food Products_Existing_Space Heating_Natural Gas_Boiler_A_Achievable Economic RVT Potential | F10 | Industrial | Food Products | Existing | Space Heating | Natural Gas | Boiler | A | Purchases (Incremental) | Achievable Economic RVT Potential | 0 | 0 | 0 | 0 | 0 | 0 | 0 | 0 | 0 | 0 | 0 | 0 | 0 | 0 | 0 | 0 | 0 | 0 | 0 | 0 | 0 | 0 | 0 | 0 | 0 | 0 | 0 | 0 | 0 | 0 | 0
F11_Industrial_Food Products_Existing_Space Heating_Natural Gas_Boiler_A_Achievable Economic RVT Potential | F11 | Industrial | Food Products | Existing | Space Heating | Natural Gas | Boiler | A | Purchases (Cumulative) | Achievable Economic RVT Potential | 0 | 0 | 0 | 0 | 0 | 0 | 0 | 0 | 0 | 0 | 0 | 0 | 0 | 0 | 0 | 0 | 0 | 0 | 0 | 0 | 0 | 0 | 0 | 0 | 0 | 0 | 0 | 0 | 0 | 0 | 0
F1_Industrial_Food Products_Existing_Space Heating_Natural Gas_Unit Heater_A_Achievable Economic RVT Potential | F1 | Industrial | Food Products | Existing | Space Heating | Natural Gas | Unit Heater | A | Integrated Unit Energy Savings (kWh or therms) | Achievable Economic RVT Potential | 0 | 28641.12 | 28641.12 | 28641.12 | 28641.12 | 15772.4108 | 15772.4108 | 15772.4108 | 15772.4108 | 15772.4108 | 15772.4108 | 15772.4108 | 15772.4108 | 15772.4108 | 15772.4108 | 15772.4108 | 15772.4108 | 15772.4108 | 15772.4108 | 15772.4108 | 15772.4108 | 15772.4108 | 15772.4108 | 15772.4108 | 15772.4108 | 15772.4108 | 15772.4108 | 15772.4108 | 15772.4108 | 15772.4108 | 15772.4108
F2_Industrial_Food Products_Existing_Space Heating_Natural Gas_Unit Heater_A_Achievable Economic RVT Potential | F2 | Industrial | Food Products | Existing | Space Heating | Natural Gas | Unit Heater | A | Integrated Unit Summer Peak Savings (kW) | Achievable Economic RVT Potential | 0 | 0 | 0 | 0 | 0 | 0 | 0 | 0 | 0 | 0 | 0 | 0 | 0 | 0 | 0 | 0 | 0 | 0 | 0 | 0 | 0 | 0 | 0 | 0 | 0 | 0 | 0 | 0 | 0 | 0 | 0
F3_Industrial_Food Products_Existing_Space Heating_Natural Gas_Unit Heater_A_Achievable Economic RVT Potential | F3 | Industrial | Food Products | Existing | Space Heating | Natural Gas | Unit Heater | A | Integrated Unit Winter Peak Savings (kW) | Achievable Economic RVT Potential | 0 | 0 | 0 | 0 | 0 | 0 | 0 | 0 | 0 | 0 | 0 | 0 | 0 | 0 | 0 | 0 | 0 | 0 | 0 | 0 | 0 | 0 | 0 | 0 | 0 | 0 | 0 | 0 | 0 | 0 | 0
F4_Industrial_Food Products_Existing_Space Heating_Natural Gas_Unit Heater_A_Achievable Economic RVT Potential | F4 | Industrial | Food Products | Existing | Space Heating | Natural Gas | Unit Heater | A | Incremental Energy Savings (MWh or mTherms) | Achievable Economic RVT Potential | 0 | 0 | 0 | 0 | 0 | 0.021756 | 0.059151 | 0.11431 | 0.19481 | 0.2978 | 0.39199 | 0.49559 | 0.59685 | 0.68582 | 0.87919 | 0.90381 | 0.99679 | 0.95916 | 0.93418 | 0.95119 | 0.93309 | 1.0222 | 0.93649 | 0.95828 | 1.0014 | 1.0405 | 1.0855 | 1.1036 | 1.1151 | 1.123 | 1.1246
F5_Industrial_Food Products_Existing_Space Heating_Natural Gas_Unit Heater_A_Achievable Economic RVT Potential | F5 | Industrial | Food Products | Existing | Space Heating | Natural Gas | Unit Heater | A | Incremental Summer Peak Savings (MW) | Achievable Economic RVT Potential | 0 | 0 | 0 | 0 | 0 | 0 | 0 | 0 | 0 | 0 | 0 | 0 | 0 | 0 | 0 | 0 | 0 | 0 | 0 | 0 | 0 | 0 | 0 | 0 | 0 | 0 | 0 | 0 | 0 | 0 | 0
F6_Industrial_Food Products_Existing_Space Heating_Natural Gas_Unit Heater_A_Achievable Economic RVT Potential | F6 | Industrial | Food Products | Existing | Space Heating | Natural Gas | Unit Heater | A | Incremental Winter Peak Savings (MW) | Achievable Economic RVT Potential | 0 | 0 | 0 | 0 | 0 | 0 | 0 | 0 | 0 | 0 | 0 | 0 | 0 | 0 | 0 | 0 | 0 | 0 | 0 | 0 | 0 | 0 | 0 | 0 | 0 | 0 | 0 | 0 | 0 | 0 | 0
F7_Industrial_Food Products_Existing_Space Heating_Natural Gas_Unit Heater_A_Achievable Economic RVT Potential | F7 | Industrial | Food Products | Existing | Space Heating | Natural Gas | Unit Heater | A | Cumulative Energy Savings (MWh or mTherms) | Achievable Economic RVT Potential | 0 | 0 | 0 | 0 | 0 | 0.021756 | 0.080906 | 0.19522 | 0.39003 | 0.68783 | 1.0798 | 1.5754 | 2.1723 | 2.8581 | 3.7373 | 4.6411 | 5.6379 | 6.5753 | 7.4503 | 8.2872 | 9.0255 | 9.7499 | 10.2944 | 10.757 | 11.1616 | 11.5162 | 11.7225 | 11.9223 | 0 | 0 | 0
F8_Industrial_Food Products_Existing_Space Heating_Natural Gas_Unit Heater_A_Achievable Economic RVT Potential | F8 | Industrial | Food Products | Existing | Space Heating | Natural Gas | Unit Heater | A | Cumulative Summer Peak Savings (MW) | Achievable Economic RVT Potential | 0 | 0 | 0 | 0 | 0 | 0 | 0 | 0 | 0 | 0 | 0 | 0 | 0 | 0 | 0 | 0 | 0 | 0 | 0 | 0 | 0 | 0 | 0 | 0 | 0 | 0 | 0 | 0 | 0 | 0 | 0
F9_Industrial_Food Products_Existing_Space Heating_Natural Gas_Unit Heater_A_Achievable Economic RVT Potential | F9 | Industrial | Food Products | Existing | Space Heating | Natural Gas | Unit Heater | A | Cumulative Winter Peak Savings (MW) | Achievable Economic RVT Potential | 0 | 0 | 0 | 0 | 0 | 0 | 0 | 0 | 0 | 0 | 0 | 0 | 0 | 0 | 0 | 0 | 0 | 0 | 0 | 0 | 0 | 0 | 0 | 0 | 0 | 0 | 0 | 0 | 0 | 0 | 0
F10_Industrial_Food Products_Existing_Space Heating_Natural Gas_Unit Heater_A_Achievable Economic RVT Potential | F10 | Industrial | Food Products | Existing | Space Heating | Natural Gas | Unit Heater | A | Purchases (Incremental) | Achievable Economic RVT Potential | 0 | 0 | 0 | 0 | 0 | 0.0013794 | 0.0037503 | 0.0072475 | 0.012351 | 0.018881 | 0.024853 | 0.031422 | 0.037841 | 0.043483 | 0.055742 | 0.057303 | 0.063199 | 0.060812 | 0.059229 | 0.060307 | 0.05916 | 0.064809 | 0.059375 | 0.060757 | 0.063489 | 0.065968 | 0.068822 | 0.069971 | 0.070699 | 0.071202 | 0.071303
F11_Industrial_Food Products_Existing_Space Heating_Natural Gas_Unit Heater_A_Achievable Economic RVT Potential | F11 | Industrial | Food Products | Existing | Space Heating | Natural Gas | Unit Heater | A | Purchases (Cumulative) | Achievable Economic RVT Potential | 0 | 0 | 0 | 0 | 0 | 0.0013794 | 0.0051296 | 0.012377 | 0.024728 | 0.04361 | 0.068463 | 0.099884 | 0.13773 | 0.18121 | 0.23695 | 0.29425 | 0.35745 | 0.41689 | 0.47236 | 0.52542 | 0.57223 | 0.61816 | 0.65268 | 0.68202 | 0.70766 | 0.73015 | 0.74323 | 0.7559 | 0.7634 | 0.77379 | 0.78586
F1_Industrial_Food Products_New_Space Heating_Natural Gas_Furnace_A_Achievable Economic RVT Potential | F1 | Industrial | Food Products | New | Space Heating | Natural Gas | Furnace | A | Integrated Unit Energy Savings (kWh or therms) | Achievable Economic RVT Potential | 0 | 0 | 0 | 0 | 0 | 0 | 0 | 0 | 0 | 0 | 0 | 0 | 0 | 0 | 0 | 0 | 0 | 0 | 0 | 0 | 0 | 0 | 0 | 0 | 0 | 0 | 0 | 0 | 0 | 0 | 0
F2_Industrial_Food Products_New_Space Heating_Natural Gas_Furnace_A_Achievable Economic RVT Potential | F2 | Industrial | Food Products | New | Space Heating | Natural Gas | Furnace | A | Integrated Unit Summer Peak Savings (kW) | Achievable Economic RVT Potential | 0 | 0 | 0 | 0 | 0 | 0 | 0 | 0 | 0 | 0 | 0 | 0 | 0 | 0 | 0 | 0 | 0 | 0 | 0 | 0 | 0 | 0 | 0 | 0 | 0 | 0 | 0 | 0 | 0 | 0 | 0
F3_Industrial_Food Products_New_Space Heating_Natural Gas_Furnace_A_Achievable Economic RVT Potential | F3 | Industrial | Food Products | New | Space Heating | Natural Gas | Furnace | A | Integrated Unit Winter Peak Savings (kW) | Achievable Economic RVT Potential | 0 | 0 | 0 | 0 | 0 | 0 | 0 | 0 | 0 | 0 | 0 | 0 | 0 | 0 | 0 | 0 | 0 | 0 | 0 | 0 | 0 | 0 | 0 | 0 | 0 | 0 | 0 | 0 | 0 | 0 | 0
F4_Industrial_Food Products_New_Space Heating_Natural Gas_Furnace_A_Achievable Economic RVT Potential | F4 | Industrial | Food Products | New | Space Heating | Natural Gas | Furnace | A | Incremental Energy Savings (MWh or mTherms) | Achievable Economic RVT Potential | 0 | 0 | 0 | 0 | 0 | 0 | 0 | 0 | 0 | 0 | 0 | 0 | 0 | 0 | 0 | 0 | 0 | 0 | 0 | 0 | 0 | 0 | 0 | 0 | 0 | 0 | 0 | 0 | 0 | 0 | 0
F5_Industrial_Food Products_New_Space Heating_Natural Gas_Furnace_A_Achievable Economic RVT Potential | F5 | Industrial | Food Products | New | Space Heating | Natural Gas | Furnace | A | Incremental Summer Peak Savings (MW) | Achievable Economic RVT Potential | 0 | 0 | 0 | 0 | 0 | 0 | 0 | 0 | 0 | 0 | 0 | 0 | 0 | 0 | 0 | 0 | 0 | 0 | 0 | 0 | 0 | 0 | 0 | 0 | 0 | 0 | 0 | 0 | 0 | 0 | 0
F6_Industrial_Food Products_New_Space Heating_Natural Gas_Furnace_A_Achievable Economic RVT Potential | F6 | Industrial | Food Products | New | Space Heating | Natural Gas | Furnace | A | Incremental Winter Peak Savings (MW) | Achievable Economic RVT Potential | 0 | 0 | 0 | 0 | 0 | 0 | 0 | 0 | 0 | 0 | 0 | 0 | 0 | 0 | 0 | 0 | 0 | 0 | 0 | 0 | 0 | 0 | 0 | 0 | 0 | 0 | 0 | 0 | 0 | 0 | 0
F7_Industrial_Food Products_New_Space Heating_Natural Gas_Furnace_A_Achievable Economic RVT Potential | F7 | Industrial | Food Products | New | Space Heating | Natural Gas | Furnace | A | Cumulative Energy Savings (MWh or mTherms) | Achievable Economic RVT Potential | 0 | 0 | 0 | 0 | 0 | 0 | 0 | 0 | 0 | 0 | 0 | 0 | 0 | 0 | 0 | 0 | 0 | 0 | 0 | 0 | 0 | 0 | 0 | 0 | 0 | 0 | 0 | 0 | 0 | 0 | 0
F8_Industrial_Food Products_New_Space Heating_Natural Gas_Furnace_A_Achievable Economic RVT Potential | F8 | Industrial | Food Products | New | Space Heating | Natural Gas | Furnace | A | Cumulative Summer Peak Savings (MW) | Achievable Economic RVT Potential | 0 | 0 | 0 | 0 | 0 | 0 | 0 | 0 | 0 | 0 | 0 | 0 | 0 | 0 | 0 | 0 | 0 | 0 | 0 | 0 | 0 | 0 | 0 | 0 | 0 | 0 | 0 | 0 | 0 | 0 | 0
F9_Industrial_Food Products_New_Space Heating_Natural Gas_Furnace_A_Achievable Economic RVT Potential | F9 | Industrial | Food Products | New | Space Heating | Natural Gas | Furnace | A | Cumulative Winter Peak Savings (MW) | Achievable Economic RVT Potential | 0 | 0 | 0 | 0 | 0 | 0 | 0 | 0 | 0 | 0 | 0 | 0 | 0 | 0 | 0 | 0 | 0 | 0 | 0 | 0 | 0 | 0 | 0 | 0 | 0 | 0 | 0 | 0 | 0 | 0 | 0
F10_Industrial_Food Products_New_Space Heating_Natural Gas_Furnace_A_Achievable Economic RVT Potential | F10 | Industrial | Food Products | New | Space Heating | Natural Gas | Furnace | A | Purchases (Incremental) | Achievable Economic RVT Potential | 0 | 0 | 0 | 0 | 0 | 0 | 0 | 0 | 0 | 0 | 0 | 0 | 0 | 0 | 0 | 0 | 0 | 0 | 0 | 0 | 0 | 0 | 0 | 0 | 0 | 0 | 0 | 0 | 0 | 0 | 0
F11_Industrial_Food Products_New_Space Heating_Natural Gas_Furnace_A_Achievable Economic RVT Potential | F11 | Industrial | Food Products | New | Space Heating | Natural Gas | Furnace | A | Purchases (Cumulative) | Achievable Economic RVT Potential | 0 | 0 | 0 | 0 | 0 | 0 | 0 | 0 | 0 | 0 | 0 | 0 | 0 | 0 | 0 | 0 | 0 | 0 | 0 | 0 | 0 | 0 | 0 | 0 | 0 | 0 | 0 | 0 | 0 | 0 | 0
F1_Industrial_Food Products_New_Space Heating_Natural Gas_Boiler_A_Achievable Economic RVT Potential | F1 | Industrial | Food Products | New | Space Heating | Natural Gas | Boiler | A | Integrated Unit Energy Savings (kWh or therms) | Achievable Economic RVT Potential | 0 | 0 | 0 | 0 | 0 | 0 | 0 | 0 | 0 | 0 | 0 | 0 | 0 | 0 | 0 | 0 | 0 | 0 | 0 | 0 | 0 | 0 | 0 | 0 | 0 | 0 | 0 | 0 | 0 | 0 | 0
F2_Industrial_Food Products_New_Space Heating_Natural Gas_Boiler_A_Achievable Economic RVT Potential | F2 | Industrial | Food Products | New | Space Heating | Natural Gas | Boiler | A | Integrated Unit Summer Peak Savings (kW) | Achievable Economic RVT Potential | 0 | 0 | 0 | 0 | 0 | 0 | 0 | 0 | 0 | 0 | 0 | 0 | 0 | 0 | 0 | 0 | 0 | 0 | 0 | 0 | 0 | 0 | 0 | 0 | 0 | 0 | 0 | 0 | 0 | 0 | 0
F3_Industrial_Food Products_New_Space Heating_Natural Gas_Boiler_A_Achievable Economic RVT Potential | F3 | Industrial | Food Products | New | Space Heating | Natural Gas | Boiler | A | Integrated Unit Winter Peak Savings (kW) | Achievable Economic RVT Potential | 0 | 0 | 0 | 0 | 0 | 0 | 0 | 0 | 0 | 0 | 0 | 0 | 0 | 0 | 0 | 0 | 0 | 0 | 0 | 0 | 0 | 0 | 0 | 0 | 0 | 0 | 0 | 0 | 0 | 0 | 0
F4_Industrial_Food Products_New_Space Heating_Natural Gas_Boiler_A_Achievable Economic RVT Potential | F4 | Industrial | Food Products | New | Space Heating | Natural Gas | Boiler | A | Incremental Energy Savings (MWh or mTherms) | Achievable Economic RVT Potential | 0 | 0 | 0 | 0 | 0 | 0 | 0 | 0 | 0 | 0 | 0 | 0 | 0 | 0 | 0 | 0 | 0 | 0 | 0 | 0 | 0 | 0 | 0 | 0 | 0 | 0 | 0 | 0 | 0 | 0 | 0
F5_Industrial_Food Products_New_Space Heating_Natural Gas_Boiler_A_Achievable Economic RVT Potential | F5 | Industrial | Food Products | New | Space Heating | Natural Gas | Boiler | A | Incremental Summer Peak Savings (MW) | Achievable Economic RVT Potential | 0 | 0 | 0 | 0 | 0 | 0 | 0 | 0 | 0 | 0 | 0 | 0 | 0 | 0 | 0 | 0 | 0 | 0 | 0 | 0 | 0 | 0 | 0 | 0 | 0 | 0 | 0 | 0 | 0 | 0 | 0
F6_Industrial_Food Products_New_Space Heating_Natural Gas_Boiler_A_Achievable Economic RVT Potential | F6 | Industrial | Food Products | New | Space Heating | Natural Gas | Boiler | A | Incremental Winter Peak Savings (MW) | Achievable Economic RVT Potential | 0 | 0 | 0 | 0 | 0 | 0 | 0 | 0 | 0 | 0 | 0 | 0 | 0 | 0 | 0 | 0 | 0 | 0 | 0 | 0 | 0 | 0 | 0 | 0 | 0 | 0 | 0 | 0 | 0 | 0 | 0
F7_Industrial_Food Products_New_Space Heating_Natural Gas_Boiler_A_Achievable Economic RVT Potential | F7 | Industrial | Food Products | New | Space Heating | Natural Gas | Boiler | A | Cumulative Energy Savings (MWh or mTherms) | Achievable Economic RVT Potential | 0 | 0 | 0 | 0 | 0 | 0 | 0 | 0 | 0 | 0 | 0 | 0 | 0 | 0 | 0 | 0 | 0 | 0 | 0 | 0 | 0 | 0 | 0 | 0 | 0 | 0 | 0 | 0 | 0 | 0 | 0
F8_Industrial_Food Products_New_Space Heating_Natural Gas_Boiler_A_Achievable Economic RVT Potential | F8 | Industrial | Food Products | New | Space Heating | Natural Gas | Boiler | A | Cumulative Summer Peak Savings (MW) | Achievable Economic RVT Potential | 0 | 0 | 0 | 0 | 0 | 0 | 0 | 0 | 0 | 0 | 0 | 0 | 0 | 0 | 0 | 0 | 0 | 0 | 0 | 0 | 0 | 0 | 0 | 0 | 0 | 0 | 0 | 0 | 0 | 0 | 0
F9_Industrial_Food Products_New_Space Heating_Natural Gas_Boiler_A_Achievable Economic RVT Potential | F9 | Industrial | Food Products | New | Space Heating | Natural Gas | Boiler | A | Cumulative Winter Peak Savings (MW) | Achievable Economic RVT Potential | 0 | 0 | 0 | 0 | 0 | 0 | 0 | 0 | 0 | 0 | 0 | 0 | 0 | 0 | 0 | 0 | 0 | 0 | 0 | 0 | 0 | 0 | 0 | 0 | 0 | 0 | 0 | 0 | 0 | 0 | 0
F10_Industrial_Food Products_New_Space Heating_Natural Gas_Boiler_A_Achievable Economic RVT Potential | F10 | Industrial | Food Products | New | Space Heating | Natural Gas | Boiler | A | Purchases (Incremental) | Achievable Economic RVT Potential | 0 | 0 | 0 | 0 | 0 | 0 | 0 | 0 | 0 | 0 | 0 | 0 | 0 | 0 | 0 | 0 | 0 | 0 | 0 | 0 | 0 | 0 | 0 | 0 | 0 | 0 | 0 | 0 | 0 | 0 | 0
F11_Industrial_Food Products_New_Space Heating_Natural Gas_Boiler_A_Achievable Economic RVT Potential | F11 | Industrial | Food Products | New | Space Heating | Natural Gas | Boiler | A | Purchases (Cumulative) | Achievable Economic RVT Potential | 0 | 0 | 0 | 0 | 0 | 0 | 0 | 0 | 0 | 0 | 0 | 0 | 0 | 0 | 0 | 0 | 0 | 0 | 0 | 0 | 0 | 0 | 0 | 0 | 0 | 0 | 0 | 0 | 0 | 0 | 0
F1_Industrial_Food Products_New_Space Heating_Natural Gas_Unit Heater_A_Achievable Economic RVT Potential | F1 | Industrial | Food Products | New | Space Heating | Natural Gas | Unit Heater | A | Integrated Unit Energy Savings (kWh or therms) | Achievable Economic RVT Potential | 0 | 28641.12 | 28641.12 | 28641.12 | 28641.12 | 15772.4108 | 15772.4108 | 15772.4108 | 15772.4108 | 15772.4108 | 15772.4108 | 15772.4108 | 15772.4108 | 15772.4108 | 15772.4108 | 15772.4108 | 15772.4108 | 15772.4108 | 15772.4108 | 15772.4108 | 15772.4108 | 15772.4108 | 15772.4108 | 15772.4108 | 15772.4108 | 15772.4108 | 15772.4108 | 15772.4108 | 15772.4108 | 15772.4108 | 15772.4108
F2_Industrial_Food Products_New_Space Heating_Natural Gas_Unit Heater_A_Achievable Economic RVT Potential | F2 | Industrial | Food Products | New | Space Heating | Natural Gas | Unit Heater | A | Integrated Unit Summer Peak Savings (kW) | Achievable Economic RVT Potential | 0 | 0 | 0 | 0 | 0 | 0 | 0 | 0 | 0 | 0 | 0 | 0 | 0 | 0 | 0 | 0 | 0 | 0 | 0 | 0 | 0 | 0 | 0 | 0 | 0 | 0 | 0 | 0 | 0 | 0 | 0
F3_Industrial_Food Products_New_Space Heating_Natural Gas_Unit Heater_A_Achievable Economic RVT Potential | F3 | Industrial | Food Products | New | Space Heating | Natural Gas | Unit Heater | A | Integrated Unit Winter Peak Savings (kW) | Achievable Economic RVT Potential | 0 | 0 | 0 | 0 | 0 | 0 | 0 | 0 | 0 | 0 | 0 | 0 | 0 | 0 | 0 | 0 | 0 | 0 | 0 | 0 | 0 | 0 | 0 | 0 | 0 | 0 | 0 | 0 | 0 | 0 | 0
F4_Industrial_Food Products_New_Space Heating_Natural Gas_Unit Heater_A_Achievable Economic RVT Potential | F4 | Industrial | Food Products | New | Space Heating | Natural Gas | Unit Heater | A | Incremental Energy Savings (MWh or mTherms) | Achievable Economic RVT Potential | 0 | 0 | 0 | 0 | 0 | 0.0080497 | 0.015823 | 0.023721 | 0.031441 | 0.039323 | 0.04644 | 0.060888 | 0.073767 | 0.084313 | 0.092696 | 0.10123 | 0.10762 | 0.11362 | 0.14422 | 0.1418 | 0.14019 | 0.14153 | 0.14446 | 0.1472 | 0.15059 | 0.15416 | 0.15838 | 0.16212 | 0.17303 | 0.18102 | 0.18664
F5_Industrial_Food Products_New_Space Heating_Natural Gas_Unit Heater_A_Achievable Economic RVT Potential | F5 | Industrial | Food Products | New | Space Heating | Natural Gas | Unit Heater | A | Incremental Summer Peak Savings (MW) | Achievable Economic RVT Potential | 0 | 0 | 0 | 0 | 0 | 0 | 0 | 0 | 0 | 0 | 0 | 0 | 0 | 0 | 0 | 0 | 0 | 0 | 0 | 0 | 0 | 0 | 0 | 0 | 0 | 0 | 0 | 0 | 0 | 0 | 0
F6_Industrial_Food Products_New_Space Heating_Natural Gas_Unit Heater_A_Achievable Economic RVT Potential | F6 | Industrial | Food Products | New | Space Heating | Natural Gas | Unit Heater | A | Incremental Winter Peak Savings (MW) | Achievable Economic RVT Potential | 0 | 0 | 0 | 0 | 0 | 0 | 0 | 0 | 0 | 0 | 0 | 0 | 0 | 0 | 0 | 0 | 0 | 0 | 0 | 0 | 0 | 0 | 0 | 0 | 0 | 0 | 0 | 0 | 0 | 0 | 0
F7_Industrial_Food Products_New_Space Heating_Natural Gas_Unit Heater_A_Achievable Economic RVT Potential | F7 | Industrial | Food Products | New | Space Heating | Natural Gas | Unit Heater | A | Cumulative Energy Savings (MWh or mTherms) | Achievable Economic RVT Potential | 0 | 0 | 0 | 0 | 0 | 0.0080497 | 0.023872 | 0.047593 | 0.079035 | 0.11836 | 0.1648 | 0.22569 | 0.29945 | 0.38377 | 0.47646 | 0.57769 | 0.68531 | 0.79088 | 0.91927 | 1.0373 | 1.1461 | 1.2483 | 1.3463 | 1.4326 | 1.5095 | 1.5793 | 1.645 | 1.7059 | 0 | 0 | 0
F8_Industrial_Food Products_New_Space Heating_Natural Gas_Unit Heater_A_Achievable Economic RVT Potential | F8 | Industrial | Food Products | New | Space Heating | Natural Gas | Unit Heater | A | Cumulative Summer Peak Savings (MW) | Achievable Economic RVT Potential | 0 | 0 | 0 | 0 | 0 | 0 | 0 | 0 | 0 | 0 | 0 | 0 | 0 | 0 | 0 | 0 | 0 | 0 | 0 | 0 | 0 | 0 | 0 | 0 | 0 | 0 | 0 | 0 | 0 | 0 | 0
F9_Industrial_Food Products_New_Space Heating_Natural Gas_Unit Heater_A_Achievable Economic RVT Potential | F9 | Industrial | Food Products | New | Space Heating | Natural Gas | Unit Heater | A | Cumulative Winter Peak Savings (MW) | Achievable Economic RVT Potential | 0 | 0 | 0 | 0 | 0 | 0 | 0 | 0 | 0 | 0 | 0 | 0 | 0 | 0 | 0 | 0 | 0 | 0 | 0 | 0 | 0 | 0 | 0 | 0 | 0 | 0 | 0 | 0 | 0 | 0 | 0
F10_Industrial_Food Products_New_Space Heating_Natural Gas_Unit Heater_A_Achievable Economic RVT Potential | F10 | Industrial | Food Products | New | Space Heating | Natural Gas | Unit Heater | A | Purchases (Incremental) | Achievable Economic RVT Potential | 0 | 0 | 0 | 0 | 0 | 0.00051036 | 0.0010032 | 0.001504 | 0.0019934 | 0.0024932 | 0.0029444 | 0.0038604 | 0.004677 | 0.0053456 | 0.0058771 | 0.0064182 | 0.006823 | 0.0072035 | 0.0091437 | 0.0089902 | 0.0088885 | 0.0089731 | 0.0091591 | 0.0093327 | 0.0095475 | 0.0097743 | 0.010042 | 0.010279 | 0.010971 | 0.011477 | 0.011833
F11_Industrial_Food Products_New_Space Heating_Natural Gas_Unit Heater_A_Achievable Economic RVT Potential | F11 | Industrial | Food Products | New | Space Heating | Natural Gas | Unit Heater | A | Purchases (Cumulative) | Achievable Economic RVT Potential | 0 | 0 | 0 | 0 | 0 | 0.00051036 | 0.0015136 | 0.0030175 | 0.005011 | 0.0075041 | 0.010448 | 0.014309 | 0.018986 | 0.024331 | 0.030209 | 0.036627 | 0.04345 | 0.050143 | 0.058283 | 0.06577 | 0.072665 | 0.079145 | 0.085359 | 0.090832 | 0.095702 | 0.10013 | 0.1043 | 0.10816 | 0.1123 | 0.11658 | 0.11927
F1_Industrial_Agriculture_Existing_Space Heating_Natural Gas_Furnace_A_Achievable Economic RVT Potential | F1 | Industrial | Agriculture | Existing | Space Heating | Natural Gas | Furnace | A | Integrated Unit Energy Savings (kWh or therms) | Achievable Economic RVT Potential | 0 | 505.0924 | 505.0924 | 505.0924 | 505.0924 | 138.7616 | 138.7616 | 138.7616 | 138.7616 | 138.7616 | 138.7616 | 138.7616 | 138.7616 | 138.7616 | 138.7616 | 138.7616 | 138.7616 | 138.7616 | 138.7616 | 138.7616 | 138.7616 | 138.7616 | 138.7616 | 138.7616 | 138.7616 | 138.7616 | 138.7616 | 138.7616 | 138.7616 | 138.7616 | 138.7616
F2_Industrial_Agriculture_Existing_Space Heating_Natural Gas_Furnace_A_Achievable Economic RVT Potential | F2 | Industrial | Agriculture | Existing | Space Heating | Natural Gas | Furnace | A | Integrated Unit Summer Peak Savings (kW) | Achievable Economic RVT Potential | 0 | 0 | 0 | 0 | 0 | 0 | 0 | 0 | 0 | 0 | 0 | 0 | 0 | 0 | 0 | 0 | 0 | 0 | 0 | 0 | 0 | 0 | 0 | 0 | 0 | 0 | 0 | 0 | 0 | 0 | 0
F3_Industrial_Agriculture_Existing_Space Heating_Natural Gas_Furnace_A_Achievable Economic RVT Potential | F3 | Industrial | Agriculture | Existing | Space Heating | Natural Gas | Furnace | A | Integrated Unit Winter Peak Savings (kW) | Achievable Economic RVT Potential | 0 | 0 | 0 | 0 | 0 | 0 | 0 | 0 | 0 | 0 | 0 | 0 | 0 | 0 | 0 | 0 | 0 | 0 | 0 | 0 | 0 | 0 | 0 | 0 | 0 | 0 | 0 | 0 | 0 | 0 | 0
F4_Industrial_Agriculture_Existing_Space Heating_Natural Gas_Furnace_A_Achievable Economic RVT Potential | F4 | Industrial | Agriculture | Existing | Space Heating | Natural Gas | Furnace | A | Incremental Energy Savings (MWh or mTherms) | Achievable Economic RVT Potential | 0 | 0 | 0 | 0 | 0 | 0.0036005 | 0.007498 | 0.00814 | 0.011395 | 0.014794 | 0.017336 | 0.019903 | 0.020321 | 0.020027 | 0.02209 | 0.019094 | 0.018564 | 0.017687 | 0.016783 | 0.018132 | 0.017817 | 0.018155 | 0.019428 | 0.01975 | 0.020099 | 0.02047 | 0.020951 | 0.021394 | 0.021802 | 0.024993 | 0.027133
F5_Industrial_Agriculture_Existing_Space Heating_Natural Gas_Furnace_A_Achievable Economic RVT Potential | F5 | Industrial | Agriculture | Existing | Space Heating | Natural Gas | Furnace | A | Incremental Summer Peak Savings (MW) | Achievable Economic RVT Potential | 0 | 0 | 0 | 0 | 0 | 0 | 0 | 0 | 0 | 0 | 0 | 0 | 0 | 0 | 0 | 0 | 0 | 0 | 0 | 0 | 0 | 0 | 0 | 0 | 0 | 0 | 0 | 0 | 0 | 0 | 0
F6_Industrial_Agriculture_Existing_Space Heating_Natural Gas_Furnace_A_Achievable Economic RVT Potential | F6 | Industrial | Agriculture | Existing | Space Heating | Natural Gas | Furnace | A | Incremental Winter Peak Savings (MW) | Achievable Economic RVT Potential | 0 | 0 | 0 | 0 | 0 | 0 | 0 | 0 | 0 | 0 | 0 | 0 | 0 | 0 | 0 | 0 | 0 | 0 | 0 | 0 | 0 | 0 | 0 | 0 | 0 | 0 | 0 | 0 | 0 | 0 | 0
F7_Industrial_Agriculture_Existing_Space Heating_Natural Gas_Furnace_A_Achievable Economic RVT Potential | F7 | Industrial | Agriculture | Existing | Space Heating | Natural Gas | Furnace | A | Cumulative Energy Savings (MWh or mTherms) | Achievable Economic RVT Potential | 0 | 0 | 0 | 0 | 0 | 0.0036005 | 0.011098 | 0.019239 | 0.030634 | 0.045428 | 0.062763 | 0.082667 | 0.10299 | 0.12301 | 0.1451 | 0.1642 | 0.18276 | 0.20045 | 0.21723 | 0.23537 | 0.25318 | 0.27134 | 0.29076 | 0.31051 | 0.33061 | 0.35108 | 0.37203 | 0.39343 | 0 | 0 | 0
F8_Industrial_Agriculture_Existing_Space Heating_Natural Gas_Furnace_A_Achievable Economic RVT Potential | F8 | Industrial | Agriculture | Existing | Space Heating | Natural Gas | Furnace | A | Cumulative Summer Peak Savings (MW) | Achievable Economic RVT Potential | 0 | 0 | 0 | 0 | 0 | 0 | 0 | 0 | 0 | 0 | 0 | 0 | 0 | 0 | 0 | 0 | 0 | 0 | 0 | 0 | 0 | 0 | 0 | 0 | 0 | 0 | 0 | 0 | 0 | 0 | 0
F9_Industrial_Agriculture_Existing_Space Heating_Natural Gas_Furnace_A_Achievable Economic RVT Potential | F9 | Industrial | Agriculture | Existing | Space Heating | Natural Gas | Furnace | A | Cumulative Winter Peak Savings (MW) | Achievable Economic RVT Potential | 0 | 0 | 0 | 0 | 0 | 0 | 0 | 0 | 0 | 0 | 0 | 0 | 0 | 0 | 0 | 0 | 0 | 0 | 0 | 0 | 0 | 0 | 0 | 0 | 0 | 0 | 0 | 0 | 0 | 0 | 0
F10_Industrial_Agriculture_Existing_Space Heating_Natural Gas_Furnace_A_Achievable Economic RVT Potential | F10 | Industrial | Agriculture | Existing | Space Heating | Natural Gas | Furnace | A | Purchases (Incremental) | Achievable Economic RVT Potential | 0 | 0 | 0 | 0 | 0 | 0.025948 | 0.054035 | 0.058662 | 0.082121 | 0.10661 | 0.12493 | 0.14343 | 0.14644 | 0.14433 | 0.1592 | 0.1376 | 0.13379 | 0.12747 | 0.12095 | 0.13067 | 0.1284 | 0.13083 | 0.14001 | 0.14233 | 0.14485 | 0.14752 | 0.15098 | 0.15418 | 0.15712 | 0.18012 | 0.19554
F11_Industrial_Agriculture_Existing_Space Heating_Natural Gas_Furnace_A_Achievable Economic RVT Potential | F11 | Industrial | Agriculture | Existing | Space Heating | Natural Gas | Furnace | A | Purchases (Cumulative) | Achievable Economic RVT Potential | 0 | 0 | 0 | 0 | 0 | 0.025948 | 0.079982 | 0.13864 | 0.22077 | 0.32738 | 0.45231 | 0.59575 | 0.74219 | 0.88652 | 1.0457 | 1.1833 | 1.3171 | 1.4446 | 1.5655 | 1.6962 | 1.8246 | 1.9554 | 2.0954 | 2.2378 | 2.3826 | 2.5301 | 2.6811 | 2.8353 | 2.9059 | 2.9059 | 2.9059
F1_Industrial_Agriculture_Existing_Space Heating_Natural Gas_Boiler_A_Achievable Economic RVT Potential | F1 | Industrial | Agriculture | Existing | Space Heating | Natural Gas | Boiler | A | Integrated Unit Energy Savings (kWh or therms) | Achievable Economic RVT Potential | 0 | 8772.191 | 8772.191 | 8772.191 | 8772.191 | 5375.3 | 5375.3 | 5375.3 | 5375.3 | 5375.3 | 5375.3 | 5375.3 | 5375.3 | 5375.3 | 5375.3 | 5375.3 | 5375.3 | 5375.3 | 5375.3 | 5375.3 | 5375.3 | 5375.3 | 5375.3 | 792.2778 | 792.2778 | 792.2778 | 792.2778 | 792.2778 | 792.2778 | 792.2778 | 792.2778
F2_Industrial_Agriculture_Existing_Space Heating_Natural Gas_Boiler_A_Achievable Economic RVT Potential | F2 | Industrial | Agriculture | Existing | Space Heating | Natural Gas | Boiler | A | Integrated Unit Summer Peak Savings (kW) | Achievable Economic RVT Potential | 0 | 0 | 0 | 0 | 0 | 0 | 0 | 0 | 0 | 0 | 0 | 0 | 0 | 0 | 0 | 0 | 0 | 0 | 0 | 0 | 0 | 0 | 0 | 0 | 0 | 0 | 0 | 0 | 0 | 0 | 0
F3_Industrial_Agriculture_Existing_Space Heating_Natural Gas_Boiler_A_Achievable Economic RVT Potential | F3 | Industrial | Agriculture | Existing | Space Heating | Natural Gas | Boiler | A | Integrated Unit Winter Peak Savings (kW) | Achievable Economic RVT Potential | 0 | 0 | 0 | 0 | 0 | 0 | 0 | 0 | 0 | 0 | 0 | 0 | 0 | 0 | 0 | 0 | 0 | 0 | 0 | 0 | 0 | 0 | 0 | 0 | 0 | 0 | 0 | 0 | 0 | 0 | 0
F4_Industrial_Agriculture_Existing_Space Heating_Natural Gas_Boiler_A_Achievable Economic RVT Potential | F4 | Industrial | Agriculture | Existing | Space Heating | Natural Gas | Boiler | A | Incremental Energy Savings (MWh or mTherms) | Achievable Economic RVT Potential | 0 | 0 | 0 | 0 | 0 | 0 | 0 | 0 | 0 | 0 | 0 | 0 | 0 | 0 | 0 | 0 | 0 | 0 | 0 | 0 | 0 | 0 | 0 | 0 | 0 | 0 | 0 | 0 | 0 | 0 | 0
F5_Industrial_Agriculture_Existing_Space Heating_Natural Gas_Boiler_A_Achievable Economic RVT Potential | F5 | Industrial | Agriculture | Existing | Space Heating | Natural Gas | Boiler | A | Incremental Summer Peak Savings (MW) | Achievable Economic RVT Potential | 0 | 0 | 0 | 0 | 0 | 0 | 0 | 0 | 0 | 0 | 0 | 0 | 0 | 0 | 0 | 0 | 0 | 0 | 0 | 0 | 0 | 0 | 0 | 0 | 0 | 0 | 0 | 0 | 0 | 0 | 0
F6_Industrial_Agriculture_Existing_Space Heating_Natural Gas_Boiler_A_Achievable Economic RVT Potential | F6 | Industrial | Agriculture | Existing | Space Heating | Natural Gas | Boiler | A | Incremental Winter Peak Savings (MW) | Achievable Economic RVT Potential | 0 | 0 | 0 | 0 | 0 | 0 | 0 | 0 | 0 | 0 | 0 | 0 | 0 | 0 | 0 | 0 | 0 | 0 | 0 | 0 | 0 | 0 | 0 | 0 | 0 | 0 | 0 | 0 | 0 | 0 | 0
F7_Industrial_Agriculture_Existing_Space Heating_Natural Gas_Boiler_A_Achievable Economic RVT Potential | F7 | Industrial | Agriculture | Existing | Space Heating | Natural Gas | Boiler | A | Cumulative Energy Savings (MWh or mTherms) | Achievable Economic RVT Potential | 0 | 0 | 0 | 0 | 0 | 0 | 0 | 0 | 0 | 0 | 0 | 0 | 0 | 0 | 0 | 0 | 0 | 0 | 0 | 0 | 0 | 0 | 0 | 0 | 0 | 0 | 0 | 0 | 0 | 0 | 0
F8_Industrial_Agriculture_Existing_Space Heating_Natural Gas_Boiler_A_Achievable Economic RVT Potential | F8 | Industrial | Agriculture | Existing | Space Heating | Natural Gas | Boiler | A | Cumulative Summer Peak Savings (MW) | Achievable Economic RVT Potential | 0 | 0 | 0 | 0 | 0 | 0 | 0 | 0 | 0 | 0 | 0 | 0 | 0 | 0 | 0 | 0 | 0 | 0 | 0 | 0 | 0 | 0 | 0 | 0 | 0 | 0 | 0 | 0 | 0 | 0 | 0
F9_Industrial_Agriculture_Existing_Space Heating_Natural Gas_Boiler_A_Achievable Economic RVT Potential | F9 | Industrial | Agriculture | Existing | Space Heating | Natural Gas | Boiler | A | Cumulative Winter Peak Savings (MW) | Achievable Economic RVT Potential | 0 | 0 | 0 | 0 | 0 | 0 | 0 | 0 | 0 | 0 | 0 | 0 | 0 | 0 | 0 | 0 | 0 | 0 | 0 | 0 | 0 | 0 | 0 | 0 | 0 | 0 | 0 | 0 | 0 | 0 | 0
F10_Industrial_Agriculture_Existing_Space Heating_Natural Gas_Boiler_A_Achievable Economic RVT Potential | F10 | Industrial | Agriculture | Existing | Space Heating | Natural Gas | Boiler | A | Purchases (Incremental) | Achievable Economic RVT Potential | 0 | 0 | 0 | 0 | 0 | 0 | 0 | 0 | 0 | 0 | 0 | 0 | 0 | 0 | 0 | 0 | 0 | 0 | 0 | 0 | 0 | 0 | 0 | 0 | 0 | 0 | 0 | 0 | 0 | 0 | 0
F11_Industrial_Agriculture_Existing_Space Heating_Natural Gas_Boiler_A_Achievable Economic RVT Potential | F11 | Industrial | Agriculture | Existing | Space Heating | Natural Gas | Boiler | A | Purchases (Cumulative) | Achievable Economic RVT Potential | 0 | 0 | 0 | 0 | 0 | 0 | 0 | 0 | 0 | 0 | 0 | 0 | 0 | 0 | 0 | 0 | 0 | 0 | 0 | 0 | 0 | 0 | 0 | 0 | 0 | 0 | 0 | 0 | 0 | 0 | 0
F1_Industrial_Agriculture_Existing_Space Heating_Natural Gas_Unit Heater_A_Achievable Economic RVT Potential | F1 | Industrial | Agriculture | Existing | Space Heating | Natural Gas | Unit Heater | A | Integrated Unit Energy Savings (kWh or therms) | Achievable Economic RVT Potential | 0 | 28641.12 | 28641.12 | 28641.12 | 28641.12 | 15772.4108 | 15772.4108 | 15772.4108 | 15772.4108 | 15772.4108 | 15772.4108 | 15772.4108 | 15772.4108 | 15772.4108 | 15772.4108 | 15772.4108 | 15772.4108 | 15772.4108 | 15772.4108 | 15772.4108 | 15772.4108 | 15772.4108 | 15772.4108 | 15772.4108 | 15772.4108 | 15772.4108 | 15772.4108 | 15772.4108 | 15772.4108 | 15772.4108 | 15772.4108
F2_Industrial_Agriculture_Existing_Space Heating_Natural Gas_Unit Heater_A_Achievable Economic RVT Potential | F2 | Industrial | Agriculture | Existing | Space Heating | Natural Gas | Unit Heater | A | Integrated Unit Summer Peak Savings (kW) | Achievable Economic RVT Potential | 0 | 0 | 0 | 0 | 0 | 0 | 0 | 0 | 0 | 0 | 0 | 0 | 0 | 0 | 0 | 0 | 0 | 0 | 0 | 0 | 0 | 0 | 0 | 0 | 0 | 0 | 0 | 0 | 0 | 0 | 0
F3_Industrial_Agriculture_Existing_Space Heating_Natural Gas_Unit Heater_A_Achievable Economic RVT Potential | F3 | Industrial | Agriculture | Existing | Space Heating | Natural Gas | Unit Heater | A | Integrated Unit Winter Peak Savings (kW) | Achievable Economic RVT Potential | 0 | 0 | 0 | 0 | 0 | 0 | 0 | 0 | 0 | 0 | 0 | 0 | 0 | 0 | 0 | 0 | 0 | 0 | 0 | 0 | 0 | 0 | 0 | 0 | 0 | 0 | 0 | 0 | 0 | 0 | 0
F4_Industrial_Agriculture_Existing_Space Heating_Natural Gas_Unit Heater_A_Achievable Economic RVT Potential | F4 | Industrial | Agriculture | Existing | Space Heating | Natural Gas | Unit Heater | A | Incremental Energy Savings (MWh or mTherms) | Achievable Economic RVT Potential | 0 | 0 | 0 | 0 | 0 | 0.056025 | 0.15232 | 0.29437 | 0.50167 | 0.76689 | 1.0094 | 1.2762 | 1.537 | 1.7661 | 2.2641 | 2.3275 | 2.5669 | 2.47 | 2.4057 | 2.4495 | 2.4029 | 2.6323 | 2.4116 | 2.4677 | 2.5787 | 2.6794 | 2.7953 | 2.842 | 2.8715 | 2.892 | 2.8961
F5_Industrial_Agriculture_Existing_Space Heating_Natural Gas_Unit Heater_A_Achievable Economic RVT Potential | F5 | Industrial | Agriculture | Existing | Space Heating | Natural Gas | Unit Heater | A | Incremental Summer Peak Savings (MW) | Achievable Economic RVT Potential | 0 | 0 | 0 | 0 | 0 | 0 | 0 | 0 | 0 | 0 | 0 | 0 | 0 | 0 | 0 | 0 | 0 | 0 | 0 | 0 | 0 | 0 | 0 | 0 | 0 | 0 | 0 | 0 | 0 | 0 | 0
F6_Industrial_Agriculture_Existing_Space Heating_Natural Gas_Unit Heater_A_Achievable Economic RVT Potential | F6 | Industrial | Agriculture | Existing | Space Heating | Natural Gas | Unit Heater | A | Incremental Winter Peak Savings (MW) | Achievable Economic RVT Potential | 0 | 0 | 0 | 0 | 0 | 0 | 0 | 0 | 0 | 0 | 0 | 0 | 0 | 0 | 0 | 0 | 0 | 0 | 0 | 0 | 0 | 0 | 0 | 0 | 0 | 0 | 0 | 0 | 0 | 0 | 0
F7_Industrial_Agriculture_Existing_Space Heating_Natural Gas_Unit Heater_A_Achievable Economic RVT Potential | F7 | Industrial | Agriculture | Existing | Space Heating | Natural Gas | Unit Heater | A | Cumulative Energy Savings (MWh or mTherms) | Achievable Economic RVT Potential | 0 | 0 | 0 | 0 | 0 | 0.056025 | 0.20835 | 0.50272 | 1.0044 | 1.7713 | 2.7807 | 4.057 | 5.594 | 7.3601 | 9.6241 | 11.9516 | 14.5185 | 16.9325 | 19.1858 | 21.3409 | 23.2421 | 25.1076 | 26.5098 | 27.7013 | 28.743 | 29.6562 | 30.1875 | 30.702 | 0 | 0 | 0
F8_Industrial_Agriculture_Existing_Space Heating_Natural Gas_Unit Heater_A_Achievable Economic RVT Potential | F8 | Industrial | Agriculture | Existing | Space Heating | Natural Gas | Unit Heater | A | Cumulative Summer Peak Savings (MW) | Achievable Economic RVT Potential | 0 | 0 | 0 | 0 | 0 | 0 | 0 | 0 | 0 | 0 | 0 | 0 | 0 | 0 | 0 | 0 | 0 | 0 | 0 | 0 | 0 | 0 | 0 | 0 | 0 | 0 | 0 | 0 | 0 | 0 | 0
F9_Industrial_Agriculture_Existing_Space Heating_Natural Gas_Unit Heater_A_Achievable Economic RVT Potential | F9 | Industrial | Agriculture | Existing | Space Heating | Natural Gas | Unit Heater | A | Cumulative Winter Peak Savings (MW) | Achievable Economic RVT Potential | 0 | 0 | 0 | 0 | 0 | 0 | 0 | 0 | 0 | 0 | 0 | 0 | 0 | 0 | 0 | 0 | 0 | 0 | 0 | 0 | 0 | 0 | 0 | 0 | 0 | 0 | 0 | 0 | 0 | 0 | 0
F10_Industrial_Agriculture_Existing_Space Heating_Natural Gas_Unit Heater_A_Achievable Economic RVT Potential | F10 | Industrial | Agriculture | Existing | Space Heating | Natural Gas | Unit Heater | A | Purchases (Incremental) | Achievable Economic RVT Potential | 0 | 0 | 0 | 0 | 0 | 0.0035521 | 0.0096576 | 0.018664 | 0.031807 | 0.048622 | 0.064001 | 0.080916 | 0.097448 | 0.11198 | 0.14355 | 0.14757 | 0.16275 | 0.1566 | 0.15252 | 0.1553 | 0.15235 | 0.16689 | 0.1529 | 0.15646 | 0.16349 | 0.16988 | 0.17723 | 0.18019 | 0.18206 | 0.18336 | 0.18362
F11_Industrial_Agriculture_Existing_Space Heating_Natural Gas_Unit Heater_A_Achievable Economic RVT Potential | F11 | Industrial | Agriculture | Existing | Space Heating | Natural Gas | Unit Heater | A | Purchases (Cumulative) | Achievable Economic RVT Potential | 0 | 0 | 0 | 0 | 0 | 0.0035521 | 0.01321 | 0.031873 | 0.06368 | 0.1123 | 0.1763 | 0.25722 | 0.35467 | 0.46664 | 0.61019 | 0.75775 | 0.9205 | 1.0736 | 1.2164 | 1.3531 | 1.4736 | 1.5919 | 1.6808 | 1.7563 | 1.8224 | 1.8803 | 1.9139 | 1.9466 | 1.9659 | 1.9926 | 2.0237
F1_Industrial_Agriculture_New_Space Heating_Natural Gas_Furnace_A_Achievable Economic RVT Potential | F1 | Industrial | Agriculture | New | Space Heating | Natural Gas | Furnace | A | Integrated Unit Energy Savings (kWh or therms) | Achievable Economic RVT Potential | 0 | 0 | 0 | 0 | 0 | 0 | 0 | 0 | 0 | 0 | 0 | 0 | 0 | 0 | 0 | 0 | 0 | 0 | 0 | 0 | 0 | 0 | 0 | 0 | 0 | 0 | 0 | 0 | 0 | 0 | 0
F2_Industrial_Agriculture_New_Space Heating_Natural Gas_Furnace_A_Achievable Economic RVT Potential | F2 | Industrial | Agriculture | New | Space Heating | Natural Gas | Furnace | A | Integrated Unit Summer Peak Savings (kW) | Achievable Economic RVT Potential | 0 | 0 | 0 | 0 | 0 | 0 | 0 | 0 | 0 | 0 | 0 | 0 | 0 | 0 | 0 | 0 | 0 | 0 | 0 | 0 | 0 | 0 | 0 | 0 | 0 | 0 | 0 | 0 | 0 | 0 | 0
F3_Industrial_Agriculture_New_Space Heating_Natural Gas_Furnace_A_Achievable Economic RVT Potential | F3 | Industrial | Agriculture | New | Space Heating | Natural Gas | Furnace | A | Integrated Unit Winter Peak Savings (kW) | Achievable Economic RVT Potential | 0 | 0 | 0 | 0 | 0 | 0 | 0 | 0 | 0 | 0 | 0 | 0 | 0 | 0 | 0 | 0 | 0 | 0 | 0 | 0 | 0 | 0 | 0 | 0 | 0 | 0 | 0 | 0 | 0 | 0 | 0
F4_Industrial_Agriculture_New_Space Heating_Natural Gas_Furnace_A_Achievable Economic RVT Potential | F4 | Industrial | Agriculture | New | Space Heating | Natural Gas | Furnace | A | Incremental Energy Savings (MWh or mTherms) | Achievable Economic RVT Potential | 0 | 0 | 0 | 0 | 0 | 0 | 0 | 0 | 0 | 0 | 0 | 0 | 0 | 0 | 0 | 0 | 0 | 0 | 0 | 0 | 0 | 0 | 0 | 0 | 0 | 0 | 0 | 0 | 0 | 0 | 0
F5_Industrial_Agriculture_New_Space Heating_Natural Gas_Furnace_A_Achievable Economic RVT Potential | F5 | Industrial | Agriculture | New | Space Heating | Natural Gas | Furnace | A | Incremental Summer Peak Savings (MW) | Achievable Economic RVT Potential | 0 | 0 | 0 | 0 | 0 | 0 | 0 | 0 | 0 | 0 | 0 | 0 | 0 | 0 | 0 | 0 | 0 | 0 | 0 | 0 | 0 | 0 | 0 | 0 | 0 | 0 | 0 | 0 | 0 | 0 | 0
F6_Industrial_Agriculture_New_Space Heating_Natural Gas_Furnace_A_Achievable Economic RVT Potential | F6 | Industrial | Agriculture | New | Space Heating | Natural Gas | Furnace | A | Incremental Winter Peak Savings (MW) | Achievable Economic RVT Potential | 0 | 0 | 0 | 0 | 0 | 0 | 0 | 0 | 0 | 0 | 0 | 0 | 0 | 0 | 0 | 0 | 0 | 0 | 0 | 0 | 0 | 0 | 0 | 0 | 0 | 0 | 0 | 0 | 0 | 0 | 0
F7_Industrial_Agriculture_New_Space Heating_Natural Gas_Furnace_A_Achievable Economic RVT Potential | F7 | Industrial | Agriculture | New | Space Heating | Natural Gas | Furnace | A | Cumulative Energy Savings (MWh or mTherms) | Achievable Economic RVT Potential | 0 | 0 | 0 | 0 | 0 | 0 | 0 | 0 | 0 | 0 | 0 | 0 | 0 | 0 | 0 | 0 | 0 | 0 | 0 | 0 | 0 | 0 | 0 | 0 | 0 | 0 | 0 | 0 | 0 | 0 | 0
F8_Industrial_Agriculture_New_Space Heating_Natural Gas_Furnace_A_Achievable Economic RVT Potential | F8 | Industrial | Agriculture | New | Space Heating | Natural Gas | Furnace | A | Cumulative Summer Peak Savings (MW) | Achievable Economic RVT Potential | 0 | 0 | 0 | 0 | 0 | 0 | 0 | 0 | 0 | 0 | 0 | 0 | 0 | 0 | 0 | 0 | 0 | 0 | 0 | 0 | 0 | 0 | 0 | 0 | 0 | 0 | 0 | 0 | 0 | 0 | 0
F9_Industrial_Agriculture_New_Space Heating_Natural Gas_Furnace_A_Achievable Economic RVT Potential | F9 | Industrial | Agriculture | New | Space Heating | Natural Gas | Furnace | A | Cumulative Winter Peak Savings (MW) | Achievable Economic RVT Potential | 0 | 0 | 0 | 0 | 0 | 0 | 0 | 0 | 0 | 0 | 0 | 0 | 0 | 0 | 0 | 0 | 0 | 0 | 0 | 0 | 0 | 0 | 0 | 0 | 0 | 0 | 0 | 0 | 0 | 0 | 0
F10_Industrial_Agriculture_New_Space Heating_Natural Gas_Furnace_A_Achievable Economic RVT Potential | F10 | Industrial | Agriculture | New | Space Heating | Natural Gas | Furnace | A | Purchases (Incremental) | Achievable Economic RVT Potential | 0 | 0 | 0 | 0 | 0 | 0 | 0 | 0 | 0 | 0 | 0 | 0 | 0 | 0 | 0 | 0 | 0 | 0 | 0 | 0 | 0 | 0 | 0 | 0 | 0 | 0 | 0 | 0 | 0 | 0 | 0
F11_Industrial_Agriculture_New_Space Heating_Natural Gas_Furnace_A_Achievable Economic RVT Potential | F11 | Industrial | Agriculture | New | Space Heating | Natural Gas | Furnace | A | Purchases (Cumulative) | Achievable Economic RVT Potential | 0 | 0 | 0 | 0 | 0 | 0 | 0 | 0 | 0 | 0 | 0 | 0 | 0 | 0 | 0 | 0 | 0 | 0 | 0 | 0 | 0 | 0 | 0 | 0 | 0 | 0 | 0 | 0 | 0 | 0 | 0
F1_Industrial_Agriculture_New_Space Heating_Natural Gas_Boiler_A_Achievable Economic RVT Potential | F1 | Industrial | Agriculture | New | Space Heating | Natural Gas | Boiler | A | Integrated Unit Energy Savings (kWh or therms) | Achievable Economic RVT Potential | 0 | 0 | 0 | 0 | 0 | 0 | 0 | 0 | 0 | 0 | 0 | 0 | 0 | 0 | 0 | 0 | 0 | 0 | 0 | 0 | 0 | 0 | 0 | 0 | 0 | 0 | 0 | 0 | 0 | 0 | 0
F2_Industrial_Agriculture_New_Space Heating_Natural Gas_Boiler_A_Achievable Economic RVT Potential | F2 | Industrial | Agriculture | New | Space Heating | Natural Gas | Boiler | A | Integrated Unit Summer Peak Savings (kW) | Achievable Economic RVT Potential | 0 | 0 | 0 | 0 | 0 | 0 | 0 | 0 | 0 | 0 | 0 | 0 | 0 | 0 | 0 | 0 | 0 | 0 | 0 | 0 | 0 | 0 | 0 | 0 | 0 | 0 | 0 | 0 | 0 | 0 | 0
F3_Industrial_Agriculture_New_Space Heating_Natural Gas_Boiler_A_Achievable Economic RVT Potential | F3 | Industrial | Agriculture | New | Space Heating | Natural Gas | Boiler | A | Integrated Unit Winter Peak Savings (kW) | Achievable Economic RVT Potential | 0 | 0 | 0 | 0 | 0 | 0 | 0 | 0 | 0 | 0 | 0 | 0 | 0 | 0 | 0 | 0 | 0 | 0 | 0 | 0 | 0 | 0 | 0 | 0 | 0 | 0 | 0 | 0 | 0 | 0 | 0
F4_Industrial_Agriculture_New_Space Heating_Natural Gas_Boiler_A_Achievable Economic RVT Potential | F4 | Industrial | Agriculture | New | Space Heating | Natural Gas | Boiler | A | Incremental Energy Savings (MWh or mTherms) | Achievable Economic RVT Potential | 0 | 0 | 0 | 0 | 0 | 0 | 0 | 0 | 0 | 0 | 0 | 0 | 0 | 0 | 0 | 0 | 0 | 0 | 0 | 0 | 0 | 0 | 0 | 0 | 0 | 0 | 0 | 0 | 0 | 0 | 0
F5_Industrial_Agriculture_New_Space Heating_Natural Gas_Boiler_A_Achievable Economic RVT Potential | F5 | Industrial | Agriculture | New | Space Heating | Natural Gas | Boiler | A | Incremental Summer Peak Savings (MW) | Achievable Economic RVT Potential | 0 | 0 | 0 | 0 | 0 | 0 | 0 | 0 | 0 | 0 | 0 | 0 | 0 | 0 | 0 | 0 | 0 | 0 | 0 | 0 | 0 | 0 | 0 | 0 | 0 | 0 | 0 | 0 | 0 | 0 | 0
F6_Industrial_Agriculture_New_Space Heating_Natural Gas_Boiler_A_Achievable Economic RVT Potential | F6 | Industrial | Agriculture | New | Space Heating | Natural Gas | Boiler | A | Incremental Winter Peak Savings (MW) | Achievable Economic RVT Potential | 0 | 0 | 0 | 0 | 0 | 0 | 0 | 0 | 0 | 0 | 0 | 0 | 0 | 0 | 0 | 0 | 0 | 0 | 0 | 0 | 0 | 0 | 0 | 0 | 0 | 0 | 0 | 0 | 0 | 0 | 0
F7_Industrial_Agriculture_New_Space Heating_Natural Gas_Boiler_A_Achievable Economic RVT Potential | F7 | Industrial | Agriculture | New | Space Heating | Natural Gas | Boiler | A | Cumulative Energy Savings (MWh or mTherms) | Achievable Economic RVT Potential | 0 | 0 | 0 | 0 | 0 | 0 | 0 | 0 | 0 | 0 | 0 | 0 | 0 | 0 | 0 | 0 | 0 | 0 | 0 | 0 | 0 | 0 | 0 | 0 | 0 | 0 | 0 | 0 | 0 | 0 | 0
F8_Industrial_Agriculture_New_Space Heating_Natural Gas_Boiler_A_Achievable Economic RVT Potential | F8 | Industrial | Agriculture | New | Space Heating | Natural Gas | Boiler | A | Cumulative Summer Peak Savings (MW) | Achievable Economic RVT Potential | 0 | 0 | 0 | 0 | 0 | 0 | 0 | 0 | 0 | 0 | 0 | 0 | 0 | 0 | 0 | 0 | 0 | 0 | 0 | 0 | 0 | 0 | 0 | 0 | 0 | 0 | 0 | 0 | 0 | 0 | 0
F9_Industrial_Agriculture_New_Space Heating_Natural Gas_Boiler_A_Achievable Economic RVT Potential | F9 | Industrial | Agriculture | New | Space Heating | Natural Gas | Boiler | A | Cumulative Winter Peak Savings (MW) | Achievable Economic RVT Potential | 0 | 0 | 0 | 0 | 0 | 0 | 0 | 0 | 0 | 0 | 0 | 0 | 0 | 0 | 0 | 0 | 0 | 0 | 0 | 0 | 0 | 0 | 0 | 0 | 0 | 0 | 0 | 0 | 0 | 0 | 0
F10_Industrial_Agriculture_New_Space Heating_Natural Gas_Boiler_A_Achievable Economic RVT Potential | F10 | Industrial | Agriculture | New | Space Heating | Natural Gas | Boiler | A | Purchases (Incremental) | Achievable Economic RVT Potential | 0 | 0 | 0 | 0 | 0 | 0 | 0 | 0 | 0 | 0 | 0 | 0 | 0 | 0 | 0 | 0 | 0 | 0 | 0 | 0 | 0 | 0 | 0 | 0 | 0 | 0 | 0 | 0 | 0 | 0 | 0
F11_Industrial_Agriculture_New_Space Heating_Natural Gas_Boiler_A_Achievable Economic RVT Potential | F11 | Industrial | Agriculture | New | Space Heating | Natural Gas | Boiler | A | Purchases (Cumulative) | Achievable Economic RVT Potential | 0 | 0 | 0 | 0 | 0 | 0 | 0 | 0 | 0 | 0 | 0 | 0 | 0 | 0 | 0 | 0 | 0 | 0 | 0 | 0 | 0 | 0 | 0 | 0 | 0 | 0 | 0 | 0 | 0 | 0 | 0
F1_Industrial_Agriculture_New_Space Heating_Natural Gas_Unit Heater_A_Achievable Economic RVT Potential | F1 | Industrial | Agriculture | New | Space Heating | Natural Gas | Unit Heater | A | Integrated Unit Energy Savings (kWh or therms) | Achievable Economic RVT Potential | 0 | 28641.12 | 28641.12 | 28641.12 | 28641.12 | 15772.4108 | 15772.4108 | 15772.4108 | 15772.4108 | 15772.4108 | 15772.4108 | 15772.4108 | 15772.4108 | 15772.4108 | 15772.4108 | 15772.4108 | 15772.4108 | 15772.4108 | 15772.4108 | 15772.4108 | 15772.4108 | 15772.4108 | 15772.4108 | 15772.4108 | 15772.4108 | 15772.4108 | 15772.4108 | 15772.4108 | 15772.4108 | 15772.4108 | 15772.4108
F2_Industrial_Agriculture_New_Space Heating_Natural Gas_Unit Heater_A_Achievable Economic RVT Potential | F2 | Industrial | Agriculture | New | Space Heating | Natural Gas | Unit Heater | A | Integrated Unit Summer Peak Savings (kW) | Achievable Economic RVT Potential | 0 | 0 | 0 | 0 | 0 | 0 | 0 | 0 | 0 | 0 | 0 | 0 | 0 | 0 | 0 | 0 | 0 | 0 | 0 | 0 | 0 | 0 | 0 | 0 | 0 | 0 | 0 | 0 | 0 | 0 | 0
F3_Industrial_Agriculture_New_Space Heating_Natural Gas_Unit Heater_A_Achievable Economic RVT Potential | F3 | Industrial | Agriculture | New | Space Heating | Natural Gas | Unit Heater | A | Integrated Unit Winter Peak Savings (kW) | Achievable Economic RVT Potential | 0 | 0 | 0 | 0 | 0 | 0 | 0 | 0 | 0 | 0 | 0 | 0 | 0 | 0 | 0 | 0 | 0 | 0 | 0 | 0 | 0 | 0 | 0 | 0 | 0 | 0 | 0 | 0 | 0 | 0 | 0
F4_Industrial_Agriculture_New_Space Heating_Natural Gas_Unit Heater_A_Achievable Economic RVT Potential | F4 | Industrial | Agriculture | New | Space Heating | Natural Gas | Unit Heater | A | Incremental Energy Savings (MWh or mTherms) | Achievable Economic RVT Potential | 0 | 0 | 0 | 0 | 0 | 0.020729 | 0.040746 | 0.061086 | 0.080967 | 0.10126 | 0.11959 | 0.1568 | 0.18996 | 0.21712 | 0.23871 | 0.26069 | 0.27713 | 0.29258 | 0.37139 | 0.36515 | 0.36102 | 0.36446 | 0.37201 | 0.37906 | 0.38779 | 0.397 | 0.40785 | 0.41748 | 0.44559 | 0.46616 | 0.48062
F5_Industrial_Agriculture_New_Space Heating_Natural Gas_Unit Heater_A_Achievable Economic RVT Potential | F5 | Industrial | Agriculture | New | Space Heating | Natural Gas | Unit Heater | A | Incremental Summer Peak Savings (MW) | Achievable Economic RVT Potential | 0 | 0 | 0 | 0 | 0 | 0 | 0 | 0 | 0 | 0 | 0 | 0 | 0 | 0 | 0 | 0 | 0 | 0 | 0 | 0 | 0 | 0 | 0 | 0 | 0 | 0 | 0 | 0 | 0 | 0 | 0
F6_Industrial_Agriculture_New_Space Heating_Natural Gas_Unit Heater_A_Achievable Economic RVT Potential | F6 | Industrial | Agriculture | New | Space Heating | Natural Gas | Unit Heater | A | Incremental Winter Peak Savings (MW) | Achievable Economic RVT Potential | 0 | 0 | 0 | 0 | 0 | 0 | 0 | 0 | 0 | 0 | 0 | 0 | 0 | 0 | 0 | 0 | 0 | 0 | 0 | 0 | 0 | 0 | 0 | 0 | 0 | 0 | 0 | 0 | 0 | 0 | 0
F7_Industrial_Agriculture_New_Space Heating_Natural Gas_Unit Heater_A_Achievable Economic RVT Potential | F7 | Industrial | Agriculture | New | Space Heating | Natural Gas | Unit Heater | A | Cumulative Energy Savings (MWh or mTherms) | Achievable Economic RVT Potential | 0 | 0 | 0 | 0 | 0 | 0.020729 | 0.061475 | 0.12256 | 0.20353 | 0.30479 | 0.42438 | 0.58118 | 0.77114 | 0.98826 | 1.227 | 1.4877 | 1.7648 | 2.0366 | 2.3673 | 2.6713 | 2.9514 | 3.2146 | 3.467 | 3.6893 | 3.8871 | 4.067 | 4.2361 | 4.3929 | 0 | 0 | 0
F8_Industrial_Agriculture_New_Space Heating_Natural Gas_Unit Heater_A_Achievable Economic RVT Potential | F8 | Industrial | Agriculture | New | Space Heating | Natural Gas | Unit Heater | A | Cumulative Summer Peak Savings (MW) | Achievable Economic RVT Potential | 0 | 0 | 0 | 0 | 0 | 0 | 0 | 0 | 0 | 0 | 0 | 0 | 0 | 0 | 0 | 0 | 0 | 0 | 0 | 0 | 0 | 0 | 0 | 0 | 0 | 0 | 0 | 0 | 0 | 0 | 0
F9_Industrial_Agriculture_New_Space Heating_Natural Gas_Unit Heater_A_Achievable Economic RVT Potential | F9 | Industrial | Agriculture | New | Space Heating | Natural Gas | Unit Heater | A | Cumulative Winter Peak Savings (MW) | Achievable Economic RVT Potential | 0 | 0 | 0 | 0 | 0 | 0 | 0 | 0 | 0 | 0 | 0 | 0 | 0 | 0 | 0 | 0 | 0 | 0 | 0 | 0 | 0 | 0 | 0 | 0 | 0 | 0 | 0 | 0 | 0 | 0 | 0
F10_Industrial_Agriculture_New_Space Heating_Natural Gas_Unit Heater_A_Achievable Economic RVT Potential | F10 | Industrial | Agriculture | New | Space Heating | Natural Gas | Unit Heater | A | Purchases (Incremental) | Achievable Economic RVT Potential | 0 | 0 | 0 | 0 | 0 | 0.0013143 | 0.0025834 | 0.0038729 | 0.0051335 | 0.0064203 | 0.0075822 | 0.0099413 | 0.012044 | 0.013766 | 0.015135 | 0.016528 | 0.01757 | 0.01855 | 0.023547 | 0.023151 | 0.022889 | 0.023107 | 0.023586 | 0.024033 | 0.024586 | 0.02517 | 0.025859 | 0.026469 | 0.028251 | 0.029556 | 0.030472
F11_Industrial_Agriculture_New_Space Heating_Natural Gas_Unit Heater_A_Achievable Economic RVT Potential | F11 | Industrial | Agriculture | New | Space Heating | Natural Gas | Unit Heater | A | Purchases (Cumulative) | Achievable Economic RVT Potential | 0 | 0 | 0 | 0 | 0 | 0.0013143 | 0.0038977 | 0.0077706 | 0.012904 | 0.019324 | 0.026907 | 0.036848 | 0.048892 | 0.062658 | 0.077792 | 0.09432 | 0.11189 | 0.12913 | 0.15009 | 0.16937 | 0.18712 | 0.20381 | 0.21982 | 0.23391 | 0.24645 | 0.25785 | 0.26858 | 0.27852 | 0.2892 | 0.30021 | 0.30713
F1_Industrial_Primary Metals_Existing_Space Heating_Natural Gas_Furnace_A_Achievable Economic RVT Potential | F1 | Industrial | Primary Metals | Existing | Space Heating | Natural Gas | Furnace | A | Integrated Unit Energy Savings (kWh or therms) | Achievable Economic RVT Potential | 0 | 505.0924 | 505.0924 | 505.0924 | 505.0924 | 138.7616 | 138.7616 | 138.7616 | 138.7616 | 138.7616 | 138.7616 | 138.7616 | 138.7616 | 138.7616 | 138.7616 | 138.7616 | 138.7616 | 138.7616 | 138.7616 | 138.7616 | 138.7616 | 138.7616 | 138.7616 | 138.7616 | 138.7616 | 138.7616 | 138.7616 | 138.7616 | 138.7616 | 138.7616 | 138.7616
F2_Industrial_Primary Metals_Existing_Space Heating_Natural Gas_Furnace_A_Achievable Economic RVT Potential | F2 | Industrial | Primary Metals | Existing | Space Heating | Natural Gas | Furnace | A | Integrated Unit Summer Peak Savings (kW) | Achievable Economic RVT Potential | 0 | 0 | 0 | 0 | 0 | 0 | 0 | 0 | 0 | 0 | 0 | 0 | 0 | 0 | 0 | 0 | 0 | 0 | 0 | 0 | 0 | 0 | 0 | 0 | 0 | 0 | 0 | 0 | 0 | 0 | 0
F3_Industrial_Primary Metals_Existing_Space Heating_Natural Gas_Furnace_A_Achievable Economic RVT Potential | F3 | Industrial | Primary Metals | Existing | Space Heating | Natural Gas | Furnace | A | Integrated Unit Winter Peak Savings (kW) | Achievable Economic RVT Potential | 0 | 0 | 0 | 0 | 0 | 0 | 0 | 0 | 0 | 0 | 0 | 0 | 0 | 0 | 0 | 0 | 0 | 0 | 0 | 0 | 0 | 0 | 0 | 0 | 0 | 0 | 0 | 0 | 0 | 0 | 0
F4_Industrial_Primary Metals_Existing_Space Heating_Natural Gas_Furnace_A_Achievable Economic RVT Potential | F4 | Industrial | Primary Metals | Existing | Space Heating | Natural Gas | Furnace | A | Incremental Energy Savings (MWh or mTherms) | Achievable Economic RVT Potential | 0 | 0 | 0 | 0 | 0 | 0.0003263 | 0.0006795 | 0.00073769 | 0.0010327 | 0.0013407 | 0.0015711 | 0.0018037 | 0.0018416 | 0.001815 | 0.0020019 | 0.0017304 | 0.0016824 | 0.0016029 | 0.001521 | 0.0016432 | 0.0016147 | 0.0016453 | 0.0017606 | 0.0017899 | 0.0018215 | 0.0018551 | 0.0018987 | 0.0019388 | 0.0019759 | 0.002265 | 0.002459
F5_Industrial_Primary Metals_Existing_Space Heating_Natural Gas_Furnace_A_Achievable Economic RVT Potential | F5 | Industrial | Primary Metals | Existing | Space Heating | Natural Gas | Furnace | A | Incremental Summer Peak Savings (MW) | Achievable Economic RVT Potential | 0 | 0 | 0 | 0 | 0 | 0 | 0 | 0 | 0 | 0 | 0 | 0 | 0 | 0 | 0 | 0 | 0 | 0 | 0 | 0 | 0 | 0 | 0 | 0 | 0 | 0 | 0 | 0 | 0 | 0 | 0
F6_Industrial_Primary Metals_Existing_Space Heating_Natural Gas_Furnace_A_Achievable Economic RVT Potential | F6 | Industrial | Primary Metals | Existing | Space Heating | Natural Gas | Furnace | A | Incremental Winter Peak Savings (MW) | Achievable Economic RVT Potential | 0 | 0 | 0 | 0 | 0 | 0 | 0 | 0 | 0 | 0 | 0 | 0 | 0 | 0 | 0 | 0 | 0 | 0 | 0 | 0 | 0 | 0 | 0 | 0 | 0 | 0 | 0 | 0 | 0 | 0 | 0
F7_Industrial_Primary Metals_Existing_Space Heating_Natural Gas_Furnace_A_Achievable Economic RVT Potential | F7 | Industrial | Primary Metals | Existing | Space Heating | Natural Gas | Furnace | A | Cumulative Energy Savings (MWh or mTherms) | Achievable Economic RVT Potential | 0 | 0 | 0 | 0 | 0 | 0.0003263 | 0.0010058 | 0.0017435 | 0.0027762 | 0.0041169 | 0.005688 | 0.0074917 | 0.0093333 | 0.011148 | 0.01315 | 0.014881 | 0.016563 | 0.018166 | 0.019687 | 0.02133 | 0.022945 | 0.02459 | 0.026351 | 0.028141 | 0.029962 | 0.031817 | 0.033716 | 0.035655 | 0 | 0 | 0
F8_Industrial_Primary Metals_Existing_Space Heating_Natural Gas_Furnace_A_Achievable Economic RVT Potential | F8 | Industrial | Primary Metals | Existing | Space Heating | Natural Gas | Furnace | A | Cumulative Summer Peak Savings (MW) | Achievable Economic RVT Potential | 0 | 0 | 0 | 0 | 0 | 0 | 0 | 0 | 0 | 0 | 0 | 0 | 0 | 0 | 0 | 0 | 0 | 0 | 0 | 0 | 0 | 0 | 0 | 0 | 0 | 0 | 0 | 0 | 0 | 0 | 0
F9_Industrial_Primary Metals_Existing_Space Heating_Natural Gas_Furnace_A_Achievable Economic RVT Potential | F9 | Industrial | Primary Metals | Existing | Space Heating | Natural Gas | Furnace | A | Cumulative Winter Peak Savings (MW) | Achievable Economic RVT Potential | 0 | 0 | 0 | 0 | 0 | 0 | 0 | 0 | 0 | 0 | 0 | 0 | 0 | 0 | 0 | 0 | 0 | 0 | 0 | 0 | 0 | 0 | 0 | 0 | 0 | 0 | 0 | 0 | 0 | 0 | 0
F10_Industrial_Primary Metals_Existing_Space Heating_Natural Gas_Furnace_A_Achievable Economic RVT Potential | F10 | Industrial | Primary Metals | Existing | Space Heating | Natural Gas | Furnace | A | Purchases (Incremental) | Achievable Economic RVT Potential | 0 | 0 | 0 | 0 | 0 | 0.0023515 | 0.0048969 | 0.0053163 | 0.0074422 | 0.009662 | 0.011322 | 0.012999 | 0.013272 | 0.01308 | 0.014427 | 0.01247 | 0.012124 | 0.011552 | 0.010961 | 0.011842 | 0.011636 | 0.011857 | 0.012688 | 0.012899 | 0.013127 | 0.013369 | 0.013683 | 0.013972 | 0.014239 | 0.016323 | 0.017721
F11_Industrial_Primary Metals_Existing_Space Heating_Natural Gas_Furnace_A_Achievable Economic RVT Potential | F11 | Industrial | Primary Metals | Existing | Space Heating | Natural Gas | Furnace | A | Purchases (Cumulative) | Achievable Economic RVT Potential | 0 | 0 | 0 | 0 | 0 | 0.0023515 | 0.0072484 | 0.012565 | 0.020007 | 0.029669 | 0.040991 | 0.05399 | 0.067261 | 0.080341 | 0.094768 | 0.10724 | 0.11936 | 0.13091 | 0.14188 | 0.15372 | 0.16535 | 0.17721 | 0.1899 | 0.2028 | 0.21592 | 0.22929 | 0.24298 | 0.25695 | 0.26335 | 0.26335 | 0.26335
F1_Industrial_Primary Metals_Existing_Space Heating_Natural Gas_Boiler_A_Achievable Economic RVT Potential | F1 | Industrial | Primary Metals | Existing | Space Heating | Natural Gas | Boiler | A | Integrated Unit Energy Savings (kWh or therms) | Achievable Economic RVT Potential | 0 | 8772.191 | 8772.191 | 8772.191 | 8772.191 | 5375.3 | 5375.3 | 5375.3 | 5375.3 | 5375.3 | 5375.3 | 5375.3 | 5375.3 | 5375.3 | 5375.3 | 5375.3 | 5375.3 | 5375.3 | 5375.3 | 5375.3 | 5375.3 | 5375.3 | 5375.3 | 792.2778 | 792.2778 | 792.2778 | 792.2778 | 792.2778 | 792.2778 | 792.2778 | 792.2778
F2_Industrial_Primary Metals_Existing_Space Heating_Natural Gas_Boiler_A_Achievable Economic RVT Potential | F2 | Industrial | Primary Metals | Existing | Space Heating | Natural Gas | Boiler | A | Integrated Unit Summer Peak Savings (kW) | Achievable Economic RVT Potential | 0 | 0 | 0 | 0 | 0 | 0 | 0 | 0 | 0 | 0 | 0 | 0 | 0 | 0 | 0 | 0 | 0 | 0 | 0 | 0 | 0 | 0 | 0 | 0 | 0 | 0 | 0 | 0 | 0 | 0 | 0
F3_Industrial_Primary Metals_Existing_Space Heating_Natural Gas_Boiler_A_Achievable Economic RVT Potential | F3 | Industrial | Primary Metals | Existing | Space Heating | Natural Gas | Boiler | A | Integrated Unit Winter Peak Savings (kW) | Achievable Economic RVT Potential | 0 | 0 | 0 | 0 | 0 | 0 | 0 | 0 | 0 | 0 | 0 | 0 | 0 | 0 | 0 | 0 | 0 | 0 | 0 | 0 | 0 | 0 | 0 | 0 | 0 | 0 | 0 | 0 | 0 | 0 | 0
F4_Industrial_Primary Metals_Existing_Space Heating_Natural Gas_Boiler_A_Achievable Economic RVT Potential | F4 | Industrial | Primary Metals | Existing | Space Heating | Natural Gas | Boiler | A | Incremental Energy Savings (MWh or mTherms) | Achievable Economic RVT Potential | 0 | 0 | 0 | 0 | 0 | 0 | 0 | 0 | 0 | 0 | 0 | 0 | 0 | 0 | 0 | 0 | 0 | 0 | 0 | 0 | 0 | 0 | 0 | 0 | 0 | 0 | 0 | 0 | 0 | 0 | 0
F5_Industrial_Primary Metals_Existing_Space Heating_Natural Gas_Boiler_A_Achievable Economic RVT Potential | F5 | Industrial | Primary Metals | Existing | Space Heating | Natural Gas | Boiler | A | Incremental Summer Peak Savings (MW) | Achievable Economic RVT Potential | 0 | 0 | 0 | 0 | 0 | 0 | 0 | 0 | 0 | 0 | 0 | 0 | 0 | 0 | 0 | 0 | 0 | 0 | 0 | 0 | 0 | 0 | 0 | 0 | 0 | 0 | 0 | 0 | 0 | 0 | 0
F6_Industrial_Primary Metals_Existing_Space Heating_Natural Gas_Boiler_A_Achievable Economic RVT Potential | F6 | Industrial | Primary Metals | Existing | Space Heating | Natural Gas | Boiler | A | Incremental Winter Peak Savings (MW) | Achievable Economic RVT Potential | 0 | 0 | 0 | 0 | 0 | 0 | 0 | 0 | 0 | 0 | 0 | 0 | 0 | 0 | 0 | 0 | 0 | 0 | 0 | 0 | 0 | 0 | 0 | 0 | 0 | 0 | 0 | 0 | 0 | 0 | 0
F7_Industrial_Primary Metals_Existing_Space Heating_Natural Gas_Boiler_A_Achievable Economic RVT Potential | F7 | Industrial | Primary Metals | Existing | Space Heating | Natural Gas | Boiler | A | Cumulative Energy Savings (MWh or mTherms) | Achievable Economic RVT Potential | 0 | 0 | 0 | 0 | 0 | 0 | 0 | 0 | 0 | 0 | 0 | 0 | 0 | 0 | 0 | 0 | 0 | 0 | 0 | 0 | 0 | 0 | 0 | 0 | 0 | 0 | 0 | 0 | 0 | 0 | 0
F8_Industrial_Primary Metals_Existing_Space Heating_Natural Gas_Boiler_A_Achievable Economic RVT Potential | F8 | Industrial | Primary Metals | Existing | Space Heating | Natural Gas | Boiler | A | Cumulative Summer Peak Savings (MW) | Achievable Economic RVT Potential | 0 | 0 | 0 | 0 | 0 | 0 | 0 | 0 | 0 | 0 | 0 | 0 | 0 | 0 | 0 | 0 | 0 | 0 | 0 | 0 | 0 | 0 | 0 | 0 | 0 | 0 | 0 | 0 | 0 | 0 | 0
F9_Industrial_Primary Metals_Existing_Space Heating_Natural Gas_Boiler_A_Achievable Economic RVT Potential | F9 | Industrial | Primary Metals | Existing | Space Heating | Natural Gas | Boiler | A | Cumulative Winter Peak Savings (MW) | Achievable Economic RVT Potential | 0 | 0 | 0 | 0 | 0 | 0 | 0 | 0 | 0 | 0 | 0 | 0 | 0 | 0 | 0 | 0 | 0 | 0 | 0 | 0 | 0 | 0 | 0 | 0 | 0 | 0 | 0 | 0 | 0 | 0 | 0
F10_Industrial_Primary Metals_Existing_Space Heating_Natural Gas_Boiler_A_Achievable Economic RVT Potential | F10 | Industrial | Primary Metals | Existing | Space Heating | Natural Gas | Boiler | A | Purchases (Incremental) | Achievable Economic RVT Potential | 0 | 0 | 0 | 0 | 0 | 0 | 0 | 0 | 0 | 0 | 0 | 0 | 0 | 0 | 0 | 0 | 0 | 0 | 0 | 0 | 0 | 0 | 0 | 0 | 0 | 0 | 0 | 0 | 0 | 0 | 0
F11_Industrial_Primary Metals_Existing_Space Heating_Natural Gas_Boiler_A_Achievable Economic RVT Potential | F11 | Industrial | Primary Metals | Existing | Space Heating | Natural Gas | Boiler | A | Purchases (Cumulative) | Achievable Economic RVT Potential | 0 | 0 | 0 | 0 | 0 | 0 | 0 | 0 | 0 | 0 | 0 | 0 | 0 | 0 | 0 | 0 | 0 | 0 | 0 | 0 | 0 | 0 | 0 | 0 | 0 | 0 | 0 | 0 | 0 | 0 | 0
F1_Industrial_Primary Metals_Existing_Space Heating_Natural Gas_Unit Heater_A_Achievable Economic RVT Potential | F1 | Industrial | Primary Metals | Existing | Space Heating | Natural Gas | Unit Heater | A | Integrated Unit Energy Savings (kWh or therms) | Achievable Economic RVT Potential | 0 | 28641.12 | 28641.12 | 28641.12 | 28641.12 | 15772.4108 | 15772.4108 | 15772.4108 | 15772.4108 | 15772.4108 | 15772.4108 | 15772.4108 | 15772.4108 | 15772.4108 | 15772.4108 | 15772.4108 | 15772.4108 | 15772.4108 | 15772.4108 | 15772.4108 | 15772.4108 | 15772.4108 | 15772.4108 | 15772.4108 | 15772.4108 | 15772.4108 | 15772.4108 | 15772.4108 | 15772.4108 | 15772.4108 | 15772.4108
F2_Industrial_Primary Metals_Existing_Space Heating_Natural Gas_Unit Heater_A_Achievable Economic RVT Potential | F2 | Industrial | Primary Metals | Existing | Space Heating | Natural Gas | Unit Heater | A | Integrated Unit Summer Peak Savings (kW) | Achievable Economic RVT Potential | 0 | 0 | 0 | 0 | 0 | 0 | 0 | 0 | 0 | 0 | 0 | 0 | 0 | 0 | 0 | 0 | 0 | 0 | 0 | 0 | 0 | 0 | 0 | 0 | 0 | 0 | 0 | 0 | 0 | 0 | 0
F3_Industrial_Primary Metals_Existing_Space Heating_Natural Gas_Unit Heater_A_Achievable Economic RVT Potential | F3 | Industrial | Primary Metals | Existing | Space Heating | Natural Gas | Unit Heater | A | Integrated Unit Winter Peak Savings (kW) | Achievable Economic RVT Potential | 0 | 0 | 0 | 0 | 0 | 0 | 0 | 0 | 0 | 0 | 0 | 0 | 0 | 0 | 0 | 0 | 0 | 0 | 0 | 0 | 0 | 0 | 0 | 0 | 0 | 0 | 0 | 0 | 0 | 0 | 0
F4_Industrial_Primary Metals_Existing_Space Heating_Natural Gas_Unit Heater_A_Achievable Economic RVT Potential | F4 | Industrial | Primary Metals | Existing | Space Heating | Natural Gas | Unit Heater | A | Incremental Energy Savings (MWh or mTherms) | Achievable Economic RVT Potential | 0 | 0 | 0 | 0 | 0 | 0.0050773 | 0.013804 | 0.026677 | 0.045464 | 0.0695 | 0.091481 | 0.11566 | 0.13929 | 0.16005 | 0.20518 | 0.21093 | 0.23263 | 0.22384 | 0.21801 | 0.22198 | 0.21776 | 0.23856 | 0.21855 | 0.22364 | 0.2337 | 0.24282 | 0.25333 | 0.25756 | 0.26023 | 0.26209 | 0.26246
F5_Industrial_Primary Metals_Existing_Space Heating_Natural Gas_Unit Heater_A_Achievable Economic RVT Potential | F5 | Industrial | Primary Metals | Existing | Space Heating | Natural Gas | Unit Heater | A | Incremental Summer Peak Savings (MW) | Achievable Economic RVT Potential | 0 | 0 | 0 | 0 | 0 | 0 | 0 | 0 | 0 | 0 | 0 | 0 | 0 | 0 | 0 | 0 | 0 | 0 | 0 | 0 | 0 | 0 | 0 | 0 | 0 | 0 | 0 | 0 | 0 | 0 | 0
F6_Industrial_Primary Metals_Existing_Space Heating_Natural Gas_Unit Heater_A_Achievable Economic RVT Potential | F6 | Industrial | Primary Metals | Existing | Space Heating | Natural Gas | Unit Heater | A | Incremental Winter Peak Savings (MW) | Achievable Economic RVT Potential | 0 | 0 | 0 | 0 | 0 | 0 | 0 | 0 | 0 | 0 | 0 | 0 | 0 | 0 | 0 | 0 | 0 | 0 | 0 | 0 | 0 | 0 | 0 | 0 | 0 | 0 | 0 | 0 | 0 | 0 | 0
F7_Industrial_Primary Metals_Existing_Space Heating_Natural Gas_Unit Heater_A_Achievable Economic RVT Potential | F7 | Industrial | Primary Metals | Existing | Space Heating | Natural Gas | Unit Heater | A | Cumulative Energy Savings (MWh or mTherms) | Achievable Economic RVT Potential | 0 | 0 | 0 | 0 | 0 | 0.0050773 | 0.018882 | 0.045559 | 0.091023 | 0.16052 | 0.252 | 0.36766 | 0.50695 | 0.66701 | 0.87219 | 1.0831 | 1.3157 | 1.5345 | 1.7387 | 1.934 | 2.1063 | 2.2754 | 2.4025 | 2.5104 | 2.6048 | 2.6876 | 2.7358 | 2.7824 | 0 | 0 | 0
F8_Industrial_Primary Metals_Existing_Space Heating_Natural Gas_Unit Heater_A_Achievable Economic RVT Potential | F8 | Industrial | Primary Metals | Existing | Space Heating | Natural Gas | Unit Heater | A | Cumulative Summer Peak Savings (MW) | Achievable Economic RVT Potential | 0 | 0 | 0 | 0 | 0 | 0 | 0 | 0 | 0 | 0 | 0 | 0 | 0 | 0 | 0 | 0 | 0 | 0 | 0 | 0 | 0 | 0 | 0 | 0 | 0 | 0 | 0 | 0 | 0 | 0 | 0
F9_Industrial_Primary Metals_Existing_Space Heating_Natural Gas_Unit Heater_A_Achievable Economic RVT Potential | F9 | Industrial | Primary Metals | Existing | Space Heating | Natural Gas | Unit Heater | A | Cumulative Winter Peak Savings (MW) | Achievable Economic RVT Potential | 0 | 0 | 0 | 0 | 0 | 0 | 0 | 0 | 0 | 0 | 0 | 0 | 0 | 0 | 0 | 0 | 0 | 0 | 0 | 0 | 0 | 0 | 0 | 0 | 0 | 0 | 0 | 0 | 0 | 0 | 0
F10_Industrial_Primary Metals_Existing_Space Heating_Natural Gas_Unit Heater_A_Achievable Economic RVT Potential | F10 | Industrial | Primary Metals | Existing | Space Heating | Natural Gas | Unit Heater | A | Purchases (Incremental) | Achievable Economic RVT Potential | 0 | 0 | 0 | 0 | 0 | 0.00032191 | 0.00087522 | 0.0016914 | 0.0028825 | 0.0044064 | 0.0058001 | 0.007333 | 0.0088313 | 0.010148 | 0.013009 | 0.013373 | 0.014749 | 0.014192 | 0.013823 | 0.014074 | 0.013806 | 0.015125 | 0.013857 | 0.014179 | 0.014817 | 0.015395 | 0.016061 | 0.01633 | 0.016499 | 0.016617 | 0.01664
F11_Industrial_Primary Metals_Existing_Space Heating_Natural Gas_Unit Heater_A_Achievable Economic RVT Potential | F11 | Industrial | Primary Metals | Existing | Space Heating | Natural Gas | Unit Heater | A | Purchases (Cumulative) | Achievable Economic RVT Potential | 0 | 0 | 0 | 0 | 0 | 0.00032191 | 0.0011971 | 0.0028885 | 0.005771 | 0.010177 | 0.015978 | 0.023311 | 0.032142 | 0.04229 | 0.055298 | 0.068672 | 0.083421 | 0.097291 | 0.11024 | 0.12262 | 0.13355 | 0.14426 | 0.15232 | 0.15917 | 0.16515 | 0.1704 | 0.17345 | 0.17641 | 0.17816 | 0.18058 | 0.1834
F1_Industrial_Primary Metals_New_Space Heating_Natural Gas_Furnace_A_Achievable Economic RVT Potential | F1 | Industrial | Primary Metals | New | Space Heating | Natural Gas | Furnace | A | Integrated Unit Energy Savings (kWh or therms) | Achievable Economic RVT Potential | 0 | 0 | 0 | 0 | 0 | 0 | 0 | 0 | 0 | 0 | 0 | 0 | 0 | 0 | 0 | 0 | 0 | 0 | 0 | 0 | 0 | 0 | 0 | 0 | 0 | 0 | 0 | 0 | 0 | 0 | 0
F2_Industrial_Primary Metals_New_Space Heating_Natural Gas_Furnace_A_Achievable Economic RVT Potential | F2 | Industrial | Primary Metals | New | Space Heating | Natural Gas | Furnace | A | Integrated Unit Summer Peak Savings (kW) | Achievable Economic RVT Potential | 0 | 0 | 0 | 0 | 0 | 0 | 0 | 0 | 0 | 0 | 0 | 0 | 0 | 0 | 0 | 0 | 0 | 0 | 0 | 0 | 0 | 0 | 0 | 0 | 0 | 0 | 0 | 0 | 0 | 0 | 0
F3_Industrial_Primary Metals_New_Space Heating_Natural Gas_Furnace_A_Achievable Economic RVT Potential | F3 | Industrial | Primary Metals | New | Space Heating | Natural Gas | Furnace | A | Integrated Unit Winter Peak Savings (kW) | Achievable Economic RVT Potential | 0 | 0 | 0 | 0 | 0 | 0 | 0 | 0 | 0 | 0 | 0 | 0 | 0 | 0 | 0 | 0 | 0 | 0 | 0 | 0 | 0 | 0 | 0 | 0 | 0 | 0 | 0 | 0 | 0 | 0 | 0
F4_Industrial_Primary Metals_New_Space Heating_Natural Gas_Furnace_A_Achievable Economic RVT Potential | F4 | Industrial | Primary Metals | New | Space Heating | Natural Gas | Furnace | A | Incremental Energy Savings (MWh or mTherms) | Achievable Economic RVT Potential | 0 | 0 | 0 | 0 | 0 | 0 | 0 | 0 | 0 | 0 | 0 | 0 | 0 | 0 | 0 | 0 | 0 | 0 | 0 | 0 | 0 | 0 | 0 | 0 | 0 | 0 | 0 | 0 | 0 | 0 | 0
F5_Industrial_Primary Metals_New_Space Heating_Natural Gas_Furnace_A_Achievable Economic RVT Potential | F5 | Industrial | Primary Metals | New | Space Heating | Natural Gas | Furnace | A | Incremental Summer Peak Savings (MW) | Achievable Economic RVT Potential | 0 | 0 | 0 | 0 | 0 | 0 | 0 | 0 | 0 | 0 | 0 | 0 | 0 | 0 | 0 | 0 | 0 | 0 | 0 | 0 | 0 | 0 | 0 | 0 | 0 | 0 | 0 | 0 | 0 | 0 | 0
F6_Industrial_Primary Metals_New_Space Heating_Natural Gas_Furnace_A_Achievable Economic RVT Potential | F6 | Industrial | Primary Metals | New | Space Heating | Natural Gas | Furnace | A | Incremental Winter Peak Savings (MW) | Achievable Economic RVT Potential | 0 | 0 | 0 | 0 | 0 | 0 | 0 | 0 | 0 | 0 | 0 | 0 | 0 | 0 | 0 | 0 | 0 | 0 | 0 | 0 | 0 | 0 | 0 | 0 | 0 | 0 | 0 | 0 | 0 | 0 | 0
F7_Industrial_Primary Metals_New_Space Heating_Natural Gas_Furnace_A_Achievable Economic RVT Potential | F7 | Industrial | Primary Metals | New | Space Heating | Natural Gas | Furnace | A | Cumulative Energy Savings (MWh or mTherms) | Achievable Economic RVT Potential | 0 | 0 | 0 | 0 | 0 | 0 | 0 | 0 | 0 | 0 | 0 | 0 | 0 | 0 | 0 | 0 | 0 | 0 | 0 | 0 | 0 | 0 | 0 | 0 | 0 | 0 | 0 | 0 | 0 | 0 | 0
F8_Industrial_Primary Metals_New_Space Heating_Natural Gas_Furnace_A_Achievable Economic RVT Potential | F8 | Industrial | Primary Metals | New | Space Heating | Natural Gas | Furnace | A | Cumulative Summer Peak Savings (MW) | Achievable Economic RVT Potential | 0 | 0 | 0 | 0 | 0 | 0 | 0 | 0 | 0 | 0 | 0 | 0 | 0 | 0 | 0 | 0 | 0 | 0 | 0 | 0 | 0 | 0 | 0 | 0 | 0 | 0 | 0 | 0 | 0 | 0 | 0
F9_Industrial_Primary Metals_New_Space Heating_Natural Gas_Furnace_A_Achievable Economic RVT Potential | F9 | Industrial | Primary Metals | New | Space Heating | Natural Gas | Furnace | A | Cumulative Winter Peak Savings (MW) | Achievable Economic RVT Potential | 0 | 0 | 0 | 0 | 0 | 0 | 0 | 0 | 0 | 0 | 0 | 0 | 0 | 0 | 0 | 0 | 0 | 0 | 0 | 0 | 0 | 0 | 0 | 0 | 0 | 0 | 0 | 0 | 0 | 0 | 0
F10_Industrial_Primary Metals_New_Space Heating_Natural Gas_Furnace_A_Achievable Economic RVT Potential | F10 | Industrial | Primary Metals | New | Space Heating | Natural Gas | Furnace | A | Purchases (Incremental) | Achievable Economic RVT Potential | 0 | 0 | 0 | 0 | 0 | 0 | 0 | 0 | 0 | 0 | 0 | 0 | 0 | 0 | 0 | 0 | 0 | 0 | 0 | 0 | 0 | 0 | 0 | 0 | 0 | 0 | 0 | 0 | 0 | 0 | 0
F11_Industrial_Primary Metals_New_Space Heating_Natural Gas_Furnace_A_Achievable Economic RVT Potential | F11 | Industrial | Primary Metals | New | Space Heating | Natural Gas | Furnace | A | Purchases (Cumulative) | Achievable Economic RVT Potential | 0 | 0 | 0 | 0 | 0 | 0 | 0 | 0 | 0 | 0 | 0 | 0 | 0 | 0 | 0 | 0 | 0 | 0 | 0 | 0 | 0 | 0 | 0 | 0 | 0 | 0 | 0 | 0 | 0 | 0 | 0
F1_Industrial_Primary Metals_New_Space Heating_Natural Gas_Boiler_A_Achievable Economic RVT Potential | F1 | Industrial | Primary Metals | New | Space Heating | Natural Gas | Boiler | A | Integrated Unit Energy Savings (kWh or therms) | Achievable Economic RVT Potential | 0 | 0 | 0 | 0 | 0 | 0 | 0 | 0 | 0 | 0 | 0 | 0 | 0 | 0 | 0 | 0 | 0 | 0 | 0 | 0 | 0 | 0 | 0 | 0 | 0 | 0 | 0 | 0 | 0 | 0 | 0
F2_Industrial_Primary Metals_New_Space Heating_Natural Gas_Boiler_A_Achievable Economic RVT Potential | F2 | Industrial | Primary Metals | New | Space Heating | Natural Gas | Boiler | A | Integrated Unit Summer Peak Savings (kW) | Achievable Economic RVT Potential | 0 | 0 | 0 | 0 | 0 | 0 | 0 | 0 | 0 | 0 | 0 | 0 | 0 | 0 | 0 | 0 | 0 | 0 | 0 | 0 | 0 | 0 | 0 | 0 | 0 | 0 | 0 | 0 | 0 | 0 | 0
F3_Industrial_Primary Metals_New_Space Heating_Natural Gas_Boiler_A_Achievable Economic RVT Potential | F3 | Industrial | Primary Metals | New | Space Heating | Natural Gas | Boiler | A | Integrated Unit Winter Peak Savings (kW) | Achievable Economic RVT Potential | 0 | 0 | 0 | 0 | 0 | 0 | 0 | 0 | 0 | 0 | 0 | 0 | 0 | 0 | 0 | 0 | 0 | 0 | 0 | 0 | 0 | 0 | 0 | 0 | 0 | 0 | 0 | 0 | 0 | 0 | 0
F4_Industrial_Primary Metals_New_Space Heating_Natural Gas_Boiler_A_Achievable Economic RVT Potential | F4 | Industrial | Primary Metals | New | Space Heating | Natural Gas | Boiler | A | Incremental Energy Savings (MWh or mTherms) | Achievable Economic RVT Potential | 0 | 0 | 0 | 0 | 0 | 0 | 0 | 0 | 0 | 0 | 0 | 0 | 0 | 0 | 0 | 0 | 0 | 0 | 0 | 0 | 0 | 0 | 0 | 0 | 0 | 0 | 0 | 0 | 0 | 0 | 0
F5_Industrial_Primary Metals_New_Space Heating_Natural Gas_Boiler_A_Achievable Economic RVT Potential | F5 | Industrial | Primary Metals | New | Space Heating | Natural Gas | Boiler | A | Incremental Summer Peak Savings (MW) | Achievable Economic RVT Potential | 0 | 0 | 0 | 0 | 0 | 0 | 0 | 0 | 0 | 0 | 0 | 0 | 0 | 0 | 0 | 0 | 0 | 0 | 0 | 0 | 0 | 0 | 0 | 0 | 0 | 0 | 0 | 0 | 0 | 0 | 0
F6_Industrial_Primary Metals_New_Space Heating_Natural Gas_Boiler_A_Achievable Economic RVT Potential | F6 | Industrial | Primary Metals | New | Space Heating | Natural Gas | Boiler | A | Incremental Winter Peak Savings (MW) | Achievable Economic RVT Potential | 0 | 0 | 0 | 0 | 0 | 0 | 0 | 0 | 0 | 0 | 0 | 0 | 0 | 0 | 0 | 0 | 0 | 0 | 0 | 0 | 0 | 0 | 0 | 0 | 0 | 0 | 0 | 0 | 0 | 0 | 0
F7_Industrial_Primary Metals_New_Space Heating_Natural Gas_Boiler_A_Achievable Economic RVT Potential | F7 | Industrial | Primary Metals | New | Space Heating | Natural Gas | Boiler | A | Cumulative Energy Savings (MWh or mTherms) | Achievable Economic RVT Potential | 0 | 0 | 0 | 0 | 0 | 0 | 0 | 0 | 0 | 0 | 0 | 0 | 0 | 0 | 0 | 0 | 0 | 0 | 0 | 0 | 0 | 0 | 0 | 0 | 0 | 0 | 0 | 0 | 0 | 0 | 0
F8_Industrial_Primary Metals_New_Space Heating_Natural Gas_Boiler_A_Achievable Economic RVT Potential | F8 | Industrial | Primary Metals | New | Space Heating | Natural Gas | Boiler | A | Cumulative Summer Peak Savings (MW) | Achievable Economic RVT Potential | 0 | 0 | 0 | 0 | 0 | 0 | 0 | 0 | 0 | 0 | 0 | 0 | 0 | 0 | 0 | 0 | 0 | 0 | 0 | 0 | 0 | 0 | 0 | 0 | 0 | 0 | 0 | 0 | 0 | 0 | 0
F9_Industrial_Primary Metals_New_Space Heating_Natural Gas_Boiler_A_Achievable Economic RVT Potential | F9 | Industrial | Primary Metals | New | Space Heating | Natural Gas | Boiler | A | Cumulative Winter Peak Savings (MW) | Achievable Economic RVT Potential | 0 | 0 | 0 | 0 | 0 | 0 | 0 | 0 | 0 | 0 | 0 | 0 | 0 | 0 | 0 | 0 | 0 | 0 | 0 | 0 | 0 | 0 | 0 | 0 | 0 | 0 | 0 | 0 | 0 | 0 | 0
F10_Industrial_Primary Metals_New_Space Heating_Natural Gas_Boiler_A_Achievable Economic RVT Potential | F10 | Industrial | Primary Metals | New | Space Heating | Natural Gas | Boiler | A | Purchases (Incremental) | Achievable Economic RVT Potential | 0 | 0 | 0 | 0 | 0 | 0 | 0 | 0 | 0 | 0 | 0 | 0 | 0 | 0 | 0 | 0 | 0 | 0 | 0 | 0 | 0 | 0 | 0 | 0 | 0 | 0 | 0 | 0 | 0 | 0 | 0
F11_Industrial_Primary Metals_New_Space Heating_Natural Gas_Boiler_A_Achievable Economic RVT Potential | F11 | Industrial | Primary Metals | New | Space Heating | Natural Gas | Boiler | A | Purchases (Cumulative) | Achievable Economic RVT Potential | 0 | 0 | 0 | 0 | 0 | 0 | 0 | 0 | 0 | 0 | 0 | 0 | 0 | 0 | 0 | 0 | 0 | 0 | 0 | 0 | 0 | 0 | 0 | 0 | 0 | 0 | 0 | 0 | 0 | 0 | 0
F1_Industrial_Primary Metals_New_Space Heating_Natural Gas_Unit Heater_A_Achievable Economic RVT Potential | F1 | Industrial | Primary Metals | New | Space Heating | Natural Gas | Unit Heater | A | Integrated Unit Energy Savings (kWh or therms) | Achievable Economic RVT Potential | 0 | 28641.12 | 28641.12 | 28641.12 | 28641.12 | 15772.4108 | 15772.4108 | 15772.4108 | 15772.4108 | 15772.4108 | 15772.4108 | 15772.4108 | 15772.4108 | 15772.4108 | 15772.4108 | 15772.4108 | 15772.4108 | 15772.4108 | 15772.4108 | 15772.4108 | 15772.4108 | 15772.4108 | 15772.4108 | 15772.4108 | 15772.4108 | 15772.4108 | 15772.4108 | 15772.4108 | 15772.4108 | 15772.4108 | 15772.4108
F2_Industrial_Primary Metals_New_Space Heating_Natural Gas_Unit Heater_A_Achievable Economic RVT Potential | F2 | Industrial | Primary Metals | New | Space Heating | Natural Gas | Unit Heater | A | Integrated Unit Summer Peak Savings (kW) | Achievable Economic RVT Potential | 0 | 0 | 0 | 0 | 0 | 0 | 0 | 0 | 0 | 0 | 0 | 0 | 0 | 0 | 0 | 0 | 0 | 0 | 0 | 0 | 0 | 0 | 0 | 0 | 0 | 0 | 0 | 0 | 0 | 0 | 0
F3_Industrial_Primary Metals_New_Space Heating_Natural Gas_Unit Heater_A_Achievable Economic RVT Potential | F3 | Industrial | Primary Metals | New | Space Heating | Natural Gas | Unit Heater | A | Integrated Unit Winter Peak Savings (kW) | Achievable Economic RVT Potential | 0 | 0 | 0 | 0 | 0 | 0 | 0 | 0 | 0 | 0 | 0 | 0 | 0 | 0 | 0 | 0 | 0 | 0 | 0 | 0 | 0 | 0 | 0 | 0 | 0 | 0 | 0 | 0 | 0 | 0 | 0
F4_Industrial_Primary Metals_New_Space Heating_Natural Gas_Unit Heater_A_Achievable Economic RVT Potential | F4 | Industrial | Primary Metals | New | Space Heating | Natural Gas | Unit Heater | A | Incremental Energy Savings (MWh or mTherms) | Achievable Economic RVT Potential | 0 | 0 | 0 | 0 | 0 | 0.0018786 | 0.0036926 | 0.0055359 | 0.0073377 | 0.0091771 | 0.010838 | 0.01421 | 0.017215 | 0.019677 | 0.021633 | 0.023625 | 0.025115 | 0.026516 | 0.033657 | 0.033092 | 0.032718 | 0.033029 | 0.033714 | 0.034353 | 0.035143 | 0.035978 | 0.036962 | 0.037834 | 0.040382 | 0.042246 | 0.043557
F5_Industrial_Primary Metals_New_Space Heating_Natural Gas_Unit Heater_A_Achievable Economic RVT Potential | F5 | Industrial | Primary Metals | New | Space Heating | Natural Gas | Unit Heater | A | Incremental Summer Peak Savings (MW) | Achievable Economic RVT Potential | 0 | 0 | 0 | 0 | 0 | 0 | 0 | 0 | 0 | 0 | 0 | 0 | 0 | 0 | 0 | 0 | 0 | 0 | 0 | 0 | 0 | 0 | 0 | 0 | 0 | 0 | 0 | 0 | 0 | 0 | 0
F6_Industrial_Primary Metals_New_Space Heating_Natural Gas_Unit Heater_A_Achievable Economic RVT Potential | F6 | Industrial | Primary Metals | New | Space Heating | Natural Gas | Unit Heater | A | Incremental Winter Peak Savings (MW) | Achievable Economic RVT Potential | 0 | 0 | 0 | 0 | 0 | 0 | 0 | 0 | 0 | 0 | 0 | 0 | 0 | 0 | 0 | 0 | 0 | 0 | 0 | 0 | 0 | 0 | 0 | 0 | 0 | 0 | 0 | 0 | 0 | 0 | 0
F7_Industrial_Primary Metals_New_Space Heating_Natural Gas_Unit Heater_A_Achievable Economic RVT Potential | F7 | Industrial | Primary Metals | New | Space Heating | Natural Gas | Unit Heater | A | Cumulative Energy Savings (MWh or mTherms) | Achievable Economic RVT Potential | 0 | 0 | 0 | 0 | 0 | 0.0018786 | 0.0055712 | 0.011107 | 0.018445 | 0.027622 | 0.03846 | 0.05267 | 0.069885 | 0.089562 | 0.11119 | 0.13482 | 0.15993 | 0.18457 | 0.21454 | 0.24209 | 0.26747 | 0.29132 | 0.3142 | 0.33434 | 0.35227 | 0.36857 | 0.3839 | 0.39811 | 0 | 0 | 0
F8_Industrial_Primary Metals_New_Space Heating_Natural Gas_Unit Heater_A_Achievable Economic RVT Potential | F8 | Industrial | Primary Metals | New | Space Heating | Natural Gas | Unit Heater | A | Cumulative Summer Peak Savings (MW) | Achievable Economic RVT Potential | 0 | 0 | 0 | 0 | 0 | 0 | 0 | 0 | 0 | 0 | 0 | 0 | 0 | 0 | 0 | 0 | 0 | 0 | 0 | 0 | 0 | 0 | 0 | 0 | 0 | 0 | 0 | 0 | 0 | 0 | 0
F9_Industrial_Primary Metals_New_Space Heating_Natural Gas_Unit Heater_A_Achievable Economic RVT Potential | F9 | Industrial | Primary Metals | New | Space Heating | Natural Gas | Unit Heater | A | Cumulative Winter Peak Savings (MW) | Achievable Economic RVT Potential | 0 | 0 | 0 | 0 | 0 | 0 | 0 | 0 | 0 | 0 | 0 | 0 | 0 | 0 | 0 | 0 | 0 | 0 | 0 | 0 | 0 | 0 | 0 | 0 | 0 | 0 | 0 | 0 | 0 | 0 | 0
F10_Industrial_Primary Metals_New_Space Heating_Natural Gas_Unit Heater_A_Achievable Economic RVT Potential | F10 | Industrial | Primary Metals | New | Space Heating | Natural Gas | Unit Heater | A | Purchases (Incremental) | Achievable Economic RVT Potential | 0 | 0 | 0 | 0 | 0 | 0.00011911 | 0.00023412 | 0.00035099 | 0.00046522 | 0.00058184 | 0.00068714 | 0.00090093 | 0.0010915 | 0.0012475 | 0.0013716 | 0.0014979 | 0.0015923 | 0.0016811 | 0.0021339 | 0.0020981 | 0.0020744 | 0.0020941 | 0.0021375 | 0.002178 | 0.0022281 | 0.0022811 | 0.0023435 | 0.0023988 | 0.0025603 | 0.0026785 | 0.0027616
F11_Industrial_Primary Metals_New_Space Heating_Natural Gas_Unit Heater_A_Achievable Economic RVT Potential | F11 | Industrial | Primary Metals | New | Space Heating | Natural Gas | Unit Heater | A | Purchases (Cumulative) | Achievable Economic RVT Potential | 0 | 0 | 0 | 0 | 0 | 0.00011911 | 0.00035323 | 0.00070421 | 0.0011694 | 0.0017513 | 0.0024384 | 0.0033394 | 0.0044308 | 0.0056784 | 0.00705 | 0.0085478 | 0.01014 | 0.011702 | 0.013602 | 0.015349 | 0.016958 | 0.01847 | 0.019921 | 0.021198 | 0.022335 | 0.023368 | 0.02434 | 0.025241 | 0.026209 | 0.027206 | 0.027834
F1_Industrial_Stone, Clay, and Glass_Existing_Space Heating_Natural Gas_Furnace_A_Achievable Economic RVT Potential | F1 | Industrial | Stone, Clay, and Glass | Existing | Space Heating | Natural Gas | Furnace | A | Integrated Unit Energy Savings (kWh or therms) | Achievable Economic RVT Potential | 0 | 505.0924 | 505.0924 | 505.0924 | 505.0924 | 138.7616 | 138.7616 | 138.7616 | 138.7616 | 138.7616 | 138.7616 | 138.7616 | 138.7616 | 138.7616 | 138.7616 | 138.7616 | 138.7616 | 138.7616 | 138.7616 | 138.7616 | 138.7616 | 138.7616 | 138.7616 | 138.7616 | 138.7616 | 138.7616 | 138.7616 | 138.7616 | 138.7616 | 138.7616 | 138.7616
F2_Industrial_Stone, Clay, and Glass_Existing_Space Heating_Natural Gas_Furnace_A_Achievable Economic RVT Potential | F2 | Industrial | Stone, Clay, and Glass | Existing | Space Heating | Natural Gas | Furnace | A | Integrated Unit Summer Peak Savings (kW) | Achievable Economic RVT Potential | 0 | 0 | 0 | 0 | 0 | 0 | 0 | 0 | 0 | 0 | 0 | 0 | 0 | 0 | 0 | 0 | 0 | 0 | 0 | 0 | 0 | 0 | 0 | 0 | 0 | 0 | 0 | 0 | 0 | 0 | 0
F3_Industrial_Stone, Clay, and Glass_Existing_Space Heating_Natural Gas_Furnace_A_Achievable Economic RVT Potential | F3 | Industrial | Stone, Clay, and Glass | Existing | Space Heating | Natural Gas | Furnace | A | Integrated Unit Winter Peak Savings (kW) | Achievable Economic RVT Potential | 0 | 0 | 0 | 0 | 0 | 0 | 0 | 0 | 0 | 0 | 0 | 0 | 0 | 0 | 0 | 0 | 0 | 0 | 0 | 0 | 0 | 0 | 0 | 0 | 0 | 0 | 0 | 0 | 0 | 0 | 0
F4_Industrial_Stone, Clay, and Glass_Existing_Space Heating_Natural Gas_Furnace_A_Achievable Economic RVT Potential | F4 | Industrial | Stone, Clay, and Glass | Existing | Space Heating | Natural Gas | Furnace | A | Incremental Energy Savings (MWh or mTherms) | Achievable Economic RVT Potential | 0 | 0 | 0 | 0 | 0 | 0.0003339 | 0.00069533 | 0.00075488 | 0.0010567 | 0.0013719 | 0.0016076 | 0.0018457 | 0.0018845 | 0.0018572 | 0.0020486 | 0.0017707 | 0.0017216 | 0.0016403 | 0.0015564 | 0.0016815 | 0.0016523 | 0.0016836 | 0.0018017 | 0.0018315 | 0.0018639 | 0.0018983 | 0.0019429 | 0.001984 | 0.0020219 | 0.0023178 | 0.0025163
F5_Industrial_Stone, Clay, and Glass_Existing_Space Heating_Natural Gas_Furnace_A_Achievable Economic RVT Potential | F5 | Industrial | Stone, Clay, and Glass | Existing | Space Heating | Natural Gas | Furnace | A | Incremental Summer Peak Savings (MW) | Achievable Economic RVT Potential | 0 | 0 | 0 | 0 | 0 | 0 | 0 | 0 | 0 | 0 | 0 | 0 | 0 | 0 | 0 | 0 | 0 | 0 | 0 | 0 | 0 | 0 | 0 | 0 | 0 | 0 | 0 | 0 | 0 | 0 | 0
F6_Industrial_Stone, Clay, and Glass_Existing_Space Heating_Natural Gas_Furnace_A_Achievable Economic RVT Potential | F6 | Industrial | Stone, Clay, and Glass | Existing | Space Heating | Natural Gas | Furnace | A | Incremental Winter Peak Savings (MW) | Achievable Economic RVT Potential | 0 | 0 | 0 | 0 | 0 | 0 | 0 | 0 | 0 | 0 | 0 | 0 | 0 | 0 | 0 | 0 | 0 | 0 | 0 | 0 | 0 | 0 | 0 | 0 | 0 | 0 | 0 | 0 | 0 | 0 | 0
F7_Industrial_Stone, Clay, and Glass_Existing_Space Heating_Natural Gas_Furnace_A_Achievable Economic RVT Potential | F7 | Industrial | Stone, Clay, and Glass | Existing | Space Heating | Natural Gas | Furnace | A | Cumulative Energy Savings (MWh or mTherms) | Achievable Economic RVT Potential | 0 | 0 | 0 | 0 | 0 | 0.0003339 | 0.0010292 | 0.0017841 | 0.0028409 | 0.0042128 | 0.0058204 | 0.0076662 | 0.0095507 | 0.011408 | 0.013456 | 0.015227 | 0.016949 | 0.018589 | 0.020145 | 0.021827 | 0.023479 | 0.025163 | 0.026964 | 0.028796 | 0.03066 | 0.032558 | 0.034501 | 0.036485 | 0 | 0 | 0
F8_Industrial_Stone, Clay, and Glass_Existing_Space Heating_Natural Gas_Furnace_A_Achievable Economic RVT Potential | F8 | Industrial | Stone, Clay, and Glass | Existing | Space Heating | Natural Gas | Furnace | A | Cumulative Summer Peak Savings (MW) | Achievable Economic RVT Potential | 0 | 0 | 0 | 0 | 0 | 0 | 0 | 0 | 0 | 0 | 0 | 0 | 0 | 0 | 0 | 0 | 0 | 0 | 0 | 0 | 0 | 0 | 0 | 0 | 0 | 0 | 0 | 0 | 0 | 0 | 0
F9_Industrial_Stone, Clay, and Glass_Existing_Space Heating_Natural Gas_Furnace_A_Achievable Economic RVT Potential | F9 | Industrial | Stone, Clay, and Glass | Existing | Space Heating | Natural Gas | Furnace | A | Cumulative Winter Peak Savings (MW) | Achievable Economic RVT Potential | 0 | 0 | 0 | 0 | 0 | 0 | 0 | 0 | 0 | 0 | 0 | 0 | 0 | 0 | 0 | 0 | 0 | 0 | 0 | 0 | 0 | 0 | 0 | 0 | 0 | 0 | 0 | 0 | 0 | 0 | 0
F10_Industrial_Stone, Clay, and Glass_Existing_Space Heating_Natural Gas_Furnace_A_Achievable Economic RVT Potential | F10 | Industrial | Stone, Clay, and Glass | Existing | Space Heating | Natural Gas | Furnace | A | Purchases (Incremental) | Achievable Economic RVT Potential | 0 | 0 | 0 | 0 | 0 | 0.0024063 | 0.005011 | 0.0054401 | 0.0076156 | 0.0098871 | 0.011586 | 0.013301 | 0.013581 | 0.013384 | 0.014763 | 0.012761 | 0.012407 | 0.011821 | 0.011216 | 0.012118 | 0.011907 | 0.012133 | 0.012984 | 0.013199 | 0.013432 | 0.01368 | 0.014002 | 0.014298 | 0.014571 | 0.016703 | 0.018134
F11_Industrial_Stone, Clay, and Glass_Existing_Space Heating_Natural Gas_Furnace_A_Achievable Economic RVT Potential | F11 | Industrial | Stone, Clay, and Glass | Existing | Space Heating | Natural Gas | Furnace | A | Purchases (Cumulative) | Achievable Economic RVT Potential | 0 | 0 | 0 | 0 | 0 | 0.0024063 | 0.0074173 | 0.012857 | 0.020473 | 0.03036 | 0.041946 | 0.055247 | 0.068828 | 0.082212 | 0.096975 | 0.10974 | 0.12214 | 0.13396 | 0.14518 | 0.1573 | 0.16921 | 0.18134 | 0.19432 | 0.20752 | 0.22095 | 0.23463 | 0.24864 | 0.26293 | 0.26948 | 0.26948 | 0.26948
F1_Industrial_Stone, Clay, and Glass_Existing_Space Heating_Natural Gas_Boiler_A_Achievable Economic RVT Potential | F1 | Industrial | Stone, Clay, and Glass | Existing | Space Heating | Natural Gas | Boiler | A | Integrated Unit Energy Savings (kWh or therms) | Achievable Economic RVT Potential | 0 | 8772.191 | 8772.191 | 8772.191 | 8772.191 | 5375.3 | 5375.3 | 5375.3 | 5375.3 | 5375.3 | 5375.3 | 5375.3 | 5375.3 | 5375.3 | 5375.3 | 5375.3 | 5375.3 | 5375.3 | 5375.3 | 5375.3 | 5375.3 | 5375.3 | 5375.3 | 792.2778 | 792.2778 | 792.2778 | 792.2778 | 792.2778 | 792.2778 | 792.2778 | 792.2778
F2_Industrial_Stone, Clay, and Glass_Existing_Space Heating_Natural Gas_Boiler_A_Achievable Economic RVT Potential | F2 | Industrial | Stone, Clay, and Glass | Existing | Space Heating | Natural Gas | Boiler | A | Integrated Unit Summer Peak Savings (kW) | Achievable Economic RVT Potential | 0 | 0 | 0 | 0 | 0 | 0 | 0 | 0 | 0 | 0 | 0 | 0 | 0 | 0 | 0 | 0 | 0 | 0 | 0 | 0 | 0 | 0 | 0 | 0 | 0 | 0 | 0 | 0 | 0 | 0 | 0
F3_Industrial_Stone, Clay, and Glass_Existing_Space Heating_Natural Gas_Boiler_A_Achievable Economic RVT Potential | F3 | Industrial | Stone, Clay, and Glass | Existing | Space Heating | Natural Gas | Boiler | A | Integrated Unit Winter Peak Savings (kW) | Achievable Economic RVT Potential | 0 | 0 | 0 | 0 | 0 | 0 | 0 | 0 | 0 | 0 | 0 | 0 | 0 | 0 | 0 | 0 | 0 | 0 | 0 | 0 | 0 | 0 | 0 | 0 | 0 | 0 | 0 | 0 | 0 | 0 | 0
F4_Industrial_Stone, Clay, and Glass_Existing_Space Heating_Natural Gas_Boiler_A_Achievable Economic RVT Potential | F4 | Industrial | Stone, Clay, and Glass | Existing | Space Heating | Natural Gas | Boiler | A | Incremental Energy Savings (MWh or mTherms) | Achievable Economic RVT Potential | 0 | 0 | 0 | 0 | 0 | 0 | 0 | 0 | 0 | 0 | 0 | 0 | 0 | 0 | 0 | 0 | 0 | 0 | 0 | 0 | 0 | 0 | 0 | 0 | 0 | 0 | 0 | 0 | 0 | 0 | 0
F5_Industrial_Stone, Clay, and Glass_Existing_Space Heating_Natural Gas_Boiler_A_Achievable Economic RVT Potential | F5 | Industrial | Stone, Clay, and Glass | Existing | Space Heating | Natural Gas | Boiler | A | Incremental Summer Peak Savings (MW) | Achievable Economic RVT Potential | 0 | 0 | 0 | 0 | 0 | 0 | 0 | 0 | 0 | 0 | 0 | 0 | 0 | 0 | 0 | 0 | 0 | 0 | 0 | 0 | 0 | 0 | 0 | 0 | 0 | 0 | 0 | 0 | 0 | 0 | 0
F6_Industrial_Stone, Clay, and Glass_Existing_Space Heating_Natural Gas_Boiler_A_Achievable Economic RVT Potential | F6 | Industrial | Stone, Clay, and Glass | Existing | Space Heating | Natural Gas | Boiler | A | Incremental Winter Peak Savings (MW) | Achievable Economic RVT Potential | 0 | 0 | 0 | 0 | 0 | 0 | 0 | 0 | 0 | 0 | 0 | 0 | 0 | 0 | 0 | 0 | 0 | 0 | 0 | 0 | 0 | 0 | 0 | 0 | 0 | 0 | 0 | 0 | 0 | 0 | 0
F7_Industrial_Stone, Clay, and Glass_Existing_Space Heating_Natural Gas_Boiler_A_Achievable Economic RVT Potential | F7 | Industrial | Stone, Clay, and Glass | Existing | Space Heating | Natural Gas | Boiler | A | Cumulative Energy Savings (MWh or mTherms) | Achievable Economic RVT Potential | 0 | 0 | 0 | 0 | 0 | 0 | 0 | 0 | 0 | 0 | 0 | 0 | 0 | 0 | 0 | 0 | 0 | 0 | 0 | 0 | 0 | 0 | 0 | 0 | 0 | 0 | 0 | 0 | 0 | 0 | 0
F8_Industrial_Stone, Clay, and Glass_Existing_Space Heating_Natural Gas_Boiler_A_Achievable Economic RVT Potential | F8 | Industrial | Stone, Clay, and Glass | Existing | Space Heating | Natural Gas | Boiler | A | Cumulative Summer Peak Savings (MW) | Achievable Economic RVT Potential | 0 | 0 | 0 | 0 | 0 | 0 | 0 | 0 | 0 | 0 | 0 | 0 | 0 | 0 | 0 | 0 | 0 | 0 | 0 | 0 | 0 | 0 | 0 | 0 | 0 | 0 | 0 | 0 | 0 | 0 | 0
F9_Industrial_Stone, Clay, and Glass_Existing_Space Heating_Natural Gas_Boiler_A_Achievable Economic RVT Potential | F9 | Industrial | Stone, Clay, and Glass | Existing | Space Heating | Natural Gas | Boiler | A | Cumulative Winter Peak Savings (MW) | Achievable Economic RVT Potential | 0 | 0 | 0 | 0 | 0 | 0 | 0 | 0 | 0 | 0 | 0 | 0 | 0 | 0 | 0 | 0 | 0 | 0 | 0 | 0 | 0 | 0 | 0 | 0 | 0 | 0 | 0 | 0 | 0 | 0 | 0
F10_Industrial_Stone, Clay, and Glass_Existing_Space Heating_Natural Gas_Boiler_A_Achievable Economic RVT Potential | F10 | Industrial | Stone, Clay, and Glass | Existing | Space Heating | Natural Gas | Boiler | A | Purchases (Incremental) | Achievable Economic RVT Potential | 0 | 0 | 0 | 0 | 0 | 0 | 0 | 0 | 0 | 0 | 0 | 0 | 0 | 0 | 0 | 0 | 0 | 0 | 0 | 0 | 0 | 0 | 0 | 0 | 0 | 0 | 0 | 0 | 0 | 0 | 0
F11_Industrial_Stone, Clay, and Glass_Existing_Space Heating_Natural Gas_Boiler_A_Achievable Economic RVT Potential | F11 | Industrial | Stone, Clay, and Glass | Existing | Space Heating | Natural Gas | Boiler | A | Purchases (Cumulative) | Achievable Economic RVT Potential | 0 | 0 | 0 | 0 | 0 | 0 | 0 | 0 | 0 | 0 | 0 | 0 | 0 | 0 | 0 | 0 | 0 | 0 | 0 | 0 | 0 | 0 | 0 | 0 | 0 | 0 | 0 | 0 | 0 | 0 | 0
F1_Industrial_Stone, Clay, and Glass_Existing_Space Heating_Natural Gas_Unit Heater_A_Achievable Economic RVT Potential | F1 | Industrial | Stone, Clay, and Glass | Existing | Space Heating | Natural Gas | Unit Heater | A | Integrated Unit Energy Savings (kWh or therms) | Achievable Economic RVT Potential | 0 | 28641.12 | 28641.12 | 28641.12 | 28641.12 | 15772.4108 | 15772.4108 | 15772.4108 | 15772.4108 | 15772.4108 | 15772.4108 | 15772.4108 | 15772.4108 | 15772.4108 | 15772.4108 | 15772.4108 | 15772.4108 | 15772.4108 | 15772.4108 | 15772.4108 | 15772.4108 | 15772.4108 | 15772.4108 | 15772.4108 | 15772.4108 | 15772.4108 | 15772.4108 | 15772.4108 | 15772.4108 | 15772.4108 | 15772.4108
F2_Industrial_Stone, Clay, and Glass_Existing_Space Heating_Natural Gas_Unit Heater_A_Achievable Economic RVT Potential | F2 | Industrial | Stone, Clay, and Glass | Existing | Space Heating | Natural Gas | Unit Heater | A | Integrated Unit Summer Peak Savings (kW) | Achievable Economic RVT Potential | 0 | 0 | 0 | 0 | 0 | 0 | 0 | 0 | 0 | 0 | 0 | 0 | 0 | 0 | 0 | 0 | 0 | 0 | 0 | 0 | 0 | 0 | 0 | 0 | 0 | 0 | 0 | 0 | 0 | 0 | 0
F3_Industrial_Stone, Clay, and Glass_Existing_Space Heating_Natural Gas_Unit Heater_A_Achievable Economic RVT Potential | F3 | Industrial | Stone, Clay, and Glass | Existing | Space Heating | Natural Gas | Unit Heater | A | Integrated Unit Winter Peak Savings (kW) | Achievable Economic RVT Potential | 0 | 0 | 0 | 0 | 0 | 0 | 0 | 0 | 0 | 0 | 0 | 0 | 0 | 0 | 0 | 0 | 0 | 0 | 0 | 0 | 0 | 0 | 0 | 0 | 0 | 0 | 0 | 0 | 0 | 0 | 0
F4_Industrial_Stone, Clay, and Glass_Existing_Space Heating_Natural Gas_Unit Heater_A_Achievable Economic RVT Potential | F4 | Industrial | Stone, Clay, and Glass | Existing | Space Heating | Natural Gas | Unit Heater | A | Incremental Energy Savings (MWh or mTherms) | Achievable Economic RVT Potential | 0 | 0 | 0 | 0 | 0 | 0.0051955 | 0.014126 | 0.027299 | 0.046523 | 0.071119 | 0.093612 | 0.11835 | 0.14253 | 0.16378 | 0.20996 | 0.21584 | 0.23805 | 0.22906 | 0.22309 | 0.22715 | 0.22283 | 0.24411 | 0.22364 | 0.22885 | 0.23914 | 0.24848 | 0.25923 | 0.26356 | 0.2663 | 0.26819 | 0.26857
F5_Industrial_Stone, Clay, and Glass_Existing_Space Heating_Natural Gas_Unit Heater_A_Achievable Economic RVT Potential | F5 | Industrial | Stone, Clay, and Glass | Existing | Space Heating | Natural Gas | Unit Heater | A | Incremental Summer Peak Savings (MW) | Achievable Economic RVT Potential | 0 | 0 | 0 | 0 | 0 | 0 | 0 | 0 | 0 | 0 | 0 | 0 | 0 | 0 | 0 | 0 | 0 | 0 | 0 | 0 | 0 | 0 | 0 | 0 | 0 | 0 | 0 | 0 | 0 | 0 | 0
F6_Industrial_Stone, Clay, and Glass_Existing_Space Heating_Natural Gas_Unit Heater_A_Achievable Economic RVT Potential | F6 | Industrial | Stone, Clay, and Glass | Existing | Space Heating | Natural Gas | Unit Heater | A | Incremental Winter Peak Savings (MW) | Achievable Economic RVT Potential | 0 | 0 | 0 | 0 | 0 | 0 | 0 | 0 | 0 | 0 | 0 | 0 | 0 | 0 | 0 | 0 | 0 | 0 | 0 | 0 | 0 | 0 | 0 | 0 | 0 | 0 | 0 | 0 | 0 | 0 | 0
F7_Industrial_Stone, Clay, and Glass_Existing_Space Heating_Natural Gas_Unit Heater_A_Achievable Economic RVT Potential | F7 | Industrial | Stone, Clay, and Glass | Existing | Space Heating | Natural Gas | Unit Heater | A | Cumulative Energy Savings (MWh or mTherms) | Achievable Economic RVT Potential | 0 | 0 | 0 | 0 | 0 | 0.0051955 | 0.019321 | 0.04662 | 0.093143 | 0.16426 | 0.25787 | 0.37623 | 0.51876 | 0.68254 | 0.89251 | 1.1083 | 1.3464 | 1.5703 | 1.7792 | 1.9791 | 2.1554 | 2.3284 | 2.4584 | 2.5689 | 2.6655 | 2.7502 | 2.7995 | 2.8472 | 0 | 0 | 0
F8_Industrial_Stone, Clay, and Glass_Existing_Space Heating_Natural Gas_Unit Heater_A_Achievable Economic RVT Potential | F8 | Industrial | Stone, Clay, and Glass | Existing | Space Heating | Natural Gas | Unit Heater | A | Cumulative Summer Peak Savings (MW) | Achievable Economic RVT Potential | 0 | 0 | 0 | 0 | 0 | 0 | 0 | 0 | 0 | 0 | 0 | 0 | 0 | 0 | 0 | 0 | 0 | 0 | 0 | 0 | 0 | 0 | 0 | 0 | 0 | 0 | 0 | 0 | 0 | 0 | 0
F9_Industrial_Stone, Clay, and Glass_Existing_Space Heating_Natural Gas_Unit Heater_A_Achievable Economic RVT Potential | F9 | Industrial | Stone, Clay, and Glass | Existing | Space Heating | Natural Gas | Unit Heater | A | Cumulative Winter Peak Savings (MW) | Achievable Economic RVT Potential | 0 | 0 | 0 | 0 | 0 | 0 | 0 | 0 | 0 | 0 | 0 | 0 | 0 | 0 | 0 | 0 | 0 | 0 | 0 | 0 | 0 | 0 | 0 | 0 | 0 | 0 | 0 | 0 | 0 | 0 | 0
F10_Industrial_Stone, Clay, and Glass_Existing_Space Heating_Natural Gas_Unit Heater_A_Achievable Economic RVT Potential | F10 | Industrial | Stone, Clay, and Glass | Existing | Space Heating | Natural Gas | Unit Heater | A | Purchases (Incremental) | Achievable Economic RVT Potential | 0 | 0 | 0 | 0 | 0 | 0.00032941 | 0.00089561 | 0.0017308 | 0.0029496 | 0.0045091 | 0.0059352 | 0.0075038 | 0.009037 | 0.010384 | 0.013312 | 0.013685 | 0.015093 | 0.014523 | 0.014144 | 0.014402 | 0.014128 | 0.015477 | 0.014179 | 0.014509 | 0.015162 | 0.015754 | 0.016435 | 0.01671 | 0.016884 | 0.017004 | 0.017028
F11_Industrial_Stone, Clay, and Glass_Existing_Space Heating_Natural Gas_Unit Heater_A_Achievable Economic RVT Potential | F11 | Industrial | Stone, Clay, and Glass | Existing | Space Heating | Natural Gas | Unit Heater | A | Purchases (Cumulative) | Achievable Economic RVT Potential | 0 | 0 | 0 | 0 | 0 | 0.00032941 | 0.001225 | 0.0029558 | 0.0059054 | 0.010414 | 0.01635 | 0.023853 | 0.03289 | 0.043275 | 0.056586 | 0.070271 | 0.085364 | 0.099557 | 0.11281 | 0.12548 | 0.13666 | 0.14762 | 0.15587 | 0.16287 | 0.169 | 0.17437 | 0.17749 | 0.18052 | 0.18231 | 0.18479 | 0.18767
F1_Industrial_Stone, Clay, and Glass_New_Space Heating_Natural Gas_Furnace_A_Achievable Economic RVT Potential | F1 | Industrial | Stone, Clay, and Glass | New | Space Heating | Natural Gas | Furnace | A | Integrated Unit Energy Savings (kWh or therms) | Achievable Economic RVT Potential | 0 | 0 | 0 | 0 | 0 | 0 | 0 | 0 | 0 | 0 | 0 | 0 | 0 | 0 | 0 | 0 | 0 | 0 | 0 | 0 | 0 | 0 | 0 | 0 | 0 | 0 | 0 | 0 | 0 | 0 | 0
F2_Industrial_Stone, Clay, and Glass_New_Space Heating_Natural Gas_Furnace_A_Achievable Economic RVT Potential | F2 | Industrial | Stone, Clay, and Glass | New | Space Heating | Natural Gas | Furnace | A | Integrated Unit Summer Peak Savings (kW) | Achievable Economic RVT Potential | 0 | 0 | 0 | 0 | 0 | 0 | 0 | 0 | 0 | 0 | 0 | 0 | 0 | 0 | 0 | 0 | 0 | 0 | 0 | 0 | 0 | 0 | 0 | 0 | 0 | 0 | 0 | 0 | 0 | 0 | 0
F3_Industrial_Stone, Clay, and Glass_New_Space Heating_Natural Gas_Furnace_A_Achievable Economic RVT Potential | F3 | Industrial | Stone, Clay, and Glass | New | Space Heating | Natural Gas | Furnace | A | Integrated Unit Winter Peak Savings (kW) | Achievable Economic RVT Potential | 0 | 0 | 0 | 0 | 0 | 0 | 0 | 0 | 0 | 0 | 0 | 0 | 0 | 0 | 0 | 0 | 0 | 0 | 0 | 0 | 0 | 0 | 0 | 0 | 0 | 0 | 0 | 0 | 0 | 0 | 0
F4_Industrial_Stone, Clay, and Glass_New_Space Heating_Natural Gas_Furnace_A_Achievable Economic RVT Potential | F4 | Industrial | Stone, Clay, and Glass | New | Space Heating | Natural Gas | Furnace | A | Incremental Energy Savings (MWh or mTherms) | Achievable Economic RVT Potential | 0 | 0 | 0 | 0 | 0 | 0 | 0 | 0 | 0 | 0 | 0 | 0 | 0 | 0 | 0 | 0 | 0 | 0 | 0 | 0 | 0 | 0 | 0 | 0 | 0 | 0 | 0 | 0 | 0 | 0 | 0
F5_Industrial_Stone, Clay, and Glass_New_Space Heating_Natural Gas_Furnace_A_Achievable Economic RVT Potential | F5 | Industrial | Stone, Clay, and Glass | New | Space Heating | Natural Gas | Furnace | A | Incremental Summer Peak Savings (MW) | Achievable Economic RVT Potential | 0 | 0 | 0 | 0 | 0 | 0 | 0 | 0 | 0 | 0 | 0 | 0 | 0 | 0 | 0 | 0 | 0 | 0 | 0 | 0 | 0 | 0 | 0 | 0 | 0 | 0 | 0 | 0 | 0 | 0 | 0
F6_Industrial_Stone, Clay, and Glass_New_Space Heating_Natural Gas_Furnace_A_Achievable Economic RVT Potential | F6 | Industrial | Stone, Clay, and Glass | New | Space Heating | Natural Gas | Furnace | A | Incremental Winter Peak Savings (MW) | Achievable Economic RVT Potential | 0 | 0 | 0 | 0 | 0 | 0 | 0 | 0 | 0 | 0 | 0 | 0 | 0 | 0 | 0 | 0 | 0 | 0 | 0 | 0 | 0 | 0 | 0 | 0 | 0 | 0 | 0 | 0 | 0 | 0 | 0
F7_Industrial_Stone, Clay, and Glass_New_Space Heating_Natural Gas_Furnace_A_Achievable Economic RVT Potential | F7 | Industrial | Stone, Clay, and Glass | New | Space Heating | Natural Gas | Furnace | A | Cumulative Energy Savings (MWh or mTherms) | Achievable Economic RVT Potential | 0 | 0 | 0 | 0 | 0 | 0 | 0 | 0 | 0 | 0 | 0 | 0 | 0 | 0 | 0 | 0 | 0 | 0 | 0 | 0 | 0 | 0 | 0 | 0 | 0 | 0 | 0 | 0 | 0 | 0 | 0
F8_Industrial_Stone, Clay, and Glass_New_Space Heating_Natural Gas_Furnace_A_Achievable Economic RVT Potential | F8 | Industrial | Stone, Clay, and Glass | New | Space Heating | Natural Gas | Furnace | A | Cumulative Summer Peak Savings (MW) | Achievable Economic RVT Potential | 0 | 0 | 0 | 0 | 0 | 0 | 0 | 0 | 0 | 0 | 0 | 0 | 0 | 0 | 0 | 0 | 0 | 0 | 0 | 0 | 0 | 0 | 0 | 0 | 0 | 0 | 0 | 0 | 0 | 0 | 0
F9_Industrial_Stone, Clay, and Glass_New_Space Heating_Natural Gas_Furnace_A_Achievable Economic RVT Potential | F9 | Industrial | Stone, Clay, and Glass | New | Space Heating | Natural Gas | Furnace | A | Cumulative Winter Peak Savings (MW) | Achievable Economic RVT Potential | 0 | 0 | 0 | 0 | 0 | 0 | 0 | 0 | 0 | 0 | 0 | 0 | 0 | 0 | 0 | 0 | 0 | 0 | 0 | 0 | 0 | 0 | 0 | 0 | 0 | 0 | 0 | 0 | 0 | 0 | 0
F10_Industrial_Stone, Clay, and Glass_New_Space Heating_Natural Gas_Furnace_A_Achievable Economic RVT Potential | F10 | Industrial | Stone, Clay, and Glass | New | Space Heating | Natural Gas | Furnace | A | Purchases (Incremental) | Achievable Economic RVT Potential | 0 | 0 | 0 | 0 | 0 | 0 | 0 | 0 | 0 | 0 | 0 | 0 | 0 | 0 | 0 | 0 | 0 | 0 | 0 | 0 | 0 | 0 | 0 | 0 | 0 | 0 | 0 | 0 | 0 | 0 | 0
F11_Industrial_Stone, Clay, and Glass_New_Space Heating_Natural Gas_Furnace_A_Achievable Economic RVT Potential | F11 | Industrial | Stone, Clay, and Glass | New | Space Heating | Natural Gas | Furnace | A | Purchases (Cumulative) | Achievable Economic RVT Potential | 0 | 0 | 0 | 0 | 0 | 0 | 0 | 0 | 0 | 0 | 0 | 0 | 0 | 0 | 0 | 0 | 0 | 0 | 0 | 0 | 0 | 0 | 0 | 0 | 0 | 0 | 0 | 0 | 0 | 0 | 0
F1_Industrial_Stone, Clay, and Glass_New_Space Heating_Natural Gas_Boiler_A_Achievable Economic RVT Potential | F1 | Industrial | Stone, Clay, and Glass | New | Space Heating | Natural Gas | Boiler | A | Integrated Unit Energy Savings (kWh or therms) | Achievable Economic RVT Potential | 0 | 0 | 0 | 0 | 0 | 0 | 0 | 0 | 0 | 0 | 0 | 0 | 0 | 0 | 0 | 0 | 0 | 0 | 0 | 0 | 0 | 0 | 0 | 0 | 0 | 0 | 0 | 0 | 0 | 0 | 0
F2_Industrial_Stone, Clay, and Glass_New_Space Heating_Natural Gas_Boiler_A_Achievable Economic RVT Potential | F2 | Industrial | Stone, Clay, and Glass | New | Space Heating | Natural Gas | Boiler | A | Integrated Unit Summer Peak Savings (kW) | Achievable Economic RVT Potential | 0 | 0 | 0 | 0 | 0 | 0 | 0 | 0 | 0 | 0 | 0 | 0 | 0 | 0 | 0 | 0 | 0 | 0 | 0 | 0 | 0 | 0 | 0 | 0 | 0 | 0 | 0 | 0 | 0 | 0 | 0
F3_Industrial_Stone, Clay, and Glass_New_Space Heating_Natural Gas_Boiler_A_Achievable Economic RVT Potential | F3 | Industrial | Stone, Clay, and Glass | New | Space Heating | Natural Gas | Boiler | A | Integrated Unit Winter Peak Savings (kW) | Achievable Economic RVT Potential | 0 | 0 | 0 | 0 | 0 | 0 | 0 | 0 | 0 | 0 | 0 | 0 | 0 | 0 | 0 | 0 | 0 | 0 | 0 | 0 | 0 | 0 | 0 | 0 | 0 | 0 | 0 | 0 | 0 | 0 | 0
F4_Industrial_Stone, Clay, and Glass_New_Space Heating_Natural Gas_Boiler_A_Achievable Economic RVT Potential | F4 | Industrial | Stone, Clay, and Glass | New | Space Heating | Natural Gas | Boiler | A | Incremental Energy Savings (MWh or mTherms) | Achievable Economic RVT Potential | 0 | 0 | 0 | 0 | 0 | 0 | 0 | 0 | 0 | 0 | 0 | 0 | 0 | 0 | 0 | 0 | 0 | 0 | 0 | 0 | 0 | 0 | 0 | 0 | 0 | 0 | 0 | 0 | 0 | 0 | 0
F5_Industrial_Stone, Clay, and Glass_New_Space Heating_Natural Gas_Boiler_A_Achievable Economic RVT Potential | F5 | Industrial | Stone, Clay, and Glass | New | Space Heating | Natural Gas | Boiler | A | Incremental Summer Peak Savings (MW) | Achievable Economic RVT Potential | 0 | 0 | 0 | 0 | 0 | 0 | 0 | 0 | 0 | 0 | 0 | 0 | 0 | 0 | 0 | 0 | 0 | 0 | 0 | 0 | 0 | 0 | 0 | 0 | 0 | 0 | 0 | 0 | 0 | 0 | 0
F6_Industrial_Stone, Clay, and Glass_New_Space Heating_Natural Gas_Boiler_A_Achievable Economic RVT Potential | F6 | Industrial | Stone, Clay, and Glass | New | Space Heating | Natural Gas | Boiler | A | Incremental Winter Peak Savings (MW) | Achievable Economic RVT Potential | 0 | 0 | 0 | 0 | 0 | 0 | 0 | 0 | 0 | 0 | 0 | 0 | 0 | 0 | 0 | 0 | 0 | 0 | 0 | 0 | 0 | 0 | 0 | 0 | 0 | 0 | 0 | 0 | 0 | 0 | 0
F7_Industrial_Stone, Clay, and Glass_New_Space Heating_Natural Gas_Boiler_A_Achievable Economic RVT Potential | F7 | Industrial | Stone, Clay, and Glass | New | Space Heating | Natural Gas | Boiler | A | Cumulative Energy Savings (MWh or mTherms) | Achievable Economic RVT Potential | 0 | 0 | 0 | 0 | 0 | 0 | 0 | 0 | 0 | 0 | 0 | 0 | 0 | 0 | 0 | 0 | 0 | 0 | 0 | 0 | 0 | 0 | 0 | 0 | 0 | 0 | 0 | 0 | 0 | 0 | 0
F8_Industrial_Stone, Clay, and Glass_New_Space Heating_Natural Gas_Boiler_A_Achievable Economic RVT Potential | F8 | Industrial | Stone, Clay, and Glass | New | Space Heating | Natural Gas | Boiler | A | Cumulative Summer Peak Savings (MW) | Achievable Economic RVT Potential | 0 | 0 | 0 | 0 | 0 | 0 | 0 | 0 | 0 | 0 | 0 | 0 | 0 | 0 | 0 | 0 | 0 | 0 | 0 | 0 | 0 | 0 | 0 | 0 | 0 | 0 | 0 | 0 | 0 | 0 | 0
F9_Industrial_Stone, Clay, and Glass_New_Space Heating_Natural Gas_Boiler_A_Achievable Economic RVT Potential | F9 | Industrial | Stone, Clay, and Glass | New | Space Heating | Natural Gas | Boiler | A | Cumulative Winter Peak Savings (MW) | Achievable Economic RVT Potential | 0 | 0 | 0 | 0 | 0 | 0 | 0 | 0 | 0 | 0 | 0 | 0 | 0 | 0 | 0 | 0 | 0 | 0 | 0 | 0 | 0 | 0 | 0 | 0 | 0 | 0 | 0 | 0 | 0 | 0 | 0
F10_Industrial_Stone, Clay, and Glass_New_Space Heating_Natural Gas_Boiler_A_Achievable Economic RVT Potential | F10 | Industrial | Stone, Clay, and Glass | New | Space Heating | Natural Gas | Boiler | A | Purchases (Incremental) | Achievable Economic RVT Potential | 0 | 0 | 0 | 0 | 0 | 0 | 0 | 0 | 0 | 0 | 0 | 0 | 0 | 0 | 0 | 0 | 0 | 0 | 0 | 0 | 0 | 0 | 0 | 0 | 0 | 0 | 0 | 0 | 0 | 0 | 0
F11_Industrial_Stone, Clay, and Glass_New_Space Heating_Natural Gas_Boiler_A_Achievable Economic RVT Potential | F11 | Industrial | Stone, Clay, and Glass | New | Space Heating | Natural Gas | Boiler | A | Purchases (Cumulative) | Achievable Economic RVT Potential | 0 | 0 | 0 | 0 | 0 | 0 | 0 | 0 | 0 | 0 | 0 | 0 | 0 | 0 | 0 | 0 | 0 | 0 | 0 | 0 | 0 | 0 | 0 | 0 | 0 | 0 | 0 | 0 | 0 | 0 | 0
F1_Industrial_Stone, Clay, and Glass_New_Space Heating_Natural Gas_Unit Heater_A_Achievable Economic RVT Potential | F1 | Industrial | Stone, Clay, and Glass | New | Space Heating | Natural Gas | Unit Heater | A | Integrated Unit Energy Savings (kWh or therms) | Achievable Economic RVT Potential | 0 | 28641.12 | 28641.12 | 28641.12 | 28641.12 | 15772.4108 | 15772.4108 | 15772.4108 | 15772.4108 | 15772.4108 | 15772.4108 | 15772.4108 | 15772.4108 | 15772.4108 | 15772.4108 | 15772.4108 | 15772.4108 | 15772.4108 | 15772.4108 | 15772.4108 | 15772.4108 | 15772.4108 | 15772.4108 | 15772.4108 | 15772.4108 | 15772.4108 | 15772.4108 | 15772.4108 | 15772.4108 | 15772.4108 | 15772.4108
F2_Industrial_Stone, Clay, and Glass_New_Space Heating_Natural Gas_Unit Heater_A_Achievable Economic RVT Potential | F2 | Industrial | Stone, Clay, and Glass | New | Space Heating | Natural Gas | Unit Heater | A | Integrated Unit Summer Peak Savings (kW) | Achievable Economic RVT Potential | 0 | 0 | 0 | 0 | 0 | 0 | 0 | 0 | 0 | 0 | 0 | 0 | 0 | 0 | 0 | 0 | 0 | 0 | 0 | 0 | 0 | 0 | 0 | 0 | 0 | 0 | 0 | 0 | 0 | 0 | 0
F3_Industrial_Stone, Clay, and Glass_New_Space Heating_Natural Gas_Unit Heater_A_Achievable Economic RVT Potential | F3 | Industrial | Stone, Clay, and Glass | New | Space Heating | Natural Gas | Unit Heater | A | Integrated Unit Winter Peak Savings (kW) | Achievable Economic RVT Potential | 0 | 0 | 0 | 0 | 0 | 0 | 0 | 0 | 0 | 0 | 0 | 0 | 0 | 0 | 0 | 0 | 0 | 0 | 0 | 0 | 0 | 0 | 0 | 0 | 0 | 0 | 0 | 0 | 0 | 0 | 0
F4_Industrial_Stone, Clay, and Glass_New_Space Heating_Natural Gas_Unit Heater_A_Achievable Economic RVT Potential | F4 | Industrial | Stone, Clay, and Glass | New | Space Heating | Natural Gas | Unit Heater | A | Incremental Energy Savings (MWh or mTherms) | Achievable Economic RVT Potential | 0 | 0 | 0 | 0 | 0 | 0.0019224 | 0.0037786 | 0.0056648 | 0.0075086 | 0.0093908 | 0.01109 | 0.014541 | 0.017616 | 0.020135 | 0.022137 | 0.024175 | 0.0257 | 0.027133 | 0.034441 | 0.033863 | 0.03348 | 0.033798 | 0.034499 | 0.035153 | 0.035962 | 0.036816 | 0.037823 | 0.038716 | 0.041323 | 0.04323 | 0.044571
F5_Industrial_Stone, Clay, and Glass_New_Space Heating_Natural Gas_Unit Heater_A_Achievable Economic RVT Potential | F5 | Industrial | Stone, Clay, and Glass | New | Space Heating | Natural Gas | Unit Heater | A | Incremental Summer Peak Savings (MW) | Achievable Economic RVT Potential | 0 | 0 | 0 | 0 | 0 | 0 | 0 | 0 | 0 | 0 | 0 | 0 | 0 | 0 | 0 | 0 | 0 | 0 | 0 | 0 | 0 | 0 | 0 | 0 | 0 | 0 | 0 | 0 | 0 | 0 | 0
F6_Industrial_Stone, Clay, and Glass_New_Space Heating_Natural Gas_Unit Heater_A_Achievable Economic RVT Potential | F6 | Industrial | Stone, Clay, and Glass | New | Space Heating | Natural Gas | Unit Heater | A | Incremental Winter Peak Savings (MW) | Achievable Economic RVT Potential | 0 | 0 | 0 | 0 | 0 | 0 | 0 | 0 | 0 | 0 | 0 | 0 | 0 | 0 | 0 | 0 | 0 | 0 | 0 | 0 | 0 | 0 | 0 | 0 | 0 | 0 | 0 | 0 | 0 | 0 | 0
F7_Industrial_Stone, Clay, and Glass_New_Space Heating_Natural Gas_Unit Heater_A_Achievable Economic RVT Potential | F7 | Industrial | Stone, Clay, and Glass | New | Space Heating | Natural Gas | Unit Heater | A | Cumulative Energy Savings (MWh or mTherms) | Achievable Economic RVT Potential | 0 | 0 | 0 | 0 | 0 | 0.0019224 | 0.005701 | 0.011366 | 0.018874 | 0.028265 | 0.039356 | 0.053896 | 0.071513 | 0.091648 | 0.11378 | 0.13796 | 0.16366 | 0.18887 | 0.21953 | 0.24773 | 0.2737 | 0.29811 | 0.32152 | 0.34213 | 0.36048 | 0.37716 | 0.39284 | 0.40738 | 0 | 0 | 0
F8_Industrial_Stone, Clay, and Glass_New_Space Heating_Natural Gas_Unit Heater_A_Achievable Economic RVT Potential | F8 | Industrial | Stone, Clay, and Glass | New | Space Heating | Natural Gas | Unit Heater | A | Cumulative Summer Peak Savings (MW) | Achievable Economic RVT Potential | 0 | 0 | 0 | 0 | 0 | 0 | 0 | 0 | 0 | 0 | 0 | 0 | 0 | 0 | 0 | 0 | 0 | 0 | 0 | 0 | 0 | 0 | 0 | 0 | 0 | 0 | 0 | 0 | 0 | 0 | 0
F9_Industrial_Stone, Clay, and Glass_New_Space Heating_Natural Gas_Unit Heater_A_Achievable Economic RVT Potential | F9 | Industrial | Stone, Clay, and Glass | New | Space Heating | Natural Gas | Unit Heater | A | Cumulative Winter Peak Savings (MW) | Achievable Economic RVT Potential | 0 | 0 | 0 | 0 | 0 | 0 | 0 | 0 | 0 | 0 | 0 | 0 | 0 | 0 | 0 | 0 | 0 | 0 | 0 | 0 | 0 | 0 | 0 | 0 | 0 | 0 | 0 | 0 | 0 | 0 | 0
F10_Industrial_Stone, Clay, and Glass_New_Space Heating_Natural Gas_Unit Heater_A_Achievable Economic RVT Potential | F10 | Industrial | Stone, Clay, and Glass | New | Space Heating | Natural Gas | Unit Heater | A | Purchases (Incremental) | Achievable Economic RVT Potential | 0 | 0 | 0 | 0 | 0 | 0.00012188 | 0.00023957 | 0.00035916 | 0.00047606 | 0.00059539 | 0.00070315 | 0.00092192 | 0.0011169 | 0.0012766 | 0.0014035 | 0.0015327 | 0.0016294 | 0.0017203 | 0.0021836 | 0.002147 | 0.0021227 | 0.0021429 | 0.0021873 | 0.0022288 | 0.00228 | 0.0023342 | 0.002398 | 0.0024546 | 0.0026199 | 0.0027409 | 0.0028259
F11_Industrial_Stone, Clay, and Glass_New_Space Heating_Natural Gas_Unit Heater_A_Achievable Economic RVT Potential | F11 | Industrial | Stone, Clay, and Glass | New | Space Heating | Natural Gas | Unit Heater | A | Purchases (Cumulative) | Achievable Economic RVT Potential | 0 | 0 | 0 | 0 | 0 | 0.00012188 | 0.00036145 | 0.00072062 | 0.0011967 | 0.0017921 | 0.0024952 | 0.0034171 | 0.004534 | 0.0058106 | 0.0072142 | 0.0087469 | 0.010376 | 0.011975 | 0.013919 | 0.015707 | 0.017353 | 0.018901 | 0.020385 | 0.021692 | 0.022855 | 0.023912 | 0.024907 | 0.025829 | 0.026819 | 0.02784 | 0.028482
F1_Industrial_Petroleum_Existing_Space Heating_Natural Gas_Furnace_A_Achievable Economic RVT Potential | F1 | Industrial | Petroleum | Existing | Space Heating | Natural Gas | Furnace | A | Integrated Unit Energy Savings (kWh or therms) | Achievable Economic RVT Potential | 0 | 505.0924 | 505.0924 | 505.0924 | 505.0924 | 138.7616 | 138.7616 | 138.7616 | 138.7616 | 138.7616 | 138.7616 | 138.7616 | 138.7616 | 138.7616 | 138.7616 | 138.7616 | 138.7616 | 138.7616 | 138.7616 | 138.7616 | 138.7616 | 138.7616 | 138.7616 | 138.7616 | 138.7616 | 138.7616 | 138.7616 | 138.7616 | 138.7616 | 138.7616 | 138.7616
F2_Industrial_Petroleum_Existing_Space Heating_Natural Gas_Furnace_A_Achievable Economic RVT Potential | F2 | Industrial | Petroleum | Existing | Space Heating | Natural Gas | Furnace | A | Integrated Unit Summer Peak Savings (kW) | Achievable Economic RVT Potential | 0 | 0 | 0 | 0 | 0 | 0 | 0 | 0 | 0 | 0 | 0 | 0 | 0 | 0 | 0 | 0 | 0 | 0 | 0 | 0 | 0 | 0 | 0 | 0 | 0 | 0 | 0 | 0 | 0 | 0 | 0
F3_Industrial_Petroleum_Existing_Space Heating_Natural Gas_Furnace_A_Achievable Economic RVT Potential | F3 | Industrial | Petroleum | Existing | Space Heating | Natural Gas | Furnace | A | Integrated Unit Winter Peak Savings (kW) | Achievable Economic RVT Potential | 0 | 0 | 0 | 0 | 0 | 0 | 0 | 0 | 0 | 0 | 0 | 0 | 0 | 0 | 0 | 0 | 0 | 0 | 0 | 0 | 0 | 0 | 0 | 0 | 0 | 0 | 0 | 0 | 0 | 0 | 0
F4_Industrial_Petroleum_Existing_Space Heating_Natural Gas_Furnace_A_Achievable Economic RVT Potential | F4 | Industrial | Petroleum | Existing | Space Heating | Natural Gas | Furnace | A | Incremental Energy Savings (MWh or mTherms) | Achievable Economic RVT Potential | 0 | 0 | 0 | 0 | 0 | 3.8112e-05 | 7.9367e-05 | 8.6163e-05 | 0.00012062 | 0.0001566 | 0.0001835 | 0.00021068 | 0.0002151 | 0.00021199 | 0.00023383 | 0.00020211 | 0.00019651 | 0.00018722 | 0.00017765 | 0.00019193 | 0.0001886 | 0.00019217 | 0.00020565 | 0.00020906 | 0.00021275 | 0.00021668 | 0.00022177 | 0.00022646 | 0.00023078 | 0.00026456 | 0.00028721
F5_Industrial_Petroleum_Existing_Space Heating_Natural Gas_Furnace_A_Achievable Economic RVT Potential | F5 | Industrial | Petroleum | Existing | Space Heating | Natural Gas | Furnace | A | Incremental Summer Peak Savings (MW) | Achievable Economic RVT Potential | 0 | 0 | 0 | 0 | 0 | 0 | 0 | 0 | 0 | 0 | 0 | 0 | 0 | 0 | 0 | 0 | 0 | 0 | 0 | 0 | 0 | 0 | 0 | 0 | 0 | 0 | 0 | 0 | 0 | 0 | 0
F6_Industrial_Petroleum_Existing_Space Heating_Natural Gas_Furnace_A_Achievable Economic RVT Potential | F6 | Industrial | Petroleum | Existing | Space Heating | Natural Gas | Furnace | A | Incremental Winter Peak Savings (MW) | Achievable Economic RVT Potential | 0 | 0 | 0 | 0 | 0 | 0 | 0 | 0 | 0 | 0 | 0 | 0 | 0 | 0 | 0 | 0 | 0 | 0 | 0 | 0 | 0 | 0 | 0 | 0 | 0 | 0 | 0 | 0 | 0 | 0 | 0
F7_Industrial_Petroleum_Existing_Space Heating_Natural Gas_Furnace_A_Achievable Economic RVT Potential | F7 | Industrial | Petroleum | Existing | Space Heating | Natural Gas | Furnace | A | Cumulative Energy Savings (MWh or mTherms) | Achievable Economic RVT Potential | 0 | 0 | 0 | 0 | 0 | 3.8112e-05 | 0.00011748 | 0.00020364 | 0.00032426 | 0.00048086 | 0.00066436 | 0.00087503 | 0.0010901 | 0.0013021 | 0.001536 | 0.0017381 | 0.0019346 | 0.0021218 | 0.0022994 | 0.0024914 | 0.00268 | 0.0028721 | 0.0030778 | 0.0032868 | 0.0034996 | 0.0037163 | 0.003938 | 0.0041645 | 0 | 0 | 0
F8_Industrial_Petroleum_Existing_Space Heating_Natural Gas_Furnace_A_Achievable Economic RVT Potential | F8 | Industrial | Petroleum | Existing | Space Heating | Natural Gas | Furnace | A | Cumulative Summer Peak Savings (MW) | Achievable Economic RVT Potential | 0 | 0 | 0 | 0 | 0 | 0 | 0 | 0 | 0 | 0 | 0 | 0 | 0 | 0 | 0 | 0 | 0 | 0 | 0 | 0 | 0 | 0 | 0 | 0 | 0 | 0 | 0 | 0 | 0 | 0 | 0
F9_Industrial_Petroleum_Existing_Space Heating_Natural Gas_Furnace_A_Achievable Economic RVT Potential | F9 | Industrial | Petroleum | Existing | Space Heating | Natural Gas | Furnace | A | Cumulative Winter Peak Savings (MW) | Achievable Economic RVT Potential | 0 | 0 | 0 | 0 | 0 | 0 | 0 | 0 | 0 | 0 | 0 | 0 | 0 | 0 | 0 | 0 | 0 | 0 | 0 | 0 | 0 | 0 | 0 | 0 | 0 | 0 | 0 | 0 | 0 | 0 | 0
F10_Industrial_Petroleum_Existing_Space Heating_Natural Gas_Furnace_A_Achievable Economic RVT Potential | F10 | Industrial | Petroleum | Existing | Space Heating | Natural Gas | Furnace | A | Purchases (Incremental) | Achievable Economic RVT Potential | 0 | 0 | 0 | 0 | 0 | 0.00027466 | 0.00057196 | 0.00062094 | 0.00086926 | 0.0011285 | 0.0013224 | 0.0015183 | 0.0015501 | 0.0015277 | 0.0016851 | 0.0014565 | 0.0014161 | 0.0013492 | 0.0012803 | 0.0013831 | 0.0013591 | 0.0013849 | 0.001482 | 0.0015066 | 0.0015332 | 0.0015615 | 0.0015982 | 0.001632 | 0.0016631 | 0.0019065 | 0.0020698
F11_Industrial_Petroleum_Existing_Space Heating_Natural Gas_Furnace_A_Achievable Economic RVT Potential | F11 | Industrial | Petroleum | Existing | Space Heating | Natural Gas | Furnace | A | Purchases (Cumulative) | Achievable Economic RVT Potential | 0 | 0 | 0 | 0 | 0 | 0.00027466 | 0.00084662 | 0.0014676 | 0.0023368 | 0.0034654 | 0.0047878 | 0.006306 | 0.0078562 | 0.0093839 | 0.011069 | 0.012526 | 0.013942 | 0.015291 | 0.016571 | 0.017954 | 0.019313 | 0.020698 | 0.02218 | 0.023687 | 0.02522 | 0.026782 | 0.02838 | 0.030012 | 0.030759 | 0.030759 | 0.030759
F1_Industrial_Petroleum_Existing_Space Heating_Natural Gas_Boiler_A_Achievable Economic RVT Potential | F1 | Industrial | Petroleum | Existing | Space Heating | Natural Gas | Boiler | A | Integrated Unit Energy Savings (kWh or therms) | Achievable Economic RVT Potential | 0 | 8772.191 | 8772.191 | 8772.191 | 8772.191 | 5375.3 | 5375.3 | 5375.3 | 5375.3 | 5375.3 | 5375.3 | 5375.3 | 5375.3 | 5375.3 | 5375.3 | 5375.3 | 5375.3 | 5375.3 | 5375.3 | 5375.3 | 5375.3 | 5375.3 | 5375.3 | 792.2778 | 792.2778 | 792.2778 | 792.2778 | 792.2778 | 792.2778 | 792.2778 | 792.2778
F2_Industrial_Petroleum_Existing_Space Heating_Natural Gas_Boiler_A_Achievable Economic RVT Potential | F2 | Industrial | Petroleum | Existing | Space Heating | Natural Gas | Boiler | A | Integrated Unit Summer Peak Savings (kW) | Achievable Economic RVT Potential | 0 | 0 | 0 | 0 | 0 | 0 | 0 | 0 | 0 | 0 | 0 | 0 | 0 | 0 | 0 | 0 | 0 | 0 | 0 | 0 | 0 | 0 | 0 | 0 | 0 | 0 | 0 | 0 | 0 | 0 | 0
F3_Industrial_Petroleum_Existing_Space Heating_Natural Gas_Boiler_A_Achievable Economic RVT Potential | F3 | Industrial | Petroleum | Existing | Space Heating | Natural Gas | Boiler | A | Integrated Unit Winter Peak Savings (kW) | Achievable Economic RVT Potential | 0 | 0 | 0 | 0 | 0 | 0 | 0 | 0 | 0 | 0 | 0 | 0 | 0 | 0 | 0 | 0 | 0 | 0 | 0 | 0 | 0 | 0 | 0 | 0 | 0 | 0 | 0 | 0 | 0 | 0 | 0
F4_Industrial_Petroleum_Existing_Space Heating_Natural Gas_Boiler_A_Achievable Economic RVT Potential | F4 | Industrial | Petroleum | Existing | Space Heating | Natural Gas | Boiler | A | Incremental Energy Savings (MWh or mTherms) | Achievable Economic RVT Potential | 0 | 0 | 0 | 0 | 0 | 0 | 0 | 0 | 0 | 0 | 0 | 0 | 0 | 0 | 0 | 0 | 0 | 0 | 0 | 0 | 0 | 0 | 0 | 0 | 0 | 0 | 0 | 0 | 0 | 0 | 0
F5_Industrial_Petroleum_Existing_Space Heating_Natural Gas_Boiler_A_Achievable Economic RVT Potential | F5 | Industrial | Petroleum | Existing | Space Heating | Natural Gas | Boiler | A | Incremental Summer Peak Savings (MW) | Achievable Economic RVT Potential | 0 | 0 | 0 | 0 | 0 | 0 | 0 | 0 | 0 | 0 | 0 | 0 | 0 | 0 | 0 | 0 | 0 | 0 | 0 | 0 | 0 | 0 | 0 | 0 | 0 | 0 | 0 | 0 | 0 | 0 | 0
F6_Industrial_Petroleum_Existing_Space Heating_Natural Gas_Boiler_A_Achievable Economic RVT Potential | F6 | Industrial | Petroleum | Existing | Space Heating | Natural Gas | Boiler | A | Incremental Winter Peak Savings (MW) | Achievable Economic RVT Potential | 0 | 0 | 0 | 0 | 0 | 0 | 0 | 0 | 0 | 0 | 0 | 0 | 0 | 0 | 0 | 0 | 0 | 0 | 0 | 0 | 0 | 0 | 0 | 0 | 0 | 0 | 0 | 0 | 0 | 0 | 0
F7_Industrial_Petroleum_Existing_Space Heating_Natural Gas_Boiler_A_Achievable Economic RVT Potential | F7 | Industrial | Petroleum | Existing | Space Heating | Natural Gas | Boiler | A | Cumulative Energy Savings (MWh or mTherms) | Achievable Economic RVT Potential | 0 | 0 | 0 | 0 | 0 | 0 | 0 | 0 | 0 | 0 | 0 | 0 | 0 | 0 | 0 | 0 | 0 | 0 | 0 | 0 | 0 | 0 | 0 | 0 | 0 | 0 | 0 | 0 | 0 | 0 | 0
F8_Industrial_Petroleum_Existing_Space Heating_Natural Gas_Boiler_A_Achievable Economic RVT Potential | F8 | Industrial | Petroleum | Existing | Space Heating | Natural Gas | Boiler | A | Cumulative Summer Peak Savings (MW) | Achievable Economic RVT Potential | 0 | 0 | 0 | 0 | 0 | 0 | 0 | 0 | 0 | 0 | 0 | 0 | 0 | 0 | 0 | 0 | 0 | 0 | 0 | 0 | 0 | 0 | 0 | 0 | 0 | 0 | 0 | 0 | 0 | 0 | 0
F9_Industrial_Petroleum_Existing_Space Heating_Natural Gas_Boiler_A_Achievable Economic RVT Potential | F9 | Industrial | Petroleum | Existing | Space Heating | Natural Gas | Boiler | A | Cumulative Winter Peak Savings (MW) | Achievable Economic RVT Potential | 0 | 0 | 0 | 0 | 0 | 0 | 0 | 0 | 0 | 0 | 0 | 0 | 0 | 0 | 0 | 0 | 0 | 0 | 0 | 0 | 0 | 0 | 0 | 0 | 0 | 0 | 0 | 0 | 0 | 0 | 0
F10_Industrial_Petroleum_Existing_Space Heating_Natural Gas_Boiler_A_Achievable Economic RVT Potential | F10 | Industrial | Petroleum | Existing | Space Heating | Natural Gas | Boiler | A | Purchases (Incremental) | Achievable Economic RVT Potential | 0 | 0 | 0 | 0 | 0 | 0 | 0 | 0 | 0 | 0 | 0 | 0 | 0 | 0 | 0 | 0 | 0 | 0 | 0 | 0 | 0 | 0 | 0 | 0 | 0 | 0 | 0 | 0 | 0 | 0 | 0
F11_Industrial_Petroleum_Existing_Space Heating_Natural Gas_Boiler_A_Achievable Economic RVT Potential | F11 | Industrial | Petroleum | Existing | Space Heating | Natural Gas | Boiler | A | Purchases (Cumulative) | Achievable Economic RVT Potential | 0 | 0 | 0 | 0 | 0 | 0 | 0 | 0 | 0 | 0 | 0 | 0 | 0 | 0 | 0 | 0 | 0 | 0 | 0 | 0 | 0 | 0 | 0 | 0 | 0 | 0 | 0 | 0 | 0 | 0 | 0
F1_Industrial_Petroleum_Existing_Space Heating_Natural Gas_Unit Heater_A_Achievable Economic RVT Potential | F1 | Industrial | Petroleum | Existing | Space Heating | Natural Gas | Unit Heater | A | Integrated Unit Energy Savings (kWh or therms) | Achievable Economic RVT Potential | 0 | 0 | 0 | 0 | 0 | 0 | 0 | 0 | 0 | 0 | 0 | 0 | 0 | 0 | 0 | 0 | 0 | 0 | 0 | 0 | 0 | 0 | 0 | 0 | 0 | 0 | 0 | 0 | 0 | 0 | 0
F2_Industrial_Petroleum_Existing_Space Heating_Natural Gas_Unit Heater_A_Achievable Economic RVT Potential | F2 | Industrial | Petroleum | Existing | Space Heating | Natural Gas | Unit Heater | A | Integrated Unit Summer Peak Savings (kW) | Achievable Economic RVT Potential | 0 | 0 | 0 | 0 | 0 | 0 | 0 | 0 | 0 | 0 | 0 | 0 | 0 | 0 | 0 | 0 | 0 | 0 | 0 | 0 | 0 | 0 | 0 | 0 | 0 | 0 | 0 | 0 | 0 | 0 | 0
F3_Industrial_Petroleum_Existing_Space Heating_Natural Gas_Unit Heater_A_Achievable Economic RVT Potential | F3 | Industrial | Petroleum | Existing | Space Heating | Natural Gas | Unit Heater | A | Integrated Unit Winter Peak Savings (kW) | Achievable Economic RVT Potential | 0 | 0 | 0 | 0 | 0 | 0 | 0 | 0 | 0 | 0 | 0 | 0 | 0 | 0 | 0 | 0 | 0 | 0 | 0 | 0 | 0 | 0 | 0 | 0 | 0 | 0 | 0 | 0 | 0 | 0 | 0
F4_Industrial_Petroleum_Existing_Space Heating_Natural Gas_Unit Heater_A_Achievable Economic RVT Potential | F4 | Industrial | Petroleum | Existing | Space Heating | Natural Gas | Unit Heater | A | Incremental Energy Savings (MWh or mTherms) | Achievable Economic RVT Potential | 0 | 0 | 0 | 0 | 0 | 0 | 0 | 0 | 0 | 0 | 0 | 0 | 0 | 0 | 0 | 0 | 0 | 0 | 0 | 0 | 0 | 0 | 0 | 0 | 0 | 0 | 0 | 0 | 0 | 0 | 0
F5_Industrial_Petroleum_Existing_Space Heating_Natural Gas_Unit Heater_A_Achievable Economic RVT Potential | F5 | Industrial | Petroleum | Existing | Space Heating | Natural Gas | Unit Heater | A | Incremental Summer Peak Savings (MW) | Achievable Economic RVT Potential | 0 | 0 | 0 | 0 | 0 | 0 | 0 | 0 | 0 | 0 | 0 | 0 | 0 | 0 | 0 | 0 | 0 | 0 | 0 | 0 | 0 | 0 | 0 | 0 | 0 | 0 | 0 | 0 | 0 | 0 | 0
F6_Industrial_Petroleum_Existing_Space Heating_Natural Gas_Unit Heater_A_Achievable Economic RVT Potential | F6 | Industrial | Petroleum | Existing | Space Heating | Natural Gas | Unit Heater | A | Incremental Winter Peak Savings (MW) | Achievable Economic RVT Potential | 0 | 0 | 0 | 0 | 0 | 0 | 0 | 0 | 0 | 0 | 0 | 0 | 0 | 0 | 0 | 0 | 0 | 0 | 0 | 0 | 0 | 0 | 0 | 0 | 0 | 0 | 0 | 0 | 0 | 0 | 0
F7_Industrial_Petroleum_Existing_Space Heating_Natural Gas_Unit Heater_A_Achievable Economic RVT Potential | F7 | Industrial | Petroleum | Existing | Space Heating | Natural Gas | Unit Heater | A | Cumulative Energy Savings (MWh or mTherms) | Achievable Economic RVT Potential | 0 | 0 | 0 | 0 | 0 | 0 | 0 | 0 | 0 | 0 | 0 | 0 | 0 | 0 | 0 | 0 | 0 | 0 | 0 | 0 | 0 | 0 | 0 | 0 | 0 | 0 | 0 | 0 | 0 | 0 | 0
F8_Industrial_Petroleum_Existing_Space Heating_Natural Gas_Unit Heater_A_Achievable Economic RVT Potential | F8 | Industrial | Petroleum | Existing | Space Heating | Natural Gas | Unit Heater | A | Cumulative Summer Peak Savings (MW) | Achievable Economic RVT Potential | 0 | 0 | 0 | 0 | 0 | 0 | 0 | 0 | 0 | 0 | 0 | 0 | 0 | 0 | 0 | 0 | 0 | 0 | 0 | 0 | 0 | 0 | 0 | 0 | 0 | 0 | 0 | 0 | 0 | 0 | 0
F9_Industrial_Petroleum_Existing_Space Heating_Natural Gas_Unit Heater_A_Achievable Economic RVT Potential | F9 | Industrial | Petroleum | Existing | Space Heating | Natural Gas | Unit Heater | A | Cumulative Winter Peak Savings (MW) | Achievable Economic RVT Potential | 0 | 0 | 0 | 0 | 0 | 0 | 0 | 0 | 0 | 0 | 0 | 0 | 0 | 0 | 0 | 0 | 0 | 0 | 0 | 0 | 0 | 0 | 0 | 0 | 0 | 0 | 0 | 0 | 0 | 0 | 0
F10_Industrial_Petroleum_Existing_Space Heating_Natural Gas_Unit Heater_A_Achievable Economic RVT Potential | F10 | Industrial | Petroleum | Existing | Space Heating | Natural Gas | Unit Heater | A | Purchases (Incremental) | Achievable Economic RVT Potential | 0 | 0 | 0 | 0 | 0 | 0 | 0 | 0 | 0 | 0 | 0 | 0 | 0 | 0 | 0 | 0 | 0 | 0 | 0 | 0 | 0 | 0 | 0 | 0 | 0 | 0 | 0 | 0 | 0 | 0 | 0
F11_Industrial_Petroleum_Existing_Space Heating_Natural Gas_Unit Heater_A_Achievable Economic RVT Potential | F11 | Industrial | Petroleum | Existing | Space Heating | Natural Gas | Unit Heater | A | Purchases (Cumulative) | Achievable Economic RVT Potential | 0 | 0 | 0 | 0 | 0 | 0 | 0 | 0 | 0 | 0 | 0 | 0 | 0 | 0 | 0 | 0 | 0 | 0 | 0 | 0 | 0 | 0 | 0 | 0 | 0 | 0 | 0 | 0 | 0 | 0 | 0
F1_Industrial_Petroleum_New_Space Heating_Natural Gas_Furnace_A_Achievable Economic RVT Potential | F1 | Industrial | Petroleum | New | Space Heating | Natural Gas | Furnace | A | Integrated Unit Energy Savings (kWh or therms) | Achievable Economic RVT Potential | 0 | 0 | 0 | 0 | 0 | 0 | 0 | 0 | 0 | 0 | 0 | 0 | 0 | 0 | 0 | 0 | 0 | 0 | 0 | 0 | 0 | 0 | 0 | 0 | 0 | 0 | 0 | 0 | 0 | 0 | 0
F2_Industrial_Petroleum_New_Space Heating_Natural Gas_Furnace_A_Achievable Economic RVT Potential | F2 | Industrial | Petroleum | New | Space Heating | Natural Gas | Furnace | A | Integrated Unit Summer Peak Savings (kW) | Achievable Economic RVT Potential | 0 | 0 | 0 | 0 | 0 | 0 | 0 | 0 | 0 | 0 | 0 | 0 | 0 | 0 | 0 | 0 | 0 | 0 | 0 | 0 | 0 | 0 | 0 | 0 | 0 | 0 | 0 | 0 | 0 | 0 | 0
F3_Industrial_Petroleum_New_Space Heating_Natural Gas_Furnace_A_Achievable Economic RVT Potential | F3 | Industrial | Petroleum | New | Space Heating | Natural Gas | Furnace | A | Integrated Unit Winter Peak Savings (kW) | Achievable Economic RVT Potential | 0 | 0 | 0 | 0 | 0 | 0 | 0 | 0 | 0 | 0 | 0 | 0 | 0 | 0 | 0 | 0 | 0 | 0 | 0 | 0 | 0 | 0 | 0 | 0 | 0 | 0 | 0 | 0 | 0 | 0 | 0
F4_Industrial_Petroleum_New_Space Heating_Natural Gas_Furnace_A_Achievable Economic RVT Potential | F4 | Industrial | Petroleum | New | Space Heating | Natural Gas | Furnace | A | Incremental Energy Savings (MWh or mTherms) | Achievable Economic RVT Potential | 0 | 0 | 0 | 0 | 0 | 0 | 0 | 0 | 0 | 0 | 0 | 0 | 0 | 0 | 0 | 0 | 0 | 0 | 0 | 0 | 0 | 0 | 0 | 0 | 0 | 0 | 0 | 0 | 0 | 0 | 0
F5_Industrial_Petroleum_New_Space Heating_Natural Gas_Furnace_A_Achievable Economic RVT Potential | F5 | Industrial | Petroleum | New | Space Heating | Natural Gas | Furnace | A | Incremental Summer Peak Savings (MW) | Achievable Economic RVT Potential | 0 | 0 | 0 | 0 | 0 | 0 | 0 | 0 | 0 | 0 | 0 | 0 | 0 | 0 | 0 | 0 | 0 | 0 | 0 | 0 | 0 | 0 | 0 | 0 | 0 | 0 | 0 | 0 | 0 | 0 | 0
F6_Industrial_Petroleum_New_Space Heating_Natural Gas_Furnace_A_Achievable Economic RVT Potential | F6 | Industrial | Petroleum | New | Space Heating | Natural Gas | Furnace | A | Incremental Winter Peak Savings (MW) | Achievable Economic RVT Potential | 0 | 0 | 0 | 0 | 0 | 0 | 0 | 0 | 0 | 0 | 0 | 0 | 0 | 0 | 0 | 0 | 0 | 0 | 0 | 0 | 0 | 0 | 0 | 0 | 0 | 0 | 0 | 0 | 0 | 0 | 0
F7_Industrial_Petroleum_New_Space Heating_Natural Gas_Furnace_A_Achievable Economic RVT Potential | F7 | Industrial | Petroleum | New | Space Heating | Natural Gas | Furnace | A | Cumulative Energy Savings (MWh or mTherms) | Achievable Economic RVT Potential | 0 | 0 | 0 | 0 | 0 | 0 | 0 | 0 | 0 | 0 | 0 | 0 | 0 | 0 | 0 | 0 | 0 | 0 | 0 | 0 | 0 | 0 | 0 | 0 | 0 | 0 | 0 | 0 | 0 | 0 | 0
F8_Industrial_Petroleum_New_Space Heating_Natural Gas_Furnace_A_Achievable Economic RVT Potential | F8 | Industrial | Petroleum | New | Space Heating | Natural Gas | Furnace | A | Cumulative Summer Peak Savings (MW) | Achievable Economic RVT Potential | 0 | 0 | 0 | 0 | 0 | 0 | 0 | 0 | 0 | 0 | 0 | 0 | 0 | 0 | 0 | 0 | 0 | 0 | 0 | 0 | 0 | 0 | 0 | 0 | 0 | 0 | 0 | 0 | 0 | 0 | 0
F9_Industrial_Petroleum_New_Space Heating_Natural Gas_Furnace_A_Achievable Economic RVT Potential | F9 | Industrial | Petroleum | New | Space Heating | Natural Gas | Furnace | A | Cumulative Winter Peak Savings (MW) | Achievable Economic RVT Potential | 0 | 0 | 0 | 0 | 0 | 0 | 0 | 0 | 0 | 0 | 0 | 0 | 0 | 0 | 0 | 0 | 0 | 0 | 0 | 0 | 0 | 0 | 0 | 0 | 0 | 0 | 0 | 0 | 0 | 0 | 0
F10_Industrial_Petroleum_New_Space Heating_Natural Gas_Furnace_A_Achievable Economic RVT Potential | F10 | Industrial | Petroleum | New | Space Heating | Natural Gas | Furnace | A | Purchases (Incremental) | Achievable Economic RVT Potential | 0 | 0 | 0 | 0 | 0 | 0 | 0 | 0 | 0 | 0 | 0 | 0 | 0 | 0 | 0 | 0 | 0 | 0 | 0 | 0 | 0 | 0 | 0 | 0 | 0 | 0 | 0 | 0 | 0 | 0 | 0
F11_Industrial_Petroleum_New_Space Heating_Natural Gas_Furnace_A_Achievable Economic RVT Potential | F11 | Industrial | Petroleum | New | Space Heating | Natural Gas | Furnace | A | Purchases (Cumulative) | Achievable Economic RVT Potential | 0 | 0 | 0 | 0 | 0 | 0 | 0 | 0 | 0 | 0 | 0 | 0 | 0 | 0 | 0 | 0 | 0 | 0 | 0 | 0 | 0 | 0 | 0 | 0 | 0 | 0 | 0 | 0 | 0 | 0 | 0
F1_Industrial_Petroleum_New_Space Heating_Natural Gas_Boiler_A_Achievable Economic RVT Potential | F1 | Industrial | Petroleum | New | Space Heating | Natural Gas | Boiler | A | Integrated Unit Energy Savings (kWh or therms) | Achievable Economic RVT Potential | 0 | 0 | 0 | 0 | 0 | 0 | 0 | 0 | 0 | 0 | 0 | 0 | 0 | 0 | 0 | 0 | 0 | 0 | 0 | 0 | 0 | 0 | 0 | 0 | 0 | 0 | 0 | 0 | 0 | 0 | 0
F2_Industrial_Petroleum_New_Space Heating_Natural Gas_Boiler_A_Achievable Economic RVT Potential | F2 | Industrial | Petroleum | New | Space Heating | Natural Gas | Boiler | A | Integrated Unit Summer Peak Savings (kW) | Achievable Economic RVT Potential | 0 | 0 | 0 | 0 | 0 | 0 | 0 | 0 | 0 | 0 | 0 | 0 | 0 | 0 | 0 | 0 | 0 | 0 | 0 | 0 | 0 | 0 | 0 | 0 | 0 | 0 | 0 | 0 | 0 | 0 | 0
F3_Industrial_Petroleum_New_Space Heating_Natural Gas_Boiler_A_Achievable Economic RVT Potential | F3 | Industrial | Petroleum | New | Space Heating | Natural Gas | Boiler | A | Integrated Unit Winter Peak Savings (kW) | Achievable Economic RVT Potential | 0 | 0 | 0 | 0 | 0 | 0 | 0 | 0 | 0 | 0 | 0 | 0 | 0 | 0 | 0 | 0 | 0 | 0 | 0 | 0 | 0 | 0 | 0 | 0 | 0 | 0 | 0 | 0 | 0 | 0 | 0
F4_Industrial_Petroleum_New_Space Heating_Natural Gas_Boiler_A_Achievable Economic RVT Potential | F4 | Industrial | Petroleum | New | Space Heating | Natural Gas | Boiler | A | Incremental Energy Savings (MWh or mTherms) | Achievable Economic RVT Potential | 0 | 0 | 0 | 0 | 0 | 0 | 0 | 0 | 0 | 0 | 0 | 0 | 0 | 0 | 0 | 0 | 0 | 0 | 0 | 0 | 0 | 0 | 0 | 0 | 0 | 0 | 0 | 0 | 0 | 0 | 0
F5_Industrial_Petroleum_New_Space Heating_Natural Gas_Boiler_A_Achievable Economic RVT Potential | F5 | Industrial | Petroleum | New | Space Heating | Natural Gas | Boiler | A | Incremental Summer Peak Savings (MW) | Achievable Economic RVT Potential | 0 | 0 | 0 | 0 | 0 | 0 | 0 | 0 | 0 | 0 | 0 | 0 | 0 | 0 | 0 | 0 | 0 | 0 | 0 | 0 | 0 | 0 | 0 | 0 | 0 | 0 | 0 | 0 | 0 | 0 | 0
F6_Industrial_Petroleum_New_Space Heating_Natural Gas_Boiler_A_Achievable Economic RVT Potential | F6 | Industrial | Petroleum | New | Space Heating | Natural Gas | Boiler | A | Incremental Winter Peak Savings (MW) | Achievable Economic RVT Potential | 0 | 0 | 0 | 0 | 0 | 0 | 0 | 0 | 0 | 0 | 0 | 0 | 0 | 0 | 0 | 0 | 0 | 0 | 0 | 0 | 0 | 0 | 0 | 0 | 0 | 0 | 0 | 0 | 0 | 0 | 0
F7_Industrial_Petroleum_New_Space Heating_Natural Gas_Boiler_A_Achievable Economic RVT Potential | F7 | Industrial | Petroleum | New | Space Heating | Natural Gas | Boiler | A | Cumulative Energy Savings (MWh or mTherms) | Achievable Economic RVT Potential | 0 | 0 | 0 | 0 | 0 | 0 | 0 | 0 | 0 | 0 | 0 | 0 | 0 | 0 | 0 | 0 | 0 | 0 | 0 | 0 | 0 | 0 | 0 | 0 | 0 | 0 | 0 | 0 | 0 | 0 | 0
F8_Industrial_Petroleum_New_Space Heating_Natural Gas_Boiler_A_Achievable Economic RVT Potential | F8 | Industrial | Petroleum | New | Space Heating | Natural Gas | Boiler | A | Cumulative Summer Peak Savings (MW) | Achievable Economic RVT Potential | 0 | 0 | 0 | 0 | 0 | 0 | 0 | 0 | 0 | 0 | 0 | 0 | 0 | 0 | 0 | 0 | 0 | 0 | 0 | 0 | 0 | 0 | 0 | 0 | 0 | 0 | 0 | 0 | 0 | 0 | 0
F9_Industrial_Petroleum_New_Space Heating_Natural Gas_Boiler_A_Achievable Economic RVT Potential | F9 | Industrial | Petroleum | New | Space Heating | Natural Gas | Boiler | A | Cumulative Winter Peak Savings (MW) | Achievable Economic RVT Potential | 0 | 0 | 0 | 0 | 0 | 0 | 0 | 0 | 0 | 0 | 0 | 0 | 0 | 0 | 0 | 0 | 0 | 0 | 0 | 0 | 0 | 0 | 0 | 0 | 0 | 0 | 0 | 0 | 0 | 0 | 0
F10_Industrial_Petroleum_New_Space Heating_Natural Gas_Boiler_A_Achievable Economic RVT Potential | F10 | Industrial | Petroleum | New | Space Heating | Natural Gas | Boiler | A | Purchases (Incremental) | Achievable Economic RVT Potential | 0 | 0 | 0 | 0 | 0 | 0 | 0 | 0 | 0 | 0 | 0 | 0 | 0 | 0 | 0 | 0 | 0 | 0 | 0 | 0 | 0 | 0 | 0 | 0 | 0 | 0 | 0 | 0 | 0 | 0 | 0
F11_Industrial_Petroleum_New_Space Heating_Natural Gas_Boiler_A_Achievable Economic RVT Potential | F11 | Industrial | Petroleum | New | Space Heating | Natural Gas | Boiler | A | Purchases (Cumulative) | Achievable Economic RVT Potential | 0 | 0 | 0 | 0 | 0 | 0 | 0 | 0 | 0 | 0 | 0 | 0 | 0 | 0 | 0 | 0 | 0 | 0 | 0 | 0 | 0 | 0 | 0 | 0 | 0 | 0 | 0 | 0 | 0 | 0 | 0
F1_Industrial_Petroleum_New_Space Heating_Natural Gas_Unit Heater_A_Achievable Economic RVT Potential | F1 | Industrial | Petroleum | New | Space Heating | Natural Gas | Unit Heater | A | Integrated Unit Energy Savings (kWh or therms) | Achievable Economic RVT Potential | 0 | 0 | 0 | 0 | 0 | 0 | 0 | 0 | 0 | 0 | 0 | 0 | 0 | 0 | 0 | 0 | 0 | 0 | 0 | 0 | 0 | 0 | 0 | 0 | 0 | 0 | 0 | 0 | 0 | 0 | 0
F2_Industrial_Petroleum_New_Space Heating_Natural Gas_Unit Heater_A_Achievable Economic RVT Potential | F2 | Industrial | Petroleum | New | Space Heating | Natural Gas | Unit Heater | A | Integrated Unit Summer Peak Savings (kW) | Achievable Economic RVT Potential | 0 | 0 | 0 | 0 | 0 | 0 | 0 | 0 | 0 | 0 | 0 | 0 | 0 | 0 | 0 | 0 | 0 | 0 | 0 | 0 | 0 | 0 | 0 | 0 | 0 | 0 | 0 | 0 | 0 | 0 | 0
F3_Industrial_Petroleum_New_Space Heating_Natural Gas_Unit Heater_A_Achievable Economic RVT Potential | F3 | Industrial | Petroleum | New | Space Heating | Natural Gas | Unit Heater | A | Integrated Unit Winter Peak Savings (kW) | Achievable Economic RVT Potential | 0 | 0 | 0 | 0 | 0 | 0 | 0 | 0 | 0 | 0 | 0 | 0 | 0 | 0 | 0 | 0 | 0 | 0 | 0 | 0 | 0 | 0 | 0 | 0 | 0 | 0 | 0 | 0 | 0 | 0 | 0
F4_Industrial_Petroleum_New_Space Heating_Natural Gas_Unit Heater_A_Achievable Economic RVT Potential | F4 | Industrial | Petroleum | New | Space Heating | Natural Gas | Unit Heater | A | Incremental Energy Savings (MWh or mTherms) | Achievable Economic RVT Potential | 0 | 0 | 0 | 0 | 0 | 0 | 0 | 0 | 0 | 0 | 0 | 0 | 0 | 0 | 0 | 0 | 0 | 0 | 0 | 0 | 0 | 0 | 0 | 0 | 0 | 0 | 0 | 0 | 0 | 0 | 0
F5_Industrial_Petroleum_New_Space Heating_Natural Gas_Unit Heater_A_Achievable Economic RVT Potential | F5 | Industrial | Petroleum | New | Space Heating | Natural Gas | Unit Heater | A | Incremental Summer Peak Savings (MW) | Achievable Economic RVT Potential | 0 | 0 | 0 | 0 | 0 | 0 | 0 | 0 | 0 | 0 | 0 | 0 | 0 | 0 | 0 | 0 | 0 | 0 | 0 | 0 | 0 | 0 | 0 | 0 | 0 | 0 | 0 | 0 | 0 | 0 | 0
F6_Industrial_Petroleum_New_Space Heating_Natural Gas_Unit Heater_A_Achievable Economic RVT Potential | F6 | Industrial | Petroleum | New | Space Heating | Natural Gas | Unit Heater | A | Incremental Winter Peak Savings (MW) | Achievable Economic RVT Potential | 0 | 0 | 0 | 0 | 0 | 0 | 0 | 0 | 0 | 0 | 0 | 0 | 0 | 0 | 0 | 0 | 0 | 0 | 0 | 0 | 0 | 0 | 0 | 0 | 0 | 0 | 0 | 0 | 0 | 0 | 0
F7_Industrial_Petroleum_New_Space Heating_Natural Gas_Unit Heater_A_Achievable Economic RVT Potential | F7 | Industrial | Petroleum | New | Space Heating | Natural Gas | Unit Heater | A | Cumulative Energy Savings (MWh or mTherms) | Achievable Economic RVT Potential | 0 | 0 | 0 | 0 | 0 | 0 | 0 | 0 | 0 | 0 | 0 | 0 | 0 | 0 | 0 | 0 | 0 | 0 | 0 | 0 | 0 | 0 | 0 | 0 | 0 | 0 | 0 | 0 | 0 | 0 | 0
F8_Industrial_Petroleum_New_Space Heating_Natural Gas_Unit Heater_A_Achievable Economic RVT Potential | F8 | Industrial | Petroleum | New | Space Heating | Natural Gas | Unit Heater | A | Cumulative Summer Peak Savings (MW) | Achievable Economic RVT Potential | 0 | 0 | 0 | 0 | 0 | 0 | 0 | 0 | 0 | 0 | 0 | 0 | 0 | 0 | 0 | 0 | 0 | 0 | 0 | 0 | 0 | 0 | 0 | 0 | 0 | 0 | 0 | 0 | 0 | 0 | 0
F9_Industrial_Petroleum_New_Space Heating_Natural Gas_Unit Heater_A_Achievable Economic RVT Potential | F9 | Industrial | Petroleum | New | Space Heating | Natural Gas | Unit Heater | A | Cumulative Winter Peak Savings (MW) | Achievable Economic RVT Potential | 0 | 0 | 0 | 0 | 0 | 0 | 0 | 0 | 0 | 0 | 0 | 0 | 0 | 0 | 0 | 0 | 0 | 0 | 0 | 0 | 0 | 0 | 0 | 0 | 0 | 0 | 0 | 0 | 0 | 0 | 0
F10_Industrial_Petroleum_New_Space Heating_Natural Gas_Unit Heater_A_Achievable Economic RVT Potential | F10 | Industrial | Petroleum | New | Space Heating | Natural Gas | Unit Heater | A | Purchases (Incremental) | Achievable Economic RVT Potential | 0 | 0 | 0 | 0 | 0 | 0 | 0 | 0 | 0 | 0 | 0 | 0 | 0 | 0 | 0 | 0 | 0 | 0 | 0 | 0 | 0 | 0 | 0 | 0 | 0 | 0 | 0 | 0 | 0 | 0 | 0
F11_Industrial_Petroleum_New_Space Heating_Natural Gas_Unit Heater_A_Achievable Economic RVT Potential | F11 | Industrial | Petroleum | New | Space Heating | Natural Gas | Unit Heater | A | Purchases (Cumulative) | Achievable Economic RVT Potential | 0 | 0 | 0 | 0 | 0 | 0 | 0 | 0 | 0 | 0 | 0 | 0 | 0 | 0 | 0 | 0 | 0 | 0 | 0 | 0 | 0 | 0 | 0 | 0 | 0 | 0 | 0 | 0 | 0 | 0 | 0
F1_Industrial_Paper and Printing_Existing_Space Heating_Natural Gas_Furnace_A_Achievable Economic RVT Potential | F1 | Industrial | Paper and Printing | Existing | Space Heating | Natural Gas | Furnace | A | Integrated Unit Energy Savings (kWh or therms) | Achievable Economic RVT Potential | 0 | 505.0924 | 505.0924 | 505.0924 | 505.0924 | 138.7616 | 138.7616 | 138.7616 | 138.7616 | 138.7616 | 138.7616 | 138.7616 | 138.7616 | 138.7616 | 138.7616 | 138.7616 | 138.7616 | 138.7616 | 138.7616 | 138.7616 | 138.7616 | 138.7616 | 138.7616 | 138.7616 | 138.7616 | 138.7616 | 138.7616 | 138.7616 | 138.7616 | 138.7616 | 138.7616
F2_Industrial_Paper and Printing_Existing_Space Heating_Natural Gas_Furnace_A_Achievable Economic RVT Potential | F2 | Industrial | Paper and Printing | Existing | Space Heating | Natural Gas | Furnace | A | Integrated Unit Summer Peak Savings (kW) | Achievable Economic RVT Potential | 0 | 0 | 0 | 0 | 0 | 0 | 0 | 0 | 0 | 0 | 0 | 0 | 0 | 0 | 0 | 0 | 0 | 0 | 0 | 0 | 0 | 0 | 0 | 0 | 0 | 0 | 0 | 0 | 0 | 0 | 0
F3_Industrial_Paper and Printing_Existing_Space Heating_Natural Gas_Furnace_A_Achievable Economic RVT Potential | F3 | Industrial | Paper and Printing | Existing | Space Heating | Natural Gas | Furnace | A | Integrated Unit Winter Peak Savings (kW) | Achievable Economic RVT Potential | 0 | 0 | 0 | 0 | 0 | 0 | 0 | 0 | 0 | 0 | 0 | 0 | 0 | 0 | 0 | 0 | 0 | 0 | 0 | 0 | 0 | 0 | 0 | 0 | 0 | 0 | 0 | 0 | 0 | 0 | 0
F4_Industrial_Paper and Printing_Existing_Space Heating_Natural Gas_Furnace_A_Achievable Economic RVT Potential | F4 | Industrial | Paper and Printing | Existing | Space Heating | Natural Gas | Furnace | A | Incremental Energy Savings (MWh or mTherms) | Achievable Economic RVT Potential | 0 | 0 | 0 | 0 | 0 | 0.00023439 | 0.0004881 | 0.0005299 | 0.0007418 | 0.00096306 | 0.0011285 | 0.0012956 | 0.0013228 | 0.0013037 | 0.001438 | 0.001243 | 0.0012085 | 0.0011514 | 0.0010926 | 0.0011803 | 0.0011599 | 0.0011818 | 0.0012647 | 0.0012857 | 0.0013084 | 0.0013325 | 0.0013639 | 0.0013927 | 0.0014193 | 0.001627 | 0.0017663
F5_Industrial_Paper and Printing_Existing_Space Heating_Natural Gas_Furnace_A_Achievable Economic RVT Potential | F5 | Industrial | Paper and Printing | Existing | Space Heating | Natural Gas | Furnace | A | Incremental Summer Peak Savings (MW) | Achievable Economic RVT Potential | 0 | 0 | 0 | 0 | 0 | 0 | 0 | 0 | 0 | 0 | 0 | 0 | 0 | 0 | 0 | 0 | 0 | 0 | 0 | 0 | 0 | 0 | 0 | 0 | 0 | 0 | 0 | 0 | 0 | 0 | 0
F6_Industrial_Paper and Printing_Existing_Space Heating_Natural Gas_Furnace_A_Achievable Economic RVT Potential | F6 | Industrial | Paper and Printing | Existing | Space Heating | Natural Gas | Furnace | A | Incremental Winter Peak Savings (MW) | Achievable Economic RVT Potential | 0 | 0 | 0 | 0 | 0 | 0 | 0 | 0 | 0 | 0 | 0 | 0 | 0 | 0 | 0 | 0 | 0 | 0 | 0 | 0 | 0 | 0 | 0 | 0 | 0 | 0 | 0 | 0 | 0 | 0 | 0
F7_Industrial_Paper and Printing_Existing_Space Heating_Natural Gas_Furnace_A_Achievable Economic RVT Potential | F7 | Industrial | Paper and Printing | Existing | Space Heating | Natural Gas | Furnace | A | Cumulative Energy Savings (MWh or mTherms) | Achievable Economic RVT Potential | 0 | 0 | 0 | 0 | 0 | 0.00023439 | 0.00072249 | 0.0012524 | 0.0019942 | 0.0029572 | 0.0040858 | 0.0053814 | 0.0067042 | 0.008008 | 0.009446 | 0.010689 | 0.011897 | 0.013049 | 0.014141 | 0.015322 | 0.016482 | 0.017663 | 0.018928 | 0.020214 | 0.021522 | 0.022855 | 0.024219 | 0.025611 | 0 | 0 | 0
F8_Industrial_Paper and Printing_Existing_Space Heating_Natural Gas_Furnace_A_Achievable Economic RVT Potential | F8 | Industrial | Paper and Printing | Existing | Space Heating | Natural Gas | Furnace | A | Cumulative Summer Peak Savings (MW) | Achievable Economic RVT Potential | 0 | 0 | 0 | 0 | 0 | 0 | 0 | 0 | 0 | 0 | 0 | 0 | 0 | 0 | 0 | 0 | 0 | 0 | 0 | 0 | 0 | 0 | 0 | 0 | 0 | 0 | 0 | 0 | 0 | 0 | 0
F9_Industrial_Paper and Printing_Existing_Space Heating_Natural Gas_Furnace_A_Achievable Economic RVT Potential | F9 | Industrial | Paper and Printing | Existing | Space Heating | Natural Gas | Furnace | A | Cumulative Winter Peak Savings (MW) | Achievable Economic RVT Potential | 0 | 0 | 0 | 0 | 0 | 0 | 0 | 0 | 0 | 0 | 0 | 0 | 0 | 0 | 0 | 0 | 0 | 0 | 0 | 0 | 0 | 0 | 0 | 0 | 0 | 0 | 0 | 0 | 0 | 0 | 0
F10_Industrial_Paper and Printing_Existing_Space Heating_Natural Gas_Furnace_A_Achievable Economic RVT Potential | F10 | Industrial | Paper and Printing | Existing | Space Heating | Natural Gas | Furnace | A | Purchases (Incremental) | Achievable Economic RVT Potential | 0 | 0 | 0 | 0 | 0 | 0.0016891 | 0.0035175 | 0.0038188 | 0.0053459 | 0.0069404 | 0.0081328 | 0.0093372 | 0.0095332 | 0.0093954 | 0.010363 | 0.0089575 | 0.0087091 | 0.0082977 | 0.0078736 | 0.0085062 | 0.0083586 | 0.008517 | 0.0091142 | 0.0092654 | 0.0094291 | 0.0096031 | 0.0098287 | 0.010037 | 0.010228 | 0.011725 | 0.012729
F11_Industrial_Paper and Printing_Existing_Space Heating_Natural Gas_Furnace_A_Achievable Economic RVT Potential | F11 | Industrial | Paper and Printing | Existing | Space Heating | Natural Gas | Furnace | A | Purchases (Cumulative) | Achievable Economic RVT Potential | 0 | 0 | 0 | 0 | 0 | 0.0016891 | 0.0052067 | 0.0090254 | 0.014371 | 0.021312 | 0.029444 | 0.038782 | 0.048315 | 0.05771 | 0.068073 | 0.077031 | 0.08574 | 0.094038 | 0.10191 | 0.11042 | 0.11878 | 0.12729 | 0.13641 | 0.14567 | 0.1551 | 0.16471 | 0.17453 | 0.18457 | 0.18917 | 0.18917 | 0.18917
F1_Industrial_Paper and Printing_Existing_Space Heating_Natural Gas_Boiler_A_Achievable Economic RVT Potential | F1 | Industrial | Paper and Printing | Existing | Space Heating | Natural Gas | Boiler | A | Integrated Unit Energy Savings (kWh or therms) | Achievable Economic RVT Potential | 0 | 8772.191 | 8772.191 | 8772.191 | 8772.191 | 5375.3 | 5375.3 | 5375.3 | 5375.3 | 5375.3 | 5375.3 | 5375.3 | 5375.3 | 5375.3 | 5375.3 | 5375.3 | 5375.3 | 5375.3 | 5375.3 | 5375.3 | 5375.3 | 5375.3 | 5375.3 | 792.2778 | 792.2778 | 792.2778 | 792.2778 | 792.2778 | 792.2778 | 792.2778 | 792.2778
F2_Industrial_Paper and Printing_Existing_Space Heating_Natural Gas_Boiler_A_Achievable Economic RVT Potential | F2 | Industrial | Paper and Printing | Existing | Space Heating | Natural Gas | Boiler | A | Integrated Unit Summer Peak Savings (kW) | Achievable Economic RVT Potential | 0 | 0 | 0 | 0 | 0 | 0 | 0 | 0 | 0 | 0 | 0 | 0 | 0 | 0 | 0 | 0 | 0 | 0 | 0 | 0 | 0 | 0 | 0 | 0 | 0 | 0 | 0 | 0 | 0 | 0 | 0
F3_Industrial_Paper and Printing_Existing_Space Heating_Natural Gas_Boiler_A_Achievable Economic RVT Potential | F3 | Industrial | Paper and Printing | Existing | Space Heating | Natural Gas | Boiler | A | Integrated Unit Winter Peak Savings (kW) | Achievable Economic RVT Potential | 0 | 0 | 0 | 0 | 0 | 0 | 0 | 0 | 0 | 0 | 0 | 0 | 0 | 0 | 0 | 0 | 0 | 0 | 0 | 0 | 0 | 0 | 0 | 0 | 0 | 0 | 0 | 0 | 0 | 0 | 0
F4_Industrial_Paper and Printing_Existing_Space Heating_Natural Gas_Boiler_A_Achievable Economic RVT Potential | F4 | Industrial | Paper and Printing | Existing | Space Heating | Natural Gas | Boiler | A | Incremental Energy Savings (MWh or mTherms) | Achievable Economic RVT Potential | 0 | 0 | 0 | 0 | 0 | 0 | 0 | 0 | 0 | 0 | 0 | 0 | 0 | 0 | 0 | 0 | 0 | 0 | 0 | 0 | 0 | 0 | 0 | 0 | 0 | 0 | 0 | 0 | 0 | 0 | 0
F5_Industrial_Paper and Printing_Existing_Space Heating_Natural Gas_Boiler_A_Achievable Economic RVT Potential | F5 | Industrial | Paper and Printing | Existing | Space Heating | Natural Gas | Boiler | A | Incremental Summer Peak Savings (MW) | Achievable Economic RVT Potential | 0 | 0 | 0 | 0 | 0 | 0 | 0 | 0 | 0 | 0 | 0 | 0 | 0 | 0 | 0 | 0 | 0 | 0 | 0 | 0 | 0 | 0 | 0 | 0 | 0 | 0 | 0 | 0 | 0 | 0 | 0
F6_Industrial_Paper and Printing_Existing_Space Heating_Natural Gas_Boiler_A_Achievable Economic RVT Potential | F6 | Industrial | Paper and Printing | Existing | Space Heating | Natural Gas | Boiler | A | Incremental Winter Peak Savings (MW) | Achievable Economic RVT Potential | 0 | 0 | 0 | 0 | 0 | 0 | 0 | 0 | 0 | 0 | 0 | 0 | 0 | 0 | 0 | 0 | 0 | 0 | 0 | 0 | 0 | 0 | 0 | 0 | 0 | 0 | 0 | 0 | 0 | 0 | 0
F7_Industrial_Paper and Printing_Existing_Space Heating_Natural Gas_Boiler_A_Achievable Economic RVT Potential | F7 | Industrial | Paper and Printing | Existing | Space Heating | Natural Gas | Boiler | A | Cumulative Energy Savings (MWh or mTherms) | Achievable Economic RVT Potential | 0 | 0 | 0 | 0 | 0 | 0 | 0 | 0 | 0 | 0 | 0 | 0 | 0 | 0 | 0 | 0 | 0 | 0 | 0 | 0 | 0 | 0 | 0 | 0 | 0 | 0 | 0 | 0 | 0 | 0 | 0
F8_Industrial_Paper and Printing_Existing_Space Heating_Natural Gas_Boiler_A_Achievable Economic RVT Potential | F8 | Industrial | Paper and Printing | Existing | Space Heating | Natural Gas | Boiler | A | Cumulative Summer Peak Savings (MW) | Achievable Economic RVT Potential | 0 | 0 | 0 | 0 | 0 | 0 | 0 | 0 | 0 | 0 | 0 | 0 | 0 | 0 | 0 | 0 | 0 | 0 | 0 | 0 | 0 | 0 | 0 | 0 | 0 | 0 | 0 | 0 | 0 | 0 | 0
F9_Industrial_Paper and Printing_Existing_Space Heating_Natural Gas_Boiler_A_Achievable Economic RVT Potential | F9 | Industrial | Paper and Printing | Existing | Space Heating | Natural Gas | Boiler | A | Cumulative Winter Peak Savings (MW) | Achievable Economic RVT Potential | 0 | 0 | 0 | 0 | 0 | 0 | 0 | 0 | 0 | 0 | 0 | 0 | 0 | 0 | 0 | 0 | 0 | 0 | 0 | 0 | 0 | 0 | 0 | 0 | 0 | 0 | 0 | 0 | 0 | 0 | 0
F10_Industrial_Paper and Printing_Existing_Space Heating_Natural Gas_Boiler_A_Achievable Economic RVT Potential | F10 | Industrial | Paper and Printing | Existing | Space Heating | Natural Gas | Boiler | A | Purchases (Incremental) | Achievable Economic RVT Potential | 0 | 0 | 0 | 0 | 0 | 0 | 0 | 0 | 0 | 0 | 0 | 0 | 0 | 0 | 0 | 0 | 0 | 0 | 0 | 0 | 0 | 0 | 0 | 0 | 0 | 0 | 0 | 0 | 0 | 0 | 0
F11_Industrial_Paper and Printing_Existing_Space Heating_Natural Gas_Boiler_A_Achievable Economic RVT Potential | F11 | Industrial | Paper and Printing | Existing | Space Heating | Natural Gas | Boiler | A | Purchases (Cumulative) | Achievable Economic RVT Potential | 0 | 0 | 0 | 0 | 0 | 0 | 0 | 0 | 0 | 0 | 0 | 0 | 0 | 0 | 0 | 0 | 0 | 0 | 0 | 0 | 0 | 0 | 0 | 0 | 0 | 0 | 0 | 0 | 0 | 0 | 0
F1_Industrial_Paper and Printing_Existing_Space Heating_Natural Gas_Unit Heater_A_Achievable Economic RVT Potential | F1 | Industrial | Paper and Printing | Existing | Space Heating | Natural Gas | Unit Heater | A | Integrated Unit Energy Savings (kWh or therms) | Achievable Economic RVT Potential | 0 | 28641.12 | 28641.12 | 28641.12 | 28641.12 | 15772.4108 | 15772.4108 | 15772.4108 | 15772.4108 | 15772.4108 | 15772.4108 | 15772.4108 | 15772.4108 | 15772.4108 | 15772.4108 | 15772.4108 | 15772.4108 | 15772.4108 | 15772.4108 | 15772.4108 | 15772.4108 | 15772.4108 | 15772.4108 | 15772.4108 | 15772.4108 | 15772.4108 | 15772.4108 | 15772.4108 | 15772.4108 | 15772.4108 | 15772.4108
F2_Industrial_Paper and Printing_Existing_Space Heating_Natural Gas_Unit Heater_A_Achievable Economic RVT Potential | F2 | Industrial | Paper and Printing | Existing | Space Heating | Natural Gas | Unit Heater | A | Integrated Unit Summer Peak Savings (kW) | Achievable Economic RVT Potential | 0 | 0 | 0 | 0 | 0 | 0 | 0 | 0 | 0 | 0 | 0 | 0 | 0 | 0 | 0 | 0 | 0 | 0 | 0 | 0 | 0 | 0 | 0 | 0 | 0 | 0 | 0 | 0 | 0 | 0 | 0
F3_Industrial_Paper and Printing_Existing_Space Heating_Natural Gas_Unit Heater_A_Achievable Economic RVT Potential | F3 | Industrial | Paper and Printing | Existing | Space Heating | Natural Gas | Unit Heater | A | Integrated Unit Winter Peak Savings (kW) | Achievable Economic RVT Potential | 0 | 0 | 0 | 0 | 0 | 0 | 0 | 0 | 0 | 0 | 0 | 0 | 0 | 0 | 0 | 0 | 0 | 0 | 0 | 0 | 0 | 0 | 0 | 0 | 0 | 0 | 0 | 0 | 0 | 0 | 0
F4_Industrial_Paper and Printing_Existing_Space Heating_Natural Gas_Unit Heater_A_Achievable Economic RVT Potential | F4 | Industrial | Paper and Printing | Existing | Space Heating | Natural Gas | Unit Heater | A | Incremental Energy Savings (MWh or mTherms) | Achievable Economic RVT Potential | 0 | 0 | 0 | 0 | 0 | 0.0036471 | 0.0099159 | 0.019163 | 0.032658 | 0.049923 | 0.065712 | 0.08308 | 0.10005 | 0.11497 | 0.14739 | 0.15151 | 0.1671 | 0.16079 | 0.1566 | 0.15946 | 0.15642 | 0.17136 | 0.15699 | 0.16064 | 0.16787 | 0.17442 | 0.18197 | 0.18501 | 0.18693 | 0.18826 | 0.18853
F5_Industrial_Paper and Printing_Existing_Space Heating_Natural Gas_Unit Heater_A_Achievable Economic RVT Potential | F5 | Industrial | Paper and Printing | Existing | Space Heating | Natural Gas | Unit Heater | A | Incremental Summer Peak Savings (MW) | Achievable Economic RVT Potential | 0 | 0 | 0 | 0 | 0 | 0 | 0 | 0 | 0 | 0 | 0 | 0 | 0 | 0 | 0 | 0 | 0 | 0 | 0 | 0 | 0 | 0 | 0 | 0 | 0 | 0 | 0 | 0 | 0 | 0 | 0
F6_Industrial_Paper and Printing_Existing_Space Heating_Natural Gas_Unit Heater_A_Achievable Economic RVT Potential | F6 | Industrial | Paper and Printing | Existing | Space Heating | Natural Gas | Unit Heater | A | Incremental Winter Peak Savings (MW) | Achievable Economic RVT Potential | 0 | 0 | 0 | 0 | 0 | 0 | 0 | 0 | 0 | 0 | 0 | 0 | 0 | 0 | 0 | 0 | 0 | 0 | 0 | 0 | 0 | 0 | 0 | 0 | 0 | 0 | 0 | 0 | 0 | 0 | 0
F7_Industrial_Paper and Printing_Existing_Space Heating_Natural Gas_Unit Heater_A_Achievable Economic RVT Potential | F7 | Industrial | Paper and Printing | Existing | Space Heating | Natural Gas | Unit Heater | A | Cumulative Energy Savings (MWh or mTherms) | Achievable Economic RVT Potential | 0 | 0 | 0 | 0 | 0 | 0.0036471 | 0.013563 | 0.032726 | 0.065383 | 0.11531 | 0.18102 | 0.2641 | 0.36415 | 0.47912 | 0.62651 | 0.77802 | 0.94512 | 1.1023 | 1.249 | 1.3892 | 1.513 | 1.6344 | 1.7257 | 1.8033 | 1.8711 | 1.9306 | 1.9651 | 1.9986 | 0 | 0 | 0
F8_Industrial_Paper and Printing_Existing_Space Heating_Natural Gas_Unit Heater_A_Achievable Economic RVT Potential | F8 | Industrial | Paper and Printing | Existing | Space Heating | Natural Gas | Unit Heater | A | Cumulative Summer Peak Savings (MW) | Achievable Economic RVT Potential | 0 | 0 | 0 | 0 | 0 | 0 | 0 | 0 | 0 | 0 | 0 | 0 | 0 | 0 | 0 | 0 | 0 | 0 | 0 | 0 | 0 | 0 | 0 | 0 | 0 | 0 | 0 | 0 | 0 | 0 | 0
F9_Industrial_Paper and Printing_Existing_Space Heating_Natural Gas_Unit Heater_A_Achievable Economic RVT Potential | F9 | Industrial | Paper and Printing | Existing | Space Heating | Natural Gas | Unit Heater | A | Cumulative Winter Peak Savings (MW) | Achievable Economic RVT Potential | 0 | 0 | 0 | 0 | 0 | 0 | 0 | 0 | 0 | 0 | 0 | 0 | 0 | 0 | 0 | 0 | 0 | 0 | 0 | 0 | 0 | 0 | 0 | 0 | 0 | 0 | 0 | 0 | 0 | 0 | 0
F10_Industrial_Paper and Printing_Existing_Space Heating_Natural Gas_Unit Heater_A_Achievable Economic RVT Potential | F10 | Industrial | Paper and Printing | Existing | Space Heating | Natural Gas | Unit Heater | A | Purchases (Incremental) | Achievable Economic RVT Potential | 0 | 0 | 0 | 0 | 0 | 0.00023123 | 0.00062869 | 0.001215 | 0.0020705 | 0.0031652 | 0.0041663 | 0.0052674 | 0.0063437 | 0.0072893 | 0.0093445 | 0.0096062 | 0.010594 | 0.010194 | 0.0099289 | 0.01011 | 0.0099174 | 0.010864 | 0.0099535 | 0.010185 | 0.010643 | 0.011059 | 0.011537 | 0.01173 | 0.011852 | 0.011936 | 0.011953
F11_Industrial_Paper and Printing_Existing_Space Heating_Natural Gas_Unit Heater_A_Achievable Economic RVT Potential | F11 | Industrial | Paper and Printing | Existing | Space Heating | Natural Gas | Unit Heater | A | Purchases (Cumulative) | Achievable Economic RVT Potential | 0 | 0 | 0 | 0 | 0 | 0.00023123 | 0.00085992 | 0.0020749 | 0.0041454 | 0.0073106 | 0.011477 | 0.016744 | 0.023088 | 0.030377 | 0.039722 | 0.049328 | 0.059922 | 0.069886 | 0.079186 | 0.088081 | 0.095928 | 0.10363 | 0.10941 | 0.11433 | 0.11863 | 0.1224 | 0.12459 | 0.12672 | 0.12797 | 0.12972 | 0.13174
F1_Industrial_Paper and Printing_New_Space Heating_Natural Gas_Furnace_A_Achievable Economic RVT Potential | F1 | Industrial | Paper and Printing | New | Space Heating | Natural Gas | Furnace | A | Integrated Unit Energy Savings (kWh or therms) | Achievable Economic RVT Potential | 0 | 0 | 0 | 0 | 0 | 0 | 0 | 0 | 0 | 0 | 0 | 0 | 0 | 0 | 0 | 0 | 0 | 0 | 0 | 0 | 0 | 0 | 0 | 0 | 0 | 0 | 0 | 0 | 0 | 0 | 0
F2_Industrial_Paper and Printing_New_Space Heating_Natural Gas_Furnace_A_Achievable Economic RVT Potential | F2 | Industrial | Paper and Printing | New | Space Heating | Natural Gas | Furnace | A | Integrated Unit Summer Peak Savings (kW) | Achievable Economic RVT Potential | 0 | 0 | 0 | 0 | 0 | 0 | 0 | 0 | 0 | 0 | 0 | 0 | 0 | 0 | 0 | 0 | 0 | 0 | 0 | 0 | 0 | 0 | 0 | 0 | 0 | 0 | 0 | 0 | 0 | 0 | 0
F3_Industrial_Paper and Printing_New_Space Heating_Natural Gas_Furnace_A_Achievable Economic RVT Potential | F3 | Industrial | Paper and Printing | New | Space Heating | Natural Gas | Furnace | A | Integrated Unit Winter Peak Savings (kW) | Achievable Economic RVT Potential | 0 | 0 | 0 | 0 | 0 | 0 | 0 | 0 | 0 | 0 | 0 | 0 | 0 | 0 | 0 | 0 | 0 | 0 | 0 | 0 | 0 | 0 | 0 | 0 | 0 | 0 | 0 | 0 | 0 | 0 | 0
F4_Industrial_Paper and Printing_New_Space Heating_Natural Gas_Furnace_A_Achievable Economic RVT Potential | F4 | Industrial | Paper and Printing | New | Space Heating | Natural Gas | Furnace | A | Incremental Energy Savings (MWh or mTherms) | Achievable Economic RVT Potential | 0 | 0 | 0 | 0 | 0 | 0 | 0 | 0 | 0 | 0 | 0 | 0 | 0 | 0 | 0 | 0 | 0 | 0 | 0 | 0 | 0 | 0 | 0 | 0 | 0 | 0 | 0 | 0 | 0 | 0 | 0
F5_Industrial_Paper and Printing_New_Space Heating_Natural Gas_Furnace_A_Achievable Economic RVT Potential | F5 | Industrial | Paper and Printing | New | Space Heating | Natural Gas | Furnace | A | Incremental Summer Peak Savings (MW) | Achievable Economic RVT Potential | 0 | 0 | 0 | 0 | 0 | 0 | 0 | 0 | 0 | 0 | 0 | 0 | 0 | 0 | 0 | 0 | 0 | 0 | 0 | 0 | 0 | 0 | 0 | 0 | 0 | 0 | 0 | 0 | 0 | 0 | 0
F6_Industrial_Paper and Printing_New_Space Heating_Natural Gas_Furnace_A_Achievable Economic RVT Potential | F6 | Industrial | Paper and Printing | New | Space Heating | Natural Gas | Furnace | A | Incremental Winter Peak Savings (MW) | Achievable Economic RVT Potential | 0 | 0 | 0 | 0 | 0 | 0 | 0 | 0 | 0 | 0 | 0 | 0 | 0 | 0 | 0 | 0 | 0 | 0 | 0 | 0 | 0 | 0 | 0 | 0 | 0 | 0 | 0 | 0 | 0 | 0 | 0
F7_Industrial_Paper and Printing_New_Space Heating_Natural Gas_Furnace_A_Achievable Economic RVT Potential | F7 | Industrial | Paper and Printing | New | Space Heating | Natural Gas | Furnace | A | Cumulative Energy Savings (MWh or mTherms) | Achievable Economic RVT Potential | 0 | 0 | 0 | 0 | 0 | 0 | 0 | 0 | 0 | 0 | 0 | 0 | 0 | 0 | 0 | 0 | 0 | 0 | 0 | 0 | 0 | 0 | 0 | 0 | 0 | 0 | 0 | 0 | 0 | 0 | 0
F8_Industrial_Paper and Printing_New_Space Heating_Natural Gas_Furnace_A_Achievable Economic RVT Potential | F8 | Industrial | Paper and Printing | New | Space Heating | Natural Gas | Furnace | A | Cumulative Summer Peak Savings (MW) | Achievable Economic RVT Potential | 0 | 0 | 0 | 0 | 0 | 0 | 0 | 0 | 0 | 0 | 0 | 0 | 0 | 0 | 0 | 0 | 0 | 0 | 0 | 0 | 0 | 0 | 0 | 0 | 0 | 0 | 0 | 0 | 0 | 0 | 0
F9_Industrial_Paper and Printing_New_Space Heating_Natural Gas_Furnace_A_Achievable Economic RVT Potential | F9 | Industrial | Paper and Printing | New | Space Heating | Natural Gas | Furnace | A | Cumulative Winter Peak Savings (MW) | Achievable Economic RVT Potential | 0 | 0 | 0 | 0 | 0 | 0 | 0 | 0 | 0 | 0 | 0 | 0 | 0 | 0 | 0 | 0 | 0 | 0 | 0 | 0 | 0 | 0 | 0 | 0 | 0 | 0 | 0 | 0 | 0 | 0 | 0
F10_Industrial_Paper and Printing_New_Space Heating_Natural Gas_Furnace_A_Achievable Economic RVT Potential | F10 | Industrial | Paper and Printing | New | Space Heating | Natural Gas | Furnace | A | Purchases (Incremental) | Achievable Economic RVT Potential | 0 | 0 | 0 | 0 | 0 | 0 | 0 | 0 | 0 | 0 | 0 | 0 | 0 | 0 | 0 | 0 | 0 | 0 | 0 | 0 | 0 | 0 | 0 | 0 | 0 | 0 | 0 | 0 | 0 | 0 | 0
F11_Industrial_Paper and Printing_New_Space Heating_Natural Gas_Furnace_A_Achievable Economic RVT Potential | F11 | Industrial | Paper and Printing | New | Space Heating | Natural Gas | Furnace | A | Purchases (Cumulative) | Achievable Economic RVT Potential | 0 | 0 | 0 | 0 | 0 | 0 | 0 | 0 | 0 | 0 | 0 | 0 | 0 | 0 | 0 | 0 | 0 | 0 | 0 | 0 | 0 | 0 | 0 | 0 | 0 | 0 | 0 | 0 | 0 | 0 | 0
F1_Industrial_Paper and Printing_New_Space Heating_Natural Gas_Boiler_A_Achievable Economic RVT Potential | F1 | Industrial | Paper and Printing | New | Space Heating | Natural Gas | Boiler | A | Integrated Unit Energy Savings (kWh or therms) | Achievable Economic RVT Potential | 0 | 0 | 0 | 0 | 0 | 0 | 0 | 0 | 0 | 0 | 0 | 0 | 0 | 0 | 0 | 0 | 0 | 0 | 0 | 0 | 0 | 0 | 0 | 0 | 0 | 0 | 0 | 0 | 0 | 0 | 0
F2_Industrial_Paper and Printing_New_Space Heating_Natural Gas_Boiler_A_Achievable Economic RVT Potential | F2 | Industrial | Paper and Printing | New | Space Heating | Natural Gas | Boiler | A | Integrated Unit Summer Peak Savings (kW) | Achievable Economic RVT Potential | 0 | 0 | 0 | 0 | 0 | 0 | 0 | 0 | 0 | 0 | 0 | 0 | 0 | 0 | 0 | 0 | 0 | 0 | 0 | 0 | 0 | 0 | 0 | 0 | 0 | 0 | 0 | 0 | 0 | 0 | 0
F3_Industrial_Paper and Printing_New_Space Heating_Natural Gas_Boiler_A_Achievable Economic RVT Potential | F3 | Industrial | Paper and Printing | New | Space Heating | Natural Gas | Boiler | A | Integrated Unit Winter Peak Savings (kW) | Achievable Economic RVT Potential | 0 | 0 | 0 | 0 | 0 | 0 | 0 | 0 | 0 | 0 | 0 | 0 | 0 | 0 | 0 | 0 | 0 | 0 | 0 | 0 | 0 | 0 | 0 | 0 | 0 | 0 | 0 | 0 | 0 | 0 | 0
F4_Industrial_Paper and Printing_New_Space Heating_Natural Gas_Boiler_A_Achievable Economic RVT Potential | F4 | Industrial | Paper and Printing | New | Space Heating | Natural Gas | Boiler | A | Incremental Energy Savings (MWh or mTherms) | Achievable Economic RVT Potential | 0 | 0 | 0 | 0 | 0 | 0 | 0 | 0 | 0 | 0 | 0 | 0 | 0 | 0 | 0 | 0 | 0 | 0 | 0 | 0 | 0 | 0 | 0 | 0 | 0 | 0 | 0 | 0 | 0 | 0 | 0
F5_Industrial_Paper and Printing_New_Space Heating_Natural Gas_Boiler_A_Achievable Economic RVT Potential | F5 | Industrial | Paper and Printing | New | Space Heating | Natural Gas | Boiler | A | Incremental Summer Peak Savings (MW) | Achievable Economic RVT Potential | 0 | 0 | 0 | 0 | 0 | 0 | 0 | 0 | 0 | 0 | 0 | 0 | 0 | 0 | 0 | 0 | 0 | 0 | 0 | 0 | 0 | 0 | 0 | 0 | 0 | 0 | 0 | 0 | 0 | 0 | 0
F6_Industrial_Paper and Printing_New_Space Heating_Natural Gas_Boiler_A_Achievable Economic RVT Potential | F6 | Industrial | Paper and Printing | New | Space Heating | Natural Gas | Boiler | A | Incremental Winter Peak Savings (MW) | Achievable Economic RVT Potential | 0 | 0 | 0 | 0 | 0 | 0 | 0 | 0 | 0 | 0 | 0 | 0 | 0 | 0 | 0 | 0 | 0 | 0 | 0 | 0 | 0 | 0 | 0 | 0 | 0 | 0 | 0 | 0 | 0 | 0 | 0
F7_Industrial_Paper and Printing_New_Space Heating_Natural Gas_Boiler_A_Achievable Economic RVT Potential | F7 | Industrial | Paper and Printing | New | Space Heating | Natural Gas | Boiler | A | Cumulative Energy Savings (MWh or mTherms) | Achievable Economic RVT Potential | 0 | 0 | 0 | 0 | 0 | 0 | 0 | 0 | 0 | 0 | 0 | 0 | 0 | 0 | 0 | 0 | 0 | 0 | 0 | 0 | 0 | 0 | 0 | 0 | 0 | 0 | 0 | 0 | 0 | 0 | 0
F8_Industrial_Paper and Printing_New_Space Heating_Natural Gas_Boiler_A_Achievable Economic RVT Potential | F8 | Industrial | Paper and Printing | New | Space Heating | Natural Gas | Boiler | A | Cumulative Summer Peak Savings (MW) | Achievable Economic RVT Potential | 0 | 0 | 0 | 0 | 0 | 0 | 0 | 0 | 0 | 0 | 0 | 0 | 0 | 0 | 0 | 0 | 0 | 0 | 0 | 0 | 0 | 0 | 0 | 0 | 0 | 0 | 0 | 0 | 0 | 0 | 0
F9_Industrial_Paper and Printing_New_Space Heating_Natural Gas_Boiler_A_Achievable Economic RVT Potential | F9 | Industrial | Paper and Printing | New | Space Heating | Natural Gas | Boiler | A | Cumulative Winter Peak Savings (MW) | Achievable Economic RVT Potential | 0 | 0 | 0 | 0 | 0 | 0 | 0 | 0 | 0 | 0 | 0 | 0 | 0 | 0 | 0 | 0 | 0 | 0 | 0 | 0 | 0 | 0 | 0 | 0 | 0 | 0 | 0 | 0 | 0 | 0 | 0
F10_Industrial_Paper and Printing_New_Space Heating_Natural Gas_Boiler_A_Achievable Economic RVT Potential | F10 | Industrial | Paper and Printing | New | Space Heating | Natural Gas | Boiler | A | Purchases (Incremental) | Achievable Economic RVT Potential | 0 | 0 | 0 | 0 | 0 | 0 | 0 | 0 | 0 | 0 | 0 | 0 | 0 | 0 | 0 | 0 | 0 | 0 | 0 | 0 | 0 | 0 | 0 | 0 | 0 | 0 | 0 | 0 | 0 | 0 | 0
F11_Industrial_Paper and Printing_New_Space Heating_Natural Gas_Boiler_A_Achievable Economic RVT Potential | F11 | Industrial | Paper and Printing | New | Space Heating | Natural Gas | Boiler | A | Purchases (Cumulative) | Achievable Economic RVT Potential | 0 | 0 | 0 | 0 | 0 | 0 | 0 | 0 | 0 | 0 | 0 | 0 | 0 | 0 | 0 | 0 | 0 | 0 | 0 | 0 | 0 | 0 | 0 | 0 | 0 | 0 | 0 | 0 | 0 | 0 | 0
F1_Industrial_Paper and Printing_New_Space Heating_Natural Gas_Unit Heater_A_Achievable Economic RVT Potential | F1 | Industrial | Paper and Printing | New | Space Heating | Natural Gas | Unit Heater | A | Integrated Unit Energy Savings (kWh or therms) | Achievable Economic RVT Potential | 0 | 28641.12 | 28641.12 | 28641.12 | 28641.12 | 15772.4108 | 15772.4108 | 15772.4108 | 15772.4108 | 15772.4108 | 15772.4108 | 15772.4108 | 15772.4108 | 15772.4108 | 15772.4108 | 15772.4108 | 15772.4108 | 15772.4108 | 15772.4108 | 15772.4108 | 15772.4108 | 15772.4108 | 15772.4108 | 15772.4108 | 15772.4108 | 15772.4108 | 15772.4108 | 15772.4108 | 15772.4108 | 15772.4108 | 15772.4108
F2_Industrial_Paper and Printing_New_Space Heating_Natural Gas_Unit Heater_A_Achievable Economic RVT Potential | F2 | Industrial | Paper and Printing | New | Space Heating | Natural Gas | Unit Heater | A | Integrated Unit Summer Peak Savings (kW) | Achievable Economic RVT Potential | 0 | 0 | 0 | 0 | 0 | 0 | 0 | 0 | 0 | 0 | 0 | 0 | 0 | 0 | 0 | 0 | 0 | 0 | 0 | 0 | 0 | 0 | 0 | 0 | 0 | 0 | 0 | 0 | 0 | 0 | 0
F3_Industrial_Paper and Printing_New_Space Heating_Natural Gas_Unit Heater_A_Achievable Economic RVT Potential | F3 | Industrial | Paper and Printing | New | Space Heating | Natural Gas | Unit Heater | A | Integrated Unit Winter Peak Savings (kW) | Achievable Economic RVT Potential | 0 | 0 | 0 | 0 | 0 | 0 | 0 | 0 | 0 | 0 | 0 | 0 | 0 | 0 | 0 | 0 | 0 | 0 | 0 | 0 | 0 | 0 | 0 | 0 | 0 | 0 | 0 | 0 | 0 | 0 | 0
F4_Industrial_Paper and Printing_New_Space Heating_Natural Gas_Unit Heater_A_Achievable Economic RVT Potential | F4 | Industrial | Paper and Printing | New | Space Heating | Natural Gas | Unit Heater | A | Incremental Energy Savings (MWh or mTherms) | Achievable Economic RVT Potential | 0 | 0 | 0 | 0 | 0 | 0.0013494 | 0.0026525 | 0.0039765 | 0.0052708 | 0.006592 | 0.007785 | 0.010207 | 0.012366 | 0.014134 | 0.015539 | 0.01697 | 0.01804 | 0.019047 | 0.024176 | 0.023771 | 0.023502 | 0.023725 | 0.024217 | 0.024676 | 0.025244 | 0.025844 | 0.02655 | 0.027177 | 0.029007 | 0.030346 | 0.031287
F5_Industrial_Paper and Printing_New_Space Heating_Natural Gas_Unit Heater_A_Achievable Economic RVT Potential | F5 | Industrial | Paper and Printing | New | Space Heating | Natural Gas | Unit Heater | A | Incremental Summer Peak Savings (MW) | Achievable Economic RVT Potential | 0 | 0 | 0 | 0 | 0 | 0 | 0 | 0 | 0 | 0 | 0 | 0 | 0 | 0 | 0 | 0 | 0 | 0 | 0 | 0 | 0 | 0 | 0 | 0 | 0 | 0 | 0 | 0 | 0 | 0 | 0
F6_Industrial_Paper and Printing_New_Space Heating_Natural Gas_Unit Heater_A_Achievable Economic RVT Potential | F6 | Industrial | Paper and Printing | New | Space Heating | Natural Gas | Unit Heater | A | Incremental Winter Peak Savings (MW) | Achievable Economic RVT Potential | 0 | 0 | 0 | 0 | 0 | 0 | 0 | 0 | 0 | 0 | 0 | 0 | 0 | 0 | 0 | 0 | 0 | 0 | 0 | 0 | 0 | 0 | 0 | 0 | 0 | 0 | 0 | 0 | 0 | 0 | 0
F7_Industrial_Paper and Printing_New_Space Heating_Natural Gas_Unit Heater_A_Achievable Economic RVT Potential | F7 | Industrial | Paper and Printing | New | Space Heating | Natural Gas | Unit Heater | A | Cumulative Energy Savings (MWh or mTherms) | Achievable Economic RVT Potential | 0 | 0 | 0 | 0 | 0 | 0.0013494 | 0.0040019 | 0.0079784 | 0.013249 | 0.019841 | 0.027626 | 0.037833 | 0.0502 | 0.064334 | 0.079873 | 0.096843 | 0.11488 | 0.13258 | 0.1541 | 0.1739 | 0.19213 | 0.20926 | 0.22569 | 0.24016 | 0.25304 | 0.26475 | 0.27576 | 0.28597 | 0 | 0 | 0
F8_Industrial_Paper and Printing_New_Space Heating_Natural Gas_Unit Heater_A_Achievable Economic RVT Potential | F8 | Industrial | Paper and Printing | New | Space Heating | Natural Gas | Unit Heater | A | Cumulative Summer Peak Savings (MW) | Achievable Economic RVT Potential | 0 | 0 | 0 | 0 | 0 | 0 | 0 | 0 | 0 | 0 | 0 | 0 | 0 | 0 | 0 | 0 | 0 | 0 | 0 | 0 | 0 | 0 | 0 | 0 | 0 | 0 | 0 | 0 | 0 | 0 | 0
F9_Industrial_Paper and Printing_New_Space Heating_Natural Gas_Unit Heater_A_Achievable Economic RVT Potential | F9 | Industrial | Paper and Printing | New | Space Heating | Natural Gas | Unit Heater | A | Cumulative Winter Peak Savings (MW) | Achievable Economic RVT Potential | 0 | 0 | 0 | 0 | 0 | 0 | 0 | 0 | 0 | 0 | 0 | 0 | 0 | 0 | 0 | 0 | 0 | 0 | 0 | 0 | 0 | 0 | 0 | 0 | 0 | 0 | 0 | 0 | 0 | 0 | 0
F10_Industrial_Paper and Printing_New_Space Heating_Natural Gas_Unit Heater_A_Achievable Economic RVT Potential | F10 | Industrial | Paper and Printing | New | Space Heating | Natural Gas | Unit Heater | A | Purchases (Incremental) | Achievable Economic RVT Potential | 0 | 0 | 0 | 0 | 0 | 8.5556e-05 | 0.00016817 | 0.00025212 | 0.00033418 | 0.00041795 | 0.00049359 | 0.00064716 | 0.00078404 | 0.00089613 | 0.00098523 | 0.0010759 | 0.0011438 | 0.0012076 | 0.0015328 | 0.0015071 | 0.00149 | 0.0015042 | 0.0015354 | 0.0015645 | 0.0016005 | 0.0016385 | 0.0016833 | 0.0017231 | 0.0018391 | 0.001924 | 0.0019837
F11_Industrial_Paper and Printing_New_Space Heating_Natural Gas_Unit Heater_A_Achievable Economic RVT Potential | F11 | Industrial | Paper and Printing | New | Space Heating | Natural Gas | Unit Heater | A | Purchases (Cumulative) | Achievable Economic RVT Potential | 0 | 0 | 0 | 0 | 0 | 8.5556e-05 | 0.00025373 | 0.00050585 | 0.00084002 | 0.001258 | 0.0017516 | 0.0023987 | 0.0031828 | 0.0040789 | 0.0050641 | 0.00614 | 0.0072838 | 0.0084059 | 0.0097705 | 0.011025 | 0.012181 | 0.013268 | 0.014309 | 0.015227 | 0.016043 | 0.016786 | 0.017484 | 0.018131 | 0.018826 | 0.019543 | 0.019994
F1_Industrial_Instruments_Existing_Space Heating_Natural Gas_Furnace_A_Achievable Economic RVT Potential | F1 | Industrial | Instruments | Existing | Space Heating | Natural Gas | Furnace | A | Integrated Unit Energy Savings (kWh or therms) | Achievable Economic RVT Potential | 0 | 505.0924 | 505.0924 | 505.0924 | 505.0924 | 138.7616 | 138.7616 | 138.7616 | 138.7616 | 138.7616 | 138.7616 | 138.7616 | 138.7616 | 138.7616 | 138.7616 | 138.7616 | 138.7616 | 138.7616 | 138.7616 | 138.7616 | 138.7616 | 138.7616 | 138.7616 | 138.7616 | 138.7616 | 138.7616 | 138.7616 | 138.7616 | 138.7616 | 138.7616 | 138.7616
F2_Industrial_Instruments_Existing_Space Heating_Natural Gas_Furnace_A_Achievable Economic RVT Potential | F2 | Industrial | Instruments | Existing | Space Heating | Natural Gas | Furnace | A | Integrated Unit Summer Peak Savings (kW) | Achievable Economic RVT Potential | 0 | 0 | 0 | 0 | 0 | 0 | 0 | 0 | 0 | 0 | 0 | 0 | 0 | 0 | 0 | 0 | 0 | 0 | 0 | 0 | 0 | 0 | 0 | 0 | 0 | 0 | 0 | 0 | 0 | 0 | 0
F3_Industrial_Instruments_Existing_Space Heating_Natural Gas_Furnace_A_Achievable Economic RVT Potential | F3 | Industrial | Instruments | Existing | Space Heating | Natural Gas | Furnace | A | Integrated Unit Winter Peak Savings (kW) | Achievable Economic RVT Potential | 0 | 0 | 0 | 0 | 0 | 0 | 0 | 0 | 0 | 0 | 0 | 0 | 0 | 0 | 0 | 0 | 0 | 0 | 0 | 0 | 0 | 0 | 0 | 0 | 0 | 0 | 0 | 0 | 0 | 0 | 0
F4_Industrial_Instruments_Existing_Space Heating_Natural Gas_Furnace_A_Achievable Economic RVT Potential | F4 | Industrial | Instruments | Existing | Space Heating | Natural Gas | Furnace | A | Incremental Energy Savings (MWh or mTherms) | Achievable Economic RVT Potential | 0 | 0 | 0 | 0 | 0 | 0.0015001 | 0.0031238 | 0.0033913 | 0.0047475 | 0.0061636 | 0.0072225 | 0.0082921 | 0.0084662 | 0.0083438 | 0.0092034 | 0.0079549 | 0.0077343 | 0.007369 | 0.0069923 | 0.0075541 | 0.007423 | 0.0075637 | 0.0080941 | 0.0082283 | 0.0083738 | 0.0085282 | 0.0087286 | 0.0089133 | 0.0090834 | 0.010413 | 0.011304
F5_Industrial_Instruments_Existing_Space Heating_Natural Gas_Furnace_A_Achievable Economic RVT Potential | F5 | Industrial | Instruments | Existing | Space Heating | Natural Gas | Furnace | A | Incremental Summer Peak Savings (MW) | Achievable Economic RVT Potential | 0 | 0 | 0 | 0 | 0 | 0 | 0 | 0 | 0 | 0 | 0 | 0 | 0 | 0 | 0 | 0 | 0 | 0 | 0 | 0 | 0 | 0 | 0 | 0 | 0 | 0 | 0 | 0 | 0 | 0 | 0
F6_Industrial_Instruments_Existing_Space Heating_Natural Gas_Furnace_A_Achievable Economic RVT Potential | F6 | Industrial | Instruments | Existing | Space Heating | Natural Gas | Furnace | A | Incremental Winter Peak Savings (MW) | Achievable Economic RVT Potential | 0 | 0 | 0 | 0 | 0 | 0 | 0 | 0 | 0 | 0 | 0 | 0 | 0 | 0 | 0 | 0 | 0 | 0 | 0 | 0 | 0 | 0 | 0 | 0 | 0 | 0 | 0 | 0 | 0 | 0 | 0
F7_Industrial_Instruments_Existing_Space Heating_Natural Gas_Furnace_A_Achievable Economic RVT Potential | F7 | Industrial | Instruments | Existing | Space Heating | Natural Gas | Furnace | A | Cumulative Energy Savings (MWh or mTherms) | Achievable Economic RVT Potential | 0 | 0 | 0 | 0 | 0 | 0.0015001 | 0.0046239 | 0.0080152 | 0.012763 | 0.018926 | 0.026149 | 0.034441 | 0.042907 | 0.051251 | 0.060454 | 0.068409 | 0.076143 | 0.083512 | 0.090505 | 0.098059 | 0.10548 | 0.11305 | 0.12114 | 0.12937 | 0.13774 | 0.14627 | 0.155 | 0.16391 | 0 | 0 | 0
F8_Industrial_Instruments_Existing_Space Heating_Natural Gas_Furnace_A_Achievable Economic RVT Potential | F8 | Industrial | Instruments | Existing | Space Heating | Natural Gas | Furnace | A | Cumulative Summer Peak Savings (MW) | Achievable Economic RVT Potential | 0 | 0 | 0 | 0 | 0 | 0 | 0 | 0 | 0 | 0 | 0 | 0 | 0 | 0 | 0 | 0 | 0 | 0 | 0 | 0 | 0 | 0 | 0 | 0 | 0 | 0 | 0 | 0 | 0 | 0 | 0
F9_Industrial_Instruments_Existing_Space Heating_Natural Gas_Furnace_A_Achievable Economic RVT Potential | F9 | Industrial | Instruments | Existing | Space Heating | Natural Gas | Furnace | A | Cumulative Winter Peak Savings (MW) | Achievable Economic RVT Potential | 0 | 0 | 0 | 0 | 0 | 0 | 0 | 0 | 0 | 0 | 0 | 0 | 0 | 0 | 0 | 0 | 0 | 0 | 0 | 0 | 0 | 0 | 0 | 0 | 0 | 0 | 0 | 0 | 0 | 0 | 0
F10_Industrial_Instruments_Existing_Space Heating_Natural Gas_Furnace_A_Achievable Economic RVT Potential | F10 | Industrial | Instruments | Existing | Space Heating | Natural Gas | Furnace | A | Purchases (Incremental) | Achievable Economic RVT Potential | 0 | 0 | 0 | 0 | 0 | 0.01081 | 0.022512 | 0.02444 | 0.034213 | 0.044418 | 0.05205 | 0.059758 | 0.061012 | 0.06013 | 0.066325 | 0.057328 | 0.055738 | 0.053105 | 0.050391 | 0.054439 | 0.053495 | 0.054509 | 0.058331 | 0.059298 | 0.060346 | 0.06146 | 0.062904 | 0.064234 | 0.065461 | 0.075041 | 0.081467
F11_Industrial_Instruments_Existing_Space Heating_Natural Gas_Furnace_A_Achievable Economic RVT Potential | F11 | Industrial | Instruments | Existing | Space Heating | Natural Gas | Furnace | A | Purchases (Cumulative) | Achievable Economic RVT Potential | 0 | 0 | 0 | 0 | 0 | 0.01081 | 0.033323 | 0.057763 | 0.091976 | 0.13639 | 0.18844 | 0.2482 | 0.30921 | 0.36934 | 0.43567 | 0.493 | 0.54874 | 0.60184 | 0.65223 | 0.70667 | 0.76017 | 0.81467 | 0.87301 | 0.9323 | 0.99265 | 1.0541 | 1.117 | 1.1812 | 1.2107 | 1.2107 | 1.2107
F1_Industrial_Instruments_Existing_Space Heating_Natural Gas_Boiler_A_Achievable Economic RVT Potential | F1 | Industrial | Instruments | Existing | Space Heating | Natural Gas | Boiler | A | Integrated Unit Energy Savings (kWh or therms) | Achievable Economic RVT Potential | 0 | 8772.191 | 8772.191 | 8772.191 | 8772.191 | 5375.3 | 5375.3 | 5375.3 | 5375.3 | 5375.3 | 5375.3 | 5375.3 | 5375.3 | 5375.3 | 5375.3 | 5375.3 | 5375.3 | 5375.3 | 5375.3 | 5375.3 | 5375.3 | 5375.3 | 5375.3 | 792.2778 | 792.2778 | 792.2778 | 792.2778 | 792.2778 | 792.2778 | 792.2778 | 792.2778
F2_Industrial_Instruments_Existing_Space Heating_Natural Gas_Boiler_A_Achievable Economic RVT Potential | F2 | Industrial | Instruments | Existing | Space Heating | Natural Gas | Boiler | A | Integrated Unit Summer Peak Savings (kW) | Achievable Economic RVT Potential | 0 | 0 | 0 | 0 | 0 | 0 | 0 | 0 | 0 | 0 | 0 | 0 | 0 | 0 | 0 | 0 | 0 | 0 | 0 | 0 | 0 | 0 | 0 | 0 | 0 | 0 | 0 | 0 | 0 | 0 | 0
F3_Industrial_Instruments_Existing_Space Heating_Natural Gas_Boiler_A_Achievable Economic RVT Potential | F3 | Industrial | Instruments | Existing | Space Heating | Natural Gas | Boiler | A | Integrated Unit Winter Peak Savings (kW) | Achievable Economic RVT Potential | 0 | 0 | 0 | 0 | 0 | 0 | 0 | 0 | 0 | 0 | 0 | 0 | 0 | 0 | 0 | 0 | 0 | 0 | 0 | 0 | 0 | 0 | 0 | 0 | 0 | 0 | 0 | 0 | 0 | 0 | 0
F4_Industrial_Instruments_Existing_Space Heating_Natural Gas_Boiler_A_Achievable Economic RVT Potential | F4 | Industrial | Instruments | Existing | Space Heating | Natural Gas | Boiler | A | Incremental Energy Savings (MWh or mTherms) | Achievable Economic RVT Potential | 0 | 0 | 0 | 0 | 0 | 0 | 0 | 0 | 0 | 0 | 0 | 0 | 0 | 0 | 0 | 0 | 0 | 0 | 0 | 0 | 0 | 0 | 0 | 0 | 0 | 0 | 0 | 0 | 0 | 0 | 0
F5_Industrial_Instruments_Existing_Space Heating_Natural Gas_Boiler_A_Achievable Economic RVT Potential | F5 | Industrial | Instruments | Existing | Space Heating | Natural Gas | Boiler | A | Incremental Summer Peak Savings (MW) | Achievable Economic RVT Potential | 0 | 0 | 0 | 0 | 0 | 0 | 0 | 0 | 0 | 0 | 0 | 0 | 0 | 0 | 0 | 0 | 0 | 0 | 0 | 0 | 0 | 0 | 0 | 0 | 0 | 0 | 0 | 0 | 0 | 0 | 0
F6_Industrial_Instruments_Existing_Space Heating_Natural Gas_Boiler_A_Achievable Economic RVT Potential | F6 | Industrial | Instruments | Existing | Space Heating | Natural Gas | Boiler | A | Incremental Winter Peak Savings (MW) | Achievable Economic RVT Potential | 0 | 0 | 0 | 0 | 0 | 0 | 0 | 0 | 0 | 0 | 0 | 0 | 0 | 0 | 0 | 0 | 0 | 0 | 0 | 0 | 0 | 0 | 0 | 0 | 0 | 0 | 0 | 0 | 0 | 0 | 0
F7_Industrial_Instruments_Existing_Space Heating_Natural Gas_Boiler_A_Achievable Economic RVT Potential | F7 | Industrial | Instruments | Existing | Space Heating | Natural Gas | Boiler | A | Cumulative Energy Savings (MWh or mTherms) | Achievable Economic RVT Potential | 0 | 0 | 0 | 0 | 0 | 0 | 0 | 0 | 0 | 0 | 0 | 0 | 0 | 0 | 0 | 0 | 0 | 0 | 0 | 0 | 0 | 0 | 0 | 0 | 0 | 0 | 0 | 0 | 0 | 0 | 0
F8_Industrial_Instruments_Existing_Space Heating_Natural Gas_Boiler_A_Achievable Economic RVT Potential | F8 | Industrial | Instruments | Existing | Space Heating | Natural Gas | Boiler | A | Cumulative Summer Peak Savings (MW) | Achievable Economic RVT Potential | 0 | 0 | 0 | 0 | 0 | 0 | 0 | 0 | 0 | 0 | 0 | 0 | 0 | 0 | 0 | 0 | 0 | 0 | 0 | 0 | 0 | 0 | 0 | 0 | 0 | 0 | 0 | 0 | 0 | 0 | 0
F9_Industrial_Instruments_Existing_Space Heating_Natural Gas_Boiler_A_Achievable Economic RVT Potential | F9 | Industrial | Instruments | Existing | Space Heating | Natural Gas | Boiler | A | Cumulative Winter Peak Savings (MW) | Achievable Economic RVT Potential | 0 | 0 | 0 | 0 | 0 | 0 | 0 | 0 | 0 | 0 | 0 | 0 | 0 | 0 | 0 | 0 | 0 | 0 | 0 | 0 | 0 | 0 | 0 | 0 | 0 | 0 | 0 | 0 | 0 | 0 | 0
F10_Industrial_Instruments_Existing_Space Heating_Natural Gas_Boiler_A_Achievable Economic RVT Potential | F10 | Industrial | Instruments | Existing | Space Heating | Natural Gas | Boiler | A | Purchases (Incremental) | Achievable Economic RVT Potential | 0 | 0 | 0 | 0 | 0 | 0 | 0 | 0 | 0 | 0 | 0 | 0 | 0 | 0 | 0 | 0 | 0 | 0 | 0 | 0 | 0 | 0 | 0 | 0 | 0 | 0 | 0 | 0 | 0 | 0 | 0
F11_Industrial_Instruments_Existing_Space Heating_Natural Gas_Boiler_A_Achievable Economic RVT Potential | F11 | Industrial | Instruments | Existing | Space Heating | Natural Gas | Boiler | A | Purchases (Cumulative) | Achievable Economic RVT Potential | 0 | 0 | 0 | 0 | 0 | 0 | 0 | 0 | 0 | 0 | 0 | 0 | 0 | 0 | 0 | 0 | 0 | 0 | 0 | 0 | 0 | 0 | 0 | 0 | 0 | 0 | 0 | 0 | 0 | 0 | 0
F1_Industrial_Instruments_Existing_Space Heating_Natural Gas_Unit Heater_A_Achievable Economic RVT Potential | F1 | Industrial | Instruments | Existing | Space Heating | Natural Gas | Unit Heater | A | Integrated Unit Energy Savings (kWh or therms) | Achievable Economic RVT Potential | 0 | 28641.12 | 28641.12 | 28641.12 | 28641.12 | 15772.4108 | 15772.4108 | 15772.4108 | 15772.4108 | 15772.4108 | 15772.4108 | 15772.4108 | 15772.4108 | 15772.4108 | 15772.4108 | 15772.4108 | 15772.4108 | 15772.4108 | 15772.4108 | 15772.4108 | 15772.4108 | 15772.4108 | 15772.4108 | 15772.4108 | 15772.4108 | 15772.4108 | 15772.4108 | 15772.4108 | 15772.4108 | 15772.4108 | 15772.4108
F2_Industrial_Instruments_Existing_Space Heating_Natural Gas_Unit Heater_A_Achievable Economic RVT Potential | F2 | Industrial | Instruments | Existing | Space Heating | Natural Gas | Unit Heater | A | Integrated Unit Summer Peak Savings (kW) | Achievable Economic RVT Potential | 0 | 0 | 0 | 0 | 0 | 0 | 0 | 0 | 0 | 0 | 0 | 0 | 0 | 0 | 0 | 0 | 0 | 0 | 0 | 0 | 0 | 0 | 0 | 0 | 0 | 0 | 0 | 0 | 0 | 0 | 0
F3_Industrial_Instruments_Existing_Space Heating_Natural Gas_Unit Heater_A_Achievable Economic RVT Potential | F3 | Industrial | Instruments | Existing | Space Heating | Natural Gas | Unit Heater | A | Integrated Unit Winter Peak Savings (kW) | Achievable Economic RVT Potential | 0 | 0 | 0 | 0 | 0 | 0 | 0 | 0 | 0 | 0 | 0 | 0 | 0 | 0 | 0 | 0 | 0 | 0 | 0 | 0 | 0 | 0 | 0 | 0 | 0 | 0 | 0 | 0 | 0 | 0 | 0
F4_Industrial_Instruments_Existing_Space Heating_Natural Gas_Unit Heater_A_Achievable Economic RVT Potential | F4 | Industrial | Instruments | Existing | Space Heating | Natural Gas | Unit Heater | A | Incremental Energy Savings (MWh or mTherms) | Achievable Economic RVT Potential | 0 | 0 | 0 | 0 | 0 | 0.023341 | 0.063461 | 0.12264 | 0.20901 | 0.31951 | 0.42056 | 0.53171 | 0.64035 | 0.73581 | 0.94326 | 0.96968 | 1.0694 | 1.0291 | 1.0023 | 1.0205 | 1.0011 | 1.0967 | 1.0047 | 1.0281 | 1.0744 | 1.1163 | 1.1646 | 1.184 | 1.1964 | 1.2049 | 1.2066
F5_Industrial_Instruments_Existing_Space Heating_Natural Gas_Unit Heater_A_Achievable Economic RVT Potential | F5 | Industrial | Instruments | Existing | Space Heating | Natural Gas | Unit Heater | A | Incremental Summer Peak Savings (MW) | Achievable Economic RVT Potential | 0 | 0 | 0 | 0 | 0 | 0 | 0 | 0 | 0 | 0 | 0 | 0 | 0 | 0 | 0 | 0 | 0 | 0 | 0 | 0 | 0 | 0 | 0 | 0 | 0 | 0 | 0 | 0 | 0 | 0 | 0
F6_Industrial_Instruments_Existing_Space Heating_Natural Gas_Unit Heater_A_Achievable Economic RVT Potential | F6 | Industrial | Instruments | Existing | Space Heating | Natural Gas | Unit Heater | A | Incremental Winter Peak Savings (MW) | Achievable Economic RVT Potential | 0 | 0 | 0 | 0 | 0 | 0 | 0 | 0 | 0 | 0 | 0 | 0 | 0 | 0 | 0 | 0 | 0 | 0 | 0 | 0 | 0 | 0 | 0 | 0 | 0 | 0 | 0 | 0 | 0 | 0 | 0
F7_Industrial_Instruments_Existing_Space Heating_Natural Gas_Unit Heater_A_Achievable Economic RVT Potential | F7 | Industrial | Instruments | Existing | Space Heating | Natural Gas | Unit Heater | A | Cumulative Energy Savings (MWh or mTherms) | Achievable Economic RVT Potential | 0 | 0 | 0 | 0 | 0 | 0.023341 | 0.086803 | 0.20944 | 0.41845 | 0.73796 | 1.1585 | 1.6902 | 2.3306 | 3.0664 | 4.0096 | 4.9793 | 6.0488 | 7.0545 | 7.9933 | 8.8912 | 9.6832 | 10.4604 | 11.0446 | 11.541 | 11.975 | 12.3555 | 12.5768 | 12.7912 | 0 | 0 | 0
F8_Industrial_Instruments_Existing_Space Heating_Natural Gas_Unit Heater_A_Achievable Economic RVT Potential | F8 | Industrial | Instruments | Existing | Space Heating | Natural Gas | Unit Heater | A | Cumulative Summer Peak Savings (MW) | Achievable Economic RVT Potential | 0 | 0 | 0 | 0 | 0 | 0 | 0 | 0 | 0 | 0 | 0 | 0 | 0 | 0 | 0 | 0 | 0 | 0 | 0 | 0 | 0 | 0 | 0 | 0 | 0 | 0 | 0 | 0 | 0 | 0 | 0
F9_Industrial_Instruments_Existing_Space Heating_Natural Gas_Unit Heater_A_Achievable Economic RVT Potential | F9 | Industrial | Instruments | Existing | Space Heating | Natural Gas | Unit Heater | A | Cumulative Winter Peak Savings (MW) | Achievable Economic RVT Potential | 0 | 0 | 0 | 0 | 0 | 0 | 0 | 0 | 0 | 0 | 0 | 0 | 0 | 0 | 0 | 0 | 0 | 0 | 0 | 0 | 0 | 0 | 0 | 0 | 0 | 0 | 0 | 0 | 0 | 0 | 0
F10_Industrial_Instruments_Existing_Space Heating_Natural Gas_Unit Heater_A_Achievable Economic RVT Potential | F10 | Industrial | Instruments | Existing | Space Heating | Natural Gas | Unit Heater | A | Purchases (Incremental) | Achievable Economic RVT Potential | 0 | 0 | 0 | 0 | 0 | 0.0014799 | 0.0040236 | 0.0077757 | 0.013251 | 0.020257 | 0.026664 | 0.033711 | 0.040599 | 0.046652 | 0.059805 | 0.06148 | 0.067804 | 0.065244 | 0.063545 | 0.064702 | 0.063471 | 0.069532 | 0.063702 | 0.065185 | 0.068116 | 0.070775 | 0.073837 | 0.075071 | 0.075851 | 0.076391 | 0.076499
F11_Industrial_Instruments_Existing_Space Heating_Natural Gas_Unit Heater_A_Achievable Economic RVT Potential | F11 | Industrial | Instruments | Existing | Space Heating | Natural Gas | Unit Heater | A | Purchases (Cumulative) | Achievable Economic RVT Potential | 0 | 0 | 0 | 0 | 0 | 0.0014799 | 0.0055035 | 0.013279 | 0.026531 | 0.046788 | 0.073452 | 0.10716 | 0.14776 | 0.19441 | 0.25422 | 0.3157 | 0.3835 | 0.44727 | 0.50679 | 0.56372 | 0.61394 | 0.66321 | 0.70025 | 0.73172 | 0.75924 | 0.78336 | 0.79739 | 0.81099 | 0.81903 | 0.83018 | 0.84313
F1_Industrial_Instruments_New_Space Heating_Natural Gas_Furnace_A_Achievable Economic RVT Potential | F1 | Industrial | Instruments | New | Space Heating | Natural Gas | Furnace | A | Integrated Unit Energy Savings (kWh or therms) | Achievable Economic RVT Potential | 0 | 0 | 0 | 0 | 0 | 0 | 0 | 0 | 0 | 0 | 0 | 0 | 0 | 0 | 0 | 0 | 0 | 0 | 0 | 0 | 0 | 0 | 0 | 0 | 0 | 0 | 0 | 0 | 0 | 0 | 0
F2_Industrial_Instruments_New_Space Heating_Natural Gas_Furnace_A_Achievable Economic RVT Potential | F2 | Industrial | Instruments | New | Space Heating | Natural Gas | Furnace | A | Integrated Unit Summer Peak Savings (kW) | Achievable Economic RVT Potential | 0 | 0 | 0 | 0 | 0 | 0 | 0 | 0 | 0 | 0 | 0 | 0 | 0 | 0 | 0 | 0 | 0 | 0 | 0 | 0 | 0 | 0 | 0 | 0 | 0 | 0 | 0 | 0 | 0 | 0 | 0
F3_Industrial_Instruments_New_Space Heating_Natural Gas_Furnace_A_Achievable Economic RVT Potential | F3 | Industrial | Instruments | New | Space Heating | Natural Gas | Furnace | A | Integrated Unit Winter Peak Savings (kW) | Achievable Economic RVT Potential | 0 | 0 | 0 | 0 | 0 | 0 | 0 | 0 | 0 | 0 | 0 | 0 | 0 | 0 | 0 | 0 | 0 | 0 | 0 | 0 | 0 | 0 | 0 | 0 | 0 | 0 | 0 | 0 | 0 | 0 | 0
F4_Industrial_Instruments_New_Space Heating_Natural Gas_Furnace_A_Achievable Economic RVT Potential | F4 | Industrial | Instruments | New | Space Heating | Natural Gas | Furnace | A | Incremental Energy Savings (MWh or mTherms) | Achievable Economic RVT Potential | 0 | 0 | 0 | 0 | 0 | 0 | 0 | 0 | 0 | 0 | 0 | 0 | 0 | 0 | 0 | 0 | 0 | 0 | 0 | 0 | 0 | 0 | 0 | 0 | 0 | 0 | 0 | 0 | 0 | 0 | 0
F5_Industrial_Instruments_New_Space Heating_Natural Gas_Furnace_A_Achievable Economic RVT Potential | F5 | Industrial | Instruments | New | Space Heating | Natural Gas | Furnace | A | Incremental Summer Peak Savings (MW) | Achievable Economic RVT Potential | 0 | 0 | 0 | 0 | 0 | 0 | 0 | 0 | 0 | 0 | 0 | 0 | 0 | 0 | 0 | 0 | 0 | 0 | 0 | 0 | 0 | 0 | 0 | 0 | 0 | 0 | 0 | 0 | 0 | 0 | 0
F6_Industrial_Instruments_New_Space Heating_Natural Gas_Furnace_A_Achievable Economic RVT Potential | F6 | Industrial | Instruments | New | Space Heating | Natural Gas | Furnace | A | Incremental Winter Peak Savings (MW) | Achievable Economic RVT Potential | 0 | 0 | 0 | 0 | 0 | 0 | 0 | 0 | 0 | 0 | 0 | 0 | 0 | 0 | 0 | 0 | 0 | 0 | 0 | 0 | 0 | 0 | 0 | 0 | 0 | 0 | 0 | 0 | 0 | 0 | 0
F7_Industrial_Instruments_New_Space Heating_Natural Gas_Furnace_A_Achievable Economic RVT Potential | F7 | Industrial | Instruments | New | Space Heating | Natural Gas | Furnace | A | Cumulative Energy Savings (MWh or mTherms) | Achievable Economic RVT Potential | 0 | 0 | 0 | 0 | 0 | 0 | 0 | 0 | 0 | 0 | 0 | 0 | 0 | 0 | 0 | 0 | 0 | 0 | 0 | 0 | 0 | 0 | 0 | 0 | 0 | 0 | 0 | 0 | 0 | 0 | 0
F8_Industrial_Instruments_New_Space Heating_Natural Gas_Furnace_A_Achievable Economic RVT Potential | F8 | Industrial | Instruments | New | Space Heating | Natural Gas | Furnace | A | Cumulative Summer Peak Savings (MW) | Achievable Economic RVT Potential | 0 | 0 | 0 | 0 | 0 | 0 | 0 | 0 | 0 | 0 | 0 | 0 | 0 | 0 | 0 | 0 | 0 | 0 | 0 | 0 | 0 | 0 | 0 | 0 | 0 | 0 | 0 | 0 | 0 | 0 | 0
F9_Industrial_Instruments_New_Space Heating_Natural Gas_Furnace_A_Achievable Economic RVT Potential | F9 | Industrial | Instruments | New | Space Heating | Natural Gas | Furnace | A | Cumulative Winter Peak Savings (MW) | Achievable Economic RVT Potential | 0 | 0 | 0 | 0 | 0 | 0 | 0 | 0 | 0 | 0 | 0 | 0 | 0 | 0 | 0 | 0 | 0 | 0 | 0 | 0 | 0 | 0 | 0 | 0 | 0 | 0 | 0 | 0 | 0 | 0 | 0
F10_Industrial_Instruments_New_Space Heating_Natural Gas_Furnace_A_Achievable Economic RVT Potential | F10 | Industrial | Instruments | New | Space Heating | Natural Gas | Furnace | A | Purchases (Incremental) | Achievable Economic RVT Potential | 0 | 0 | 0 | 0 | 0 | 0 | 0 | 0 | 0 | 0 | 0 | 0 | 0 | 0 | 0 | 0 | 0 | 0 | 0 | 0 | 0 | 0 | 0 | 0 | 0 | 0 | 0 | 0 | 0 | 0 | 0
F11_Industrial_Instruments_New_Space Heating_Natural Gas_Furnace_A_Achievable Economic RVT Potential | F11 | Industrial | Instruments | New | Space Heating | Natural Gas | Furnace | A | Purchases (Cumulative) | Achievable Economic RVT Potential | 0 | 0 | 0 | 0 | 0 | 0 | 0 | 0 | 0 | 0 | 0 | 0 | 0 | 0 | 0 | 0 | 0 | 0 | 0 | 0 | 0 | 0 | 0 | 0 | 0 | 0 | 0 | 0 | 0 | 0 | 0
F1_Industrial_Instruments_New_Space Heating_Natural Gas_Boiler_A_Achievable Economic RVT Potential | F1 | Industrial | Instruments | New | Space Heating | Natural Gas | Boiler | A | Integrated Unit Energy Savings (kWh or therms) | Achievable Economic RVT Potential | 0 | 0 | 0 | 0 | 0 | 0 | 0 | 0 | 0 | 0 | 0 | 0 | 0 | 0 | 0 | 0 | 0 | 0 | 0 | 0 | 0 | 0 | 0 | 0 | 0 | 0 | 0 | 0 | 0 | 0 | 0
F2_Industrial_Instruments_New_Space Heating_Natural Gas_Boiler_A_Achievable Economic RVT Potential | F2 | Industrial | Instruments | New | Space Heating | Natural Gas | Boiler | A | Integrated Unit Summer Peak Savings (kW) | Achievable Economic RVT Potential | 0 | 0 | 0 | 0 | 0 | 0 | 0 | 0 | 0 | 0 | 0 | 0 | 0 | 0 | 0 | 0 | 0 | 0 | 0 | 0 | 0 | 0 | 0 | 0 | 0 | 0 | 0 | 0 | 0 | 0 | 0
F3_Industrial_Instruments_New_Space Heating_Natural Gas_Boiler_A_Achievable Economic RVT Potential | F3 | Industrial | Instruments | New | Space Heating | Natural Gas | Boiler | A | Integrated Unit Winter Peak Savings (kW) | Achievable Economic RVT Potential | 0 | 0 | 0 | 0 | 0 | 0 | 0 | 0 | 0 | 0 | 0 | 0 | 0 | 0 | 0 | 0 | 0 | 0 | 0 | 0 | 0 | 0 | 0 | 0 | 0 | 0 | 0 | 0 | 0 | 0 | 0
F4_Industrial_Instruments_New_Space Heating_Natural Gas_Boiler_A_Achievable Economic RVT Potential | F4 | Industrial | Instruments | New | Space Heating | Natural Gas | Boiler | A | Incremental Energy Savings (MWh or mTherms) | Achievable Economic RVT Potential | 0 | 0 | 0 | 0 | 0 | 0 | 0 | 0 | 0 | 0 | 0 | 0 | 0 | 0 | 0 | 0 | 0 | 0 | 0 | 0 | 0 | 0 | 0 | 0 | 0 | 0 | 0 | 0 | 0 | 0 | 0
F5_Industrial_Instruments_New_Space Heating_Natural Gas_Boiler_A_Achievable Economic RVT Potential | F5 | Industrial | Instruments | New | Space Heating | Natural Gas | Boiler | A | Incremental Summer Peak Savings (MW) | Achievable Economic RVT Potential | 0 | 0 | 0 | 0 | 0 | 0 | 0 | 0 | 0 | 0 | 0 | 0 | 0 | 0 | 0 | 0 | 0 | 0 | 0 | 0 | 0 | 0 | 0 | 0 | 0 | 0 | 0 | 0 | 0 | 0 | 0
F6_Industrial_Instruments_New_Space Heating_Natural Gas_Boiler_A_Achievable Economic RVT Potential | F6 | Industrial | Instruments | New | Space Heating | Natural Gas | Boiler | A | Incremental Winter Peak Savings (MW) | Achievable Economic RVT Potential | 0 | 0 | 0 | 0 | 0 | 0 | 0 | 0 | 0 | 0 | 0 | 0 | 0 | 0 | 0 | 0 | 0 | 0 | 0 | 0 | 0 | 0 | 0 | 0 | 0 | 0 | 0 | 0 | 0 | 0 | 0
F7_Industrial_Instruments_New_Space Heating_Natural Gas_Boiler_A_Achievable Economic RVT Potential | F7 | Industrial | Instruments | New | Space Heating | Natural Gas | Boiler | A | Cumulative Energy Savings (MWh or mTherms) | Achievable Economic RVT Potential | 0 | 0 | 0 | 0 | 0 | 0 | 0 | 0 | 0 | 0 | 0 | 0 | 0 | 0 | 0 | 0 | 0 | 0 | 0 | 0 | 0 | 0 | 0 | 0 | 0 | 0 | 0 | 0 | 0 | 0 | 0
F8_Industrial_Instruments_New_Space Heating_Natural Gas_Boiler_A_Achievable Economic RVT Potential | F8 | Industrial | Instruments | New | Space Heating | Natural Gas | Boiler | A | Cumulative Summer Peak Savings (MW) | Achievable Economic RVT Potential | 0 | 0 | 0 | 0 | 0 | 0 | 0 | 0 | 0 | 0 | 0 | 0 | 0 | 0 | 0 | 0 | 0 | 0 | 0 | 0 | 0 | 0 | 0 | 0 | 0 | 0 | 0 | 0 | 0 | 0 | 0
F9_Industrial_Instruments_New_Space Heating_Natural Gas_Boiler_A_Achievable Economic RVT Potential | F9 | Industrial | Instruments | New | Space Heating | Natural Gas | Boiler | A | Cumulative Winter Peak Savings (MW) | Achievable Economic RVT Potential | 0 | 0 | 0 | 0 | 0 | 0 | 0 | 0 | 0 | 0 | 0 | 0 | 0 | 0 | 0 | 0 | 0 | 0 | 0 | 0 | 0 | 0 | 0 | 0 | 0 | 0 | 0 | 0 | 0 | 0 | 0
F10_Industrial_Instruments_New_Space Heating_Natural Gas_Boiler_A_Achievable Economic RVT Potential | F10 | Industrial | Instruments | New | Space Heating | Natural Gas | Boiler | A | Purchases (Incremental) | Achievable Economic RVT Potential | 0 | 0 | 0 | 0 | 0 | 0 | 0 | 0 | 0 | 0 | 0 | 0 | 0 | 0 | 0 | 0 | 0 | 0 | 0 | 0 | 0 | 0 | 0 | 0 | 0 | 0 | 0 | 0 | 0 | 0 | 0
F11_Industrial_Instruments_New_Space Heating_Natural Gas_Boiler_A_Achievable Economic RVT Potential | F11 | Industrial | Instruments | New | Space Heating | Natural Gas | Boiler | A | Purchases (Cumulative) | Achievable Economic RVT Potential | 0 | 0 | 0 | 0 | 0 | 0 | 0 | 0 | 0 | 0 | 0 | 0 | 0 | 0 | 0 | 0 | 0 | 0 | 0 | 0 | 0 | 0 | 0 | 0 | 0 | 0 | 0 | 0 | 0 | 0 | 0
F1_Industrial_Instruments_New_Space Heating_Natural Gas_Unit Heater_A_Achievable Economic RVT Potential | F1 | Industrial | Instruments | New | Space Heating | Natural Gas | Unit Heater | A | Integrated Unit Energy Savings (kWh or therms) | Achievable Economic RVT Potential | 0 | 28641.12 | 28641.12 | 28641.12 | 28641.12 | 15772.4108 | 15772.4108 | 15772.4108 | 15772.4108 | 15772.4108 | 15772.4108 | 15772.4108 | 15772.4108 | 15772.4108 | 15772.4108 | 15772.4108 | 15772.4108 | 15772.4108 | 15772.4108 | 15772.4108 | 15772.4108 | 15772.4108 | 15772.4108 | 15772.4108 | 15772.4108 | 15772.4108 | 15772.4108 | 15772.4108 | 15772.4108 | 15772.4108 | 15772.4108
F2_Industrial_Instruments_New_Space Heating_Natural Gas_Unit Heater_A_Achievable Economic RVT Potential | F2 | Industrial | Instruments | New | Space Heating | Natural Gas | Unit Heater | A | Integrated Unit Summer Peak Savings (kW) | Achievable Economic RVT Potential | 0 | 0 | 0 | 0 | 0 | 0 | 0 | 0 | 0 | 0 | 0 | 0 | 0 | 0 | 0 | 0 | 0 | 0 | 0 | 0 | 0 | 0 | 0 | 0 | 0 | 0 | 0 | 0 | 0 | 0 | 0
F3_Industrial_Instruments_New_Space Heating_Natural Gas_Unit Heater_A_Achievable Economic RVT Potential | F3 | Industrial | Instruments | New | Space Heating | Natural Gas | Unit Heater | A | Integrated Unit Winter Peak Savings (kW) | Achievable Economic RVT Potential | 0 | 0 | 0 | 0 | 0 | 0 | 0 | 0 | 0 | 0 | 0 | 0 | 0 | 0 | 0 | 0 | 0 | 0 | 0 | 0 | 0 | 0 | 0 | 0 | 0 | 0 | 0 | 0 | 0 | 0 | 0
F4_Industrial_Instruments_New_Space Heating_Natural Gas_Unit Heater_A_Achievable Economic RVT Potential | F4 | Industrial | Instruments | New | Space Heating | Natural Gas | Unit Heater | A | Incremental Energy Savings (MWh or mTherms) | Achievable Economic RVT Potential | 0 | 0 | 0 | 0 | 0 | 0.0086363 | 0.016976 | 0.02545 | 0.033733 | 0.042189 | 0.049824 | 0.065326 | 0.079143 | 0.090458 | 0.099452 | 0.10861 | 0.11546 | 0.1219 | 0.15473 | 0.15213 | 0.15041 | 0.15184 | 0.15499 | 0.15793 | 0.16156 | 0.1654 | 0.16992 | 0.17393 | 0.18564 | 0.19422 | 0.20024
F5_Industrial_Instruments_New_Space Heating_Natural Gas_Unit Heater_A_Achievable Economic RVT Potential | F5 | Industrial | Instruments | New | Space Heating | Natural Gas | Unit Heater | A | Incremental Summer Peak Savings (MW) | Achievable Economic RVT Potential | 0 | 0 | 0 | 0 | 0 | 0 | 0 | 0 | 0 | 0 | 0 | 0 | 0 | 0 | 0 | 0 | 0 | 0 | 0 | 0 | 0 | 0 | 0 | 0 | 0 | 0 | 0 | 0 | 0 | 0 | 0
F6_Industrial_Instruments_New_Space Heating_Natural Gas_Unit Heater_A_Achievable Economic RVT Potential | F6 | Industrial | Instruments | New | Space Heating | Natural Gas | Unit Heater | A | Incremental Winter Peak Savings (MW) | Achievable Economic RVT Potential | 0 | 0 | 0 | 0 | 0 | 0 | 0 | 0 | 0 | 0 | 0 | 0 | 0 | 0 | 0 | 0 | 0 | 0 | 0 | 0 | 0 | 0 | 0 | 0 | 0 | 0 | 0 | 0 | 0 | 0 | 0
F7_Industrial_Instruments_New_Space Heating_Natural Gas_Unit Heater_A_Achievable Economic RVT Potential | F7 | Industrial | Instruments | New | Space Heating | Natural Gas | Unit Heater | A | Cumulative Energy Savings (MWh or mTherms) | Achievable Economic RVT Potential | 0 | 0 | 0 | 0 | 0 | 0.0086363 | 0.025612 | 0.051062 | 0.084795 | 0.12698 | 0.17681 | 0.24213 | 0.32128 | 0.41173 | 0.51119 | 0.61979 | 0.73525 | 0.84851 | 0.98627 | 1.1129 | 1.2296 | 1.3393 | 1.4444 | 1.537 | 1.6195 | 1.6944 | 1.7649 | 1.8302 | 0 | 0 | 0
F8_Industrial_Instruments_New_Space Heating_Natural Gas_Unit Heater_A_Achievable Economic RVT Potential | F8 | Industrial | Instruments | New | Space Heating | Natural Gas | Unit Heater | A | Cumulative Summer Peak Savings (MW) | Achievable Economic RVT Potential | 0 | 0 | 0 | 0 | 0 | 0 | 0 | 0 | 0 | 0 | 0 | 0 | 0 | 0 | 0 | 0 | 0 | 0 | 0 | 0 | 0 | 0 | 0 | 0 | 0 | 0 | 0 | 0 | 0 | 0 | 0
F9_Industrial_Instruments_New_Space Heating_Natural Gas_Unit Heater_A_Achievable Economic RVT Potential | F9 | Industrial | Instruments | New | Space Heating | Natural Gas | Unit Heater | A | Cumulative Winter Peak Savings (MW) | Achievable Economic RVT Potential | 0 | 0 | 0 | 0 | 0 | 0 | 0 | 0 | 0 | 0 | 0 | 0 | 0 | 0 | 0 | 0 | 0 | 0 | 0 | 0 | 0 | 0 | 0 | 0 | 0 | 0 | 0 | 0 | 0 | 0 | 0
F10_Industrial_Instruments_New_Space Heating_Natural Gas_Unit Heater_A_Achievable Economic RVT Potential | F10 | Industrial | Instruments | New | Space Heating | Natural Gas | Unit Heater | A | Purchases (Incremental) | Achievable Economic RVT Potential | 0 | 0 | 0 | 0 | 0 | 0.00054756 | 0.0010763 | 0.0016136 | 0.0021387 | 0.0026749 | 0.0031589 | 0.0041418 | 0.0050178 | 0.0057352 | 0.0063054 | 0.0068859 | 0.0073203 | 0.0077285 | 0.0098101 | 0.0096454 | 0.0095362 | 0.0096271 | 0.0098266 | 0.010013 | 0.010243 | 0.010487 | 0.010773 | 0.011028 | 0.01177 | 0.012314 | 0.012696
F11_Industrial_Instruments_New_Space Heating_Natural Gas_Unit Heater_A_Achievable Economic RVT Potential | F11 | Industrial | Instruments | New | Space Heating | Natural Gas | Unit Heater | A | Purchases (Cumulative) | Achievable Economic RVT Potential | 0 | 0 | 0 | 0 | 0 | 0.00054756 | 0.0016239 | 0.0032374 | 0.0053761 | 0.008051 | 0.01121 | 0.015352 | 0.02037 | 0.026105 | 0.03241 | 0.039296 | 0.046616 | 0.053797 | 0.062531 | 0.070563 | 0.077961 | 0.084913 | 0.09158 | 0.097451 | 0.10268 | 0.10743 | 0.1119 | 0.11604 | 0.12049 | 0.12507 | 0.12796
F1_Industrial_Wood and Lumber Products_Existing_Space Heating_Natural Gas_Furnace_A_Achievable Economic RVT Potential | F1 | Industrial | Wood and Lumber Products | Existing | Space Heating | Natural Gas | Furnace | A | Integrated Unit Energy Savings (kWh or therms) | Achievable Economic RVT Potential | 0 | 505.0924 | 505.0924 | 505.0924 | 505.0924 | 138.7616 | 138.7616 | 138.7616 | 138.7616 | 138.7616 | 138.7616 | 138.7616 | 138.7616 | 138.7616 | 138.7616 | 138.7616 | 138.7616 | 138.7616 | 138.7616 | 138.7616 | 138.7616 | 138.7616 | 138.7616 | 138.7616 | 138.7616 | 138.7616 | 138.7616 | 138.7616 | 138.7616 | 138.7616 | 138.7616
F2_Industrial_Wood and Lumber Products_Existing_Space Heating_Natural Gas_Furnace_A_Achievable Economic RVT Potential | F2 | Industrial | Wood and Lumber Products | Existing | Space Heating | Natural Gas | Furnace | A | Integrated Unit Summer Peak Savings (kW) | Achievable Economic RVT Potential | 0 | 0 | 0 | 0 | 0 | 0 | 0 | 0 | 0 | 0 | 0 | 0 | 0 | 0 | 0 | 0 | 0 | 0 | 0 | 0 | 0 | 0 | 0 | 0 | 0 | 0 | 0 | 0 | 0 | 0 | 0
F3_Industrial_Wood and Lumber Products_Existing_Space Heating_Natural Gas_Furnace_A_Achievable Economic RVT Potential | F3 | Industrial | Wood and Lumber Products | Existing | Space Heating | Natural Gas | Furnace | A | Integrated Unit Winter Peak Savings (kW) | Achievable Economic RVT Potential | 0 | 0 | 0 | 0 | 0 | 0 | 0 | 0 | 0 | 0 | 0 | 0 | 0 | 0 | 0 | 0 | 0 | 0 | 0 | 0 | 0 | 0 | 0 | 0 | 0 | 0 | 0 | 0 | 0 | 0 | 0
F4_Industrial_Wood and Lumber Products_Existing_Space Heating_Natural Gas_Furnace_A_Achievable Economic RVT Potential | F4 | Industrial | Wood and Lumber Products | Existing | Space Heating | Natural Gas | Furnace | A | Incremental Energy Savings (MWh or mTherms) | Achievable Economic RVT Potential | 0 | 0 | 0 | 0 | 0 | 0.00031904 | 0.00066438 | 0.00072127 | 0.0010097 | 0.0013109 | 0.0015361 | 0.0017636 | 0.0018006 | 0.0017746 | 0.0019574 | 0.0016919 | 0.001645 | 0.0015672 | 0.0014871 | 0.0016066 | 0.0015787 | 0.0016087 | 0.0017215 | 0.00175 | 0.0017809 | 0.0018138 | 0.0018564 | 0.0018957 | 0.0019319 | 0.0022146 | 0.0024042
F5_Industrial_Wood and Lumber Products_Existing_Space Heating_Natural Gas_Furnace_A_Achievable Economic RVT Potential | F5 | Industrial | Wood and Lumber Products | Existing | Space Heating | Natural Gas | Furnace | A | Incremental Summer Peak Savings (MW) | Achievable Economic RVT Potential | 0 | 0 | 0 | 0 | 0 | 0 | 0 | 0 | 0 | 0 | 0 | 0 | 0 | 0 | 0 | 0 | 0 | 0 | 0 | 0 | 0 | 0 | 0 | 0 | 0 | 0 | 0 | 0 | 0 | 0 | 0
F6_Industrial_Wood and Lumber Products_Existing_Space Heating_Natural Gas_Furnace_A_Achievable Economic RVT Potential | F6 | Industrial | Wood and Lumber Products | Existing | Space Heating | Natural Gas | Furnace | A | Incremental Winter Peak Savings (MW) | Achievable Economic RVT Potential | 0 | 0 | 0 | 0 | 0 | 0 | 0 | 0 | 0 | 0 | 0 | 0 | 0 | 0 | 0 | 0 | 0 | 0 | 0 | 0 | 0 | 0 | 0 | 0 | 0 | 0 | 0 | 0 | 0 | 0 | 0
F7_Industrial_Wood and Lumber Products_Existing_Space Heating_Natural Gas_Furnace_A_Achievable Economic RVT Potential | F7 | Industrial | Wood and Lumber Products | Existing | Space Heating | Natural Gas | Furnace | A | Cumulative Energy Savings (MWh or mTherms) | Achievable Economic RVT Potential | 0 | 0 | 0 | 0 | 0 | 0.00031904 | 0.00098342 | 0.0017047 | 0.0027144 | 0.0040253 | 0.0055614 | 0.0073249 | 0.0091255 | 0.0109 | 0.012857 | 0.014549 | 0.016194 | 0.017762 | 0.019249 | 0.020855 | 0.022434 | 0.024043 | 0.025764 | 0.027514 | 0.029295 | 0.031109 | 0.032965 | 0.034861 | 0 | 0 | 0
F8_Industrial_Wood and Lumber Products_Existing_Space Heating_Natural Gas_Furnace_A_Achievable Economic RVT Potential | F8 | Industrial | Wood and Lumber Products | Existing | Space Heating | Natural Gas | Furnace | A | Cumulative Summer Peak Savings (MW) | Achievable Economic RVT Potential | 0 | 0 | 0 | 0 | 0 | 0 | 0 | 0 | 0 | 0 | 0 | 0 | 0 | 0 | 0 | 0 | 0 | 0 | 0 | 0 | 0 | 0 | 0 | 0 | 0 | 0 | 0 | 0 | 0 | 0 | 0
F9_Industrial_Wood and Lumber Products_Existing_Space Heating_Natural Gas_Furnace_A_Achievable Economic RVT Potential | F9 | Industrial | Wood and Lumber Products | Existing | Space Heating | Natural Gas | Furnace | A | Cumulative Winter Peak Savings (MW) | Achievable Economic RVT Potential | 0 | 0 | 0 | 0 | 0 | 0 | 0 | 0 | 0 | 0 | 0 | 0 | 0 | 0 | 0 | 0 | 0 | 0 | 0 | 0 | 0 | 0 | 0 | 0 | 0 | 0 | 0 | 0 | 0 | 0 | 0
F10_Industrial_Wood and Lumber Products_Existing_Space Heating_Natural Gas_Furnace_A_Achievable Economic RVT Potential | F10 | Industrial | Wood and Lumber Products | Existing | Space Heating | Natural Gas | Furnace | A | Purchases (Incremental) | Achievable Economic RVT Potential | 0 | 0 | 0 | 0 | 0 | 0.0022992 | 0.0047879 | 0.0051979 | 0.0072766 | 0.009447 | 0.01107 | 0.012709 | 0.012976 | 0.012789 | 0.014106 | 0.012193 | 0.011855 | 0.011295 | 0.010717 | 0.011578 | 0.011377 | 0.011593 | 0.012406 | 0.012612 | 0.012835 | 0.013071 | 0.013378 | 0.013661 | 0.013922 | 0.01596 | 0.017326
F11_Industrial_Wood and Lumber Products_Existing_Space Heating_Natural Gas_Furnace_A_Achievable Economic RVT Potential | F11 | Industrial | Wood and Lumber Products | Existing | Space Heating | Natural Gas | Furnace | A | Purchases (Cumulative) | Achievable Economic RVT Potential | 0 | 0 | 0 | 0 | 0 | 0.0022992 | 0.0070871 | 0.012285 | 0.019562 | 0.029009 | 0.040079 | 0.052788 | 0.065764 | 0.078553 | 0.092659 | 0.10485 | 0.11671 | 0.128 | 0.13872 | 0.1503 | 0.16167 | 0.17327 | 0.18567 | 0.19828 | 0.21112 | 0.22419 | 0.23757 | 0.25123 | 0.25749 | 0.25749 | 0.25749
F1_Industrial_Wood and Lumber Products_Existing_Space Heating_Natural Gas_Boiler_A_Achievable Economic RVT Potential | F1 | Industrial | Wood and Lumber Products | Existing | Space Heating | Natural Gas | Boiler | A | Integrated Unit Energy Savings (kWh or therms) | Achievable Economic RVT Potential | 0 | 8772.191 | 8772.191 | 8772.191 | 8772.191 | 5375.3 | 5375.3 | 5375.3 | 5375.3 | 5375.3 | 5375.3 | 5375.3 | 5375.3 | 5375.3 | 5375.3 | 5375.3 | 5375.3 | 5375.3 | 5375.3 | 5375.3 | 5375.3 | 5375.3 | 5375.3 | 792.2778 | 792.2778 | 792.2778 | 792.2778 | 792.2778 | 792.2778 | 792.2778 | 792.2778
F2_Industrial_Wood and Lumber Products_Existing_Space Heating_Natural Gas_Boiler_A_Achievable Economic RVT Potential | F2 | Industrial | Wood and Lumber Products | Existing | Space Heating | Natural Gas | Boiler | A | Integrated Unit Summer Peak Savings (kW) | Achievable Economic RVT Potential | 0 | 0 | 0 | 0 | 0 | 0 | 0 | 0 | 0 | 0 | 0 | 0 | 0 | 0 | 0 | 0 | 0 | 0 | 0 | 0 | 0 | 0 | 0 | 0 | 0 | 0 | 0 | 0 | 0 | 0 | 0
F3_Industrial_Wood and Lumber Products_Existing_Space Heating_Natural Gas_Boiler_A_Achievable Economic RVT Potential | F3 | Industrial | Wood and Lumber Products | Existing | Space Heating | Natural Gas | Boiler | A | Integrated Unit Winter Peak Savings (kW) | Achievable Economic RVT Potential | 0 | 0 | 0 | 0 | 0 | 0 | 0 | 0 | 0 | 0 | 0 | 0 | 0 | 0 | 0 | 0 | 0 | 0 | 0 | 0 | 0 | 0 | 0 | 0 | 0 | 0 | 0 | 0 | 0 | 0 | 0
F4_Industrial_Wood and Lumber Products_Existing_Space Heating_Natural Gas_Boiler_A_Achievable Economic RVT Potential | F4 | Industrial | Wood and Lumber Products | Existing | Space Heating | Natural Gas | Boiler | A | Incremental Energy Savings (MWh or mTherms) | Achievable Economic RVT Potential | 0 | 0 | 0 | 0 | 0 | 0 | 0 | 0 | 0 | 0 | 0 | 0 | 0 | 0 | 0 | 0 | 0 | 0 | 0 | 0 | 0 | 0 | 0 | 0 | 0 | 0 | 0 | 0 | 0 | 0 | 0
F5_Industrial_Wood and Lumber Products_Existing_Space Heating_Natural Gas_Boiler_A_Achievable Economic RVT Potential | F5 | Industrial | Wood and Lumber Products | Existing | Space Heating | Natural Gas | Boiler | A | Incremental Summer Peak Savings (MW) | Achievable Economic RVT Potential | 0 | 0 | 0 | 0 | 0 | 0 | 0 | 0 | 0 | 0 | 0 | 0 | 0 | 0 | 0 | 0 | 0 | 0 | 0 | 0 | 0 | 0 | 0 | 0 | 0 | 0 | 0 | 0 | 0 | 0 | 0
F6_Industrial_Wood and Lumber Products_Existing_Space Heating_Natural Gas_Boiler_A_Achievable Economic RVT Potential | F6 | Industrial | Wood and Lumber Products | Existing | Space Heating | Natural Gas | Boiler | A | Incremental Winter Peak Savings (MW) | Achievable Economic RVT Potential | 0 | 0 | 0 | 0 | 0 | 0 | 0 | 0 | 0 | 0 | 0 | 0 | 0 | 0 | 0 | 0 | 0 | 0 | 0 | 0 | 0 | 0 | 0 | 0 | 0 | 0 | 0 | 0 | 0 | 0 | 0
F7_Industrial_Wood and Lumber Products_Existing_Space Heating_Natural Gas_Boiler_A_Achievable Economic RVT Potential | F7 | Industrial | Wood and Lumber Products | Existing | Space Heating | Natural Gas | Boiler | A | Cumulative Energy Savings (MWh or mTherms) | Achievable Economic RVT Potential | 0 | 0 | 0 | 0 | 0 | 0 | 0 | 0 | 0 | 0 | 0 | 0 | 0 | 0 | 0 | 0 | 0 | 0 | 0 | 0 | 0 | 0 | 0 | 0 | 0 | 0 | 0 | 0 | 0 | 0 | 0
F8_Industrial_Wood and Lumber Products_Existing_Space Heating_Natural Gas_Boiler_A_Achievable Economic RVT Potential | F8 | Industrial | Wood and Lumber Products | Existing | Space Heating | Natural Gas | Boiler | A | Cumulative Summer Peak Savings (MW) | Achievable Economic RVT Potential | 0 | 0 | 0 | 0 | 0 | 0 | 0 | 0 | 0 | 0 | 0 | 0 | 0 | 0 | 0 | 0 | 0 | 0 | 0 | 0 | 0 | 0 | 0 | 0 | 0 | 0 | 0 | 0 | 0 | 0 | 0
F9_Industrial_Wood and Lumber Products_Existing_Space Heating_Natural Gas_Boiler_A_Achievable Economic RVT Potential | F9 | Industrial | Wood and Lumber Products | Existing | Space Heating | Natural Gas | Boiler | A | Cumulative Winter Peak Savings (MW) | Achievable Economic RVT Potential | 0 | 0 | 0 | 0 | 0 | 0 | 0 | 0 | 0 | 0 | 0 | 0 | 0 | 0 | 0 | 0 | 0 | 0 | 0 | 0 | 0 | 0 | 0 | 0 | 0 | 0 | 0 | 0 | 0 | 0 | 0
F10_Industrial_Wood and Lumber Products_Existing_Space Heating_Natural Gas_Boiler_A_Achievable Economic RVT Potential | F10 | Industrial | Wood and Lumber Products | Existing | Space Heating | Natural Gas | Boiler | A | Purchases (Incremental) | Achievable Economic RVT Potential | 0 | 0 | 0 | 0 | 0 | 0 | 0 | 0 | 0 | 0 | 0 | 0 | 0 | 0 | 0 | 0 | 0 | 0 | 0 | 0 | 0 | 0 | 0 | 0 | 0 | 0 | 0 | 0 | 0 | 0 | 0
F11_Industrial_Wood and Lumber Products_Existing_Space Heating_Natural Gas_Boiler_A_Achievable Economic RVT Potential | F11 | Industrial | Wood and Lumber Products | Existing | Space Heating | Natural Gas | Boiler | A | Purchases (Cumulative) | Achievable Economic RVT Potential | 0 | 0 | 0 | 0 | 0 | 0 | 0 | 0 | 0 | 0 | 0 | 0 | 0 | 0 | 0 | 0 | 0 | 0 | 0 | 0 | 0 | 0 | 0 | 0 | 0 | 0 | 0 | 0 | 0 | 0 | 0
F1_Industrial_Wood and Lumber Products_Existing_Space Heating_Natural Gas_Unit Heater_A_Achievable Economic RVT Potential | F1 | Industrial | Wood and Lumber Products | Existing | Space Heating | Natural Gas | Unit Heater | A | Integrated Unit Energy Savings (kWh or therms) | Achievable Economic RVT Potential | 0 | 28641.12 | 28641.12 | 28641.12 | 28641.12 | 15772.4108 | 15772.4108 | 15772.4108 | 15772.4108 | 15772.4108 | 15772.4108 | 15772.4108 | 15772.4108 | 15772.4108 | 15772.4108 | 15772.4108 | 15772.4108 | 15772.4108 | 15772.4108 | 15772.4108 | 15772.4108 | 15772.4108 | 15772.4108 | 15772.4108 | 15772.4108 | 15772.4108 | 15772.4108 | 15772.4108 | 15772.4108 | 15772.4108 | 15772.4108
F2_Industrial_Wood and Lumber Products_Existing_Space Heating_Natural Gas_Unit Heater_A_Achievable Economic RVT Potential | F2 | Industrial | Wood and Lumber Products | Existing | Space Heating | Natural Gas | Unit Heater | A | Integrated Unit Summer Peak Savings (kW) | Achievable Economic RVT Potential | 0 | 0 | 0 | 0 | 0 | 0 | 0 | 0 | 0 | 0 | 0 | 0 | 0 | 0 | 0 | 0 | 0 | 0 | 0 | 0 | 0 | 0 | 0 | 0 | 0 | 0 | 0 | 0 | 0 | 0 | 0
F3_Industrial_Wood and Lumber Products_Existing_Space Heating_Natural Gas_Unit Heater_A_Achievable Economic RVT Potential | F3 | Industrial | Wood and Lumber Products | Existing | Space Heating | Natural Gas | Unit Heater | A | Integrated Unit Winter Peak Savings (kW) | Achievable Economic RVT Potential | 0 | 0 | 0 | 0 | 0 | 0 | 0 | 0 | 0 | 0 | 0 | 0 | 0 | 0 | 0 | 0 | 0 | 0 | 0 | 0 | 0 | 0 | 0 | 0 | 0 | 0 | 0 | 0 | 0 | 0 | 0
F4_Industrial_Wood and Lumber Products_Existing_Space Heating_Natural Gas_Unit Heater_A_Achievable Economic RVT Potential | F4 | Industrial | Wood and Lumber Products | Existing | Space Heating | Natural Gas | Unit Heater | A | Incremental Energy Savings (MWh or mTherms) | Achievable Economic RVT Potential | 0 | 0 | 0 | 0 | 0 | 0.0049643 | 0.013497 | 0.026084 | 0.044452 | 0.067953 | 0.089445 | 0.11309 | 0.13619 | 0.15649 | 0.20061 | 0.20623 | 0.22745 | 0.21886 | 0.21316 | 0.21704 | 0.21292 | 0.23325 | 0.21369 | 0.21866 | 0.22849 | 0.23742 | 0.24769 | 0.25182 | 0.25444 | 0.25625 | 0.25662
F5_Industrial_Wood and Lumber Products_Existing_Space Heating_Natural Gas_Unit Heater_A_Achievable Economic RVT Potential | F5 | Industrial | Wood and Lumber Products | Existing | Space Heating | Natural Gas | Unit Heater | A | Incremental Summer Peak Savings (MW) | Achievable Economic RVT Potential | 0 | 0 | 0 | 0 | 0 | 0 | 0 | 0 | 0 | 0 | 0 | 0 | 0 | 0 | 0 | 0 | 0 | 0 | 0 | 0 | 0 | 0 | 0 | 0 | 0 | 0 | 0 | 0 | 0 | 0 | 0
F6_Industrial_Wood and Lumber Products_Existing_Space Heating_Natural Gas_Unit Heater_A_Achievable Economic RVT Potential | F6 | Industrial | Wood and Lumber Products | Existing | Space Heating | Natural Gas | Unit Heater | A | Incremental Winter Peak Savings (MW) | Achievable Economic RVT Potential | 0 | 0 | 0 | 0 | 0 | 0 | 0 | 0 | 0 | 0 | 0 | 0 | 0 | 0 | 0 | 0 | 0 | 0 | 0 | 0 | 0 | 0 | 0 | 0 | 0 | 0 | 0 | 0 | 0 | 0 | 0
F7_Industrial_Wood and Lumber Products_Existing_Space Heating_Natural Gas_Unit Heater_A_Achievable Economic RVT Potential | F7 | Industrial | Wood and Lumber Products | Existing | Space Heating | Natural Gas | Unit Heater | A | Cumulative Energy Savings (MWh or mTherms) | Achievable Economic RVT Potential | 0 | 0 | 0 | 0 | 0 | 0.0049643 | 0.018461 | 0.044545 | 0.088997 | 0.15695 | 0.2464 | 0.35948 | 0.49567 | 0.65216 | 0.85278 | 1.059 | 1.2865 | 1.5004 | 1.7 | 1.891 | 2.0594 | 2.2247 | 2.349 | 2.4546 | 2.5469 | 2.6278 | 2.6749 | 2.7205 | 0 | 0 | 0
F8_Industrial_Wood and Lumber Products_Existing_Space Heating_Natural Gas_Unit Heater_A_Achievable Economic RVT Potential | F8 | Industrial | Wood and Lumber Products | Existing | Space Heating | Natural Gas | Unit Heater | A | Cumulative Summer Peak Savings (MW) | Achievable Economic RVT Potential | 0 | 0 | 0 | 0 | 0 | 0 | 0 | 0 | 0 | 0 | 0 | 0 | 0 | 0 | 0 | 0 | 0 | 0 | 0 | 0 | 0 | 0 | 0 | 0 | 0 | 0 | 0 | 0 | 0 | 0 | 0
F9_Industrial_Wood and Lumber Products_Existing_Space Heating_Natural Gas_Unit Heater_A_Achievable Economic RVT Potential | F9 | Industrial | Wood and Lumber Products | Existing | Space Heating | Natural Gas | Unit Heater | A | Cumulative Winter Peak Savings (MW) | Achievable Economic RVT Potential | 0 | 0 | 0 | 0 | 0 | 0 | 0 | 0 | 0 | 0 | 0 | 0 | 0 | 0 | 0 | 0 | 0 | 0 | 0 | 0 | 0 | 0 | 0 | 0 | 0 | 0 | 0 | 0 | 0 | 0 | 0
F10_Industrial_Wood and Lumber Products_Existing_Space Heating_Natural Gas_Unit Heater_A_Achievable Economic RVT Potential | F10 | Industrial | Wood and Lumber Products | Existing | Space Heating | Natural Gas | Unit Heater | A | Purchases (Incremental) | Achievable Economic RVT Potential | 0 | 0 | 0 | 0 | 0 | 0.00031474 | 0.00085574 | 0.0016537 | 0.0028183 | 0.0043084 | 0.005671 | 0.0071698 | 0.0086347 | 0.0099219 | 0.012719 | 0.013076 | 0.014421 | 0.013876 | 0.013515 | 0.013761 | 0.013499 | 0.014788 | 0.013548 | 0.013864 | 0.014487 | 0.015053 | 0.015704 | 0.015966 | 0.016132 | 0.016247 | 0.01627
F11_Industrial_Wood and Lumber Products_Existing_Space Heating_Natural Gas_Unit Heater_A_Achievable Economic RVT Potential | F11 | Industrial | Wood and Lumber Products | Existing | Space Heating | Natural Gas | Unit Heater | A | Purchases (Cumulative) | Achievable Economic RVT Potential | 0 | 0 | 0 | 0 | 0 | 0.00031474 | 0.0011705 | 0.0028242 | 0.0056426 | 0.0099509 | 0.015622 | 0.022792 | 0.031426 | 0.041348 | 0.054068 | 0.067143 | 0.081564 | 0.095126 | 0.10778 | 0.11989 | 0.13057 | 0.14105 | 0.14893 | 0.15562 | 0.16148 | 0.16661 | 0.16959 | 0.17248 | 0.17419 | 0.17656 | 0.17932
F1_Industrial_Wood and Lumber Products_New_Space Heating_Natural Gas_Furnace_A_Achievable Economic RVT Potential | F1 | Industrial | Wood and Lumber Products | New | Space Heating | Natural Gas | Furnace | A | Integrated Unit Energy Savings (kWh or therms) | Achievable Economic RVT Potential | 0 | 0 | 0 | 0 | 0 | 0 | 0 | 0 | 0 | 0 | 0 | 0 | 0 | 0 | 0 | 0 | 0 | 0 | 0 | 0 | 0 | 0 | 0 | 0 | 0 | 0 | 0 | 0 | 0 | 0 | 0
F2_Industrial_Wood and Lumber Products_New_Space Heating_Natural Gas_Furnace_A_Achievable Economic RVT Potential | F2 | Industrial | Wood and Lumber Products | New | Space Heating | Natural Gas | Furnace | A | Integrated Unit Summer Peak Savings (kW) | Achievable Economic RVT Potential | 0 | 0 | 0 | 0 | 0 | 0 | 0 | 0 | 0 | 0 | 0 | 0 | 0 | 0 | 0 | 0 | 0 | 0 | 0 | 0 | 0 | 0 | 0 | 0 | 0 | 0 | 0 | 0 | 0 | 0 | 0
F3_Industrial_Wood and Lumber Products_New_Space Heating_Natural Gas_Furnace_A_Achievable Economic RVT Potential | F3 | Industrial | Wood and Lumber Products | New | Space Heating | Natural Gas | Furnace | A | Integrated Unit Winter Peak Savings (kW) | Achievable Economic RVT Potential | 0 | 0 | 0 | 0 | 0 | 0 | 0 | 0 | 0 | 0 | 0 | 0 | 0 | 0 | 0 | 0 | 0 | 0 | 0 | 0 | 0 | 0 | 0 | 0 | 0 | 0 | 0 | 0 | 0 | 0 | 0
F4_Industrial_Wood and Lumber Products_New_Space Heating_Natural Gas_Furnace_A_Achievable Economic RVT Potential | F4 | Industrial | Wood and Lumber Products | New | Space Heating | Natural Gas | Furnace | A | Incremental Energy Savings (MWh or mTherms) | Achievable Economic RVT Potential | 0 | 0 | 0 | 0 | 0 | 0 | 0 | 0 | 0 | 0 | 0 | 0 | 0 | 0 | 0 | 0 | 0 | 0 | 0 | 0 | 0 | 0 | 0 | 0 | 0 | 0 | 0 | 0 | 0 | 0 | 0
F5_Industrial_Wood and Lumber Products_New_Space Heating_Natural Gas_Furnace_A_Achievable Economic RVT Potential | F5 | Industrial | Wood and Lumber Products | New | Space Heating | Natural Gas | Furnace | A | Incremental Summer Peak Savings (MW) | Achievable Economic RVT Potential | 0 | 0 | 0 | 0 | 0 | 0 | 0 | 0 | 0 | 0 | 0 | 0 | 0 | 0 | 0 | 0 | 0 | 0 | 0 | 0 | 0 | 0 | 0 | 0 | 0 | 0 | 0 | 0 | 0 | 0 | 0
F6_Industrial_Wood and Lumber Products_New_Space Heating_Natural Gas_Furnace_A_Achievable Economic RVT Potential | F6 | Industrial | Wood and Lumber Products | New | Space Heating | Natural Gas | Furnace | A | Incremental Winter Peak Savings (MW) | Achievable Economic RVT Potential | 0 | 0 | 0 | 0 | 0 | 0 | 0 | 0 | 0 | 0 | 0 | 0 | 0 | 0 | 0 | 0 | 0 | 0 | 0 | 0 | 0 | 0 | 0 | 0 | 0 | 0 | 0 | 0 | 0 | 0 | 0
F7_Industrial_Wood and Lumber Products_New_Space Heating_Natural Gas_Furnace_A_Achievable Economic RVT Potential | F7 | Industrial | Wood and Lumber Products | New | Space Heating | Natural Gas | Furnace | A | Cumulative Energy Savings (MWh or mTherms) | Achievable Economic RVT Potential | 0 | 0 | 0 | 0 | 0 | 0 | 0 | 0 | 0 | 0 | 0 | 0 | 0 | 0 | 0 | 0 | 0 | 0 | 0 | 0 | 0 | 0 | 0 | 0 | 0 | 0 | 0 | 0 | 0 | 0 | 0
F8_Industrial_Wood and Lumber Products_New_Space Heating_Natural Gas_Furnace_A_Achievable Economic RVT Potential | F8 | Industrial | Wood and Lumber Products | New | Space Heating | Natural Gas | Furnace | A | Cumulative Summer Peak Savings (MW) | Achievable Economic RVT Potential | 0 | 0 | 0 | 0 | 0 | 0 | 0 | 0 | 0 | 0 | 0 | 0 | 0 | 0 | 0 | 0 | 0 | 0 | 0 | 0 | 0 | 0 | 0 | 0 | 0 | 0 | 0 | 0 | 0 | 0 | 0
F9_Industrial_Wood and Lumber Products_New_Space Heating_Natural Gas_Furnace_A_Achievable Economic RVT Potential | F9 | Industrial | Wood and Lumber Products | New | Space Heating | Natural Gas | Furnace | A | Cumulative Winter Peak Savings (MW) | Achievable Economic RVT Potential | 0 | 0 | 0 | 0 | 0 | 0 | 0 | 0 | 0 | 0 | 0 | 0 | 0 | 0 | 0 | 0 | 0 | 0 | 0 | 0 | 0 | 0 | 0 | 0 | 0 | 0 | 0 | 0 | 0 | 0 | 0
F10_Industrial_Wood and Lumber Products_New_Space Heating_Natural Gas_Furnace_A_Achievable Economic RVT Potential | F10 | Industrial | Wood and Lumber Products | New | Space Heating | Natural Gas | Furnace | A | Purchases (Incremental) | Achievable Economic RVT Potential | 0 | 0 | 0 | 0 | 0 | 0 | 0 | 0 | 0 | 0 | 0 | 0 | 0 | 0 | 0 | 0 | 0 | 0 | 0 | 0 | 0 | 0 | 0 | 0 | 0 | 0 | 0 | 0 | 0 | 0 | 0
F11_Industrial_Wood and Lumber Products_New_Space Heating_Natural Gas_Furnace_A_Achievable Economic RVT Potential | F11 | Industrial | Wood and Lumber Products | New | Space Heating | Natural Gas | Furnace | A | Purchases (Cumulative) | Achievable Economic RVT Potential | 0 | 0 | 0 | 0 | 0 | 0 | 0 | 0 | 0 | 0 | 0 | 0 | 0 | 0 | 0 | 0 | 0 | 0 | 0 | 0 | 0 | 0 | 0 | 0 | 0 | 0 | 0 | 0 | 0 | 0 | 0
F1_Industrial_Wood and Lumber Products_New_Space Heating_Natural Gas_Boiler_A_Achievable Economic RVT Potential | F1 | Industrial | Wood and Lumber Products | New | Space Heating | Natural Gas | Boiler | A | Integrated Unit Energy Savings (kWh or therms) | Achievable Economic RVT Potential | 0 | 0 | 0 | 0 | 0 | 0 | 0 | 0 | 0 | 0 | 0 | 0 | 0 | 0 | 0 | 0 | 0 | 0 | 0 | 0 | 0 | 0 | 0 | 0 | 0 | 0 | 0 | 0 | 0 | 0 | 0
F2_Industrial_Wood and Lumber Products_New_Space Heating_Natural Gas_Boiler_A_Achievable Economic RVT Potential | F2 | Industrial | Wood and Lumber Products | New | Space Heating | Natural Gas | Boiler | A | Integrated Unit Summer Peak Savings (kW) | Achievable Economic RVT Potential | 0 | 0 | 0 | 0 | 0 | 0 | 0 | 0 | 0 | 0 | 0 | 0 | 0 | 0 | 0 | 0 | 0 | 0 | 0 | 0 | 0 | 0 | 0 | 0 | 0 | 0 | 0 | 0 | 0 | 0 | 0
F3_Industrial_Wood and Lumber Products_New_Space Heating_Natural Gas_Boiler_A_Achievable Economic RVT Potential | F3 | Industrial | Wood and Lumber Products | New | Space Heating | Natural Gas | Boiler | A | Integrated Unit Winter Peak Savings (kW) | Achievable Economic RVT Potential | 0 | 0 | 0 | 0 | 0 | 0 | 0 | 0 | 0 | 0 | 0 | 0 | 0 | 0 | 0 | 0 | 0 | 0 | 0 | 0 | 0 | 0 | 0 | 0 | 0 | 0 | 0 | 0 | 0 | 0 | 0
F4_Industrial_Wood and Lumber Products_New_Space Heating_Natural Gas_Boiler_A_Achievable Economic RVT Potential | F4 | Industrial | Wood and Lumber Products | New | Space Heating | Natural Gas | Boiler | A | Incremental Energy Savings (MWh or mTherms) | Achievable Economic RVT Potential | 0 | 0 | 0 | 0 | 0 | 0 | 0 | 0 | 0 | 0 | 0 | 0 | 0 | 0 | 0 | 0 | 0 | 0 | 0 | 0 | 0 | 0 | 0 | 0 | 0 | 0 | 0 | 0 | 0 | 0 | 0
F5_Industrial_Wood and Lumber Products_New_Space Heating_Natural Gas_Boiler_A_Achievable Economic RVT Potential | F5 | Industrial | Wood and Lumber Products | New | Space Heating | Natural Gas | Boiler | A | Incremental Summer Peak Savings (MW) | Achievable Economic RVT Potential | 0 | 0 | 0 | 0 | 0 | 0 | 0 | 0 | 0 | 0 | 0 | 0 | 0 | 0 | 0 | 0 | 0 | 0 | 0 | 0 | 0 | 0 | 0 | 0 | 0 | 0 | 0 | 0 | 0 | 0 | 0
F6_Industrial_Wood and Lumber Products_New_Space Heating_Natural Gas_Boiler_A_Achievable Economic RVT Potential | F6 | Industrial | Wood and Lumber Products | New | Space Heating | Natural Gas | Boiler | A | Incremental Winter Peak Savings (MW) | Achievable Economic RVT Potential | 0 | 0 | 0 | 0 | 0 | 0 | 0 | 0 | 0 | 0 | 0 | 0 | 0 | 0 | 0 | 0 | 0 | 0 | 0 | 0 | 0 | 0 | 0 | 0 | 0 | 0 | 0 | 0 | 0 | 0 | 0
F7_Industrial_Wood and Lumber Products_New_Space Heating_Natural Gas_Boiler_A_Achievable Economic RVT Potential | F7 | Industrial | Wood and Lumber Products | New | Space Heating | Natural Gas | Boiler | A | Cumulative Energy Savings (MWh or mTherms) | Achievable Economic RVT Potential | 0 | 0 | 0 | 0 | 0 | 0 | 0 | 0 | 0 | 0 | 0 | 0 | 0 | 0 | 0 | 0 | 0 | 0 | 0 | 0 | 0 | 0 | 0 | 0 | 0 | 0 | 0 | 0 | 0 | 0 | 0
F8_Industrial_Wood and Lumber Products_New_Space Heating_Natural Gas_Boiler_A_Achievable Economic RVT Potential | F8 | Industrial | Wood and Lumber Products | New | Space Heating | Natural Gas | Boiler | A | Cumulative Summer Peak Savings (MW) | Achievable Economic RVT Potential | 0 | 0 | 0 | 0 | 0 | 0 | 0 | 0 | 0 | 0 | 0 | 0 | 0 | 0 | 0 | 0 | 0 | 0 | 0 | 0 | 0 | 0 | 0 | 0 | 0 | 0 | 0 | 0 | 0 | 0 | 0
F9_Industrial_Wood and Lumber Products_New_Space Heating_Natural Gas_Boiler_A_Achievable Economic RVT Potential | F9 | Industrial | Wood and Lumber Products | New | Space Heating | Natural Gas | Boiler | A | Cumulative Winter Peak Savings (MW) | Achievable Economic RVT Potential | 0 | 0 | 0 | 0 | 0 | 0 | 0 | 0 | 0 | 0 | 0 | 0 | 0 | 0 | 0 | 0 | 0 | 0 | 0 | 0 | 0 | 0 | 0 | 0 | 0 | 0 | 0 | 0 | 0 | 0 | 0
F10_Industrial_Wood and Lumber Products_New_Space Heating_Natural Gas_Boiler_A_Achievable Economic RVT Potential | F10 | Industrial | Wood and Lumber Products | New | Space Heating | Natural Gas | Boiler | A | Purchases (Incremental) | Achievable Economic RVT Potential | 0 | 0 | 0 | 0 | 0 | 0 | 0 | 0 | 0 | 0 | 0 | 0 | 0 | 0 | 0 | 0 | 0 | 0 | 0 | 0 | 0 | 0 | 0 | 0 | 0 | 0 | 0 | 0 | 0 | 0 | 0
F11_Industrial_Wood and Lumber Products_New_Space Heating_Natural Gas_Boiler_A_Achievable Economic RVT Potential | F11 | Industrial | Wood and Lumber Products | New | Space Heating | Natural Gas | Boiler | A | Purchases (Cumulative) | Achievable Economic RVT Potential | 0 | 0 | 0 | 0 | 0 | 0 | 0 | 0 | 0 | 0 | 0 | 0 | 0 | 0 | 0 | 0 | 0 | 0 | 0 | 0 | 0 | 0 | 0 | 0 | 0 | 0 | 0 | 0 | 0 | 0 | 0
F1_Industrial_Wood and Lumber Products_New_Space Heating_Natural Gas_Unit Heater_A_Achievable Economic RVT Potential | F1 | Industrial | Wood and Lumber Products | New | Space Heating | Natural Gas | Unit Heater | A | Integrated Unit Energy Savings (kWh or therms) | Achievable Economic RVT Potential | 0 | 28641.12 | 28641.12 | 28641.12 | 28641.12 | 15772.4108 | 15772.4108 | 15772.4108 | 15772.4108 | 15772.4108 | 15772.4108 | 15772.4108 | 15772.4108 | 15772.4108 | 15772.4108 | 15772.4108 | 15772.4108 | 15772.4108 | 15772.4108 | 15772.4108 | 15772.4108 | 15772.4108 | 15772.4108 | 15772.4108 | 15772.4108 | 15772.4108 | 15772.4108 | 15772.4108 | 15772.4108 | 15772.4108 | 15772.4108
F2_Industrial_Wood and Lumber Products_New_Space Heating_Natural Gas_Unit Heater_A_Achievable Economic RVT Potential | F2 | Industrial | Wood and Lumber Products | New | Space Heating | Natural Gas | Unit Heater | A | Integrated Unit Summer Peak Savings (kW) | Achievable Economic RVT Potential | 0 | 0 | 0 | 0 | 0 | 0 | 0 | 0 | 0 | 0 | 0 | 0 | 0 | 0 | 0 | 0 | 0 | 0 | 0 | 0 | 0 | 0 | 0 | 0 | 0 | 0 | 0 | 0 | 0 | 0 | 0
F3_Industrial_Wood and Lumber Products_New_Space Heating_Natural Gas_Unit Heater_A_Achievable Economic RVT Potential | F3 | Industrial | Wood and Lumber Products | New | Space Heating | Natural Gas | Unit Heater | A | Integrated Unit Winter Peak Savings (kW) | Achievable Economic RVT Potential | 0 | 0 | 0 | 0 | 0 | 0 | 0 | 0 | 0 | 0 | 0 | 0 | 0 | 0 | 0 | 0 | 0 | 0 | 0 | 0 | 0 | 0 | 0 | 0 | 0 | 0 | 0 | 0 | 0 | 0 | 0
F4_Industrial_Wood and Lumber Products_New_Space Heating_Natural Gas_Unit Heater_A_Achievable Economic RVT Potential | F4 | Industrial | Wood and Lumber Products | New | Space Heating | Natural Gas | Unit Heater | A | Incremental Energy Savings (MWh or mTherms) | Achievable Economic RVT Potential | 0 | 0 | 0 | 0 | 0 | 0.0018368 | 0.0036104 | 0.0054127 | 0.0071744 | 0.0089728 | 0.010597 | 0.013894 | 0.016832 | 0.019239 | 0.021152 | 0.023099 | 0.024556 | 0.025925 | 0.032908 | 0.032356 | 0.031989 | 0.032294 | 0.032963 | 0.033588 | 0.034361 | 0.035177 | 0.036139 | 0.036992 | 0.039483 | 0.041306 | 0.042587
F5_Industrial_Wood and Lumber Products_New_Space Heating_Natural Gas_Unit Heater_A_Achievable Economic RVT Potential | F5 | Industrial | Wood and Lumber Products | New | Space Heating | Natural Gas | Unit Heater | A | Incremental Summer Peak Savings (MW) | Achievable Economic RVT Potential | 0 | 0 | 0 | 0 | 0 | 0 | 0 | 0 | 0 | 0 | 0 | 0 | 0 | 0 | 0 | 0 | 0 | 0 | 0 | 0 | 0 | 0 | 0 | 0 | 0 | 0 | 0 | 0 | 0 | 0 | 0
F6_Industrial_Wood and Lumber Products_New_Space Heating_Natural Gas_Unit Heater_A_Achievable Economic RVT Potential | F6 | Industrial | Wood and Lumber Products | New | Space Heating | Natural Gas | Unit Heater | A | Incremental Winter Peak Savings (MW) | Achievable Economic RVT Potential | 0 | 0 | 0 | 0 | 0 | 0 | 0 | 0 | 0 | 0 | 0 | 0 | 0 | 0 | 0 | 0 | 0 | 0 | 0 | 0 | 0 | 0 | 0 | 0 | 0 | 0 | 0 | 0 | 0 | 0 | 0
F7_Industrial_Wood and Lumber Products_New_Space Heating_Natural Gas_Unit Heater_A_Achievable Economic RVT Potential | F7 | Industrial | Wood and Lumber Products | New | Space Heating | Natural Gas | Unit Heater | A | Cumulative Energy Savings (MWh or mTherms) | Achievable Economic RVT Potential | 0 | 0 | 0 | 0 | 0 | 0.0018368 | 0.0054472 | 0.01086 | 0.018034 | 0.027007 | 0.037604 | 0.051497 | 0.06833 | 0.087568 | 0.10872 | 0.13182 | 0.15637 | 0.18046 | 0.20976 | 0.2367 | 0.26152 | 0.28484 | 0.30721 | 0.3269 | 0.34443 | 0.36037 | 0.37536 | 0.38925 | 0 | 0 | 0
F8_Industrial_Wood and Lumber Products_New_Space Heating_Natural Gas_Unit Heater_A_Achievable Economic RVT Potential | F8 | Industrial | Wood and Lumber Products | New | Space Heating | Natural Gas | Unit Heater | A | Cumulative Summer Peak Savings (MW) | Achievable Economic RVT Potential | 0 | 0 | 0 | 0 | 0 | 0 | 0 | 0 | 0 | 0 | 0 | 0 | 0 | 0 | 0 | 0 | 0 | 0 | 0 | 0 | 0 | 0 | 0 | 0 | 0 | 0 | 0 | 0 | 0 | 0 | 0
F9_Industrial_Wood and Lumber Products_New_Space Heating_Natural Gas_Unit Heater_A_Achievable Economic RVT Potential | F9 | Industrial | Wood and Lumber Products | New | Space Heating | Natural Gas | Unit Heater | A | Cumulative Winter Peak Savings (MW) | Achievable Economic RVT Potential | 0 | 0 | 0 | 0 | 0 | 0 | 0 | 0 | 0 | 0 | 0 | 0 | 0 | 0 | 0 | 0 | 0 | 0 | 0 | 0 | 0 | 0 | 0 | 0 | 0 | 0 | 0 | 0 | 0 | 0 | 0
F10_Industrial_Wood and Lumber Products_New_Space Heating_Natural Gas_Unit Heater_A_Achievable Economic RVT Potential | F10 | Industrial | Wood and Lumber Products | New | Space Heating | Natural Gas | Unit Heater | A | Purchases (Incremental) | Achievable Economic RVT Potential | 0 | 0 | 0 | 0 | 0 | 0.00011646 | 0.00022891 | 0.00034317 | 0.00045487 | 0.00056889 | 0.00067185 | 0.00088088 | 0.0010672 | 0.0012198 | 0.001341 | 0.0014645 | 0.0015569 | 0.0016437 | 0.0020864 | 0.0020514 | 0.0020282 | 0.0020475 | 0.0020899 | 0.0021296 | 0.0021786 | 0.0022303 | 0.0022913 | 0.0023454 | 0.0025033 | 0.0026189 | 0.0027001
F11_Industrial_Wood and Lumber Products_New_Space Heating_Natural Gas_Unit Heater_A_Achievable Economic RVT Potential | F11 | Industrial | Wood and Lumber Products | New | Space Heating | Natural Gas | Unit Heater | A | Purchases (Cumulative) | Achievable Economic RVT Potential | 0 | 0 | 0 | 0 | 0 | 0.00011646 | 0.00034536 | 0.00068854 | 0.0011434 | 0.0017123 | 0.0023841 | 0.003265 | 0.0043322 | 0.005552 | 0.006893 | 0.0083576 | 0.0099144 | 0.011442 | 0.013299 | 0.015007 | 0.016581 | 0.018059 | 0.019477 | 0.020726 | 0.021837 | 0.022848 | 0.023798 | 0.024679 | 0.025626 | 0.026601 | 0.027214
F1_Industrial_Other Industrial_Existing_Space Heating_Natural Gas_Furnace_A_Achievable Economic RVT Potential | F1 | Industrial | Other Industrial | Existing | Space Heating | Natural Gas | Furnace | A | Integrated Unit Energy Savings (kWh or therms) | Achievable Economic RVT Potential | 0 | 505.0924 | 505.0924 | 505.0924 | 505.0924 | 138.7616 | 138.7616 | 138.7616 | 138.7616 | 138.7616 | 138.7616 | 138.7616 | 138.7616 | 138.7616 | 138.7616 | 138.7616 | 138.7616 | 138.7616 | 138.7616 | 138.7616 | 138.7616 | 138.7616 | 138.7616 | 138.7616 | 138.7616 | 138.7616 | 138.7616 | 138.7616 | 138.7616 | 138.7616 | 138.7616
F2_Industrial_Other Industrial_Existing_Space Heating_Natural Gas_Furnace_A_Achievable Economic RVT Potential | F2 | Industrial | Other Industrial | Existing | Space Heating | Natural Gas | Furnace | A | Integrated Unit Summer Peak Savings (kW) | Achievable Economic RVT Potential | 0 | 0 | 0 | 0 | 0 | 0 | 0 | 0 | 0 | 0 | 0 | 0 | 0 | 0 | 0 | 0 | 0 | 0 | 0 | 0 | 0 | 0 | 0 | 0 | 0 | 0 | 0 | 0 | 0 | 0 | 0
F3_Industrial_Other Industrial_Existing_Space Heating_Natural Gas_Furnace_A_Achievable Economic RVT Potential | F3 | Industrial | Other Industrial | Existing | Space Heating | Natural Gas | Furnace | A | Integrated Unit Winter Peak Savings (kW) | Achievable Economic RVT Potential | 0 | 0 | 0 | 0 | 0 | 0 | 0 | 0 | 0 | 0 | 0 | 0 | 0 | 0 | 0 | 0 | 0 | 0 | 0 | 0 | 0 | 0 | 0 | 0 | 0 | 0 | 0 | 0 | 0 | 0 | 0
F4_Industrial_Other Industrial_Existing_Space Heating_Natural Gas_Furnace_A_Achievable Economic RVT Potential | F4 | Industrial | Other Industrial | Existing | Space Heating | Natural Gas | Furnace | A | Incremental Energy Savings (MWh or mTherms) | Achievable Economic RVT Potential | 0 | 0 | 0 | 0 | 0 | 0.0031719 | 0.0066053 | 0.0071709 | 0.010039 | 0.013033 | 0.015272 | 0.017534 | 0.017902 | 0.017643 | 0.01946 | 0.016821 | 0.016354 | 0.015582 | 0.014785 | 0.015973 | 0.015696 | 0.015993 | 0.017115 | 0.017399 | 0.017706 | 0.018033 | 0.018457 | 0.018847 | 0.019207 | 0.022018 | 0.023903
F5_Industrial_Other Industrial_Existing_Space Heating_Natural Gas_Furnace_A_Achievable Economic RVT Potential | F5 | Industrial | Other Industrial | Existing | Space Heating | Natural Gas | Furnace | A | Incremental Summer Peak Savings (MW) | Achievable Economic RVT Potential | 0 | 0 | 0 | 0 | 0 | 0 | 0 | 0 | 0 | 0 | 0 | 0 | 0 | 0 | 0 | 0 | 0 | 0 | 0 | 0 | 0 | 0 | 0 | 0 | 0 | 0 | 0 | 0 | 0 | 0 | 0
F6_Industrial_Other Industrial_Existing_Space Heating_Natural Gas_Furnace_A_Achievable Economic RVT Potential | F6 | Industrial | Other Industrial | Existing | Space Heating | Natural Gas | Furnace | A | Incremental Winter Peak Savings (MW) | Achievable Economic RVT Potential | 0 | 0 | 0 | 0 | 0 | 0 | 0 | 0 | 0 | 0 | 0 | 0 | 0 | 0 | 0 | 0 | 0 | 0 | 0 | 0 | 0 | 0 | 0 | 0 | 0 | 0 | 0 | 0 | 0 | 0 | 0
F7_Industrial_Other Industrial_Existing_Space Heating_Natural Gas_Furnace_A_Achievable Economic RVT Potential | F7 | Industrial | Other Industrial | Existing | Space Heating | Natural Gas | Furnace | A | Cumulative Energy Savings (MWh or mTherms) | Achievable Economic RVT Potential | 0 | 0 | 0 | 0 | 0 | 0.0031719 | 0.0097772 | 0.016948 | 0.026987 | 0.040019 | 0.055291 | 0.072825 | 0.090726 | 0.10837 | 0.12783 | 0.14465 | 0.161 | 0.17659 | 0.19137 | 0.20734 | 0.22304 | 0.23903 | 0.25615 | 0.27355 | 0.29125 | 0.30929 | 0.32774 | 0.34659 | 0 | 0 | 0
F8_Industrial_Other Industrial_Existing_Space Heating_Natural Gas_Furnace_A_Achievable Economic RVT Potential | F8 | Industrial | Other Industrial | Existing | Space Heating | Natural Gas | Furnace | A | Cumulative Summer Peak Savings (MW) | Achievable Economic RVT Potential | 0 | 0 | 0 | 0 | 0 | 0 | 0 | 0 | 0 | 0 | 0 | 0 | 0 | 0 | 0 | 0 | 0 | 0 | 0 | 0 | 0 | 0 | 0 | 0 | 0 | 0 | 0 | 0 | 0 | 0 | 0
F9_Industrial_Other Industrial_Existing_Space Heating_Natural Gas_Furnace_A_Achievable Economic RVT Potential | F9 | Industrial | Other Industrial | Existing | Space Heating | Natural Gas | Furnace | A | Cumulative Winter Peak Savings (MW) | Achievable Economic RVT Potential | 0 | 0 | 0 | 0 | 0 | 0 | 0 | 0 | 0 | 0 | 0 | 0 | 0 | 0 | 0 | 0 | 0 | 0 | 0 | 0 | 0 | 0 | 0 | 0 | 0 | 0 | 0 | 0 | 0 | 0 | 0
F10_Industrial_Other Industrial_Existing_Space Heating_Natural Gas_Furnace_A_Achievable Economic RVT Potential | F10 | Industrial | Other Industrial | Existing | Space Heating | Natural Gas | Furnace | A | Purchases (Incremental) | Achievable Economic RVT Potential | 0 | 0 | 0 | 0 | 0 | 0.022858 | 0.047602 | 0.051678 | 0.072344 | 0.093922 | 0.11006 | 0.12636 | 0.12901 | 0.12714 | 0.14024 | 0.12122 | 0.11786 | 0.11229 | 0.10655 | 0.11511 | 0.11311 | 0.11526 | 0.12334 | 0.12539 | 0.1276 | 0.12996 | 0.13301 | 0.13582 | 0.13842 | 0.15867 | 0.17226
F11_Industrial_Other Industrial_Existing_Space Heating_Natural Gas_Furnace_A_Achievable Economic RVT Potential | F11 | Industrial | Other Industrial | Existing | Space Heating | Natural Gas | Furnace | A | Purchases (Cumulative) | Achievable Economic RVT Potential | 0 | 0 | 0 | 0 | 0 | 0.022858 | 0.07046 | 0.12214 | 0.19448 | 0.2884 | 0.39846 | 0.52482 | 0.65383 | 0.78097 | 0.92122 | 1.0424 | 1.1603 | 1.2726 | 1.3791 | 1.4942 | 1.6074 | 1.7226 | 1.846 | 1.9713 | 2.0989 | 2.2289 | 2.3619 | 2.4977 | 2.56 | 2.56 | 2.56
F1_Industrial_Other Industrial_Existing_Space Heating_Natural Gas_Boiler_A_Achievable Economic RVT Potential | F1 | Industrial | Other Industrial | Existing | Space Heating | Natural Gas | Boiler | A | Integrated Unit Energy Savings (kWh or therms) | Achievable Economic RVT Potential | 0 | 8772.191 | 8772.191 | 8772.191 | 8772.191 | 5375.3 | 5375.3 | 5375.3 | 5375.3 | 5375.3 | 5375.3 | 5375.3 | 5375.3 | 5375.3 | 5375.3 | 5375.3 | 5375.3 | 5375.3 | 5375.3 | 5375.3 | 5375.3 | 5375.3 | 5375.3 | 792.2778 | 792.2778 | 792.2778 | 792.2778 | 792.2778 | 792.2778 | 792.2778 | 792.2778
F2_Industrial_Other Industrial_Existing_Space Heating_Natural Gas_Boiler_A_Achievable Economic RVT Potential | F2 | Industrial | Other Industrial | Existing | Space Heating | Natural Gas | Boiler | A | Integrated Unit Summer Peak Savings (kW) | Achievable Economic RVT Potential | 0 | 0 | 0 | 0 | 0 | 0 | 0 | 0 | 0 | 0 | 0 | 0 | 0 | 0 | 0 | 0 | 0 | 0 | 0 | 0 | 0 | 0 | 0 | 0 | 0 | 0 | 0 | 0 | 0 | 0 | 0
F3_Industrial_Other Industrial_Existing_Space Heating_Natural Gas_Boiler_A_Achievable Economic RVT Potential | F3 | Industrial | Other Industrial | Existing | Space Heating | Natural Gas | Boiler | A | Integrated Unit Winter Peak Savings (kW) | Achievable Economic RVT Potential | 0 | 0 | 0 | 0 | 0 | 0 | 0 | 0 | 0 | 0 | 0 | 0 | 0 | 0 | 0 | 0 | 0 | 0 | 0 | 0 | 0 | 0 | 0 | 0 | 0 | 0 | 0 | 0 | 0 | 0 | 0
F4_Industrial_Other Industrial_Existing_Space Heating_Natural Gas_Boiler_A_Achievable Economic RVT Potential | F4 | Industrial | Other Industrial | Existing | Space Heating | Natural Gas | Boiler | A | Incremental Energy Savings (MWh or mTherms) | Achievable Economic RVT Potential | 0 | 0 | 0 | 0 | 0 | 0 | 0 | 0 | 0 | 0 | 0 | 0 | 0 | 0 | 0 | 0 | 0 | 0 | 0 | 0 | 0 | 0 | 0 | 0 | 0 | 0 | 0 | 0 | 0 | 0 | 0
F5_Industrial_Other Industrial_Existing_Space Heating_Natural Gas_Boiler_A_Achievable Economic RVT Potential | F5 | Industrial | Other Industrial | Existing | Space Heating | Natural Gas | Boiler | A | Incremental Summer Peak Savings (MW) | Achievable Economic RVT Potential | 0 | 0 | 0 | 0 | 0 | 0 | 0 | 0 | 0 | 0 | 0 | 0 | 0 | 0 | 0 | 0 | 0 | 0 | 0 | 0 | 0 | 0 | 0 | 0 | 0 | 0 | 0 | 0 | 0 | 0 | 0
F6_Industrial_Other Industrial_Existing_Space Heating_Natural Gas_Boiler_A_Achievable Economic RVT Potential | F6 | Industrial | Other Industrial | Existing | Space Heating | Natural Gas | Boiler | A | Incremental Winter Peak Savings (MW) | Achievable Economic RVT Potential | 0 | 0 | 0 | 0 | 0 | 0 | 0 | 0 | 0 | 0 | 0 | 0 | 0 | 0 | 0 | 0 | 0 | 0 | 0 | 0 | 0 | 0 | 0 | 0 | 0 | 0 | 0 | 0 | 0 | 0 | 0
F7_Industrial_Other Industrial_Existing_Space Heating_Natural Gas_Boiler_A_Achievable Economic RVT Potential | F7 | Industrial | Other Industrial | Existing | Space Heating | Natural Gas | Boiler | A | Cumulative Energy Savings (MWh or mTherms) | Achievable Economic RVT Potential | 0 | 0 | 0 | 0 | 0 | 0 | 0 | 0 | 0 | 0 | 0 | 0 | 0 | 0 | 0 | 0 | 0 | 0 | 0 | 0 | 0 | 0 | 0 | 0 | 0 | 0 | 0 | 0 | 0 | 0 | 0
F8_Industrial_Other Industrial_Existing_Space Heating_Natural Gas_Boiler_A_Achievable Economic RVT Potential | F8 | Industrial | Other Industrial | Existing | Space Heating | Natural Gas | Boiler | A | Cumulative Summer Peak Savings (MW) | Achievable Economic RVT Potential | 0 | 0 | 0 | 0 | 0 | 0 | 0 | 0 | 0 | 0 | 0 | 0 | 0 | 0 | 0 | 0 | 0 | 0 | 0 | 0 | 0 | 0 | 0 | 0 | 0 | 0 | 0 | 0 | 0 | 0 | 0
F9_Industrial_Other Industrial_Existing_Space Heating_Natural Gas_Boiler_A_Achievable Economic RVT Potential | F9 | Industrial | Other Industrial | Existing | Space Heating | Natural Gas | Boiler | A | Cumulative Winter Peak Savings (MW) | Achievable Economic RVT Potential | 0 | 0 | 0 | 0 | 0 | 0 | 0 | 0 | 0 | 0 | 0 | 0 | 0 | 0 | 0 | 0 | 0 | 0 | 0 | 0 | 0 | 0 | 0 | 0 | 0 | 0 | 0 | 0 | 0 | 0 | 0
F10_Industrial_Other Industrial_Existing_Space Heating_Natural Gas_Boiler_A_Achievable Economic RVT Potential | F10 | Industrial | Other Industrial | Existing | Space Heating | Natural Gas | Boiler | A | Purchases (Incremental) | Achievable Economic RVT Potential | 0 | 0 | 0 | 0 | 0 | 0 | 0 | 0 | 0 | 0 | 0 | 0 | 0 | 0 | 0 | 0 | 0 | 0 | 0 | 0 | 0 | 0 | 0 | 0 | 0 | 0 | 0 | 0 | 0 | 0 | 0
F11_Industrial_Other Industrial_Existing_Space Heating_Natural Gas_Boiler_A_Achievable Economic RVT Potential | F11 | Industrial | Other Industrial | Existing | Space Heating | Natural Gas | Boiler | A | Purchases (Cumulative) | Achievable Economic RVT Potential | 0 | 0 | 0 | 0 | 0 | 0 | 0 | 0 | 0 | 0 | 0 | 0 | 0 | 0 | 0 | 0 | 0 | 0 | 0 | 0 | 0 | 0 | 0 | 0 | 0 | 0 | 0 | 0 | 0 | 0 | 0
F1_Industrial_Other Industrial_Existing_Space Heating_Natural Gas_Unit Heater_A_Achievable Economic RVT Potential | F1 | Industrial | Other Industrial | Existing | Space Heating | Natural Gas | Unit Heater | A | Integrated Unit Energy Savings (kWh or therms) | Achievable Economic RVT Potential | 0 | 28641.12 | 28641.12 | 28641.12 | 28641.12 | 15772.4108 | 15772.4108 | 15772.4108 | 15772.4108 | 15772.4108 | 15772.4108 | 15772.4108 | 15772.4108 | 15772.4108 | 15772.4108 | 15772.4108 | 15772.4108 | 15772.4108 | 15772.4108 | 15772.4108 | 15772.4108 | 15772.4108 | 15772.4108 | 15772.4108 | 15772.4108 | 15772.4108 | 15772.4108 | 15772.4108 | 15772.4108 | 15772.4108 | 15772.4108
F2_Industrial_Other Industrial_Existing_Space Heating_Natural Gas_Unit Heater_A_Achievable Economic RVT Potential | F2 | Industrial | Other Industrial | Existing | Space Heating | Natural Gas | Unit Heater | A | Integrated Unit Summer Peak Savings (kW) | Achievable Economic RVT Potential | 0 | 0 | 0 | 0 | 0 | 0 | 0 | 0 | 0 | 0 | 0 | 0 | 0 | 0 | 0 | 0 | 0 | 0 | 0 | 0 | 0 | 0 | 0 | 0 | 0 | 0 | 0 | 0 | 0 | 0 | 0
F3_Industrial_Other Industrial_Existing_Space Heating_Natural Gas_Unit Heater_A_Achievable Economic RVT Potential | F3 | Industrial | Other Industrial | Existing | Space Heating | Natural Gas | Unit Heater | A | Integrated Unit Winter Peak Savings (kW) | Achievable Economic RVT Potential | 0 | 0 | 0 | 0 | 0 | 0 | 0 | 0 | 0 | 0 | 0 | 0 | 0 | 0 | 0 | 0 | 0 | 0 | 0 | 0 | 0 | 0 | 0 | 0 | 0 | 0 | 0 | 0 | 0 | 0 | 0
F4_Industrial_Other Industrial_Existing_Space Heating_Natural Gas_Unit Heater_A_Achievable Economic RVT Potential | F4 | Industrial | Other Industrial | Existing | Space Heating | Natural Gas | Unit Heater | A | Incremental Energy Savings (MWh or mTherms) | Achievable Economic RVT Potential | 0 | 0 | 0 | 0 | 0 | 0.049355 | 0.13419 | 0.25932 | 0.44194 | 0.67559 | 0.88926 | 1.1243 | 1.354 | 1.5559 | 1.9945 | 2.0504 | 2.2613 | 2.1759 | 2.1193 | 2.1579 | 2.1168 | 2.3189 | 2.1245 | 2.174 | 2.2717 | 2.3604 | 2.4625 | 2.5036 | 2.5297 | 2.5477 | 2.5513
F5_Industrial_Other Industrial_Existing_Space Heating_Natural Gas_Unit Heater_A_Achievable Economic RVT Potential | F5 | Industrial | Other Industrial | Existing | Space Heating | Natural Gas | Unit Heater | A | Incremental Summer Peak Savings (MW) | Achievable Economic RVT Potential | 0 | 0 | 0 | 0 | 0 | 0 | 0 | 0 | 0 | 0 | 0 | 0 | 0 | 0 | 0 | 0 | 0 | 0 | 0 | 0 | 0 | 0 | 0 | 0 | 0 | 0 | 0 | 0 | 0 | 0 | 0
F6_Industrial_Other Industrial_Existing_Space Heating_Natural Gas_Unit Heater_A_Achievable Economic RVT Potential | F6 | Industrial | Other Industrial | Existing | Space Heating | Natural Gas | Unit Heater | A | Incremental Winter Peak Savings (MW) | Achievable Economic RVT Potential | 0 | 0 | 0 | 0 | 0 | 0 | 0 | 0 | 0 | 0 | 0 | 0 | 0 | 0 | 0 | 0 | 0 | 0 | 0 | 0 | 0 | 0 | 0 | 0 | 0 | 0 | 0 | 0 | 0 | 0 | 0
F7_Industrial_Other Industrial_Existing_Space Heating_Natural Gas_Unit Heater_A_Achievable Economic RVT Potential | F7 | Industrial | Other Industrial | Existing | Space Heating | Natural Gas | Unit Heater | A | Cumulative Energy Savings (MWh or mTherms) | Achievable Economic RVT Potential | 0 | 0 | 0 | 0 | 0 | 0.049355 | 0.18354 | 0.44287 | 0.88481 | 1.5604 | 2.4497 | 3.574 | 4.928 | 6.4838 | 8.4784 | 10.5287 | 12.79 | 14.9166 | 16.9017 | 18.8002 | 20.4751 | 22.1184 | 23.3537 | 24.4033 | 25.321 | 26.1256 | 26.5936 | 27.0468 | 0 | 0 | 0
F8_Industrial_Other Industrial_Existing_Space Heating_Natural Gas_Unit Heater_A_Achievable Economic RVT Potential | F8 | Industrial | Other Industrial | Existing | Space Heating | Natural Gas | Unit Heater | A | Cumulative Summer Peak Savings (MW) | Achievable Economic RVT Potential | 0 | 0 | 0 | 0 | 0 | 0 | 0 | 0 | 0 | 0 | 0 | 0 | 0 | 0 | 0 | 0 | 0 | 0 | 0 | 0 | 0 | 0 | 0 | 0 | 0 | 0 | 0 | 0 | 0 | 0 | 0
F9_Industrial_Other Industrial_Existing_Space Heating_Natural Gas_Unit Heater_A_Achievable Economic RVT Potential | F9 | Industrial | Other Industrial | Existing | Space Heating | Natural Gas | Unit Heater | A | Cumulative Winter Peak Savings (MW) | Achievable Economic RVT Potential | 0 | 0 | 0 | 0 | 0 | 0 | 0 | 0 | 0 | 0 | 0 | 0 | 0 | 0 | 0 | 0 | 0 | 0 | 0 | 0 | 0 | 0 | 0 | 0 | 0 | 0 | 0 | 0 | 0 | 0 | 0
F10_Industrial_Other Industrial_Existing_Space Heating_Natural Gas_Unit Heater_A_Achievable Economic RVT Potential | F10 | Industrial | Other Industrial | Existing | Space Heating | Natural Gas | Unit Heater | A | Purchases (Incremental) | Achievable Economic RVT Potential | 0 | 0 | 0 | 0 | 0 | 0.0031292 | 0.0085078 | 0.016442 | 0.02802 | 0.042834 | 0.056381 | 0.071283 | 0.085847 | 0.098644 | 0.12646 | 0.13 | 0.14337 | 0.13796 | 0.13437 | 0.13681 | 0.13421 | 0.14702 | 0.1347 | 0.13783 | 0.14403 | 0.14965 | 0.15613 | 0.15874 | 0.16039 | 0.16153 | 0.16176
F11_Industrial_Other Industrial_Existing_Space Heating_Natural Gas_Unit Heater_A_Achievable Economic RVT Potential | F11 | Industrial | Other Industrial | Existing | Space Heating | Natural Gas | Unit Heater | A | Purchases (Cumulative) | Achievable Economic RVT Potential | 0 | 0 | 0 | 0 | 0 | 0.0031292 | 0.011637 | 0.028079 | 0.056099 | 0.098932 | 0.15531 | 0.2266 | 0.31244 | 0.41109 | 0.53754 | 0.66754 | 0.81091 | 0.94574 | 1.0716 | 1.192 | 1.2982 | 1.4024 | 1.4807 | 1.5472 | 1.6054 | 1.6564 | 1.6861 | 1.7148 | 1.7318 | 1.7554 | 1.7828
F1_Industrial_Other Industrial_New_Space Heating_Natural Gas_Furnace_A_Achievable Economic RVT Potential | F1 | Industrial | Other Industrial | New | Space Heating | Natural Gas | Furnace | A | Integrated Unit Energy Savings (kWh or therms) | Achievable Economic RVT Potential | 0 | 0 | 0 | 0 | 0 | 0 | 0 | 0 | 0 | 0 | 0 | 0 | 0 | 0 | 0 | 0 | 0 | 0 | 0 | 0 | 0 | 0 | 0 | 0 | 0 | 0 | 0 | 0 | 0 | 0 | 0
F2_Industrial_Other Industrial_New_Space Heating_Natural Gas_Furnace_A_Achievable Economic RVT Potential | F2 | Industrial | Other Industrial | New | Space Heating | Natural Gas | Furnace | A | Integrated Unit Summer Peak Savings (kW) | Achievable Economic RVT Potential | 0 | 0 | 0 | 0 | 0 | 0 | 0 | 0 | 0 | 0 | 0 | 0 | 0 | 0 | 0 | 0 | 0 | 0 | 0 | 0 | 0 | 0 | 0 | 0 | 0 | 0 | 0 | 0 | 0 | 0 | 0
F3_Industrial_Other Industrial_New_Space Heating_Natural Gas_Furnace_A_Achievable Economic RVT Potential | F3 | Industrial | Other Industrial | New | Space Heating | Natural Gas | Furnace | A | Integrated Unit Winter Peak Savings (kW) | Achievable Economic RVT Potential | 0 | 0 | 0 | 0 | 0 | 0 | 0 | 0 | 0 | 0 | 0 | 0 | 0 | 0 | 0 | 0 | 0 | 0 | 0 | 0 | 0 | 0 | 0 | 0 | 0 | 0 | 0 | 0 | 0 | 0 | 0
F4_Industrial_Other Industrial_New_Space Heating_Natural Gas_Furnace_A_Achievable Economic RVT Potential | F4 | Industrial | Other Industrial | New | Space Heating | Natural Gas | Furnace | A | Incremental Energy Savings (MWh or mTherms) | Achievable Economic RVT Potential | 0 | 0 | 0 | 0 | 0 | 0 | 0 | 0 | 0 | 0 | 0 | 0 | 0 | 0 | 0 | 0 | 0 | 0 | 0 | 0 | 0 | 0 | 0 | 0 | 0 | 0 | 0 | 0 | 0 | 0 | 0
F5_Industrial_Other Industrial_New_Space Heating_Natural Gas_Furnace_A_Achievable Economic RVT Potential | F5 | Industrial | Other Industrial | New | Space Heating | Natural Gas | Furnace | A | Incremental Summer Peak Savings (MW) | Achievable Economic RVT Potential | 0 | 0 | 0 | 0 | 0 | 0 | 0 | 0 | 0 | 0 | 0 | 0 | 0 | 0 | 0 | 0 | 0 | 0 | 0 | 0 | 0 | 0 | 0 | 0 | 0 | 0 | 0 | 0 | 0 | 0 | 0
F6_Industrial_Other Industrial_New_Space Heating_Natural Gas_Furnace_A_Achievable Economic RVT Potential | F6 | Industrial | Other Industrial | New | Space Heating | Natural Gas | Furnace | A | Incremental Winter Peak Savings (MW) | Achievable Economic RVT Potential | 0 | 0 | 0 | 0 | 0 | 0 | 0 | 0 | 0 | 0 | 0 | 0 | 0 | 0 | 0 | 0 | 0 | 0 | 0 | 0 | 0 | 0 | 0 | 0 | 0 | 0 | 0 | 0 | 0 | 0 | 0
F7_Industrial_Other Industrial_New_Space Heating_Natural Gas_Furnace_A_Achievable Economic RVT Potential | F7 | Industrial | Other Industrial | New | Space Heating | Natural Gas | Furnace | A | Cumulative Energy Savings (MWh or mTherms) | Achievable Economic RVT Potential | 0 | 0 | 0 | 0 | 0 | 0 | 0 | 0 | 0 | 0 | 0 | 0 | 0 | 0 | 0 | 0 | 0 | 0 | 0 | 0 | 0 | 0 | 0 | 0 | 0 | 0 | 0 | 0 | 0 | 0 | 0
F8_Industrial_Other Industrial_New_Space Heating_Natural Gas_Furnace_A_Achievable Economic RVT Potential | F8 | Industrial | Other Industrial | New | Space Heating | Natural Gas | Furnace | A | Cumulative Summer Peak Savings (MW) | Achievable Economic RVT Potential | 0 | 0 | 0 | 0 | 0 | 0 | 0 | 0 | 0 | 0 | 0 | 0 | 0 | 0 | 0 | 0 | 0 | 0 | 0 | 0 | 0 | 0 | 0 | 0 | 0 | 0 | 0 | 0 | 0 | 0 | 0
F9_Industrial_Other Industrial_New_Space Heating_Natural Gas_Furnace_A_Achievable Economic RVT Potential | F9 | Industrial | Other Industrial | New | Space Heating | Natural Gas | Furnace | A | Cumulative Winter Peak Savings (MW) | Achievable Economic RVT Potential | 0 | 0 | 0 | 0 | 0 | 0 | 0 | 0 | 0 | 0 | 0 | 0 | 0 | 0 | 0 | 0 | 0 | 0 | 0 | 0 | 0 | 0 | 0 | 0 | 0 | 0 | 0 | 0 | 0 | 0 | 0
F10_Industrial_Other Industrial_New_Space Heating_Natural Gas_Furnace_A_Achievable Economic RVT Potential | F10 | Industrial | Other Industrial | New | Space Heating | Natural Gas | Furnace | A | Purchases (Incremental) | Achievable Economic RVT Potential | 0 | 0 | 0 | 0 | 0 | 0 | 0 | 0 | 0 | 0 | 0 | 0 | 0 | 0 | 0 | 0 | 0 | 0 | 0 | 0 | 0 | 0 | 0 | 0 | 0 | 0 | 0 | 0 | 0 | 0 | 0
F11_Industrial_Other Industrial_New_Space Heating_Natural Gas_Furnace_A_Achievable Economic RVT Potential | F11 | Industrial | Other Industrial | New | Space Heating | Natural Gas | Furnace | A | Purchases (Cumulative) | Achievable Economic RVT Potential | 0 | 0 | 0 | 0 | 0 | 0 | 0 | 0 | 0 | 0 | 0 | 0 | 0 | 0 | 0 | 0 | 0 | 0 | 0 | 0 | 0 | 0 | 0 | 0 | 0 | 0 | 0 | 0 | 0 | 0 | 0
F1_Industrial_Other Industrial_New_Space Heating_Natural Gas_Boiler_A_Achievable Economic RVT Potential | F1 | Industrial | Other Industrial | New | Space Heating | Natural Gas | Boiler | A | Integrated Unit Energy Savings (kWh or therms) | Achievable Economic RVT Potential | 0 | 0 | 0 | 0 | 0 | 0 | 0 | 0 | 0 | 0 | 0 | 0 | 0 | 0 | 0 | 0 | 0 | 0 | 0 | 0 | 0 | 0 | 0 | 0 | 0 | 0 | 0 | 0 | 0 | 0 | 0
F2_Industrial_Other Industrial_New_Space Heating_Natural Gas_Boiler_A_Achievable Economic RVT Potential | F2 | Industrial | Other Industrial | New | Space Heating | Natural Gas | Boiler | A | Integrated Unit Summer Peak Savings (kW) | Achievable Economic RVT Potential | 0 | 0 | 0 | 0 | 0 | 0 | 0 | 0 | 0 | 0 | 0 | 0 | 0 | 0 | 0 | 0 | 0 | 0 | 0 | 0 | 0 | 0 | 0 | 0 | 0 | 0 | 0 | 0 | 0 | 0 | 0
F3_Industrial_Other Industrial_New_Space Heating_Natural Gas_Boiler_A_Achievable Economic RVT Potential | F3 | Industrial | Other Industrial | New | Space Heating | Natural Gas | Boiler | A | Integrated Unit Winter Peak Savings (kW) | Achievable Economic RVT Potential | 0 | 0 | 0 | 0 | 0 | 0 | 0 | 0 | 0 | 0 | 0 | 0 | 0 | 0 | 0 | 0 | 0 | 0 | 0 | 0 | 0 | 0 | 0 | 0 | 0 | 0 | 0 | 0 | 0 | 0 | 0
F4_Industrial_Other Industrial_New_Space Heating_Natural Gas_Boiler_A_Achievable Economic RVT Potential | F4 | Industrial | Other Industrial | New | Space Heating | Natural Gas | Boiler | A | Incremental Energy Savings (MWh or mTherms) | Achievable Economic RVT Potential | 0 | 0 | 0 | 0 | 0 | 0 | 0 | 0 | 0 | 0 | 0 | 0 | 0 | 0 | 0 | 0 | 0 | 0 | 0 | 0 | 0 | 0 | 0 | 0 | 0 | 0 | 0 | 0 | 0 | 0 | 0
F5_Industrial_Other Industrial_New_Space Heating_Natural Gas_Boiler_A_Achievable Economic RVT Potential | F5 | Industrial | Other Industrial | New | Space Heating | Natural Gas | Boiler | A | Incremental Summer Peak Savings (MW) | Achievable Economic RVT Potential | 0 | 0 | 0 | 0 | 0 | 0 | 0 | 0 | 0 | 0 | 0 | 0 | 0 | 0 | 0 | 0 | 0 | 0 | 0 | 0 | 0 | 0 | 0 | 0 | 0 | 0 | 0 | 0 | 0 | 0 | 0
F6_Industrial_Other Industrial_New_Space Heating_Natural Gas_Boiler_A_Achievable Economic RVT Potential | F6 | Industrial | Other Industrial | New | Space Heating | Natural Gas | Boiler | A | Incremental Winter Peak Savings (MW) | Achievable Economic RVT Potential | 0 | 0 | 0 | 0 | 0 | 0 | 0 | 0 | 0 | 0 | 0 | 0 | 0 | 0 | 0 | 0 | 0 | 0 | 0 | 0 | 0 | 0 | 0 | 0 | 0 | 0 | 0 | 0 | 0 | 0 | 0
F7_Industrial_Other Industrial_New_Space Heating_Natural Gas_Boiler_A_Achievable Economic RVT Potential | F7 | Industrial | Other Industrial | New | Space Heating | Natural Gas | Boiler | A | Cumulative Energy Savings (MWh or mTherms) | Achievable Economic RVT Potential | 0 | 0 | 0 | 0 | 0 | 0 | 0 | 0 | 0 | 0 | 0 | 0 | 0 | 0 | 0 | 0 | 0 | 0 | 0 | 0 | 0 | 0 | 0 | 0 | 0 | 0 | 0 | 0 | 0 | 0 | 0
F8_Industrial_Other Industrial_New_Space Heating_Natural Gas_Boiler_A_Achievable Economic RVT Potential | F8 | Industrial | Other Industrial | New | Space Heating | Natural Gas | Boiler | A | Cumulative Summer Peak Savings (MW) | Achievable Economic RVT Potential | 0 | 0 | 0 | 0 | 0 | 0 | 0 | 0 | 0 | 0 | 0 | 0 | 0 | 0 | 0 | 0 | 0 | 0 | 0 | 0 | 0 | 0 | 0 | 0 | 0 | 0 | 0 | 0 | 0 | 0 | 0
F9_Industrial_Other Industrial_New_Space Heating_Natural Gas_Boiler_A_Achievable Economic RVT Potential | F9 | Industrial | Other Industrial | New | Space Heating | Natural Gas | Boiler | A | Cumulative Winter Peak Savings (MW) | Achievable Economic RVT Potential | 0 | 0 | 0 | 0 | 0 | 0 | 0 | 0 | 0 | 0 | 0 | 0 | 0 | 0 | 0 | 0 | 0 | 0 | 0 | 0 | 0 | 0 | 0 | 0 | 0 | 0 | 0 | 0 | 0 | 0 | 0
F10_Industrial_Other Industrial_New_Space Heating_Natural Gas_Boiler_A_Achievable Economic RVT Potential | F10 | Industrial | Other Industrial | New | Space Heating | Natural Gas | Boiler | A | Purchases (Incremental) | Achievable Economic RVT Potential | 0 | 0 | 0 | 0 | 0 | 0 | 0 | 0 | 0 | 0 | 0 | 0 | 0 | 0 | 0 | 0 | 0 | 0 | 0 | 0 | 0 | 0 | 0 | 0 | 0 | 0 | 0 | 0 | 0 | 0 | 0
F11_Industrial_Other Industrial_New_Space Heating_Natural Gas_Boiler_A_Achievable Economic RVT Potential | F11 | Industrial | Other Industrial | New | Space Heating | Natural Gas | Boiler | A | Purchases (Cumulative) | Achievable Economic RVT Potential | 0 | 0 | 0 | 0 | 0 | 0 | 0 | 0 | 0 | 0 | 0 | 0 | 0 | 0 | 0 | 0 | 0 | 0 | 0 | 0 | 0 | 0 | 0 | 0 | 0 | 0 | 0 | 0 | 0 | 0 | 0
F1_Industrial_Other Industrial_New_Space Heating_Natural Gas_Unit Heater_A_Achievable Economic RVT Potential | F1 | Industrial | Other Industrial | New | Space Heating | Natural Gas | Unit Heater | A | Integrated Unit Energy Savings (kWh or therms) | Achievable Economic RVT Potential | 0 | 28641.12 | 28641.12 | 28641.12 | 28641.12 | 15772.4108 | 15772.4108 | 15772.4108 | 15772.4108 | 15772.4108 | 15772.4108 | 15772.4108 | 15772.4108 | 15772.4108 | 15772.4108 | 15772.4108 | 15772.4108 | 15772.4108 | 15772.4108 | 15772.4108 | 15772.4108 | 15772.4108 | 15772.4108 | 15772.4108 | 15772.4108 | 15772.4108 | 15772.4108 | 15772.4108 | 15772.4108 | 15772.4108 | 15772.4108
F2_Industrial_Other Industrial_New_Space Heating_Natural Gas_Unit Heater_A_Achievable Economic RVT Potential | F2 | Industrial | Other Industrial | New | Space Heating | Natural Gas | Unit Heater | A | Integrated Unit Summer Peak Savings (kW) | Achievable Economic RVT Potential | 0 | 0 | 0 | 0 | 0 | 0 | 0 | 0 | 0 | 0 | 0 | 0 | 0 | 0 | 0 | 0 | 0 | 0 | 0 | 0 | 0 | 0 | 0 | 0 | 0 | 0 | 0 | 0 | 0 | 0 | 0
F3_Industrial_Other Industrial_New_Space Heating_Natural Gas_Unit Heater_A_Achievable Economic RVT Potential | F3 | Industrial | Other Industrial | New | Space Heating | Natural Gas | Unit Heater | A | Integrated Unit Winter Peak Savings (kW) | Achievable Economic RVT Potential | 0 | 0 | 0 | 0 | 0 | 0 | 0 | 0 | 0 | 0 | 0 | 0 | 0 | 0 | 0 | 0 | 0 | 0 | 0 | 0 | 0 | 0 | 0 | 0 | 0 | 0 | 0 | 0 | 0 | 0 | 0
F4_Industrial_Other Industrial_New_Space Heating_Natural Gas_Unit Heater_A_Achievable Economic RVT Potential | F4 | Industrial | Other Industrial | New | Space Heating | Natural Gas | Unit Heater | A | Incremental Energy Savings (MWh or mTherms) | Achievable Economic RVT Potential | 0 | 0 | 0 | 0 | 0 | 0.018261 | 0.035895 | 0.053813 | 0.071328 | 0.089208 | 0.10535 | 0.13813 | 0.16735 | 0.19127 | 0.21029 | 0.22965 | 0.24413 | 0.25775 | 0.32717 | 0.32168 | 0.31804 | 0.32107 | 0.32772 | 0.33394 | 0.34162 | 0.34973 | 0.3593 | 0.36778 | 0.39254 | 0.41067 | 0.4234
F5_Industrial_Other Industrial_New_Space Heating_Natural Gas_Unit Heater_A_Achievable Economic RVT Potential | F5 | Industrial | Other Industrial | New | Space Heating | Natural Gas | Unit Heater | A | Incremental Summer Peak Savings (MW) | Achievable Economic RVT Potential | 0 | 0 | 0 | 0 | 0 | 0 | 0 | 0 | 0 | 0 | 0 | 0 | 0 | 0 | 0 | 0 | 0 | 0 | 0 | 0 | 0 | 0 | 0 | 0 | 0 | 0 | 0 | 0 | 0 | 0 | 0
F6_Industrial_Other Industrial_New_Space Heating_Natural Gas_Unit Heater_A_Achievable Economic RVT Potential | F6 | Industrial | Other Industrial | New | Space Heating | Natural Gas | Unit Heater | A | Incremental Winter Peak Savings (MW) | Achievable Economic RVT Potential | 0 | 0 | 0 | 0 | 0 | 0 | 0 | 0 | 0 | 0 | 0 | 0 | 0 | 0 | 0 | 0 | 0 | 0 | 0 | 0 | 0 | 0 | 0 | 0 | 0 | 0 | 0 | 0 | 0 | 0 | 0
F7_Industrial_Other Industrial_New_Space Heating_Natural Gas_Unit Heater_A_Achievable Economic RVT Potential | F7 | Industrial | Other Industrial | New | Space Heating | Natural Gas | Unit Heater | A | Cumulative Energy Savings (MWh or mTherms) | Achievable Economic RVT Potential | 0 | 0 | 0 | 0 | 0 | 0.018261 | 0.054157 | 0.10797 | 0.1793 | 0.26851 | 0.37386 | 0.51199 | 0.67934 | 0.87061 | 1.0809 | 1.3105 | 1.5547 | 1.7942 | 2.0854 | 2.3533 | 2.6 | 2.8319 | 3.0543 | 3.2501 | 3.4243 | 3.5828 | 3.7318 | 3.8699 | 0 | 0 | 0
F8_Industrial_Other Industrial_New_Space Heating_Natural Gas_Unit Heater_A_Achievable Economic RVT Potential | F8 | Industrial | Other Industrial | New | Space Heating | Natural Gas | Unit Heater | A | Cumulative Summer Peak Savings (MW) | Achievable Economic RVT Potential | 0 | 0 | 0 | 0 | 0 | 0 | 0 | 0 | 0 | 0 | 0 | 0 | 0 | 0 | 0 | 0 | 0 | 0 | 0 | 0 | 0 | 0 | 0 | 0 | 0 | 0 | 0 | 0 | 0 | 0 | 0
F9_Industrial_Other Industrial_New_Space Heating_Natural Gas_Unit Heater_A_Achievable Economic RVT Potential | F9 | Industrial | Other Industrial | New | Space Heating | Natural Gas | Unit Heater | A | Cumulative Winter Peak Savings (MW) | Achievable Economic RVT Potential | 0 | 0 | 0 | 0 | 0 | 0 | 0 | 0 | 0 | 0 | 0 | 0 | 0 | 0 | 0 | 0 | 0 | 0 | 0 | 0 | 0 | 0 | 0 | 0 | 0 | 0 | 0 | 0 | 0 | 0 | 0
F10_Industrial_Other Industrial_New_Space Heating_Natural Gas_Unit Heater_A_Achievable Economic RVT Potential | F10 | Industrial | Other Industrial | New | Space Heating | Natural Gas | Unit Heater | A | Purchases (Incremental) | Achievable Economic RVT Potential | 0 | 0 | 0 | 0 | 0 | 0.0011578 | 0.0022758 | 0.0034119 | 0.0045223 | 0.0056559 | 0.0066795 | 0.0087578 | 0.01061 | 0.012127 | 0.013333 | 0.01456 | 0.015479 | 0.016342 | 0.020743 | 0.020395 | 0.020164 | 0.020356 | 0.020778 | 0.021172 | 0.021659 | 0.022174 | 0.02278 | 0.023318 | 0.024888 | 0.026037 | 0.026845
F11_Industrial_Other Industrial_New_Space Heating_Natural Gas_Unit Heater_A_Achievable Economic RVT Potential | F11 | Industrial | Other Industrial | New | Space Heating | Natural Gas | Unit Heater | A | Purchases (Cumulative) | Achievable Economic RVT Potential | 0 | 0 | 0 | 0 | 0 | 0.0011578 | 0.0034336 | 0.0068455 | 0.011368 | 0.017024 | 0.023703 | 0.032461 | 0.043071 | 0.055198 | 0.068531 | 0.083091 | 0.09857 | 0.11375 | 0.13222 | 0.1492 | 0.16485 | 0.17955 | 0.19365 | 0.20606 | 0.21711 | 0.22716 | 0.2366 | 0.24536 | 0.25477 | 0.26447 | 0.27057
F1_Industrial_Food Products_Existing_Space Heating_Natural Gas_Insulation - Roof/Ceiling_A_Achievable Economic RVT Potential | F1 | Industrial | Food Products | Existing | Space Heating | Natural Gas | Insulation - Roof/Ceiling | A | Integrated Unit Energy Savings (kWh or therms) | Achievable Economic RVT Potential | 0 | 0 | 0 | 0 | 0 | 0.099438 | 0.098749 | 0.097907 | 0.096981 | 0.095956 | 0.09483 | 0.093613 | 0.092311 | 0.090887 | 0.089362 | 0.087796 | 0.086242 | 0.084737 | 0.083301 | 0.082026 | 0.080843 | 0.079735 | 0.078808 | 0.077994 | 0.077258 | 0.076725 | 0.076285 | 0.075875 | 0 | 0 | 0
F2_Industrial_Food Products_Existing_Space Heating_Natural Gas_Insulation - Roof/Ceiling_A_Achievable Economic RVT Potential | F2 | Industrial | Food Products | Existing | Space Heating | Natural Gas | Insulation - Roof/Ceiling | A | Integrated Unit Summer Peak Savings (kW) | Achievable Economic RVT Potential | 0 | 0 | 0 | 0 | 0 | 0 | 0 | 0 | 0 | 0 | 0 | 0 | 0 | 0 | 0 | 0 | 0 | 0 | 0 | 0 | 0 | 0 | 0 | 0 | 0 | 0 | 0 | 0 | 0 | 0 | 0
F3_Industrial_Food Products_Existing_Space Heating_Natural Gas_Insulation - Roof/Ceiling_A_Achievable Economic RVT Potential | F3 | Industrial | Food Products | Existing | Space Heating | Natural Gas | Insulation - Roof/Ceiling | A | Integrated Unit Winter Peak Savings (kW) | Achievable Economic RVT Potential | 0 | 0 | 0 | 0 | 0 | 0 | 0 | 0 | 0 | 0 | 0 | 0 | 0 | 0 | 0 | 0 | 0 | 0 | 0 | 0 | 0 | 0 | 0 | 0 | 0 | 0 | 0 | 0 | 0 | 0 | 0
F4_Industrial_Food Products_Existing_Space Heating_Natural Gas_Insulation - Roof/Ceiling_A_Achievable Economic RVT Potential | F4 | Industrial | Food Products | Existing | Space Heating | Natural Gas | Insulation - Roof/Ceiling | A | Incremental Energy Savings (MWh or mTherms) | Achievable Economic RVT Potential | 0 | 0 | 0 | 0 | 0 | 1.2675 | 2.2015 | 3.3754 | 4.6833 | 5.9025 | 6.7191 | 7.1235 | 7.0102 | 6.3396 | 5.4749 | 4.3875 | 3.3525 | 2.415 | 1.647 | 1.0825 | 0.67611 | 0.40432 | 0.26959 | 0 | 0 | 0 | 0 | 0 | 0 | 0 | 0
F5_Industrial_Food Products_Existing_Space Heating_Natural Gas_Insulation - Roof/Ceiling_A_Achievable Economic RVT Potential | F5 | Industrial | Food Products | Existing | Space Heating | Natural Gas | Insulation - Roof/Ceiling | A | Incremental Summer Peak Savings (MW) | Achievable Economic RVT Potential | 0 | 0 | 0 | 0 | 0 | 0 | 0 | 0 | 0 | 0 | 0 | 0 | 0 | 0 | 0 | 0 | 0 | 0 | 0 | 0 | 0 | 0 | 0 | 0 | 0 | 0 | 0 | 0 | 0 | 0 | 0
F6_Industrial_Food Products_Existing_Space Heating_Natural Gas_Insulation - Roof/Ceiling_A_Achievable Economic RVT Potential | F6 | Industrial | Food Products | Existing | Space Heating | Natural Gas | Insulation - Roof/Ceiling | A | Incremental Winter Peak Savings (MW) | Achievable Economic RVT Potential | 0 | 0 | 0 | 0 | 0 | 0 | 0 | 0 | 0 | 0 | 0 | 0 | 0 | 0 | 0 | 0 | 0 | 0 | 0 | 0 | 0 | 0 | 0 | 0 | 0 | 0 | 0 | 0 | 0 | 0 | 0
F7_Industrial_Food Products_Existing_Space Heating_Natural Gas_Insulation - Roof/Ceiling_A_Achievable Economic RVT Potential | F7 | Industrial | Food Products | Existing | Space Heating | Natural Gas | Insulation - Roof/Ceiling | A | Cumulative Energy Savings (MWh or mTherms) | Achievable Economic RVT Potential | 0 | 0 | 0 | 0 | 0 | 1.2675 | 3.4602 | 6.8061 | 11.425 | 17.2069 | 23.7241 | 30.5429 | 37.1285 | 42.8953 | 47.6506 | 51.2032 | 53.6493 | 55.1278 | 55.8405 | 56.0686 | 55.936 | 55.5734 | 55.197 | 54.6269 | 54.1117 | 53.7384 | 53.43 | 53.1426 | 0 | 0 | 0
F8_Industrial_Food Products_Existing_Space Heating_Natural Gas_Insulation - Roof/Ceiling_A_Achievable Economic RVT Potential | F8 | Industrial | Food Products | Existing | Space Heating | Natural Gas | Insulation - Roof/Ceiling | A | Cumulative Summer Peak Savings (MW) | Achievable Economic RVT Potential | 0 | 0 | 0 | 0 | 0 | 0 | 0 | 0 | 0 | 0 | 0 | 0 | 0 | 0 | 0 | 0 | 0 | 0 | 0 | 0 | 0 | 0 | 0 | 0 | 0 | 0 | 0 | 0 | 0 | 0 | 0
F9_Industrial_Food Products_Existing_Space Heating_Natural Gas_Insulation - Roof/Ceiling_A_Achievable Economic RVT Potential | F9 | Industrial | Food Products | Existing | Space Heating | Natural Gas | Insulation - Roof/Ceiling | A | Cumulative Winter Peak Savings (MW) | Achievable Economic RVT Potential | 0 | 0 | 0 | 0 | 0 | 0 | 0 | 0 | 0 | 0 | 0 | 0 | 0 | 0 | 0 | 0 | 0 | 0 | 0 | 0 | 0 | 0 | 0 | 0 | 0 | 0 | 0 | 0 | 0 | 0 | 0
F10_Industrial_Food Products_Existing_Space Heating_Natural Gas_Insulation - Roof/Ceiling_A_Achievable Economic RVT Potential | F10 | Industrial | Food Products | Existing | Space Heating | Natural Gas | Insulation - Roof/Ceiling | A | Purchases (Incremental) | Achievable Economic RVT Potential | 0 | 0 | 0 | 0 | 0 | 12746.5316 | 22294.1877 | 34475.328 | 48291.5535 | 61512.7989 | 70853.5912 | 76095.3542 | 75940.8478 | 69752.6044 | 61266.557 | 49973.6592 | 38873.4458 | 28499.4272 | 19771.6498 | 13196.7136 | 8363.1813 | 5070.8329 | 3420.8683 | 0 | 0 | 0 | 0 | 0 | 0 | 0 | 0
F11_Industrial_Food Products_Existing_Space Heating_Natural Gas_Insulation - Roof/Ceiling_A_Achievable Economic RVT Potential | F11 | Industrial | Food Products | Existing | Space Heating | Natural Gas | Insulation - Roof/Ceiling | A | Purchases (Cumulative) | Achievable Economic RVT Potential | 0 | 0 | 0 | 0 | 0 | 12746.5316 | 35040.7193 | 69516.0473 | 117807.6008 | 179320.3998 | 250173.991 | 326269.3452 | 402210.193 | 471962.7974 | 533229.3544 | 583203.0137 | 622076.4595 | 650575.8866 | 670347.5364 | 683544.25 | 691907.4313 | 696978.2643 | 700399.1326 | 700399.1326 | 700399.1326 | 700399.1326 | 700399.1326 | 700399.1326 | 700399.1326 | 700399.1326 | 700399.1326
F1_Industrial_Food Products_Existing_Space Heating_Natural Gas_Insulation - Wall Cavity_A_Achievable Economic RVT Potential | F1 | Industrial | Food Products | Existing | Space Heating | Natural Gas | Insulation - Wall Cavity | A | Integrated Unit Energy Savings (kWh or therms) | Achievable Economic RVT Potential | 0 | 0 | 0 | 0 | 0 | 0.017839 | 0.017596 | 0.017261 | 0.016844 | 0.016346 | 0.015773 | 0.015175 | 0.014574 | 0.013961 | 0.01343 | 0.012922 | 0.012504 | 0.012134 | 0.011806 | 0.011567 | 0.011349 | 0.011157 | 0.011 | 0.010876 | 0.010764 | 0.01068 | 0.010611 | 0.010546 | 0 | 0 | 0
F2_Industrial_Food Products_Existing_Space Heating_Natural Gas_Insulation - Wall Cavity_A_Achievable Economic RVT Potential | F2 | Industrial | Food Products | Existing | Space Heating | Natural Gas | Insulation - Wall Cavity | A | Integrated Unit Summer Peak Savings (kW) | Achievable Economic RVT Potential | 0 | 0 | 0 | 0 | 0 | 0 | 0 | 0 | 0 | 0 | 0 | 0 | 0 | 0 | 0 | 0 | 0 | 0 | 0 | 0 | 0 | 0 | 0 | 0 | 0 | 0 | 0 | 0 | 0 | 0 | 0
F3_Industrial_Food Products_Existing_Space Heating_Natural Gas_Insulation - Wall Cavity_A_Achievable Economic RVT Potential | F3 | Industrial | Food Products | Existing | Space Heating | Natural Gas | Insulation - Wall Cavity | A | Integrated Unit Winter Peak Savings (kW) | Achievable Economic RVT Potential | 0 | 0 | 0 | 0 | 0 | 0 | 0 | 0 | 0 | 0 | 0 | 0 | 0 | 0 | 0 | 0 | 0 | 0 | 0 | 0 | 0 | 0 | 0 | 0 | 0 | 0 | 0 | 0 | 0 | 0 | 0
F4_Industrial_Food Products_Existing_Space Heating_Natural Gas_Insulation - Wall Cavity_A_Achievable Economic RVT Potential | F4 | Industrial | Food Products | Existing | Space Heating | Natural Gas | Insulation - Wall Cavity | A | Incremental Energy Savings (MWh or mTherms) | Achievable Economic RVT Potential | 0 | 0 | 0 | 0 | 0 | 0 | 0 | 0 | 0 | 0 | 0 | 0 | 0 | 0 | 0 | 0 | 0 | 0 | 0 | 0 | 0 | 0 | 0 | 0 | 0 | 0 | 0 | 0 | 0 | 0 | 0
F5_Industrial_Food Products_Existing_Space Heating_Natural Gas_Insulation - Wall Cavity_A_Achievable Economic RVT Potential | F5 | Industrial | Food Products | Existing | Space Heating | Natural Gas | Insulation - Wall Cavity | A | Incremental Summer Peak Savings (MW) | Achievable Economic RVT Potential | 0 | 0 | 0 | 0 | 0 | 0 | 0 | 0 | 0 | 0 | 0 | 0 | 0 | 0 | 0 | 0 | 0 | 0 | 0 | 0 | 0 | 0 | 0 | 0 | 0 | 0 | 0 | 0 | 0 | 0 | 0
F6_Industrial_Food Products_Existing_Space Heating_Natural Gas_Insulation - Wall Cavity_A_Achievable Economic RVT Potential | F6 | Industrial | Food Products | Existing | Space Heating | Natural Gas | Insulation - Wall Cavity | A | Incremental Winter Peak Savings (MW) | Achievable Economic RVT Potential | 0 | 0 | 0 | 0 | 0 | 0 | 0 | 0 | 0 | 0 | 0 | 0 | 0 | 0 | 0 | 0 | 0 | 0 | 0 | 0 | 0 | 0 | 0 | 0 | 0 | 0 | 0 | 0 | 0 | 0 | 0
F7_Industrial_Food Products_Existing_Space Heating_Natural Gas_Insulation - Wall Cavity_A_Achievable Economic RVT Potential | F7 | Industrial | Food Products | Existing | Space Heating | Natural Gas | Insulation - Wall Cavity | A | Cumulative Energy Savings (MWh or mTherms) | Achievable Economic RVT Potential | 0 | 0 | 0 | 0 | 0 | 0 | 0 | 0 | 0 | 0 | 0 | 0 | 0 | 0 | 0 | 0 | 0 | 0 | 0 | 0 | 0 | 0 | 0 | 0 | 0 | 0 | 0 | 0 | 0 | 0 | 0
F8_Industrial_Food Products_Existing_Space Heating_Natural Gas_Insulation - Wall Cavity_A_Achievable Economic RVT Potential | F8 | Industrial | Food Products | Existing | Space Heating | Natural Gas | Insulation - Wall Cavity | A | Cumulative Summer Peak Savings (MW) | Achievable Economic RVT Potential | 0 | 0 | 0 | 0 | 0 | 0 | 0 | 0 | 0 | 0 | 0 | 0 | 0 | 0 | 0 | 0 | 0 | 0 | 0 | 0 | 0 | 0 | 0 | 0 | 0 | 0 | 0 | 0 | 0 | 0 | 0
F9_Industrial_Food Products_Existing_Space Heating_Natural Gas_Insulation - Wall Cavity_A_Achievable Economic RVT Potential | F9 | Industrial | Food Products | Existing | Space Heating | Natural Gas | Insulation - Wall Cavity | A | Cumulative Winter Peak Savings (MW) | Achievable Economic RVT Potential | 0 | 0 | 0 | 0 | 0 | 0 | 0 | 0 | 0 | 0 | 0 | 0 | 0 | 0 | 0 | 0 | 0 | 0 | 0 | 0 | 0 | 0 | 0 | 0 | 0 | 0 | 0 | 0 | 0 | 0 | 0
F10_Industrial_Food Products_Existing_Space Heating_Natural Gas_Insulation - Wall Cavity_A_Achievable Economic RVT Potential | F10 | Industrial | Food Products | Existing | Space Heating | Natural Gas | Insulation - Wall Cavity | A | Purchases (Incremental) | Achievable Economic RVT Potential | 0 | 0 | 0 | 0 | 0 | 0 | 0 | 0 | 0 | 0 | 0 | 0 | 0 | 0 | 0 | 0 | 0 | 0 | 0 | 0 | 0 | 0 | 0 | 0 | 0 | 0 | 0 | 0 | 0 | 0 | 0
F11_Industrial_Food Products_Existing_Space Heating_Natural Gas_Insulation - Wall Cavity_A_Achievable Economic RVT Potential | F11 | Industrial | Food Products | Existing | Space Heating | Natural Gas | Insulation - Wall Cavity | A | Purchases (Cumulative) | Achievable Economic RVT Potential | 0 | 0 | 0 | 0 | 0 | 0 | 0 | 0 | 0 | 0 | 0 | 0 | 0 | 0 | 0 | 0 | 0 | 0 | 0 | 0 | 0 | 0 | 0 | 0 | 0 | 0 | 0 | 0 | 0 | 0 | 0
F1_Industrial_Food Products_Existing_Space Heating_Natural Gas_Insulation - Ducting_A_Achievable Economic RVT Potential | F1 | Industrial | Food Products | Existing | Space Heating | Natural Gas | Insulation - Ducting | A | Integrated Unit Energy Savings (kWh or therms) | Achievable Economic RVT Potential | 0 | 0 | 0 | 0 | 0 | 0.0016221 | 0.0015934 | 0.0015544 | 0.0015085 | 0.0014562 | 0.001398 | 0.0013385 | 0.00128 | 0.0012216 | 0.0011713 | 0.0011241 | 0.0010855 | 0.0010512 | 0.0010207 | 0.00099776 | 0.00097649 | 0.00095782 | 0.00094133 | 0.00092769 | 0.00091516 | 0.00090527 | 0.0008967 | 0.00088868 | 0.00131 | 0.0013019 | 0.0012943
F2_Industrial_Food Products_Existing_Space Heating_Natural Gas_Insulation - Ducting_A_Achievable Economic RVT Potential | F2 | Industrial | Food Products | Existing | Space Heating | Natural Gas | Insulation - Ducting | A | Integrated Unit Summer Peak Savings (kW) | Achievable Economic RVT Potential | 0 | 0 | 0 | 0 | 0 | 0 | 0 | 0 | 0 | 0 | 0 | 0 | 0 | 0 | 0 | 0 | 0 | 0 | 0 | 0 | 0 | 0 | 0 | 0 | 0 | 0 | 0 | 0 | 0 | 0 | 0
F3_Industrial_Food Products_Existing_Space Heating_Natural Gas_Insulation - Ducting_A_Achievable Economic RVT Potential | F3 | Industrial | Food Products | Existing | Space Heating | Natural Gas | Insulation - Ducting | A | Integrated Unit Winter Peak Savings (kW) | Achievable Economic RVT Potential | 0 | 0 | 0 | 0 | 0 | 0 | 0 | 0 | 0 | 0 | 0 | 0 | 0 | 0 | 0 | 0 | 0 | 0 | 0 | 0 | 0 | 0 | 0 | 0 | 0 | 0 | 0 | 0 | 0 | 0 | 0
F4_Industrial_Food Products_Existing_Space Heating_Natural Gas_Insulation - Ducting_A_Achievable Economic RVT Potential | F4 | Industrial | Food Products | Existing | Space Heating | Natural Gas | Insulation - Ducting | A | Incremental Energy Savings (MWh or mTherms) | Achievable Economic RVT Potential | 0 | 0 | 0 | 0 | 0 | 0 | 0 | 0 | 0 | 0 | 0 | 0 | 0 | 0 | 0 | 0 | 0 | 0 | 0 | 0 | 0 | 0 | 0 | 0 | 0 | 0 | 0 | 0 | 0 | 0 | 0
F5_Industrial_Food Products_Existing_Space Heating_Natural Gas_Insulation - Ducting_A_Achievable Economic RVT Potential | F5 | Industrial | Food Products | Existing | Space Heating | Natural Gas | Insulation - Ducting | A | Incremental Summer Peak Savings (MW) | Achievable Economic RVT Potential | 0 | 0 | 0 | 0 | 0 | 0 | 0 | 0 | 0 | 0 | 0 | 0 | 0 | 0 | 0 | 0 | 0 | 0 | 0 | 0 | 0 | 0 | 0 | 0 | 0 | 0 | 0 | 0 | 0 | 0 | 0
F6_Industrial_Food Products_Existing_Space Heating_Natural Gas_Insulation - Ducting_A_Achievable Economic RVT Potential | F6 | Industrial | Food Products | Existing | Space Heating | Natural Gas | Insulation - Ducting | A | Incremental Winter Peak Savings (MW) | Achievable Economic RVT Potential | 0 | 0 | 0 | 0 | 0 | 0 | 0 | 0 | 0 | 0 | 0 | 0 | 0 | 0 | 0 | 0 | 0 | 0 | 0 | 0 | 0 | 0 | 0 | 0 | 0 | 0 | 0 | 0 | 0 | 0 | 0
F7_Industrial_Food Products_Existing_Space Heating_Natural Gas_Insulation - Ducting_A_Achievable Economic RVT Potential | F7 | Industrial | Food Products | Existing | Space Heating | Natural Gas | Insulation - Ducting | A | Cumulative Energy Savings (MWh or mTherms) | Achievable Economic RVT Potential | 0 | 0 | 0 | 0 | 0 | 0 | 0 | 0 | 0 | 0 | 0 | 0 | 0 | 0 | 0 | 0 | 0 | 0 | 0 | 0 | 0 | 0 | 0 | 0 | 0 | 0 | 0 | 0 | 0 | 0 | 0
F8_Industrial_Food Products_Existing_Space Heating_Natural Gas_Insulation - Ducting_A_Achievable Economic RVT Potential | F8 | Industrial | Food Products | Existing | Space Heating | Natural Gas | Insulation - Ducting | A | Cumulative Summer Peak Savings (MW) | Achievable Economic RVT Potential | 0 | 0 | 0 | 0 | 0 | 0 | 0 | 0 | 0 | 0 | 0 | 0 | 0 | 0 | 0 | 0 | 0 | 0 | 0 | 0 | 0 | 0 | 0 | 0 | 0 | 0 | 0 | 0 | 0 | 0 | 0
F9_Industrial_Food Products_Existing_Space Heating_Natural Gas_Insulation - Ducting_A_Achievable Economic RVT Potential | F9 | Industrial | Food Products | Existing | Space Heating | Natural Gas | Insulation - Ducting | A | Cumulative Winter Peak Savings (MW) | Achievable Economic RVT Potential | 0 | 0 | 0 | 0 | 0 | 0 | 0 | 0 | 0 | 0 | 0 | 0 | 0 | 0 | 0 | 0 | 0 | 0 | 0 | 0 | 0 | 0 | 0 | 0 | 0 | 0 | 0 | 0 | 0 | 0 | 0
F10_Industrial_Food Products_Existing_Space Heating_Natural Gas_Insulation - Ducting_A_Achievable Economic RVT Potential | F10 | Industrial | Food Products | Existing | Space Heating | Natural Gas | Insulation - Ducting | A | Purchases (Incremental) | Achievable Economic RVT Potential | 0 | 0 | 0 | 0 | 0 | 0 | 0 | 0 | 0 | 0 | 0 | 0 | 0 | 0 | 0 | 0 | 0 | 0 | 0 | 0 | 0 | 0 | 0 | 0 | 0 | 0 | 0 | 0 | 0 | 0 | 0
F11_Industrial_Food Products_Existing_Space Heating_Natural Gas_Insulation - Ducting_A_Achievable Economic RVT Potential | F11 | Industrial | Food Products | Existing | Space Heating | Natural Gas | Insulation - Ducting | A | Purchases (Cumulative) | Achievable Economic RVT Potential | 0 | 0 | 0 | 0 | 0 | 0 | 0 | 0 | 0 | 0 | 0 | 0 | 0 | 0 | 0 | 0 | 0 | 0 | 0 | 0 | 0 | 0 | 0 | 0 | 0 | 0 | 0 | 0 | 0 | 0 | 0
F1_Industrial_Food Products_Existing_Space Heating_Natural Gas_HVAC - Duct Repair and Sealing_A_Achievable Economic RVT Potential | F1 | Industrial | Food Products | Existing | Space Heating | Natural Gas | HVAC - Duct Repair and Sealing | A | Integrated Unit Energy Savings (kWh or therms) | Achievable Economic RVT Potential | 0 | 0 | 0 | 0 | 0 | 0.0038188 | 0.0037511 | 0.0036593 | 0.0035513 | 0.0034281 | 0.0032912 | 0.003151 | 0.0030133 | 0.0028759 | 0.0027574 | 0.0026464 | 0.0025556 | 0.0024748 | 0.002403 | 0.0023489 | 0.0022988 | 0.0022549 | 0.0022161 | 0.002184 | 0.0021545 | 0.0021312 | 0.002111 | 0.0020921 | 0.0030839 | 0.0030649 | 0.0030471
F2_Industrial_Food Products_Existing_Space Heating_Natural Gas_HVAC - Duct Repair and Sealing_A_Achievable Economic RVT Potential | F2 | Industrial | Food Products | Existing | Space Heating | Natural Gas | HVAC - Duct Repair and Sealing | A | Integrated Unit Summer Peak Savings (kW) | Achievable Economic RVT Potential | 0 | 0 | 0 | 0 | 0 | 0 | 0 | 0 | 0 | 0 | 0 | 0 | 0 | 0 | 0 | 0 | 0 | 0 | 0 | 0 | 0 | 0 | 0 | 0 | 0 | 0 | 0 | 0 | 0 | 0 | 0
F3_Industrial_Food Products_Existing_Space Heating_Natural Gas_HVAC - Duct Repair and Sealing_A_Achievable Economic RVT Potential | F3 | Industrial | Food Products | Existing | Space Heating | Natural Gas | HVAC - Duct Repair and Sealing | A | Integrated Unit Winter Peak Savings (kW) | Achievable Economic RVT Potential | 0 | 0 | 0 | 0 | 0 | 0 | 0 | 0 | 0 | 0 | 0 | 0 | 0 | 0 | 0 | 0 | 0 | 0 | 0 | 0 | 0 | 0 | 0 | 0 | 0 | 0 | 0 | 0 | 0 | 0 | 0
F4_Industrial_Food Products_Existing_Space Heating_Natural Gas_HVAC - Duct Repair and Sealing_A_Achievable Economic RVT Potential | F4 | Industrial | Food Products | Existing | Space Heating | Natural Gas | HVAC - Duct Repair and Sealing | A | Incremental Energy Savings (MWh or mTherms) | Achievable Economic RVT Potential | 0 | 0 | 0 | 0 | 0 | 0 | 0 | 0 | 0 | 0 | 0 | 0 | 0 | 0 | 0 | 0 | 0 | 0 | 0 | 0 | 0 | 0 | 0 | 0 | 0 | 0 | 0 | 0 | 0 | 0 | 0
F5_Industrial_Food Products_Existing_Space Heating_Natural Gas_HVAC - Duct Repair and Sealing_A_Achievable Economic RVT Potential | F5 | Industrial | Food Products | Existing | Space Heating | Natural Gas | HVAC - Duct Repair and Sealing | A | Incremental Summer Peak Savings (MW) | Achievable Economic RVT Potential | 0 | 0 | 0 | 0 | 0 | 0 | 0 | 0 | 0 | 0 | 0 | 0 | 0 | 0 | 0 | 0 | 0 | 0 | 0 | 0 | 0 | 0 | 0 | 0 | 0 | 0 | 0 | 0 | 0 | 0 | 0
F6_Industrial_Food Products_Existing_Space Heating_Natural Gas_HVAC - Duct Repair and Sealing_A_Achievable Economic RVT Potential | F6 | Industrial | Food Products | Existing | Space Heating | Natural Gas | HVAC - Duct Repair and Sealing | A | Incremental Winter Peak Savings (MW) | Achievable Economic RVT Potential | 0 | 0 | 0 | 0 | 0 | 0 | 0 | 0 | 0 | 0 | 0 | 0 | 0 | 0 | 0 | 0 | 0 | 0 | 0 | 0 | 0 | 0 | 0 | 0 | 0 | 0 | 0 | 0 | 0 | 0 | 0
F7_Industrial_Food Products_Existing_Space Heating_Natural Gas_HVAC - Duct Repair and Sealing_A_Achievable Economic RVT Potential | F7 | Industrial | Food Products | Existing | Space Heating | Natural Gas | HVAC - Duct Repair and Sealing | A | Cumulative Energy Savings (MWh or mTherms) | Achievable Economic RVT Potential | 0 | 0 | 0 | 0 | 0 | 0 | 0 | 0 | 0 | 0 | 0 | 0 | 0 | 0 | 0 | 0 | 0 | 0 | 0 | 0 | 0 | 0 | 0 | 0 | 0 | 0 | 0 | 0 | 0 | 0 | 0
F8_Industrial_Food Products_Existing_Space Heating_Natural Gas_HVAC - Duct Repair and Sealing_A_Achievable Economic RVT Potential | F8 | Industrial | Food Products | Existing | Space Heating | Natural Gas | HVAC - Duct Repair and Sealing | A | Cumulative Summer Peak Savings (MW) | Achievable Economic RVT Potential | 0 | 0 | 0 | 0 | 0 | 0 | 0 | 0 | 0 | 0 | 0 | 0 | 0 | 0 | 0 | 0 | 0 | 0 | 0 | 0 | 0 | 0 | 0 | 0 | 0 | 0 | 0 | 0 | 0 | 0 | 0
F9_Industrial_Food Products_Existing_Space Heating_Natural Gas_HVAC - Duct Repair and Sealing_A_Achievable Economic RVT Potential | F9 | Industrial | Food Products | Existing | Space Heating | Natural Gas | HVAC - Duct Repair and Sealing | A | Cumulative Winter Peak Savings (MW) | Achievable Economic RVT Potential | 0 | 0 | 0 | 0 | 0 | 0 | 0 | 0 | 0 | 0 | 0 | 0 | 0 | 0 | 0 | 0 | 0 | 0 | 0 | 0 | 0 | 0 | 0 | 0 | 0 | 0 | 0 | 0 | 0 | 0 | 0
F10_Industrial_Food Products_Existing_Space Heating_Natural Gas_HVAC - Duct Repair and Sealing_A_Achievable Economic RVT Potential | F10 | Industrial | Food Products | Existing | Space Heating | Natural Gas | HVAC - Duct Repair and Sealing | A | Purchases (Incremental) | Achievable Economic RVT Potential | 0 | 0 | 0 | 0 | 0 | 0 | 0 | 0 | 0 | 0 | 0 | 0 | 0 | 0 | 0 | 0 | 0 | 0 | 0 | 0 | 0 | 0 | 0 | 0 | 0 | 0 | 0 | 0 | 0 | 0 | 0
F11_Industrial_Food Products_Existing_Space Heating_Natural Gas_HVAC - Duct Repair and Sealing_A_Achievable Economic RVT Potential | F11 | Industrial | Food Products | Existing | Space Heating | Natural Gas | HVAC - Duct Repair and Sealing | A | Purchases (Cumulative) | Achievable Economic RVT Potential | 0 | 0 | 0 | 0 | 0 | 0 | 0 | 0 | 0 | 0 | 0 | 0 | 0 | 0 | 0 | 0 | 0 | 0 | 0 | 0 | 0 | 0 | 0 | 0 | 0 | 0 | 0 | 0 | 0 | 0 | 0
F1_Industrial_Food Products_Existing_Space Heating_Natural Gas_Windows - High Efficiency_A_Achievable Economic RVT Potential | F1 | Industrial | Food Products | Existing | Space Heating | Natural Gas | Windows - High Efficiency | A | Integrated Unit Energy Savings (kWh or therms) | Achievable Economic RVT Potential | 0 | 0 | 0 | 0 | 0 | 0.0056614 | 0.0055843 | 0.0054781 | 0.0053456 | 0.0051876 | 0.0050058 | 0.0048159 | 0.0046252 | 0.0044306 | 0.0042621 | 0.0041009 | 0.0039684 | 0.0038508 | 0.0037469 | 0.0036711 | 0.0036016 | 0.0035409 | 0.0034912 | 0.0034517 | 0.003416 | 0.0033895 | 0.0033674 | 0.0033469 | 0 | 0 | 0
F2_Industrial_Food Products_Existing_Space Heating_Natural Gas_Windows - High Efficiency_A_Achievable Economic RVT Potential | F2 | Industrial | Food Products | Existing | Space Heating | Natural Gas | Windows - High Efficiency | A | Integrated Unit Summer Peak Savings (kW) | Achievable Economic RVT Potential | 0 | 0 | 0 | 0 | 0 | 0 | 0 | 0 | 0 | 0 | 0 | 0 | 0 | 0 | 0 | 0 | 0 | 0 | 0 | 0 | 0 | 0 | 0 | 0 | 0 | 0 | 0 | 0 | 0 | 0 | 0
F3_Industrial_Food Products_Existing_Space Heating_Natural Gas_Windows - High Efficiency_A_Achievable Economic RVT Potential | F3 | Industrial | Food Products | Existing | Space Heating | Natural Gas | Windows - High Efficiency | A | Integrated Unit Winter Peak Savings (kW) | Achievable Economic RVT Potential | 0 | 0 | 0 | 0 | 0 | 0 | 0 | 0 | 0 | 0 | 0 | 0 | 0 | 0 | 0 | 0 | 0 | 0 | 0 | 0 | 0 | 0 | 0 | 0 | 0 | 0 | 0 | 0 | 0 | 0 | 0
F4_Industrial_Food Products_Existing_Space Heating_Natural Gas_Windows - High Efficiency_A_Achievable Economic RVT Potential | F4 | Industrial | Food Products | Existing | Space Heating | Natural Gas | Windows - High Efficiency | A | Incremental Energy Savings (MWh or mTherms) | Achievable Economic RVT Potential | 0 | 0 | 0 | 0 | 0 | 0 | 0 | 0 | 0 | 0 | 0 | 0 | 0 | 0 | 0 | 0 | 0 | 0 | 0 | 0 | 0 | 0 | 0 | 0 | 0 | 0 | 0 | 0 | 0 | 0 | 0
F5_Industrial_Food Products_Existing_Space Heating_Natural Gas_Windows - High Efficiency_A_Achievable Economic RVT Potential | F5 | Industrial | Food Products | Existing | Space Heating | Natural Gas | Windows - High Efficiency | A | Incremental Summer Peak Savings (MW) | Achievable Economic RVT Potential | 0 | 0 | 0 | 0 | 0 | 0 | 0 | 0 | 0 | 0 | 0 | 0 | 0 | 0 | 0 | 0 | 0 | 0 | 0 | 0 | 0 | 0 | 0 | 0 | 0 | 0 | 0 | 0 | 0 | 0 | 0
F6_Industrial_Food Products_Existing_Space Heating_Natural Gas_Windows - High Efficiency_A_Achievable Economic RVT Potential | F6 | Industrial | Food Products | Existing | Space Heating | Natural Gas | Windows - High Efficiency | A | Incremental Winter Peak Savings (MW) | Achievable Economic RVT Potential | 0 | 0 | 0 | 0 | 0 | 0 | 0 | 0 | 0 | 0 | 0 | 0 | 0 | 0 | 0 | 0 | 0 | 0 | 0 | 0 | 0 | 0 | 0 | 0 | 0 | 0 | 0 | 0 | 0 | 0 | 0
F7_Industrial_Food Products_Existing_Space Heating_Natural Gas_Windows - High Efficiency_A_Achievable Economic RVT Potential | F7 | Industrial | Food Products | Existing | Space Heating | Natural Gas | Windows - High Efficiency | A | Cumulative Energy Savings (MWh or mTherms) | Achievable Economic RVT Potential | 0 | 0 | 0 | 0 | 0 | 0 | 0 | 0 | 0 | 0 | 0 | 0 | 0 | 0 | 0 | 0 | 0 | 0 | 0 | 0 | 0 | 0 | 0 | 0 | 0 | 0 | 0 | 0 | 0 | 0 | 0
F8_Industrial_Food Products_Existing_Space Heating_Natural Gas_Windows - High Efficiency_A_Achievable Economic RVT Potential | F8 | Industrial | Food Products | Existing | Space Heating | Natural Gas | Windows - High Efficiency | A | Cumulative Summer Peak Savings (MW) | Achievable Economic RVT Potential | 0 | 0 | 0 | 0 | 0 | 0 | 0 | 0 | 0 | 0 | 0 | 0 | 0 | 0 | 0 | 0 | 0 | 0 | 0 | 0 | 0 | 0 | 0 | 0 | 0 | 0 | 0 | 0 | 0 | 0 | 0
F9_Industrial_Food Products_Existing_Space Heating_Natural Gas_Windows - High Efficiency_A_Achievable Economic RVT Potential | F9 | Industrial | Food Products | Existing | Space Heating | Natural Gas | Windows - High Efficiency | A | Cumulative Winter Peak Savings (MW) | Achievable Economic RVT Potential | 0 | 0 | 0 | 0 | 0 | 0 | 0 | 0 | 0 | 0 | 0 | 0 | 0 | 0 | 0 | 0 | 0 | 0 | 0 | 0 | 0 | 0 | 0 | 0 | 0 | 0 | 0 | 0 | 0 | 0 | 0
F10_Industrial_Food Products_Existing_Space Heating_Natural Gas_Windows - High Efficiency_A_Achievable Economic RVT Potential | F10 | Industrial | Food Products | Existing | Space Heating | Natural Gas | Windows - High Efficiency | A | Purchases (Incremental) | Achievable Economic RVT Potential | 0 | 0 | 0 | 0 | 0 | 0 | 0 | 0 | 0 | 0 | 0 | 0 | 0 | 0 | 0 | 0 | 0 | 0 | 0 | 0 | 0 | 0 | 0 | 0 | 0 | 0 | 0 | 0 | 0 | 0 | 0
F11_Industrial_Food Products_Existing_Space Heating_Natural Gas_Windows - High Efficiency_A_Achievable Economic RVT Potential | F11 | Industrial | Food Products | Existing | Space Heating | Natural Gas | Windows - High Efficiency | A | Purchases (Cumulative) | Achievable Economic RVT Potential | 0 | 0 | 0 | 0 | 0 | 0 | 0 | 0 | 0 | 0 | 0 | 0 | 0 | 0 | 0 | 0 | 0 | 0 | 0 | 0 | 0 | 0 | 0 | 0 | 0 | 0 | 0 | 0 | 0 | 0 | 0
F1_Industrial_Food Products_Existing_Space Heating_Natural Gas_Gas Boiler - Maintenance_A_Achievable Economic RVT Potential | F1 | Industrial | Food Products | Existing | Space Heating | Natural Gas | Gas Boiler - Maintenance | A | Integrated Unit Energy Savings (kWh or therms) | Achievable Economic RVT Potential | 0 | 0 | 0 | 0 | 0 | 0.94052 | 0.93397 | 0.92731 | 0.92038 | 0.91317 | 0.90583 | 0.89827 | 0.89047 | 0.88236 | 0.87347 | 0.86486 | 0.85615 | 0.84762 | 0.83924 | 0.83117 | 0.82346 | 0.81556 | 0.8084 | 0.80166 | 0.79508 | 0.78911 | 0.784 | 0.77931 | 0.81246 | 0.80912 | 0.80607
F2_Industrial_Food Products_Existing_Space Heating_Natural Gas_Gas Boiler - Maintenance_A_Achievable Economic RVT Potential | F2 | Industrial | Food Products | Existing | Space Heating | Natural Gas | Gas Boiler - Maintenance | A | Integrated Unit Summer Peak Savings (kW) | Achievable Economic RVT Potential | 0 | 0 | 0 | 0 | 0 | 0 | 0 | 0 | 0 | 0 | 0 | 0 | 0 | 0 | 0 | 0 | 0 | 0 | 0 | 0 | 0 | 0 | 0 | 0 | 0 | 0 | 0 | 0 | 0 | 0 | 0
F3_Industrial_Food Products_Existing_Space Heating_Natural Gas_Gas Boiler - Maintenance_A_Achievable Economic RVT Potential | F3 | Industrial | Food Products | Existing | Space Heating | Natural Gas | Gas Boiler - Maintenance | A | Integrated Unit Winter Peak Savings (kW) | Achievable Economic RVT Potential | 0 | 0 | 0 | 0 | 0 | 0 | 0 | 0 | 0 | 0 | 0 | 0 | 0 | 0 | 0 | 0 | 0 | 0 | 0 | 0 | 0 | 0 | 0 | 0 | 0 | 0 | 0 | 0 | 0 | 0 | 0
F4_Industrial_Food Products_Existing_Space Heating_Natural Gas_Gas Boiler - Maintenance_A_Achievable Economic RVT Potential | F4 | Industrial | Food Products | Existing | Space Heating | Natural Gas | Gas Boiler - Maintenance | A | Incremental Energy Savings (MWh or mTherms) | Achievable Economic RVT Potential | 0 | 0 | 0 | 0 | 0 | 0 | 0 | 0 | 0 | 0 | 0 | 0 | 0 | 0 | 0 | 0 | 0 | 0 | 0 | 0 | 0 | 0 | 0 | 0 | 0 | 0 | 0 | 0 | 0 | 0 | 0
F5_Industrial_Food Products_Existing_Space Heating_Natural Gas_Gas Boiler - Maintenance_A_Achievable Economic RVT Potential | F5 | Industrial | Food Products | Existing | Space Heating | Natural Gas | Gas Boiler - Maintenance | A | Incremental Summer Peak Savings (MW) | Achievable Economic RVT Potential | 0 | 0 | 0 | 0 | 0 | 0 | 0 | 0 | 0 | 0 | 0 | 0 | 0 | 0 | 0 | 0 | 0 | 0 | 0 | 0 | 0 | 0 | 0 | 0 | 0 | 0 | 0 | 0 | 0 | 0 | 0
F6_Industrial_Food Products_Existing_Space Heating_Natural Gas_Gas Boiler - Maintenance_A_Achievable Economic RVT Potential | F6 | Industrial | Food Products | Existing | Space Heating | Natural Gas | Gas Boiler - Maintenance | A | Incremental Winter Peak Savings (MW) | Achievable Economic RVT Potential | 0 | 0 | 0 | 0 | 0 | 0 | 0 | 0 | 0 | 0 | 0 | 0 | 0 | 0 | 0 | 0 | 0 | 0 | 0 | 0 | 0 | 0 | 0 | 0 | 0 | 0 | 0 | 0 | 0 | 0 | 0
F7_Industrial_Food Products_Existing_Space Heating_Natural Gas_Gas Boiler - Maintenance_A_Achievable Economic RVT Potential | F7 | Industrial | Food Products | Existing | Space Heating | Natural Gas | Gas Boiler - Maintenance | A | Cumulative Energy Savings (MWh or mTherms) | Achievable Economic RVT Potential | 0 | 0 | 0 | 0 | 0 | 0 | 0 | 0 | 0 | 0 | 0 | 0 | 0 | 0 | 0 | 0 | 0 | 0 | 0 | 0 | 0 | 0 | 0 | 0 | 0 | 0 | 0 | 0 | 0 | 0 | 0
F8_Industrial_Food Products_Existing_Space Heating_Natural Gas_Gas Boiler - Maintenance_A_Achievable Economic RVT Potential | F8 | Industrial | Food Products | Existing | Space Heating | Natural Gas | Gas Boiler - Maintenance | A | Cumulative Summer Peak Savings (MW) | Achievable Economic RVT Potential | 0 | 0 | 0 | 0 | 0 | 0 | 0 | 0 | 0 | 0 | 0 | 0 | 0 | 0 | 0 | 0 | 0 | 0 | 0 | 0 | 0 | 0 | 0 | 0 | 0 | 0 | 0 | 0 | 0 | 0 | 0
F9_Industrial_Food Products_Existing_Space Heating_Natural Gas_Gas Boiler - Maintenance_A_Achievable Economic RVT Potential | F9 | Industrial | Food Products | Existing | Space Heating | Natural Gas | Gas Boiler - Maintenance | A | Cumulative Winter Peak Savings (MW) | Achievable Economic RVT Potential | 0 | 0 | 0 | 0 | 0 | 0 | 0 | 0 | 0 | 0 | 0 | 0 | 0 | 0 | 0 | 0 | 0 | 0 | 0 | 0 | 0 | 0 | 0 | 0 | 0 | 0 | 0 | 0 | 0 | 0 | 0
F10_Industrial_Food Products_Existing_Space Heating_Natural Gas_Gas Boiler - Maintenance_A_Achievable Economic RVT Potential | F10 | Industrial | Food Products | Existing | Space Heating | Natural Gas | Gas Boiler - Maintenance | A | Purchases (Incremental) | Achievable Economic RVT Potential | 0 | 0 | 0 | 0 | 0 | 0 | 0 | 0 | 0 | 0 | 0 | 0 | 0 | 0 | 0 | 0 | 0 | 0 | 0 | 0 | 0 | 0 | 0 | 0 | 0 | 0 | 0 | 0 | 0 | 0 | 0
F11_Industrial_Food Products_Existing_Space Heating_Natural Gas_Gas Boiler - Maintenance_A_Achievable Economic RVT Potential | F11 | Industrial | Food Products | Existing | Space Heating | Natural Gas | Gas Boiler - Maintenance | A | Purchases (Cumulative) | Achievable Economic RVT Potential | 0 | 0 | 0 | 0 | 0 | 0 | 0 | 0 | 0 | 0 | 0 | 0 | 0 | 0 | 0 | 0 | 0 | 0 | 0 | 0 | 0 | 0 | 0 | 0 | 0 | 0 | 0 | 0 | 0 | 0 | 0
F1_Industrial_Food Products_Existing_Process_Natural Gas_Gas Boiler - Maintenance_A_Achievable Economic RVT Potential | F1 | Industrial | Food Products | Existing | Process | Natural Gas | Gas Boiler - Maintenance | A | Integrated Unit Energy Savings (kWh or therms) | Achievable Economic RVT Potential | 0 | 0 | 0 | 0 | 0 | 34.75 | 34.75 | 34.75 | 34.75 | 34.75 | 34.75 | 34.75 | 34.75 | 34.75 | 34.75 | 34.75 | 34.75 | 34.75 | 34.75 | 34.75 | 34.75 | 34.75 | 34.75 | 34.75 | 34.75 | 34.75 | 34.75 | 34.75 | 34.75 | 34.75 | 34.75
F2_Industrial_Food Products_Existing_Process_Natural Gas_Gas Boiler - Maintenance_A_Achievable Economic RVT Potential | F2 | Industrial | Food Products | Existing | Process | Natural Gas | Gas Boiler - Maintenance | A | Integrated Unit Summer Peak Savings (kW) | Achievable Economic RVT Potential | 0 | 0 | 0 | 0 | 0 | 0 | 0 | 0 | 0 | 0 | 0 | 0 | 0 | 0 | 0 | 0 | 0 | 0 | 0 | 0 | 0 | 0 | 0 | 0 | 0 | 0 | 0 | 0 | 0 | 0 | 0
F3_Industrial_Food Products_Existing_Process_Natural Gas_Gas Boiler - Maintenance_A_Achievable Economic RVT Potential | F3 | Industrial | Food Products | Existing | Process | Natural Gas | Gas Boiler - Maintenance | A | Integrated Unit Winter Peak Savings (kW) | Achievable Economic RVT Potential | 0 | 0 | 0 | 0 | 0 | 0 | 0 | 0 | 0 | 0 | 0 | 0 | 0 | 0 | 0 | 0 | 0 | 0 | 0 | 0 | 0 | 0 | 0 | 0 | 0 | 0 | 0 | 0 | 0 | 0 | 0
F4_Industrial_Food Products_Existing_Process_Natural Gas_Gas Boiler - Maintenance_A_Achievable Economic RVT Potential | F4 | Industrial | Food Products | Existing | Process | Natural Gas | Gas Boiler - Maintenance | A | Incremental Energy Savings (MWh or mTherms) | Achievable Economic RVT Potential | 0 | 0 | 0 | 0 | 0 | 0 | 0 | 0 | 0 | 0 | 0 | 0 | 0 | 0 | 0 | 0 | 0 | 0 | 0 | 0 | 0 | 0 | 0 | 0 | 0 | 0 | 0 | 0 | 0 | 0 | 0
F5_Industrial_Food Products_Existing_Process_Natural Gas_Gas Boiler - Maintenance_A_Achievable Economic RVT Potential | F5 | Industrial | Food Products | Existing | Process | Natural Gas | Gas Boiler - Maintenance | A | Incremental Summer Peak Savings (MW) | Achievable Economic RVT Potential | 0 | 0 | 0 | 0 | 0 | 0 | 0 | 0 | 0 | 0 | 0 | 0 | 0 | 0 | 0 | 0 | 0 | 0 | 0 | 0 | 0 | 0 | 0 | 0 | 0 | 0 | 0 | 0 | 0 | 0 | 0
F6_Industrial_Food Products_Existing_Process_Natural Gas_Gas Boiler - Maintenance_A_Achievable Economic RVT Potential | F6 | Industrial | Food Products | Existing | Process | Natural Gas | Gas Boiler - Maintenance | A | Incremental Winter Peak Savings (MW) | Achievable Economic RVT Potential | 0 | 0 | 0 | 0 | 0 | 0 | 0 | 0 | 0 | 0 | 0 | 0 | 0 | 0 | 0 | 0 | 0 | 0 | 0 | 0 | 0 | 0 | 0 | 0 | 0 | 0 | 0 | 0 | 0 | 0 | 0
F7_Industrial_Food Products_Existing_Process_Natural Gas_Gas Boiler - Maintenance_A_Achievable Economic RVT Potential | F7 | Industrial | Food Products | Existing | Process | Natural Gas | Gas Boiler - Maintenance | A | Cumulative Energy Savings (MWh or mTherms) | Achievable Economic RVT Potential | 0 | 0 | 0 | 0 | 0 | 0 | 0 | 0 | 0 | 0 | 0 | 0 | 0 | 0 | 0 | 0 | 0 | 0 | 0 | 0 | 0 | 0 | 0 | 0 | 0 | 0 | 0 | 0 | 0 | 0 | 0
F8_Industrial_Food Products_Existing_Process_Natural Gas_Gas Boiler - Maintenance_A_Achievable Economic RVT Potential | F8 | Industrial | Food Products | Existing | Process | Natural Gas | Gas Boiler - Maintenance | A | Cumulative Summer Peak Savings (MW) | Achievable Economic RVT Potential | 0 | 0 | 0 | 0 | 0 | 0 | 0 | 0 | 0 | 0 | 0 | 0 | 0 | 0 | 0 | 0 | 0 | 0 | 0 | 0 | 0 | 0 | 0 | 0 | 0 | 0 | 0 | 0 | 0 | 0 | 0
F9_Industrial_Food Products_Existing_Process_Natural Gas_Gas Boiler - Maintenance_A_Achievable Economic RVT Potential | F9 | Industrial | Food Products | Existing | Process | Natural Gas | Gas Boiler - Maintenance | A | Cumulative Winter Peak Savings (MW) | Achievable Economic RVT Potential | 0 | 0 | 0 | 0 | 0 | 0 | 0 | 0 | 0 | 0 | 0 | 0 | 0 | 0 | 0 | 0 | 0 | 0 | 0 | 0 | 0 | 0 | 0 | 0 | 0 | 0 | 0 | 0 | 0 | 0 | 0
F10_Industrial_Food Products_Existing_Process_Natural Gas_Gas Boiler - Maintenance_A_Achievable Economic RVT Potential | F10 | Industrial | Food Products | Existing | Process | Natural Gas | Gas Boiler - Maintenance | A | Purchases (Incremental) | Achievable Economic RVT Potential | 0 | 0 | 0 | 0 | 0 | 0 | 0 | 0 | 0 | 0 | 0 | 0 | 0 | 0 | 0 | 0 | 0 | 0 | 0 | 0 | 0 | 0 | 0 | 0 | 0 | 0 | 0 | 0 | 0 | 0 | 0
F11_Industrial_Food Products_Existing_Process_Natural Gas_Gas Boiler - Maintenance_A_Achievable Economic RVT Potential | F11 | Industrial | Food Products | Existing | Process | Natural Gas | Gas Boiler - Maintenance | A | Purchases (Cumulative) | Achievable Economic RVT Potential | 0 | 0 | 0 | 0 | 0 | 0 | 0 | 0 | 0 | 0 | 0 | 0 | 0 | 0 | 0 | 0 | 0 | 0 | 0 | 0 | 0 | 0 | 0 | 0 | 0 | 0 | 0 | 0 | 0 | 0 | 0
F1_Industrial_Food Products_Existing_Space Heating_Natural Gas_Gas Furnace - Maintenance_A_Achievable Economic RVT Potential | F1 | Industrial | Food Products | Existing | Space Heating | Natural Gas | Gas Furnace - Maintenance | A | Integrated Unit Energy Savings (kWh or therms) | Achievable Economic RVT Potential | 0 | 0 | 0 | 0 | 0 | 0.0091908 | 0.0091037 | 0.0089925 | 0.0088775 | 0.0087593 | 0.0086401 | 0.0085193 | 0.0084017 | 0.008286 | 0.0081658 | 0.0080547 | 0.0079469 | 0.0078447 | 0.0077475 | 0.0076534 | 0.0075633 | 0.0074744 | 0.0073891 | 0.0073092 | 0.0072337 | 0.0071649 | 0.007104 | 0.0070469 | 0.0073847 | 0.0073392 | 0.0072965
F2_Industrial_Food Products_Existing_Space Heating_Natural Gas_Gas Furnace - Maintenance_A_Achievable Economic RVT Potential | F2 | Industrial | Food Products | Existing | Space Heating | Natural Gas | Gas Furnace - Maintenance | A | Integrated Unit Summer Peak Savings (kW) | Achievable Economic RVT Potential | 0 | 0 | 0 | 0 | 0 | 0 | 0 | 0 | 0 | 0 | 0 | 0 | 0 | 0 | 0 | 0 | 0 | 0 | 0 | 0 | 0 | 0 | 0 | 0 | 0 | 0 | 0 | 0 | 0 | 0 | 0
F3_Industrial_Food Products_Existing_Space Heating_Natural Gas_Gas Furnace - Maintenance_A_Achievable Economic RVT Potential | F3 | Industrial | Food Products | Existing | Space Heating | Natural Gas | Gas Furnace - Maintenance | A | Integrated Unit Winter Peak Savings (kW) | Achievable Economic RVT Potential | 0 | 0 | 0 | 0 | 0 | 0 | 0 | 0 | 0 | 0 | 0 | 0 | 0 | 0 | 0 | 0 | 0 | 0 | 0 | 0 | 0 | 0 | 0 | 0 | 0 | 0 | 0 | 0 | 0 | 0 | 0
F4_Industrial_Food Products_Existing_Space Heating_Natural Gas_Gas Furnace - Maintenance_A_Achievable Economic RVT Potential | F4 | Industrial | Food Products | Existing | Space Heating | Natural Gas | Gas Furnace - Maintenance | A | Incremental Energy Savings (MWh or mTherms) | Achievable Economic RVT Potential | 0 | 0 | 0 | 0 | 0 | 0 | 0 | 0 | 0 | 0 | 0 | 0 | 0 | 0 | 0 | 0 | 0 | 0 | 0 | 0 | 0 | 0 | 0 | 0 | 0 | 0 | 0 | 0 | 0 | 0 | 0
F5_Industrial_Food Products_Existing_Space Heating_Natural Gas_Gas Furnace - Maintenance_A_Achievable Economic RVT Potential | F5 | Industrial | Food Products | Existing | Space Heating | Natural Gas | Gas Furnace - Maintenance | A | Incremental Summer Peak Savings (MW) | Achievable Economic RVT Potential | 0 | 0 | 0 | 0 | 0 | 0 | 0 | 0 | 0 | 0 | 0 | 0 | 0 | 0 | 0 | 0 | 0 | 0 | 0 | 0 | 0 | 0 | 0 | 0 | 0 | 0 | 0 | 0 | 0 | 0 | 0
F6_Industrial_Food Products_Existing_Space Heating_Natural Gas_Gas Furnace - Maintenance_A_Achievable Economic RVT Potential | F6 | Industrial | Food Products | Existing | Space Heating | Natural Gas | Gas Furnace - Maintenance | A | Incremental Winter Peak Savings (MW) | Achievable Economic RVT Potential | 0 | 0 | 0 | 0 | 0 | 0 | 0 | 0 | 0 | 0 | 0 | 0 | 0 | 0 | 0 | 0 | 0 | 0 | 0 | 0 | 0 | 0 | 0 | 0 | 0 | 0 | 0 | 0 | 0 | 0 | 0
F7_Industrial_Food Products_Existing_Space Heating_Natural Gas_Gas Furnace - Maintenance_A_Achievable Economic RVT Potential | F7 | Industrial | Food Products | Existing | Space Heating | Natural Gas | Gas Furnace - Maintenance | A | Cumulative Energy Savings (MWh or mTherms) | Achievable Economic RVT Potential | 0 | 0 | 0 | 0 | 0 | 0 | 0 | 0 | 0 | 0 | 0 | 0 | 0 | 0 | 0 | 0 | 0 | 0 | 0 | 0 | 0 | 0 | 0 | 0 | 0 | 0 | 0 | 0 | 0 | 0 | 0
F8_Industrial_Food Products_Existing_Space Heating_Natural Gas_Gas Furnace - Maintenance_A_Achievable Economic RVT Potential | F8 | Industrial | Food Products | Existing | Space Heating | Natural Gas | Gas Furnace - Maintenance | A | Cumulative Summer Peak Savings (MW) | Achievable Economic RVT Potential | 0 | 0 | 0 | 0 | 0 | 0 | 0 | 0 | 0 | 0 | 0 | 0 | 0 | 0 | 0 | 0 | 0 | 0 | 0 | 0 | 0 | 0 | 0 | 0 | 0 | 0 | 0 | 0 | 0 | 0 | 0
F9_Industrial_Food Products_Existing_Space Heating_Natural Gas_Gas Furnace - Maintenance_A_Achievable Economic RVT Potential | F9 | Industrial | Food Products | Existing | Space Heating | Natural Gas | Gas Furnace - Maintenance | A | Cumulative Winter Peak Savings (MW) | Achievable Economic RVT Potential | 0 | 0 | 0 | 0 | 0 | 0 | 0 | 0 | 0 | 0 | 0 | 0 | 0 | 0 | 0 | 0 | 0 | 0 | 0 | 0 | 0 | 0 | 0 | 0 | 0 | 0 | 0 | 0 | 0 | 0 | 0
F10_Industrial_Food Products_Existing_Space Heating_Natural Gas_Gas Furnace - Maintenance_A_Achievable Economic RVT Potential | F10 | Industrial | Food Products | Existing | Space Heating | Natural Gas | Gas Furnace - Maintenance | A | Purchases (Incremental) | Achievable Economic RVT Potential | 0 | 0 | 0 | 0 | 0 | 0 | 0 | 0 | 0 | 0 | 0 | 0 | 0 | 0 | 0 | 0 | 0 | 0 | 0 | 0 | 0 | 0 | 0 | 0 | 0 | 0 | 0 | 0 | 0 | 0 | 0
F11_Industrial_Food Products_Existing_Space Heating_Natural Gas_Gas Furnace - Maintenance_A_Achievable Economic RVT Potential | F11 | Industrial | Food Products | Existing | Space Heating | Natural Gas | Gas Furnace - Maintenance | A | Purchases (Cumulative) | Achievable Economic RVT Potential | 0 | 0 | 0 | 0 | 0 | 0 | 0 | 0 | 0 | 0 | 0 | 0 | 0 | 0 | 0 | 0 | 0 | 0 | 0 | 0 | 0 | 0 | 0 | 0 | 0 | 0 | 0 | 0 | 0 | 0 | 0
F1_Industrial_Food Products_Existing_Space Heating_Natural Gas_Gas Boiler - Hot Water Reset_A_Achievable Economic RVT Potential | F1 | Industrial | Food Products | Existing | Space Heating | Natural Gas | Gas Boiler - Hot Water Reset | A | Integrated Unit Energy Savings (kWh or therms) | Achievable Economic RVT Potential | 0 | 0 | 0 | 0 | 0 | 3.4163 | 3.3889 | 3.3609 | 3.3321 | 3.3023 | 3.2718 | 3.2406 | 3.2085 | 3.1749 | 3.139 | 3.1037 | 3.0684 | 3.0336 | 2.9994 | 2.9669 | 2.9356 | 2.9039 | 2.8751 | 2.8479 | 2.8214 | 2.8 | 2.7818 | 2.7649 | 2.9544 | 2.9423 | 2.9312
F2_Industrial_Food Products_Existing_Space Heating_Natural Gas_Gas Boiler - Hot Water Reset_A_Achievable Economic RVT Potential | F2 | Industrial | Food Products | Existing | Space Heating | Natural Gas | Gas Boiler - Hot Water Reset | A | Integrated Unit Summer Peak Savings (kW) | Achievable Economic RVT Potential | 0 | 0 | 0 | 0 | 0 | 0 | 0 | 0 | 0 | 0 | 0 | 0 | 0 | 0 | 0 | 0 | 0 | 0 | 0 | 0 | 0 | 0 | 0 | 0 | 0 | 0 | 0 | 0 | 0 | 0 | 0
F3_Industrial_Food Products_Existing_Space Heating_Natural Gas_Gas Boiler - Hot Water Reset_A_Achievable Economic RVT Potential | F3 | Industrial | Food Products | Existing | Space Heating | Natural Gas | Gas Boiler - Hot Water Reset | A | Integrated Unit Winter Peak Savings (kW) | Achievable Economic RVT Potential | 0 | 0 | 0 | 0 | 0 | 0 | 0 | 0 | 0 | 0 | 0 | 0 | 0 | 0 | 0 | 0 | 0 | 0 | 0 | 0 | 0 | 0 | 0 | 0 | 0 | 0 | 0 | 0 | 0 | 0 | 0
F4_Industrial_Food Products_Existing_Space Heating_Natural Gas_Gas Boiler - Hot Water Reset_A_Achievable Economic RVT Potential | F4 | Industrial | Food Products | Existing | Space Heating | Natural Gas | Gas Boiler - Hot Water Reset | A | Incremental Energy Savings (MWh or mTherms) | Achievable Economic RVT Potential | 0 | 0 | 0 | 0 | 0 | 0 | 0 | 0 | 0 | 0 | 0 | 0 | 0 | 0 | 0 | 0 | 0 | 0 | 0 | 0 | 0 | 0 | 0 | 0 | 0 | 0 | 0 | 0 | 0 | 0 | 0
F5_Industrial_Food Products_Existing_Space Heating_Natural Gas_Gas Boiler - Hot Water Reset_A_Achievable Economic RVT Potential | F5 | Industrial | Food Products | Existing | Space Heating | Natural Gas | Gas Boiler - Hot Water Reset | A | Incremental Summer Peak Savings (MW) | Achievable Economic RVT Potential | 0 | 0 | 0 | 0 | 0 | 0 | 0 | 0 | 0 | 0 | 0 | 0 | 0 | 0 | 0 | 0 | 0 | 0 | 0 | 0 | 0 | 0 | 0 | 0 | 0 | 0 | 0 | 0 | 0 | 0 | 0
F6_Industrial_Food Products_Existing_Space Heating_Natural Gas_Gas Boiler - Hot Water Reset_A_Achievable Economic RVT Potential | F6 | Industrial | Food Products | Existing | Space Heating | Natural Gas | Gas Boiler - Hot Water Reset | A | Incremental Winter Peak Savings (MW) | Achievable Economic RVT Potential | 0 | 0 | 0 | 0 | 0 | 0 | 0 | 0 | 0 | 0 | 0 | 0 | 0 | 0 | 0 | 0 | 0 | 0 | 0 | 0 | 0 | 0 | 0 | 0 | 0 | 0 | 0 | 0 | 0 | 0 | 0
F7_Industrial_Food Products_Existing_Space Heating_Natural Gas_Gas Boiler - Hot Water Reset_A_Achievable Economic RVT Potential | F7 | Industrial | Food Products | Existing | Space Heating | Natural Gas | Gas Boiler - Hot Water Reset | A | Cumulative Energy Savings (MWh or mTherms) | Achievable Economic RVT Potential | 0 | 0 | 0 | 0 | 0 | 0 | 0 | 0 | 0 | 0 | 0 | 0 | 0 | 0 | 0 | 0 | 0 | 0 | 0 | 0 | 0 | 0 | 0 | 0 | 0 | 0 | 0 | 0 | 0 | 0 | 0
F8_Industrial_Food Products_Existing_Space Heating_Natural Gas_Gas Boiler - Hot Water Reset_A_Achievable Economic RVT Potential | F8 | Industrial | Food Products | Existing | Space Heating | Natural Gas | Gas Boiler - Hot Water Reset | A | Cumulative Summer Peak Savings (MW) | Achievable Economic RVT Potential | 0 | 0 | 0 | 0 | 0 | 0 | 0 | 0 | 0 | 0 | 0 | 0 | 0 | 0 | 0 | 0 | 0 | 0 | 0 | 0 | 0 | 0 | 0 | 0 | 0 | 0 | 0 | 0 | 0 | 0 | 0
F9_Industrial_Food Products_Existing_Space Heating_Natural Gas_Gas Boiler - Hot Water Reset_A_Achievable Economic RVT Potential | F9 | Industrial | Food Products | Existing | Space Heating | Natural Gas | Gas Boiler - Hot Water Reset | A | Cumulative Winter Peak Savings (MW) | Achievable Economic RVT Potential | 0 | 0 | 0 | 0 | 0 | 0 | 0 | 0 | 0 | 0 | 0 | 0 | 0 | 0 | 0 | 0 | 0 | 0 | 0 | 0 | 0 | 0 | 0 | 0 | 0 | 0 | 0 | 0 | 0 | 0 | 0
F10_Industrial_Food Products_Existing_Space Heating_Natural Gas_Gas Boiler - Hot Water Reset_A_Achievable Economic RVT Potential | F10 | Industrial | Food Products | Existing | Space Heating | Natural Gas | Gas Boiler - Hot Water Reset | A | Purchases (Incremental) | Achievable Economic RVT Potential | 0 | 0 | 0 | 0 | 0 | 0 | 0 | 0 | 0 | 0 | 0 | 0 | 0 | 0 | 0 | 0 | 0 | 0 | 0 | 0 | 0 | 0 | 0 | 0 | 0 | 0 | 0 | 0 | 0 | 0 | 0
F11_Industrial_Food Products_Existing_Space Heating_Natural Gas_Gas Boiler - Hot Water Reset_A_Achievable Economic RVT Potential | F11 | Industrial | Food Products | Existing | Space Heating | Natural Gas | Gas Boiler - Hot Water Reset | A | Purchases (Cumulative) | Achievable Economic RVT Potential | 0 | 0 | 0 | 0 | 0 | 0 | 0 | 0 | 0 | 0 | 0 | 0 | 0 | 0 | 0 | 0 | 0 | 0 | 0 | 0 | 0 | 0 | 0 | 0 | 0 | 0 | 0 | 0 | 0 | 0 | 0
F1_Industrial_Food Products_Existing_Process_Natural Gas_Gas Boiler - Hot Water Reset_A_Achievable Economic RVT Potential | F1 | Industrial | Food Products | Existing | Process | Natural Gas | Gas Boiler - Hot Water Reset | A | Integrated Unit Energy Savings (kWh or therms) | Achievable Economic RVT Potential | 0 | 0 | 0 | 0 | 0 | 63.0719 | 62.9665 | 62.863 | 62.7624 | 62.6625 | 62.5599 | 62.4694 | 62.3849 | 62.2934 | 62.2217 | 62.1404 | 62.0708 | 61.9976 | 61.9213 | 61.8587 | 61.7905 | 61.7266 | 61.6634 | 61.6007 | 61.5386 | 61.5338 | 61.5294 | 61.5255 | 63.1817 | 63.1817 | 63.1817
F2_Industrial_Food Products_Existing_Process_Natural Gas_Gas Boiler - Hot Water Reset_A_Achievable Economic RVT Potential | F2 | Industrial | Food Products | Existing | Process | Natural Gas | Gas Boiler - Hot Water Reset | A | Integrated Unit Summer Peak Savings (kW) | Achievable Economic RVT Potential | 0 | 0 | 0 | 0 | 0 | 0 | 0 | 0 | 0 | 0 | 0 | 0 | 0 | 0 | 0 | 0 | 0 | 0 | 0 | 0 | 0 | 0 | 0 | 0 | 0 | 0 | 0 | 0 | 0 | 0 | 0
F3_Industrial_Food Products_Existing_Process_Natural Gas_Gas Boiler - Hot Water Reset_A_Achievable Economic RVT Potential | F3 | Industrial | Food Products | Existing | Process | Natural Gas | Gas Boiler - Hot Water Reset | A | Integrated Unit Winter Peak Savings (kW) | Achievable Economic RVT Potential | 0 | 0 | 0 | 0 | 0 | 0 | 0 | 0 | 0 | 0 | 0 | 0 | 0 | 0 | 0 | 0 | 0 | 0 | 0 | 0 | 0 | 0 | 0 | 0 | 0 | 0 | 0 | 0 | 0 | 0 | 0
F4_Industrial_Food Products_Existing_Process_Natural Gas_Gas Boiler - Hot Water Reset_A_Achievable Economic RVT Potential | F4 | Industrial | Food Products | Existing | Process | Natural Gas | Gas Boiler - Hot Water Reset | A | Incremental Energy Savings (MWh or mTherms) | Achievable Economic RVT Potential | 0 | 0 | 0 | 0 | 0 | 0 | 0 | 0 | 0 | 0 | 0 | 0 | 0 | 0 | 0 | 0 | 0 | 0 | 0 | 0 | 0 | 0 | 0 | 0 | 0 | 0 | 0 | 0 | 0 | 0 | 0
F5_Industrial_Food Products_Existing_Process_Natural Gas_Gas Boiler - Hot Water Reset_A_Achievable Economic RVT Potential | F5 | Industrial | Food Products | Existing | Process | Natural Gas | Gas Boiler - Hot Water Reset | A | Incremental Summer Peak Savings (MW) | Achievable Economic RVT Potential | 0 | 0 | 0 | 0 | 0 | 0 | 0 | 0 | 0 | 0 | 0 | 0 | 0 | 0 | 0 | 0 | 0 | 0 | 0 | 0 | 0 | 0 | 0 | 0 | 0 | 0 | 0 | 0 | 0 | 0 | 0
F6_Industrial_Food Products_Existing_Process_Natural Gas_Gas Boiler - Hot Water Reset_A_Achievable Economic RVT Potential | F6 | Industrial | Food Products | Existing | Process | Natural Gas | Gas Boiler - Hot Water Reset | A | Incremental Winter Peak Savings (MW) | Achievable Economic RVT Potential | 0 | 0 | 0 | 0 | 0 | 0 | 0 | 0 | 0 | 0 | 0 | 0 | 0 | 0 | 0 | 0 | 0 | 0 | 0 | 0 | 0 | 0 | 0 | 0 | 0 | 0 | 0 | 0 | 0 | 0 | 0
F7_Industrial_Food Products_Existing_Process_Natural Gas_Gas Boiler - Hot Water Reset_A_Achievable Economic RVT Potential | F7 | Industrial | Food Products | Existing | Process | Natural Gas | Gas Boiler - Hot Water Reset | A | Cumulative Energy Savings (MWh or mTherms) | Achievable Economic RVT Potential | 0 | 0 | 0 | 0 | 0 | 0 | 0 | 0 | 0 | 0 | 0 | 0 | 0 | 0 | 0 | 0 | 0 | 0 | 0 | 0 | 0 | 0 | 0 | 0 | 0 | 0 | 0 | 0 | 0 | 0 | 0
F8_Industrial_Food Products_Existing_Process_Natural Gas_Gas Boiler - Hot Water Reset_A_Achievable Economic RVT Potential | F8 | Industrial | Food Products | Existing | Process | Natural Gas | Gas Boiler - Hot Water Reset | A | Cumulative Summer Peak Savings (MW) | Achievable Economic RVT Potential | 0 | 0 | 0 | 0 | 0 | 0 | 0 | 0 | 0 | 0 | 0 | 0 | 0 | 0 | 0 | 0 | 0 | 0 | 0 | 0 | 0 | 0 | 0 | 0 | 0 | 0 | 0 | 0 | 0 | 0 | 0
F9_Industrial_Food Products_Existing_Process_Natural Gas_Gas Boiler - Hot Water Reset_A_Achievable Economic RVT Potential | F9 | Industrial | Food Products | Existing | Process | Natural Gas | Gas Boiler - Hot Water Reset | A | Cumulative Winter Peak Savings (MW) | Achievable Economic RVT Potential | 0 | 0 | 0 | 0 | 0 | 0 | 0 | 0 | 0 | 0 | 0 | 0 | 0 | 0 | 0 | 0 | 0 | 0 | 0 | 0 | 0 | 0 | 0 | 0 | 0 | 0 | 0 | 0 | 0 | 0 | 0
F10_Industrial_Food Products_Existing_Process_Natural Gas_Gas Boiler - Hot Water Reset_A_Achievable Economic RVT Potential | F10 | Industrial | Food Products | Existing | Process | Natural Gas | Gas Boiler - Hot Water Reset | A | Purchases (Incremental) | Achievable Economic RVT Potential | 0 | 0 | 0 | 0 | 0 | 0 | 0 | 0 | 0 | 0 | 0 | 0 | 0 | 0 | 0 | 0 | 0 | 0 | 0 | 0 | 0 | 0 | 0 | 0 | 0 | 0 | 0 | 0 | 0 | 0 | 0
F11_Industrial_Food Products_Existing_Process_Natural Gas_Gas Boiler - Hot Water Reset_A_Achievable Economic RVT Potential | F11 | Industrial | Food Products | Existing | Process | Natural Gas | Gas Boiler - Hot Water Reset | A | Purchases (Cumulative) | Achievable Economic RVT Potential | 0 | 0 | 0 | 0 | 0 | 0 | 0 | 0 | 0 | 0 | 0 | 0 | 0 | 0 | 0 | 0 | 0 | 0 | 0 | 0 | 0 | 0 | 0 | 0 | 0 | 0 | 0 | 0 | 0 | 0 | 0
F1_Industrial_Food Products_Existing_Space Heating_Natural Gas_Steam Trap Maintenance_A_Achievable Economic RVT Potential | F1 | Industrial | Food Products | Existing | Space Heating | Natural Gas | Steam Trap Maintenance | A | Integrated Unit Energy Savings (kWh or therms) | Achievable Economic RVT Potential | 0 | 0 | 0 | 0 | 0 | 1.2079 | 1.1992 | 1.1904 | 1.1811 | 1.1716 | 1.1618 | 1.1517 | 1.1412 | 1.1304 | 1.1185 | 1.1069 | 1.0953 | 1.0838 | 1.0726 | 1.0619 | 1.0516 | 1.0412 | 1.0318 | 1.023 | 1.0144 | 1.0068 | 1.0002 | 0.99422 | 1.0437 | 1.0394 | 1.0355
F2_Industrial_Food Products_Existing_Space Heating_Natural Gas_Steam Trap Maintenance_A_Achievable Economic RVT Potential | F2 | Industrial | Food Products | Existing | Space Heating | Natural Gas | Steam Trap Maintenance | A | Integrated Unit Summer Peak Savings (kW) | Achievable Economic RVT Potential | 0 | 0 | 0 | 0 | 0 | 0 | 0 | 0 | 0 | 0 | 0 | 0 | 0 | 0 | 0 | 0 | 0 | 0 | 0 | 0 | 0 | 0 | 0 | 0 | 0 | 0 | 0 | 0 | 0 | 0 | 0
F3_Industrial_Food Products_Existing_Space Heating_Natural Gas_Steam Trap Maintenance_A_Achievable Economic RVT Potential | F3 | Industrial | Food Products | Existing | Space Heating | Natural Gas | Steam Trap Maintenance | A | Integrated Unit Winter Peak Savings (kW) | Achievable Economic RVT Potential | 0 | 0 | 0 | 0 | 0 | 0 | 0 | 0 | 0 | 0 | 0 | 0 | 0 | 0 | 0 | 0 | 0 | 0 | 0 | 0 | 0 | 0 | 0 | 0 | 0 | 0 | 0 | 0 | 0 | 0 | 0
F4_Industrial_Food Products_Existing_Space Heating_Natural Gas_Steam Trap Maintenance_A_Achievable Economic RVT Potential | F4 | Industrial | Food Products | Existing | Space Heating | Natural Gas | Steam Trap Maintenance | A | Incremental Energy Savings (MWh or mTherms) | Achievable Economic RVT Potential | 0 | 0 | 0 | 0 | 0 | 0 | 0 | 0 | 0 | 0 | 0 | 0 | 0 | 0 | 0 | 0 | 0 | 0 | 0 | 0 | 0 | 0 | 0 | 0 | 0 | 0 | 0 | 0 | 0 | 0 | 0
F5_Industrial_Food Products_Existing_Space Heating_Natural Gas_Steam Trap Maintenance_A_Achievable Economic RVT Potential | F5 | Industrial | Food Products | Existing | Space Heating | Natural Gas | Steam Trap Maintenance | A | Incremental Summer Peak Savings (MW) | Achievable Economic RVT Potential | 0 | 0 | 0 | 0 | 0 | 0 | 0 | 0 | 0 | 0 | 0 | 0 | 0 | 0 | 0 | 0 | 0 | 0 | 0 | 0 | 0 | 0 | 0 | 0 | 0 | 0 | 0 | 0 | 0 | 0 | 0
F6_Industrial_Food Products_Existing_Space Heating_Natural Gas_Steam Trap Maintenance_A_Achievable Economic RVT Potential | F6 | Industrial | Food Products | Existing | Space Heating | Natural Gas | Steam Trap Maintenance | A | Incremental Winter Peak Savings (MW) | Achievable Economic RVT Potential | 0 | 0 | 0 | 0 | 0 | 0 | 0 | 0 | 0 | 0 | 0 | 0 | 0 | 0 | 0 | 0 | 0 | 0 | 0 | 0 | 0 | 0 | 0 | 0 | 0 | 0 | 0 | 0 | 0 | 0 | 0
F7_Industrial_Food Products_Existing_Space Heating_Natural Gas_Steam Trap Maintenance_A_Achievable Economic RVT Potential | F7 | Industrial | Food Products | Existing | Space Heating | Natural Gas | Steam Trap Maintenance | A | Cumulative Energy Savings (MWh or mTherms) | Achievable Economic RVT Potential | 0 | 0 | 0 | 0 | 0 | 0 | 0 | 0 | 0 | 0 | 0 | 0 | 0 | 0 | 0 | 0 | 0 | 0 | 0 | 0 | 0 | 0 | 0 | 0 | 0 | 0 | 0 | 0 | 0 | 0 | 0
F8_Industrial_Food Products_Existing_Space Heating_Natural Gas_Steam Trap Maintenance_A_Achievable Economic RVT Potential | F8 | Industrial | Food Products | Existing | Space Heating | Natural Gas | Steam Trap Maintenance | A | Cumulative Summer Peak Savings (MW) | Achievable Economic RVT Potential | 0 | 0 | 0 | 0 | 0 | 0 | 0 | 0 | 0 | 0 | 0 | 0 | 0 | 0 | 0 | 0 | 0 | 0 | 0 | 0 | 0 | 0 | 0 | 0 | 0 | 0 | 0 | 0 | 0 | 0 | 0
F9_Industrial_Food Products_Existing_Space Heating_Natural Gas_Steam Trap Maintenance_A_Achievable Economic RVT Potential | F9 | Industrial | Food Products | Existing | Space Heating | Natural Gas | Steam Trap Maintenance | A | Cumulative Winter Peak Savings (MW) | Achievable Economic RVT Potential | 0 | 0 | 0 | 0 | 0 | 0 | 0 | 0 | 0 | 0 | 0 | 0 | 0 | 0 | 0 | 0 | 0 | 0 | 0 | 0 | 0 | 0 | 0 | 0 | 0 | 0 | 0 | 0 | 0 | 0 | 0
F10_Industrial_Food Products_Existing_Space Heating_Natural Gas_Steam Trap Maintenance_A_Achievable Economic RVT Potential | F10 | Industrial | Food Products | Existing | Space Heating | Natural Gas | Steam Trap Maintenance | A | Purchases (Incremental) | Achievable Economic RVT Potential | 0 | 0 | 0 | 0 | 0 | 0 | 0 | 0 | 0 | 0 | 0 | 0 | 0 | 0 | 0 | 0 | 0 | 0 | 0 | 0 | 0 | 0 | 0 | 0 | 0 | 0 | 0 | 0 | 0 | 0 | 0
F11_Industrial_Food Products_Existing_Space Heating_Natural Gas_Steam Trap Maintenance_A_Achievable Economic RVT Potential | F11 | Industrial | Food Products | Existing | Space Heating | Natural Gas | Steam Trap Maintenance | A | Purchases (Cumulative) | Achievable Economic RVT Potential | 0 | 0 | 0 | 0 | 0 | 0 | 0 | 0 | 0 | 0 | 0 | 0 | 0 | 0 | 0 | 0 | 0 | 0 | 0 | 0 | 0 | 0 | 0 | 0 | 0 | 0 | 0 | 0 | 0 | 0 | 0
F1_Industrial_Food Products_Existing_Process_Natural Gas_Steam Trap Maintenance_A_Achievable Economic RVT Potential | F1 | Industrial | Food Products | Existing | Process | Natural Gas | Steam Trap Maintenance | A | Integrated Unit Energy Savings (kWh or therms) | Achievable Economic RVT Potential | 0 | 0 | 0 | 0 | 0 | 44.6043 | 44.57 | 44.5375 | 44.5065 | 44.4758 | 44.4459 | 44.4226 | 44.4034 | 44.3839 | 44.3718 | 44.3581 | 44.3488 | 44.3394 | 44.3301 | 44.3251 | 44.3194 | 44.3167 | 44.3145 | 44.3127 | 44.3111 | 44.3102 | 44.3093 | 44.3085 | 44.6416 | 44.6416 | 44.6416
F2_Industrial_Food Products_Existing_Process_Natural Gas_Steam Trap Maintenance_A_Achievable Economic RVT Potential | F2 | Industrial | Food Products | Existing | Process | Natural Gas | Steam Trap Maintenance | A | Integrated Unit Summer Peak Savings (kW) | Achievable Economic RVT Potential | 0 | 0 | 0 | 0 | 0 | 0 | 0 | 0 | 0 | 0 | 0 | 0 | 0 | 0 | 0 | 0 | 0 | 0 | 0 | 0 | 0 | 0 | 0 | 0 | 0 | 0 | 0 | 0 | 0 | 0 | 0
F3_Industrial_Food Products_Existing_Process_Natural Gas_Steam Trap Maintenance_A_Achievable Economic RVT Potential | F3 | Industrial | Food Products | Existing | Process | Natural Gas | Steam Trap Maintenance | A | Integrated Unit Winter Peak Savings (kW) | Achievable Economic RVT Potential | 0 | 0 | 0 | 0 | 0 | 0 | 0 | 0 | 0 | 0 | 0 | 0 | 0 | 0 | 0 | 0 | 0 | 0 | 0 | 0 | 0 | 0 | 0 | 0 | 0 | 0 | 0 | 0 | 0 | 0 | 0
F4_Industrial_Food Products_Existing_Process_Natural Gas_Steam Trap Maintenance_A_Achievable Economic RVT Potential | F4 | Industrial | Food Products | Existing | Process | Natural Gas | Steam Trap Maintenance | A | Incremental Energy Savings (MWh or mTherms) | Achievable Economic RVT Potential | 0 | 0 | 0 | 0 | 0 | 0 | 0 | 0 | 0 | 0 | 0 | 0 | 0 | 0 | 0 | 0 | 0 | 0 | 0 | 0 | 0 | 0 | 0 | 0 | 0 | 0 | 0 | 0 | 0 | 0 | 0
F5_Industrial_Food Products_Existing_Process_Natural Gas_Steam Trap Maintenance_A_Achievable Economic RVT Potential | F5 | Industrial | Food Products | Existing | Process | Natural Gas | Steam Trap Maintenance | A | Incremental Summer Peak Savings (MW) | Achievable Economic RVT Potential | 0 | 0 | 0 | 0 | 0 | 0 | 0 | 0 | 0 | 0 | 0 | 0 | 0 | 0 | 0 | 0 | 0 | 0 | 0 | 0 | 0 | 0 | 0 | 0 | 0 | 0 | 0 | 0 | 0 | 0 | 0
F6_Industrial_Food Products_Existing_Process_Natural Gas_Steam Trap Maintenance_A_Achievable Economic RVT Potential | F6 | Industrial | Food Products | Existing | Process | Natural Gas | Steam Trap Maintenance | A | Incremental Winter Peak Savings (MW) | Achievable Economic RVT Potential | 0 | 0 | 0 | 0 | 0 | 0 | 0 | 0 | 0 | 0 | 0 | 0 | 0 | 0 | 0 | 0 | 0 | 0 | 0 | 0 | 0 | 0 | 0 | 0 | 0 | 0 | 0 | 0 | 0 | 0 | 0
F7_Industrial_Food Products_Existing_Process_Natural Gas_Steam Trap Maintenance_A_Achievable Economic RVT Potential | F7 | Industrial | Food Products | Existing | Process | Natural Gas | Steam Trap Maintenance | A | Cumulative Energy Savings (MWh or mTherms) | Achievable Economic RVT Potential | 0 | 0 | 0 | 0 | 0 | 0 | 0 | 0 | 0 | 0 | 0 | 0 | 0 | 0 | 0 | 0 | 0 | 0 | 0 | 0 | 0 | 0 | 0 | 0 | 0 | 0 | 0 | 0 | 0 | 0 | 0
F8_Industrial_Food Products_Existing_Process_Natural Gas_Steam Trap Maintenance_A_Achievable Economic RVT Potential | F8 | Industrial | Food Products | Existing | Process | Natural Gas | Steam Trap Maintenance | A | Cumulative Summer Peak Savings (MW) | Achievable Economic RVT Potential | 0 | 0 | 0 | 0 | 0 | 0 | 0 | 0 | 0 | 0 | 0 | 0 | 0 | 0 | 0 | 0 | 0 | 0 | 0 | 0 | 0 | 0 | 0 | 0 | 0 | 0 | 0 | 0 | 0 | 0 | 0
F9_Industrial_Food Products_Existing_Process_Natural Gas_Steam Trap Maintenance_A_Achievable Economic RVT Potential | F9 | Industrial | Food Products | Existing | Process | Natural Gas | Steam Trap Maintenance | A | Cumulative Winter Peak Savings (MW) | Achievable Economic RVT Potential | 0 | 0 | 0 | 0 | 0 | 0 | 0 | 0 | 0 | 0 | 0 | 0 | 0 | 0 | 0 | 0 | 0 | 0 | 0 | 0 | 0 | 0 | 0 | 0 | 0 | 0 | 0 | 0 | 0 | 0 | 0
F10_Industrial_Food Products_Existing_Process_Natural Gas_Steam Trap Maintenance_A_Achievable Economic RVT Potential | F10 | Industrial | Food Products | Existing | Process | Natural Gas | Steam Trap Maintenance | A | Purchases (Incremental) | Achievable Economic RVT Potential | 0 | 0 | 0 | 0 | 0 | 0 | 0 | 0 | 0 | 0 | 0 | 0 | 0 | 0 | 0 | 0 | 0 | 0 | 0 | 0 | 0 | 0 | 0 | 0 | 0 | 0 | 0 | 0 | 0 | 0 | 0
F11_Industrial_Food Products_Existing_Process_Natural Gas_Steam Trap Maintenance_A_Achievable Economic RVT Potential | F11 | Industrial | Food Products | Existing | Process | Natural Gas | Steam Trap Maintenance | A | Purchases (Cumulative) | Achievable Economic RVT Potential | 0 | 0 | 0 | 0 | 0 | 0 | 0 | 0 | 0 | 0 | 0 | 0 | 0 | 0 | 0 | 0 | 0 | 0 | 0 | 0 | 0 | 0 | 0 | 0 | 0 | 0 | 0 | 0 | 0 | 0 | 0
F1_Industrial_Food Products_Existing_Space Heating_Natural Gas_Gas Boiler - High Turndown_A_Achievable Economic RVT Potential | F1 | Industrial | Food Products | Existing | Space Heating | Natural Gas | Gas Boiler - High Turndown | A | Integrated Unit Energy Savings (kWh or therms) | Achievable Economic RVT Potential | 0 | 0 | 0 | 0 | 0 | 1.2758 | 1.2561 | 1.2314 | 1.2012 | 1.1657 | 1.1252 | 1.0831 | 1.0408 | 0.9977 | 0.96056 | 0.92502 | 0.89587 | 0.8697 | 0.84625 | 0.829 | 0.81308 | 0.79902 | 0.78715 | 0.77751 | 0.7685 | 0.76171 | 0.75603 | 0.75082 | 1.1079 | 1.1033 | 1.0992
F2_Industrial_Food Products_Existing_Space Heating_Natural Gas_Gas Boiler - High Turndown_A_Achievable Economic RVT Potential | F2 | Industrial | Food Products | Existing | Space Heating | Natural Gas | Gas Boiler - High Turndown | A | Integrated Unit Summer Peak Savings (kW) | Achievable Economic RVT Potential | 0 | 0 | 0 | 0 | 0 | 0 | 0 | 0 | 0 | 0 | 0 | 0 | 0 | 0 | 0 | 0 | 0 | 0 | 0 | 0 | 0 | 0 | 0 | 0 | 0 | 0 | 0 | 0 | 0 | 0 | 0
F3_Industrial_Food Products_Existing_Space Heating_Natural Gas_Gas Boiler - High Turndown_A_Achievable Economic RVT Potential | F3 | Industrial | Food Products | Existing | Space Heating | Natural Gas | Gas Boiler - High Turndown | A | Integrated Unit Winter Peak Savings (kW) | Achievable Economic RVT Potential | 0 | 0 | 0 | 0 | 0 | 0 | 0 | 0 | 0 | 0 | 0 | 0 | 0 | 0 | 0 | 0 | 0 | 0 | 0 | 0 | 0 | 0 | 0 | 0 | 0 | 0 | 0 | 0 | 0 | 0 | 0
F4_Industrial_Food Products_Existing_Space Heating_Natural Gas_Gas Boiler - High Turndown_A_Achievable Economic RVT Potential | F4 | Industrial | Food Products | Existing | Space Heating | Natural Gas | Gas Boiler - High Turndown | A | Incremental Energy Savings (MWh or mTherms) | Achievable Economic RVT Potential | 0 | 0 | 0 | 0 | 0 | 0 | 0 | 0 | 0 | 0 | 0 | 0 | 0 | 0 | 0 | 0 | 0 | 0 | 0 | 0 | 0 | 0 | 0 | 0 | 0 | 0 | 0 | 0 | 0 | 0 | 0
F5_Industrial_Food Products_Existing_Space Heating_Natural Gas_Gas Boiler - High Turndown_A_Achievable Economic RVT Potential | F5 | Industrial | Food Products | Existing | Space Heating | Natural Gas | Gas Boiler - High Turndown | A | Incremental Summer Peak Savings (MW) | Achievable Economic RVT Potential | 0 | 0 | 0 | 0 | 0 | 0 | 0 | 0 | 0 | 0 | 0 | 0 | 0 | 0 | 0 | 0 | 0 | 0 | 0 | 0 | 0 | 0 | 0 | 0 | 0 | 0 | 0 | 0 | 0 | 0 | 0
F6_Industrial_Food Products_Existing_Space Heating_Natural Gas_Gas Boiler - High Turndown_A_Achievable Economic RVT Potential | F6 | Industrial | Food Products | Existing | Space Heating | Natural Gas | Gas Boiler - High Turndown | A | Incremental Winter Peak Savings (MW) | Achievable Economic RVT Potential | 0 | 0 | 0 | 0 | 0 | 0 | 0 | 0 | 0 | 0 | 0 | 0 | 0 | 0 | 0 | 0 | 0 | 0 | 0 | 0 | 0 | 0 | 0 | 0 | 0 | 0 | 0 | 0 | 0 | 0 | 0
F7_Industrial_Food Products_Existing_Space Heating_Natural Gas_Gas Boiler - High Turndown_A_Achievable Economic RVT Potential | F7 | Industrial | Food Products | Existing | Space Heating | Natural Gas | Gas Boiler - High Turndown | A | Cumulative Energy Savings (MWh or mTherms) | Achievable Economic RVT Potential | 0 | 0 | 0 | 0 | 0 | 0 | 0 | 0 | 0 | 0 | 0 | 0 | 0 | 0 | 0 | 0 | 0 | 0 | 0 | 0 | 0 | 0 | 0 | 0 | 0 | 0 | 0 | 0 | 0 | 0 | 0
F8_Industrial_Food Products_Existing_Space Heating_Natural Gas_Gas Boiler - High Turndown_A_Achievable Economic RVT Potential | F8 | Industrial | Food Products | Existing | Space Heating | Natural Gas | Gas Boiler - High Turndown | A | Cumulative Summer Peak Savings (MW) | Achievable Economic RVT Potential | 0 | 0 | 0 | 0 | 0 | 0 | 0 | 0 | 0 | 0 | 0 | 0 | 0 | 0 | 0 | 0 | 0 | 0 | 0 | 0 | 0 | 0 | 0 | 0 | 0 | 0 | 0 | 0 | 0 | 0 | 0
F9_Industrial_Food Products_Existing_Space Heating_Natural Gas_Gas Boiler - High Turndown_A_Achievable Economic RVT Potential | F9 | Industrial | Food Products | Existing | Space Heating | Natural Gas | Gas Boiler - High Turndown | A | Cumulative Winter Peak Savings (MW) | Achievable Economic RVT Potential | 0 | 0 | 0 | 0 | 0 | 0 | 0 | 0 | 0 | 0 | 0 | 0 | 0 | 0 | 0 | 0 | 0 | 0 | 0 | 0 | 0 | 0 | 0 | 0 | 0 | 0 | 0 | 0 | 0 | 0 | 0
F10_Industrial_Food Products_Existing_Space Heating_Natural Gas_Gas Boiler - High Turndown_A_Achievable Economic RVT Potential | F10 | Industrial | Food Products | Existing | Space Heating | Natural Gas | Gas Boiler - High Turndown | A | Purchases (Incremental) | Achievable Economic RVT Potential | 0 | 0 | 0 | 0 | 0 | 0 | 0 | 0 | 0 | 0 | 0 | 0 | 0 | 0 | 0 | 0 | 0 | 0 | 0 | 0 | 0 | 0 | 0 | 0 | 0 | 0 | 0 | 0 | 0 | 0 | 0
F11_Industrial_Food Products_Existing_Space Heating_Natural Gas_Gas Boiler - High Turndown_A_Achievable Economic RVT Potential | F11 | Industrial | Food Products | Existing | Space Heating | Natural Gas | Gas Boiler - High Turndown | A | Purchases (Cumulative) | Achievable Economic RVT Potential | 0 | 0 | 0 | 0 | 0 | 0 | 0 | 0 | 0 | 0 | 0 | 0 | 0 | 0 | 0 | 0 | 0 | 0 | 0 | 0 | 0 | 0 | 0 | 0 | 0 | 0 | 0 | 0 | 0 | 0 | 0
F1_Industrial_Food Products_Existing_Process_Natural Gas_Gas Boiler - High Turndown_A_Achievable Economic RVT Potential | F1 | Industrial | Food Products | Existing | Process | Natural Gas | Gas Boiler - High Turndown | A | Integrated Unit Energy Savings (kWh or therms) | Achievable Economic RVT Potential | 0 | 0 | 0 | 0 | 0 | 47.2288 | 47.0727 | 46.9148 | 46.7582 | 46.6003 | 46.4343 | 46.2831 | 46.1393 | 45.9853 | 45.8646 | 45.7327 | 45.6238 | 45.513 | 45.3997 | 45.3089 | 45.2098 | 45.1162 | 45.0235 | 44.9315 | 44.8401 | 44.8328 | 44.8261 | 44.82 | 47.3863 | 47.3863 | 47.3863
F2_Industrial_Food Products_Existing_Process_Natural Gas_Gas Boiler - High Turndown_A_Achievable Economic RVT Potential | F2 | Industrial | Food Products | Existing | Process | Natural Gas | Gas Boiler - High Turndown | A | Integrated Unit Summer Peak Savings (kW) | Achievable Economic RVT Potential | 0 | 0 | 0 | 0 | 0 | 0 | 0 | 0 | 0 | 0 | 0 | 0 | 0 | 0 | 0 | 0 | 0 | 0 | 0 | 0 | 0 | 0 | 0 | 0 | 0 | 0 | 0 | 0 | 0 | 0 | 0
F3_Industrial_Food Products_Existing_Process_Natural Gas_Gas Boiler - High Turndown_A_Achievable Economic RVT Potential | F3 | Industrial | Food Products | Existing | Process | Natural Gas | Gas Boiler - High Turndown | A | Integrated Unit Winter Peak Savings (kW) | Achievable Economic RVT Potential | 0 | 0 | 0 | 0 | 0 | 0 | 0 | 0 | 0 | 0 | 0 | 0 | 0 | 0 | 0 | 0 | 0 | 0 | 0 | 0 | 0 | 0 | 0 | 0 | 0 | 0 | 0 | 0 | 0 | 0 | 0
F4_Industrial_Food Products_Existing_Process_Natural Gas_Gas Boiler - High Turndown_A_Achievable Economic RVT Potential | F4 | Industrial | Food Products | Existing | Process | Natural Gas | Gas Boiler - High Turndown | A | Incremental Energy Savings (MWh or mTherms) | Achievable Economic RVT Potential | 0 | 0 | 0 | 0 | 0 | 0 | 0 | 0 | 0 | 0 | 0 | 0 | 0 | 0 | 0 | 0 | 0 | 0 | 0 | 0 | 0 | 0 | 0 | 0 | 0 | 0 | 0 | 0 | 0 | 0 | 0
F5_Industrial_Food Products_Existing_Process_Natural Gas_Gas Boiler - High Turndown_A_Achievable Economic RVT Potential | F5 | Industrial | Food Products | Existing | Process | Natural Gas | Gas Boiler - High Turndown | A | Incremental Summer Peak Savings (MW) | Achievable Economic RVT Potential | 0 | 0 | 0 | 0 | 0 | 0 | 0 | 0 | 0 | 0 | 0 | 0 | 0 | 0 | 0 | 0 | 0 | 0 | 0 | 0 | 0 | 0 | 0 | 0 | 0 | 0 | 0 | 0 | 0 | 0 | 0
F6_Industrial_Food Products_Existing_Process_Natural Gas_Gas Boiler - High Turndown_A_Achievable Economic RVT Potential | F6 | Industrial | Food Products | Existing | Process | Natural Gas | Gas Boiler - High Turndown | A | Incremental Winter Peak Savings (MW) | Achievable Economic RVT Potential | 0 | 0 | 0 | 0 | 0 | 0 | 0 | 0 | 0 | 0 | 0 | 0 | 0 | 0 | 0 | 0 | 0 | 0 | 0 | 0 | 0 | 0 | 0 | 0 | 0 | 0 | 0 | 0 | 0 | 0 | 0
F7_Industrial_Food Products_Existing_Process_Natural Gas_Gas Boiler - High Turndown_A_Achievable Economic RVT Potential | F7 | Industrial | Food Products | Existing | Process | Natural Gas | Gas Boiler - High Turndown | A | Cumulative Energy Savings (MWh or mTherms) | Achievable Economic RVT Potential | 0 | 0 | 0 | 0 | 0 | 0 | 0 | 0 | 0 | 0 | 0 | 0 | 0 | 0 | 0 | 0 | 0 | 0 | 0 | 0 | 0 | 0 | 0 | 0 | 0 | 0 | 0 | 0 | 0 | 0 | 0
F8_Industrial_Food Products_Existing_Process_Natural Gas_Gas Boiler - High Turndown_A_Achievable Economic RVT Potential | F8 | Industrial | Food Products | Existing | Process | Natural Gas | Gas Boiler - High Turndown | A | Cumulative Summer Peak Savings (MW) | Achievable Economic RVT Potential | 0 | 0 | 0 | 0 | 0 | 0 | 0 | 0 | 0 | 0 | 0 | 0 | 0 | 0 | 0 | 0 | 0 | 0 | 0 | 0 | 0 | 0 | 0 | 0 | 0 | 0 | 0 | 0 | 0 | 0 | 0
F9_Industrial_Food Products_Existing_Process_Natural Gas_Gas Boiler - High Turndown_A_Achievable Economic RVT Potential | F9 | Industrial | Food Products | Existing | Process | Natural Gas | Gas Boiler - High Turndown | A | Cumulative Winter Peak Savings (MW) | Achievable Economic RVT Potential | 0 | 0 | 0 | 0 | 0 | 0 | 0 | 0 | 0 | 0 | 0 | 0 | 0 | 0 | 0 | 0 | 0 | 0 | 0 | 0 | 0 | 0 | 0 | 0 | 0 | 0 | 0 | 0 | 0 | 0 | 0
F10_Industrial_Food Products_Existing_Process_Natural Gas_Gas Boiler - High Turndown_A_Achievable Economic RVT Potential | F10 | Industrial | Food Products | Existing | Process | Natural Gas | Gas Boiler - High Turndown | A | Purchases (Incremental) | Achievable Economic RVT Potential | 0 | 0 | 0 | 0 | 0 | 0 | 0 | 0 | 0 | 0 | 0 | 0 | 0 | 0 | 0 | 0 | 0 | 0 | 0 | 0 | 0 | 0 | 0 | 0 | 0 | 0 | 0 | 0 | 0 | 0 | 0
F11_Industrial_Food Products_Existing_Process_Natural Gas_Gas Boiler - High Turndown_A_Achievable Economic RVT Potential | F11 | Industrial | Food Products | Existing | Process | Natural Gas | Gas Boiler - High Turndown | A | Purchases (Cumulative) | Achievable Economic RVT Potential | 0 | 0 | 0 | 0 | 0 | 0 | 0 | 0 | 0 | 0 | 0 | 0 | 0 | 0 | 0 | 0 | 0 | 0 | 0 | 0 | 0 | 0 | 0 | 0 | 0 | 0 | 0 | 0 | 0 | 0 | 0
F1_Industrial_Food Products_Existing_Space Heating_Natural Gas_Gas Boiler - Burner Control Optimization_A_Achievable Economic RVT Potential | F1 | Industrial | Food Products | Existing | Space Heating | Natural Gas | Gas Boiler - Burner Control Optimization | A | Integrated Unit Energy Savings (kWh or therms) | Achievable Economic RVT Potential | 0 | 0 | 0 | 0 | 0 | 0.36996 | 0.36423 | 0.35705 | 0.34828 | 0.33797 | 0.32621 | 0.314 | 0.30174 | 0.28924 | 0.27847 | 0.26816 | 0.25971 | 0.25212 | 0.24532 | 0.24031 | 0.2357 | 0.23162 | 0.22818 | 0.22539 | 0.22277 | 0.22081 | 0.21916 | 0.21765 | 0.32129 | 0.31997 | 0.31877
F2_Industrial_Food Products_Existing_Space Heating_Natural Gas_Gas Boiler - Burner Control Optimization_A_Achievable Economic RVT Potential | F2 | Industrial | Food Products | Existing | Space Heating | Natural Gas | Gas Boiler - Burner Control Optimization | A | Integrated Unit Summer Peak Savings (kW) | Achievable Economic RVT Potential | 0 | 0 | 0 | 0 | 0 | 0 | 0 | 0 | 0 | 0 | 0 | 0 | 0 | 0 | 0 | 0 | 0 | 0 | 0 | 0 | 0 | 0 | 0 | 0 | 0 | 0 | 0 | 0 | 0 | 0 | 0
F3_Industrial_Food Products_Existing_Space Heating_Natural Gas_Gas Boiler - Burner Control Optimization_A_Achievable Economic RVT Potential | F3 | Industrial | Food Products | Existing | Space Heating | Natural Gas | Gas Boiler - Burner Control Optimization | A | Integrated Unit Winter Peak Savings (kW) | Achievable Economic RVT Potential | 0 | 0 | 0 | 0 | 0 | 0 | 0 | 0 | 0 | 0 | 0 | 0 | 0 | 0 | 0 | 0 | 0 | 0 | 0 | 0 | 0 | 0 | 0 | 0 | 0 | 0 | 0 | 0 | 0 | 0 | 0
F4_Industrial_Food Products_Existing_Space Heating_Natural Gas_Gas Boiler - Burner Control Optimization_A_Achievable Economic RVT Potential | F4 | Industrial | Food Products | Existing | Space Heating | Natural Gas | Gas Boiler - Burner Control Optimization | A | Incremental Energy Savings (MWh or mTherms) | Achievable Economic RVT Potential | 0 | 0 | 0 | 0 | 0 | 0 | 0 | 0 | 0 | 0 | 0 | 0 | 0 | 0 | 0 | 0 | 0 | 0 | 0 | 0 | 0 | 0 | 0 | 0 | 0 | 0 | 0 | 0 | 0 | 0 | 0
F5_Industrial_Food Products_Existing_Space Heating_Natural Gas_Gas Boiler - Burner Control Optimization_A_Achievable Economic RVT Potential | F5 | Industrial | Food Products | Existing | Space Heating | Natural Gas | Gas Boiler - Burner Control Optimization | A | Incremental Summer Peak Savings (MW) | Achievable Economic RVT Potential | 0 | 0 | 0 | 0 | 0 | 0 | 0 | 0 | 0 | 0 | 0 | 0 | 0 | 0 | 0 | 0 | 0 | 0 | 0 | 0 | 0 | 0 | 0 | 0 | 0 | 0 | 0 | 0 | 0 | 0 | 0
F6_Industrial_Food Products_Existing_Space Heating_Natural Gas_Gas Boiler - Burner Control Optimization_A_Achievable Economic RVT Potential | F6 | Industrial | Food Products | Existing | Space Heating | Natural Gas | Gas Boiler - Burner Control Optimization | A | Incremental Winter Peak Savings (MW) | Achievable Economic RVT Potential | 0 | 0 | 0 | 0 | 0 | 0 | 0 | 0 | 0 | 0 | 0 | 0 | 0 | 0 | 0 | 0 | 0 | 0 | 0 | 0 | 0 | 0 | 0 | 0 | 0 | 0 | 0 | 0 | 0 | 0 | 0
F7_Industrial_Food Products_Existing_Space Heating_Natural Gas_Gas Boiler - Burner Control Optimization_A_Achievable Economic RVT Potential | F7 | Industrial | Food Products | Existing | Space Heating | Natural Gas | Gas Boiler - Burner Control Optimization | A | Cumulative Energy Savings (MWh or mTherms) | Achievable Economic RVT Potential | 0 | 0 | 0 | 0 | 0 | 0 | 0 | 0 | 0 | 0 | 0 | 0 | 0 | 0 | 0 | 0 | 0 | 0 | 0 | 0 | 0 | 0 | 0 | 0 | 0 | 0 | 0 | 0 | 0 | 0 | 0
F8_Industrial_Food Products_Existing_Space Heating_Natural Gas_Gas Boiler - Burner Control Optimization_A_Achievable Economic RVT Potential | F8 | Industrial | Food Products | Existing | Space Heating | Natural Gas | Gas Boiler - Burner Control Optimization | A | Cumulative Summer Peak Savings (MW) | Achievable Economic RVT Potential | 0 | 0 | 0 | 0 | 0 | 0 | 0 | 0 | 0 | 0 | 0 | 0 | 0 | 0 | 0 | 0 | 0 | 0 | 0 | 0 | 0 | 0 | 0 | 0 | 0 | 0 | 0 | 0 | 0 | 0 | 0
F9_Industrial_Food Products_Existing_Space Heating_Natural Gas_Gas Boiler - Burner Control Optimization_A_Achievable Economic RVT Potential | F9 | Industrial | Food Products | Existing | Space Heating | Natural Gas | Gas Boiler - Burner Control Optimization | A | Cumulative Winter Peak Savings (MW) | Achievable Economic RVT Potential | 0 | 0 | 0 | 0 | 0 | 0 | 0 | 0 | 0 | 0 | 0 | 0 | 0 | 0 | 0 | 0 | 0 | 0 | 0 | 0 | 0 | 0 | 0 | 0 | 0 | 0 | 0 | 0 | 0 | 0 | 0
F10_Industrial_Food Products_Existing_Space Heating_Natural Gas_Gas Boiler - Burner Control Optimization_A_Achievable Economic RVT Potential | F10 | Industrial | Food Products | Existing | Space Heating | Natural Gas | Gas Boiler - Burner Control Optimization | A | Purchases (Incremental) | Achievable Economic RVT Potential | 0 | 0 | 0 | 0 | 0 | 0 | 0 | 0 | 0 | 0 | 0 | 0 | 0 | 0 | 0 | 0 | 0 | 0 | 0 | 0 | 0 | 0 | 0 | 0 | 0 | 0 | 0 | 0 | 0 | 0 | 0
F11_Industrial_Food Products_Existing_Space Heating_Natural Gas_Gas Boiler - Burner Control Optimization_A_Achievable Economic RVT Potential | F11 | Industrial | Food Products | Existing | Space Heating | Natural Gas | Gas Boiler - Burner Control Optimization | A | Purchases (Cumulative) | Achievable Economic RVT Potential | 0 | 0 | 0 | 0 | 0 | 0 | 0 | 0 | 0 | 0 | 0 | 0 | 0 | 0 | 0 | 0 | 0 | 0 | 0 | 0 | 0 | 0 | 0 | 0 | 0 | 0 | 0 | 0 | 0 | 0 | 0
F1_Industrial_Food Products_Existing_Process_Natural Gas_Gas Boiler - Burner Control Optimization_A_Achievable Economic RVT Potential | F1 | Industrial | Food Products | Existing | Process | Natural Gas | Gas Boiler - Burner Control Optimization | A | Integrated Unit Energy Savings (kWh or therms) | Achievable Economic RVT Potential | 0 | 0 | 0 | 0 | 0 | 13.6931 | 13.6447 | 13.5957 | 13.5471 | 13.4982 | 13.447 | 13.4009 | 13.3574 | 13.311 | 13.275 | 13.2357 | 13.2035 | 13.1707 | 13.1372 | 13.1105 | 13.0814 | 13.0542 | 13.0273 | 13.0006 | 12.974 | 12.9719 | 12.9698 | 12.968 | 13.742 | 13.742 | 13.742
F2_Industrial_Food Products_Existing_Process_Natural Gas_Gas Boiler - Burner Control Optimization_A_Achievable Economic RVT Potential | F2 | Industrial | Food Products | Existing | Process | Natural Gas | Gas Boiler - Burner Control Optimization | A | Integrated Unit Summer Peak Savings (kW) | Achievable Economic RVT Potential | 0 | 0 | 0 | 0 | 0 | 0 | 0 | 0 | 0 | 0 | 0 | 0 | 0 | 0 | 0 | 0 | 0 | 0 | 0 | 0 | 0 | 0 | 0 | 0 | 0 | 0 | 0 | 0 | 0 | 0 | 0
F3_Industrial_Food Products_Existing_Process_Natural Gas_Gas Boiler - Burner Control Optimization_A_Achievable Economic RVT Potential | F3 | Industrial | Food Products | Existing | Process | Natural Gas | Gas Boiler - Burner Control Optimization | A | Integrated Unit Winter Peak Savings (kW) | Achievable Economic RVT Potential | 0 | 0 | 0 | 0 | 0 | 0 | 0 | 0 | 0 | 0 | 0 | 0 | 0 | 0 | 0 | 0 | 0 | 0 | 0 | 0 | 0 | 0 | 0 | 0 | 0 | 0 | 0 | 0 | 0 | 0 | 0
F4_Industrial_Food Products_Existing_Process_Natural Gas_Gas Boiler - Burner Control Optimization_A_Achievable Economic RVT Potential | F4 | Industrial | Food Products | Existing | Process | Natural Gas | Gas Boiler - Burner Control Optimization | A | Incremental Energy Savings (MWh or mTherms) | Achievable Economic RVT Potential | 0 | 0 | 0 | 0 | 0 | 0 | 0 | 0 | 0 | 0 | 0 | 0 | 0 | 0 | 0 | 0 | 0 | 0 | 0 | 0 | 0 | 0 | 0 | 0 | 0 | 0 | 0 | 0 | 0 | 0 | 0
F5_Industrial_Food Products_Existing_Process_Natural Gas_Gas Boiler - Burner Control Optimization_A_Achievable Economic RVT Potential | F5 | Industrial | Food Products | Existing | Process | Natural Gas | Gas Boiler - Burner Control Optimization | A | Incremental Summer Peak Savings (MW) | Achievable Economic RVT Potential | 0 | 0 | 0 | 0 | 0 | 0 | 0 | 0 | 0 | 0 | 0 | 0 | 0 | 0 | 0 | 0 | 0 | 0 | 0 | 0 | 0 | 0 | 0 | 0 | 0 | 0 | 0 | 0 | 0 | 0 | 0
F6_Industrial_Food Products_Existing_Process_Natural Gas_Gas Boiler - Burner Control Optimization_A_Achievable Economic RVT Potential | F6 | Industrial | Food Products | Existing | Process | Natural Gas | Gas Boiler - Burner Control Optimization | A | Incremental Winter Peak Savings (MW) | Achievable Economic RVT Potential | 0 | 0 | 0 | 0 | 0 | 0 | 0 | 0 | 0 | 0 | 0 | 0 | 0 | 0 | 0 | 0 | 0 | 0 | 0 | 0 | 0 | 0 | 0 | 0 | 0 | 0 | 0 | 0 | 0 | 0 | 0
F7_Industrial_Food Products_Existing_Process_Natural Gas_Gas Boiler - Burner Control Optimization_A_Achievable Economic RVT Potential | F7 | Industrial | Food Products | Existing | Process | Natural Gas | Gas Boiler - Burner Control Optimization | A | Cumulative Energy Savings (MWh or mTherms) | Achievable Economic RVT Potential | 0 | 0 | 0 | 0 | 0 | 0 | 0 | 0 | 0 | 0 | 0 | 0 | 0 | 0 | 0 | 0 | 0 | 0 | 0 | 0 | 0 | 0 | 0 | 0 | 0 | 0 | 0 | 0 | 0 | 0 | 0
F8_Industrial_Food Products_Existing_Process_Natural Gas_Gas Boiler - Burner Control Optimization_A_Achievable Economic RVT Potential | F8 | Industrial | Food Products | Existing | Process | Natural Gas | Gas Boiler - Burner Control Optimization | A | Cumulative Summer Peak Savings (MW) | Achievable Economic RVT Potential | 0 | 0 | 0 | 0 | 0 | 0 | 0 | 0 | 0 | 0 | 0 | 0 | 0 | 0 | 0 | 0 | 0 | 0 | 0 | 0 | 0 | 0 | 0 | 0 | 0 | 0 | 0 | 0 | 0 | 0 | 0
F9_Industrial_Food Products_Existing_Process_Natural Gas_Gas Boiler - Burner Control Optimization_A_Achievable Economic RVT Potential | F9 | Industrial | Food Products | Existing | Process | Natural Gas | Gas Boiler - Burner Control Optimization | A | Cumulative Winter Peak Savings (MW) | Achievable Economic RVT Potential | 0 | 0 | 0 | 0 | 0 | 0 | 0 | 0 | 0 | 0 | 0 | 0 | 0 | 0 | 0 | 0 | 0 | 0 | 0 | 0 | 0 | 0 | 0 | 0 | 0 | 0 | 0 | 0 | 0 | 0 | 0
F10_Industrial_Food Products_Existing_Process_Natural Gas_Gas Boiler - Burner Control Optimization_A_Achievable Economic RVT Potential | F10 | Industrial | Food Products | Existing | Process | Natural Gas | Gas Boiler - Burner Control Optimization | A | Purchases (Incremental) | Achievable Economic RVT Potential | 0 | 0 | 0 | 0 | 0 | 0 | 0 | 0 | 0 | 0 | 0 | 0 | 0 | 0 | 0 | 0 | 0 | 0 | 0 | 0 | 0 | 0 | 0 | 0 | 0 | 0 | 0 | 0 | 0 | 0 | 0
F11_Industrial_Food Products_Existing_Process_Natural Gas_Gas Boiler - Burner Control Optimization_A_Achievable Economic RVT Potential | F11 | Industrial | Food Products | Existing | Process | Natural Gas | Gas Boiler - Burner Control Optimization | A | Purchases (Cumulative) | Achievable Economic RVT Potential | 0 | 0 | 0 | 0 | 0 | 0 | 0 | 0 | 0 | 0 | 0 | 0 | 0 | 0 | 0 | 0 | 0 | 0 | 0 | 0 | 0 | 0 | 0 | 0 | 0 | 0 | 0 | 0 | 0 | 0 | 0
F1_Industrial_Food Products_Existing_Space Heating_Natural Gas_HVAC - Demand Controlled Ventilation_A_Achievable Economic RVT Potential | F1 | Industrial | Food Products | Existing | Space Heating | Natural Gas | HVAC - Demand Controlled Ventilation | A | Integrated Unit Energy Savings (kWh or therms) | Achievable Economic RVT Potential | 0 | 0 | 0 | 0 | 0 | 0.045646 | 0.045155 | 0.044536 | 0.043886 | 0.043205 | 0.042496 | 0.041759 | 0.041015 | 0.040246 | 0.039453 | 0.038676 | 0.037923 | 0.037195 | 0.036502 | 0.03587 | 0.035277 | 0.034723 | 0.03422 | 0.033768 | 0.033352 | 0.033028 | 0.032741 | 0.032471 | 0.036718 | 0.036492 | 0.03628
F2_Industrial_Food Products_Existing_Space Heating_Natural Gas_HVAC - Demand Controlled Ventilation_A_Achievable Economic RVT Potential | F2 | Industrial | Food Products | Existing | Space Heating | Natural Gas | HVAC - Demand Controlled Ventilation | A | Integrated Unit Summer Peak Savings (kW) | Achievable Economic RVT Potential | 0 | 0 | 0 | 0 | 0 | 0 | 0 | 0 | 0 | 0 | 0 | 0 | 0 | 0 | 0 | 0 | 0 | 0 | 0 | 0 | 0 | 0 | 0 | 0 | 0 | 0 | 0 | 0 | 0 | 0 | 0
F3_Industrial_Food Products_Existing_Space Heating_Natural Gas_HVAC - Demand Controlled Ventilation_A_Achievable Economic RVT Potential | F3 | Industrial | Food Products | Existing | Space Heating | Natural Gas | HVAC - Demand Controlled Ventilation | A | Integrated Unit Winter Peak Savings (kW) | Achievable Economic RVT Potential | 0 | 0 | 0 | 0 | 0 | 0 | 0 | 0 | 0 | 0 | 0 | 0 | 0 | 0 | 0 | 0 | 0 | 0 | 0 | 0 | 0 | 0 | 0 | 0 | 0 | 0 | 0 | 0 | 0 | 0 | 0
F4_Industrial_Food Products_Existing_Space Heating_Natural Gas_HVAC - Demand Controlled Ventilation_A_Achievable Economic RVT Potential | F4 | Industrial | Food Products | Existing | Space Heating | Natural Gas | HVAC - Demand Controlled Ventilation | A | Incremental Energy Savings (MWh or mTherms) | Achievable Economic RVT Potential | 0 | 0 | 0 | 0 | 0 | 0 | 0 | 0 | 0 | 0 | 0 | 0 | 0 | 0 | 0 | 0 | 0 | 0 | 0 | 0 | 0 | 0 | 0 | 0 | 0 | 0 | 0 | 0 | 0 | 0 | 0
F5_Industrial_Food Products_Existing_Space Heating_Natural Gas_HVAC - Demand Controlled Ventilation_A_Achievable Economic RVT Potential | F5 | Industrial | Food Products | Existing | Space Heating | Natural Gas | HVAC - Demand Controlled Ventilation | A | Incremental Summer Peak Savings (MW) | Achievable Economic RVT Potential | 0 | 0 | 0 | 0 | 0 | 0 | 0 | 0 | 0 | 0 | 0 | 0 | 0 | 0 | 0 | 0 | 0 | 0 | 0 | 0 | 0 | 0 | 0 | 0 | 0 | 0 | 0 | 0 | 0 | 0 | 0
F6_Industrial_Food Products_Existing_Space Heating_Natural Gas_HVAC - Demand Controlled Ventilation_A_Achievable Economic RVT Potential | F6 | Industrial | Food Products | Existing | Space Heating | Natural Gas | HVAC - Demand Controlled Ventilation | A | Incremental Winter Peak Savings (MW) | Achievable Economic RVT Potential | 0 | 0 | 0 | 0 | 0 | 0 | 0 | 0 | 0 | 0 | 0 | 0 | 0 | 0 | 0 | 0 | 0 | 0 | 0 | 0 | 0 | 0 | 0 | 0 | 0 | 0 | 0 | 0 | 0 | 0 | 0
F7_Industrial_Food Products_Existing_Space Heating_Natural Gas_HVAC - Demand Controlled Ventilation_A_Achievable Economic RVT Potential | F7 | Industrial | Food Products | Existing | Space Heating | Natural Gas | HVAC - Demand Controlled Ventilation | A | Cumulative Energy Savings (MWh or mTherms) | Achievable Economic RVT Potential | 0 | 0 | 0 | 0 | 0 | 0 | 0 | 0 | 0 | 0 | 0 | 0 | 0 | 0 | 0 | 0 | 0 | 0 | 0 | 0 | 0 | 0 | 0 | 0 | 0 | 0 | 0 | 0 | 0 | 0 | 0
F8_Industrial_Food Products_Existing_Space Heating_Natural Gas_HVAC - Demand Controlled Ventilation_A_Achievable Economic RVT Potential | F8 | Industrial | Food Products | Existing | Space Heating | Natural Gas | HVAC - Demand Controlled Ventilation | A | Cumulative Summer Peak Savings (MW) | Achievable Economic RVT Potential | 0 | 0 | 0 | 0 | 0 | 0 | 0 | 0 | 0 | 0 | 0 | 0 | 0 | 0 | 0 | 0 | 0 | 0 | 0 | 0 | 0 | 0 | 0 | 0 | 0 | 0 | 0 | 0 | 0 | 0 | 0
F9_Industrial_Food Products_Existing_Space Heating_Natural Gas_HVAC - Demand Controlled Ventilation_A_Achievable Economic RVT Potential | F9 | Industrial | Food Products | Existing | Space Heating | Natural Gas | HVAC - Demand Controlled Ventilation | A | Cumulative Winter Peak Savings (MW) | Achievable Economic RVT Potential | 0 | 0 | 0 | 0 | 0 | 0 | 0 | 0 | 0 | 0 | 0 | 0 | 0 | 0 | 0 | 0 | 0 | 0 | 0 | 0 | 0 | 0 | 0 | 0 | 0 | 0 | 0 | 0 | 0 | 0 | 0
F10_Industrial_Food Products_Existing_Space Heating_Natural Gas_HVAC - Demand Controlled Ventilation_A_Achievable Economic RVT Potential | F10 | Industrial | Food Products | Existing | Space Heating | Natural Gas | HVAC - Demand Controlled Ventilation | A | Purchases (Incremental) | Achievable Economic RVT Potential | 0 | 0 | 0 | 0 | 0 | 0 | 0 | 0 | 0 | 0 | 0 | 0 | 0 | 0 | 0 | 0 | 0 | 0 | 0 | 0 | 0 | 0 | 0 | 0 | 0 | 0 | 0 | 0 | 0 | 0 | 0
F11_Industrial_Food Products_Existing_Space Heating_Natural Gas_HVAC - Demand Controlled Ventilation_A_Achievable Economic RVT Potential | F11 | Industrial | Food Products | Existing | Space Heating | Natural Gas | HVAC - Demand Controlled Ventilation | A | Purchases (Cumulative) | Achievable Economic RVT Potential | 0 | 0 | 0 | 0 | 0 | 0 | 0 | 0 | 0 | 0 | 0 | 0 | 0 | 0 | 0 | 0 | 0 | 0 | 0 | 0 | 0 | 0 | 0 | 0 | 0 | 0 | 0 | 0 | 0 | 0 | 0
F1_Industrial_Food Products_Existing_Space Heating_Natural Gas_Gas Boiler - Stack Economizer_A_Achievable Economic RVT Potential | F1 | Industrial | Food Products | Existing | Space Heating | Natural Gas | Gas Boiler - Stack Economizer | A | Integrated Unit Energy Savings (kWh or therms) | Achievable Economic RVT Potential | 0 | 0 | 0 | 0 | 0 | 0.93621 | 0.92966 | 0.92301 | 0.9161 | 0.90891 | 0.9016 | 0.89406 | 0.88629 | 0.87821 | 0.86935 | 0.86078 | 0.85211 | 0.84361 | 0.83527 | 0.82724 | 0.81956 | 0.8117 | 0.80457 | 0.79786 | 0.79131 | 0.78536 | 0.78028 | 0.77561 | 0.80876 | 0.80544 | 0.80241
F2_Industrial_Food Products_Existing_Space Heating_Natural Gas_Gas Boiler - Stack Economizer_A_Achievable Economic RVT Potential | F2 | Industrial | Food Products | Existing | Space Heating | Natural Gas | Gas Boiler - Stack Economizer | A | Integrated Unit Summer Peak Savings (kW) | Achievable Economic RVT Potential | 0 | 0 | 0 | 0 | 0 | 0 | 0 | 0 | 0 | 0 | 0 | 0 | 0 | 0 | 0 | 0 | 0 | 0 | 0 | 0 | 0 | 0 | 0 | 0 | 0 | 0 | 0 | 0 | 0 | 0 | 0
F3_Industrial_Food Products_Existing_Space Heating_Natural Gas_Gas Boiler - Stack Economizer_A_Achievable Economic RVT Potential | F3 | Industrial | Food Products | Existing | Space Heating | Natural Gas | Gas Boiler - Stack Economizer | A | Integrated Unit Winter Peak Savings (kW) | Achievable Economic RVT Potential | 0 | 0 | 0 | 0 | 0 | 0 | 0 | 0 | 0 | 0 | 0 | 0 | 0 | 0 | 0 | 0 | 0 | 0 | 0 | 0 | 0 | 0 | 0 | 0 | 0 | 0 | 0 | 0 | 0 | 0 | 0
F4_Industrial_Food Products_Existing_Space Heating_Natural Gas_Gas Boiler - Stack Economizer_A_Achievable Economic RVT Potential | F4 | Industrial | Food Products | Existing | Space Heating | Natural Gas | Gas Boiler - Stack Economizer | A | Incremental Energy Savings (MWh or mTherms) | Achievable Economic RVT Potential | 0 | 0 | 0 | 0 | 0 | 0 | 0 | 0 | 0 | 0 | 0 | 0 | 0 | 0 | 0 | 0 | 0 | 0 | 0 | 0 | 0 | 0 | 0 | 0 | 0 | 0 | 0 | 0 | 0 | 0 | 0
F5_Industrial_Food Products_Existing_Space Heating_Natural Gas_Gas Boiler - Stack Economizer_A_Achievable Economic RVT Potential | F5 | Industrial | Food Products | Existing | Space Heating | Natural Gas | Gas Boiler - Stack Economizer | A | Incremental Summer Peak Savings (MW) | Achievable Economic RVT Potential | 0 | 0 | 0 | 0 | 0 | 0 | 0 | 0 | 0 | 0 | 0 | 0 | 0 | 0 | 0 | 0 | 0 | 0 | 0 | 0 | 0 | 0 | 0 | 0 | 0 | 0 | 0 | 0 | 0 | 0 | 0
F6_Industrial_Food Products_Existing_Space Heating_Natural Gas_Gas Boiler - Stack Economizer_A_Achievable Economic RVT Potential | F6 | Industrial | Food Products | Existing | Space Heating | Natural Gas | Gas Boiler - Stack Economizer | A | Incremental Winter Peak Savings (MW) | Achievable Economic RVT Potential | 0 | 0 | 0 | 0 | 0 | 0 | 0 | 0 | 0 | 0 | 0 | 0 | 0 | 0 | 0 | 0 | 0 | 0 | 0 | 0 | 0 | 0 | 0 | 0 | 0 | 0 | 0 | 0 | 0 | 0 | 0
F7_Industrial_Food Products_Existing_Space Heating_Natural Gas_Gas Boiler - Stack Economizer_A_Achievable Economic RVT Potential | F7 | Industrial | Food Products | Existing | Space Heating | Natural Gas | Gas Boiler - Stack Economizer | A | Cumulative Energy Savings (MWh or mTherms) | Achievable Economic RVT Potential | 0 | 0 | 0 | 0 | 0 | 0 | 0 | 0 | 0 | 0 | 0 | 0 | 0 | 0 | 0 | 0 | 0 | 0 | 0 | 0 | 0 | 0 | 0 | 0 | 0 | 0 | 0 | 0 | 0 | 0 | 0
F8_Industrial_Food Products_Existing_Space Heating_Natural Gas_Gas Boiler - Stack Economizer_A_Achievable Economic RVT Potential | F8 | Industrial | Food Products | Existing | Space Heating | Natural Gas | Gas Boiler - Stack Economizer | A | Cumulative Summer Peak Savings (MW) | Achievable Economic RVT Potential | 0 | 0 | 0 | 0 | 0 | 0 | 0 | 0 | 0 | 0 | 0 | 0 | 0 | 0 | 0 | 0 | 0 | 0 | 0 | 0 | 0 | 0 | 0 | 0 | 0 | 0 | 0 | 0 | 0 | 0 | 0
F9_Industrial_Food Products_Existing_Space Heating_Natural Gas_Gas Boiler - Stack Economizer_A_Achievable Economic RVT Potential | F9 | Industrial | Food Products | Existing | Space Heating | Natural Gas | Gas Boiler - Stack Economizer | A | Cumulative Winter Peak Savings (MW) | Achievable Economic RVT Potential | 0 | 0 | 0 | 0 | 0 | 0 | 0 | 0 | 0 | 0 | 0 | 0 | 0 | 0 | 0 | 0 | 0 | 0 | 0 | 0 | 0 | 0 | 0 | 0 | 0 | 0 | 0 | 0 | 0 | 0 | 0
F10_Industrial_Food Products_Existing_Space Heating_Natural Gas_Gas Boiler - Stack Economizer_A_Achievable Economic RVT Potential | F10 | Industrial | Food Products | Existing | Space Heating | Natural Gas | Gas Boiler - Stack Economizer | A | Purchases (Incremental) | Achievable Economic RVT Potential | 0 | 0 | 0 | 0 | 0 | 0 | 0 | 0 | 0 | 0 | 0 | 0 | 0 | 0 | 0 | 0 | 0 | 0 | 0 | 0 | 0 | 0 | 0 | 0 | 0 | 0 | 0 | 0 | 0 | 0 | 0
F11_Industrial_Food Products_Existing_Space Heating_Natural Gas_Gas Boiler - Stack Economizer_A_Achievable Economic RVT Potential | F11 | Industrial | Food Products | Existing | Space Heating | Natural Gas | Gas Boiler - Stack Economizer | A | Purchases (Cumulative) | Achievable Economic RVT Potential | 0 | 0 | 0 | 0 | 0 | 0 | 0 | 0 | 0 | 0 | 0 | 0 | 0 | 0 | 0 | 0 | 0 | 0 | 0 | 0 | 0 | 0 | 0 | 0 | 0 | 0 | 0 | 0 | 0 | 0 | 0
F1_Industrial_Food Products_Existing_Process_Natural Gas_Gas Boiler - Stack Economizer_A_Achievable Economic RVT Potential | F1 | Industrial | Food Products | Existing | Process | Natural Gas | Gas Boiler - Stack Economizer | A | Integrated Unit Energy Savings (kWh or therms) | Achievable Economic RVT Potential | 0 | 0 | 0 | 0 | 0 | 45.4803 | 45.4729 | 45.4676 | 45.4636 | 45.4602 | 45.4567 | 45.454 | 45.4518 | 45.4493 | 45.4479 | 45.4461 | 45.4451 | 45.4441 | 45.4431 | 45.4427 | 45.442 | 45.4415 | 45.441 | 45.4406 | 45.4402 | 45.4401 | 45.4399 | 45.4398 | 45.4909 | 45.4909 | 45.4909
F2_Industrial_Food Products_Existing_Process_Natural Gas_Gas Boiler - Stack Economizer_A_Achievable Economic RVT Potential | F2 | Industrial | Food Products | Existing | Process | Natural Gas | Gas Boiler - Stack Economizer | A | Integrated Unit Summer Peak Savings (kW) | Achievable Economic RVT Potential | 0 | 0 | 0 | 0 | 0 | 0 | 0 | 0 | 0 | 0 | 0 | 0 | 0 | 0 | 0 | 0 | 0 | 0 | 0 | 0 | 0 | 0 | 0 | 0 | 0 | 0 | 0 | 0 | 0 | 0 | 0
F3_Industrial_Food Products_Existing_Process_Natural Gas_Gas Boiler - Stack Economizer_A_Achievable Economic RVT Potential | F3 | Industrial | Food Products | Existing | Process | Natural Gas | Gas Boiler - Stack Economizer | A | Integrated Unit Winter Peak Savings (kW) | Achievable Economic RVT Potential | 0 | 0 | 0 | 0 | 0 | 0 | 0 | 0 | 0 | 0 | 0 | 0 | 0 | 0 | 0 | 0 | 0 | 0 | 0 | 0 | 0 | 0 | 0 | 0 | 0 | 0 | 0 | 0 | 0 | 0 | 0
F4_Industrial_Food Products_Existing_Process_Natural Gas_Gas Boiler - Stack Economizer_A_Achievable Economic RVT Potential | F4 | Industrial | Food Products | Existing | Process | Natural Gas | Gas Boiler - Stack Economizer | A | Incremental Energy Savings (MWh or mTherms) | Achievable Economic RVT Potential | 0 | 0 | 0 | 0 | 0 | 0 | 0 | 0 | 0 | 0 | 0 | 0 | 0 | 0 | 0 | 0 | 0 | 0 | 0 | 0 | 0 | 0 | 0 | 0 | 0 | 0 | 0 | 0 | 0 | 0 | 0
F5_Industrial_Food Products_Existing_Process_Natural Gas_Gas Boiler - Stack Economizer_A_Achievable Economic RVT Potential | F5 | Industrial | Food Products | Existing | Process | Natural Gas | Gas Boiler - Stack Economizer | A | Incremental Summer Peak Savings (MW) | Achievable Economic RVT Potential | 0 | 0 | 0 | 0 | 0 | 0 | 0 | 0 | 0 | 0 | 0 | 0 | 0 | 0 | 0 | 0 | 0 | 0 | 0 | 0 | 0 | 0 | 0 | 0 | 0 | 0 | 0 | 0 | 0 | 0 | 0
F6_Industrial_Food Products_Existing_Process_Natural Gas_Gas Boiler - Stack Economizer_A_Achievable Economic RVT Potential | F6 | Industrial | Food Products | Existing | Process | Natural Gas | Gas Boiler - Stack Economizer | A | Incremental Winter Peak Savings (MW) | Achievable Economic RVT Potential | 0 | 0 | 0 | 0 | 0 | 0 | 0 | 0 | 0 | 0 | 0 | 0 | 0 | 0 | 0 | 0 | 0 | 0 | 0 | 0 | 0 | 0 | 0 | 0 | 0 | 0 | 0 | 0 | 0 | 0 | 0
F7_Industrial_Food Products_Existing_Process_Natural Gas_Gas Boiler - Stack Economizer_A_Achievable Economic RVT Potential | F7 | Industrial | Food Products | Existing | Process | Natural Gas | Gas Boiler - Stack Economizer | A | Cumulative Energy Savings (MWh or mTherms) | Achievable Economic RVT Potential | 0 | 0 | 0 | 0 | 0 | 0 | 0 | 0 | 0 | 0 | 0 | 0 | 0 | 0 | 0 | 0 | 0 | 0 | 0 | 0 | 0 | 0 | 0 | 0 | 0 | 0 | 0 | 0 | 0 | 0 | 0
F8_Industrial_Food Products_Existing_Process_Natural Gas_Gas Boiler - Stack Economizer_A_Achievable Economic RVT Potential | F8 | Industrial | Food Products | Existing | Process | Natural Gas | Gas Boiler - Stack Economizer | A | Cumulative Summer Peak Savings (MW) | Achievable Economic RVT Potential | 0 | 0 | 0 | 0 | 0 | 0 | 0 | 0 | 0 | 0 | 0 | 0 | 0 | 0 | 0 | 0 | 0 | 0 | 0 | 0 | 0 | 0 | 0 | 0 | 0 | 0 | 0 | 0 | 0 | 0 | 0
F9_Industrial_Food Products_Existing_Process_Natural Gas_Gas Boiler - Stack Economizer_A_Achievable Economic RVT Potential | F9 | Industrial | Food Products | Existing | Process | Natural Gas | Gas Boiler - Stack Economizer | A | Cumulative Winter Peak Savings (MW) | Achievable Economic RVT Potential | 0 | 0 | 0 | 0 | 0 | 0 | 0 | 0 | 0 | 0 | 0 | 0 | 0 | 0 | 0 | 0 | 0 | 0 | 0 | 0 | 0 | 0 | 0 | 0 | 0 | 0 | 0 | 0 | 0 | 0 | 0
F10_Industrial_Food Products_Existing_Process_Natural Gas_Gas Boiler - Stack Economizer_A_Achievable Economic RVT Potential | F10 | Industrial | Food Products | Existing | Process | Natural Gas | Gas Boiler - Stack Economizer | A | Purchases (Incremental) | Achievable Economic RVT Potential | 0 | 0 | 0 | 0 | 0 | 0 | 0 | 0 | 0 | 0 | 0 | 0 | 0 | 0 | 0 | 0 | 0 | 0 | 0 | 0 | 0 | 0 | 0 | 0 | 0 | 0 | 0 | 0 | 0 | 0 | 0
F11_Industrial_Food Products_Existing_Process_Natural Gas_Gas Boiler - Stack Economizer_A_Achievable Economic RVT Potential | F11 | Industrial | Food Products | Existing | Process | Natural Gas | Gas Boiler - Stack Economizer | A | Purchases (Cumulative) | Achievable Economic RVT Potential | 0 | 0 | 0 | 0 | 0 | 0 | 0 | 0 | 0 | 0 | 0 | 0 | 0 | 0 | 0 | 0 | 0 | 0 | 0 | 0 | 0 | 0 | 0 | 0 | 0 | 0 | 0 | 0 | 0 | 0 | 0
F1_Industrial_Food Products_Existing_Space Heating_Natural Gas_Gas Furnace Tube Inserts_A_Achievable Economic RVT Potential | F1 | Industrial | Food Products | Existing | Space Heating | Natural Gas | Gas Furnace Tube Inserts | A | Integrated Unit Energy Savings (kWh or therms) | Achievable Economic RVT Potential | 0 | 0 | 0 | 0 | 0 | 0.086176 | 0.085373 | 0.084345 | 0.083282 | 0.082189 | 0.081092 | 0.079981 | 0.078903 | 0.077846 | 0.076747 | 0.075738 | 0.074759 | 0.073832 | 0.072952 | 0.072096 | 0.071273 | 0.070458 | 0.069674 | 0.068936 | 0.068237 | 0.06759 | 0.067016 | 0.066478 | 0.069231 | 0.068805 | 0.068405
F2_Industrial_Food Products_Existing_Space Heating_Natural Gas_Gas Furnace Tube Inserts_A_Achievable Economic RVT Potential | F2 | Industrial | Food Products | Existing | Space Heating | Natural Gas | Gas Furnace Tube Inserts | A | Integrated Unit Summer Peak Savings (kW) | Achievable Economic RVT Potential | 0 | 0 | 0 | 0 | 0 | 0 | 0 | 0 | 0 | 0 | 0 | 0 | 0 | 0 | 0 | 0 | 0 | 0 | 0 | 0 | 0 | 0 | 0 | 0 | 0 | 0 | 0 | 0 | 0 | 0 | 0
F3_Industrial_Food Products_Existing_Space Heating_Natural Gas_Gas Furnace Tube Inserts_A_Achievable Economic RVT Potential | F3 | Industrial | Food Products | Existing | Space Heating | Natural Gas | Gas Furnace Tube Inserts | A | Integrated Unit Winter Peak Savings (kW) | Achievable Economic RVT Potential | 0 | 0 | 0 | 0 | 0 | 0 | 0 | 0 | 0 | 0 | 0 | 0 | 0 | 0 | 0 | 0 | 0 | 0 | 0 | 0 | 0 | 0 | 0 | 0 | 0 | 0 | 0 | 0 | 0 | 0 | 0
F4_Industrial_Food Products_Existing_Space Heating_Natural Gas_Gas Furnace Tube Inserts_A_Achievable Economic RVT Potential | F4 | Industrial | Food Products | Existing | Space Heating | Natural Gas | Gas Furnace Tube Inserts | A | Incremental Energy Savings (MWh or mTherms) | Achievable Economic RVT Potential | 0 | 0 | 0 | 0 | 0 | 0 | 0 | 0 | 0 | 0 | 0 | 0 | 0 | 0 | 0 | 0 | 0 | 0 | 0 | 0 | 0 | 0 | 0 | 0 | 0 | 0 | 0 | 0 | 0 | 0 | 0
F5_Industrial_Food Products_Existing_Space Heating_Natural Gas_Gas Furnace Tube Inserts_A_Achievable Economic RVT Potential | F5 | Industrial | Food Products | Existing | Space Heating | Natural Gas | Gas Furnace Tube Inserts | A | Incremental Summer Peak Savings (MW) | Achievable Economic RVT Potential | 0 | 0 | 0 | 0 | 0 | 0 | 0 | 0 | 0 | 0 | 0 | 0 | 0 | 0 | 0 | 0 | 0 | 0 | 0 | 0 | 0 | 0 | 0 | 0 | 0 | 0 | 0 | 0 | 0 | 0 | 0
F6_Industrial_Food Products_Existing_Space Heating_Natural Gas_Gas Furnace Tube Inserts_A_Achievable Economic RVT Potential | F6 | Industrial | Food Products | Existing | Space Heating | Natural Gas | Gas Furnace Tube Inserts | A | Incremental Winter Peak Savings (MW) | Achievable Economic RVT Potential | 0 | 0 | 0 | 0 | 0 | 0 | 0 | 0 | 0 | 0 | 0 | 0 | 0 | 0 | 0 | 0 | 0 | 0 | 0 | 0 | 0 | 0 | 0 | 0 | 0 | 0 | 0 | 0 | 0 | 0 | 0
F7_Industrial_Food Products_Existing_Space Heating_Natural Gas_Gas Furnace Tube Inserts_A_Achievable Economic RVT Potential | F7 | Industrial | Food Products | Existing | Space Heating | Natural Gas | Gas Furnace Tube Inserts | A | Cumulative Energy Savings (MWh or mTherms) | Achievable Economic RVT Potential | 0 | 0 | 0 | 0 | 0 | 0 | 0 | 0 | 0 | 0 | 0 | 0 | 0 | 0 | 0 | 0 | 0 | 0 | 0 | 0 | 0 | 0 | 0 | 0 | 0 | 0 | 0 | 0 | 0 | 0 | 0
F8_Industrial_Food Products_Existing_Space Heating_Natural Gas_Gas Furnace Tube Inserts_A_Achievable Economic RVT Potential | F8 | Industrial | Food Products | Existing | Space Heating | Natural Gas | Gas Furnace Tube Inserts | A | Cumulative Summer Peak Savings (MW) | Achievable Economic RVT Potential | 0 | 0 | 0 | 0 | 0 | 0 | 0 | 0 | 0 | 0 | 0 | 0 | 0 | 0 | 0 | 0 | 0 | 0 | 0 | 0 | 0 | 0 | 0 | 0 | 0 | 0 | 0 | 0 | 0 | 0 | 0
F9_Industrial_Food Products_Existing_Space Heating_Natural Gas_Gas Furnace Tube Inserts_A_Achievable Economic RVT Potential | F9 | Industrial | Food Products | Existing | Space Heating | Natural Gas | Gas Furnace Tube Inserts | A | Cumulative Winter Peak Savings (MW) | Achievable Economic RVT Potential | 0 | 0 | 0 | 0 | 0 | 0 | 0 | 0 | 0 | 0 | 0 | 0 | 0 | 0 | 0 | 0 | 0 | 0 | 0 | 0 | 0 | 0 | 0 | 0 | 0 | 0 | 0 | 0 | 0 | 0 | 0
F10_Industrial_Food Products_Existing_Space Heating_Natural Gas_Gas Furnace Tube Inserts_A_Achievable Economic RVT Potential | F10 | Industrial | Food Products | Existing | Space Heating | Natural Gas | Gas Furnace Tube Inserts | A | Purchases (Incremental) | Achievable Economic RVT Potential | 0 | 0 | 0 | 0 | 0 | 0 | 0 | 0 | 0 | 0 | 0 | 0 | 0 | 0 | 0 | 0 | 0 | 0 | 0 | 0 | 0 | 0 | 0 | 0 | 0 | 0 | 0 | 0 | 0 | 0 | 0
F11_Industrial_Food Products_Existing_Space Heating_Natural Gas_Gas Furnace Tube Inserts_A_Achievable Economic RVT Potential | F11 | Industrial | Food Products | Existing | Space Heating | Natural Gas | Gas Furnace Tube Inserts | A | Purchases (Cumulative) | Achievable Economic RVT Potential | 0 | 0 | 0 | 0 | 0 | 0 | 0 | 0 | 0 | 0 | 0 | 0 | 0 | 0 | 0 | 0 | 0 | 0 | 0 | 0 | 0 | 0 | 0 | 0 | 0 | 0 | 0 | 0 | 0 | 0 | 0
F1_Industrial_Food Products_Existing_Space Heating_Natural Gas_Space Heating - Heat Recovery Ventilator_A_Achievable Economic RVT Potential | F1 | Industrial | Food Products | Existing | Space Heating | Natural Gas | Space Heating - Heat Recovery Ventilator | A | Integrated Unit Energy Savings (kWh or therms) | Achievable Economic RVT Potential | 0 | 0 | 0 | 0 | 0 | 0.013154 | 0.012975 | 0.012728 | 0.01242 | 0.012053 | 0.011631 | 0.011189 | 0.010746 | 0.010294 | 0.0099026 | 0.009528 | 0.0092201 | 0.008947 | 0.0087055 | 0.0085294 | 0.008368 | 0.008227 | 0.0081113 | 0.0080196 | 0.0079366 | 0.0078752 | 0.0078238 | 0.0077762 | 0 | 0 | 0
F2_Industrial_Food Products_Existing_Space Heating_Natural Gas_Space Heating - Heat Recovery Ventilator_A_Achievable Economic RVT Potential | F2 | Industrial | Food Products | Existing | Space Heating | Natural Gas | Space Heating - Heat Recovery Ventilator | A | Integrated Unit Summer Peak Savings (kW) | Achievable Economic RVT Potential | 0 | 0 | 0 | 0 | 0 | 0 | 0 | 0 | 0 | 0 | 0 | 0 | 0 | 0 | 0 | 0 | 0 | 0 | 0 | 0 | 0 | 0 | 0 | 0 | 0 | 0 | 0 | 0 | 0 | 0 | 0
F3_Industrial_Food Products_Existing_Space Heating_Natural Gas_Space Heating - Heat Recovery Ventilator_A_Achievable Economic RVT Potential | F3 | Industrial | Food Products | Existing | Space Heating | Natural Gas | Space Heating - Heat Recovery Ventilator | A | Integrated Unit Winter Peak Savings (kW) | Achievable Economic RVT Potential | 0 | 0 | 0 | 0 | 0 | 0 | 0 | 0 | 0 | 0 | 0 | 0 | 0 | 0 | 0 | 0 | 0 | 0 | 0 | 0 | 0 | 0 | 0 | 0 | 0 | 0 | 0 | 0 | 0 | 0 | 0
F4_Industrial_Food Products_Existing_Space Heating_Natural Gas_Space Heating - Heat Recovery Ventilator_A_Achievable Economic RVT Potential | F4 | Industrial | Food Products | Existing | Space Heating | Natural Gas | Space Heating - Heat Recovery Ventilator | A | Incremental Energy Savings (MWh or mTherms) | Achievable Economic RVT Potential | 0 | 0 | 0 | 0 | 0 | 0 | 0 | 0 | 0 | 0 | 0 | 0 | 0 | 0 | 0 | 0 | 0 | 0 | 0 | 0 | 0 | 0 | 0 | 0 | 0 | 0 | 0 | 0 | 0 | 0 | 0
F5_Industrial_Food Products_Existing_Space Heating_Natural Gas_Space Heating - Heat Recovery Ventilator_A_Achievable Economic RVT Potential | F5 | Industrial | Food Products | Existing | Space Heating | Natural Gas | Space Heating - Heat Recovery Ventilator | A | Incremental Summer Peak Savings (MW) | Achievable Economic RVT Potential | 0 | 0 | 0 | 0 | 0 | 0 | 0 | 0 | 0 | 0 | 0 | 0 | 0 | 0 | 0 | 0 | 0 | 0 | 0 | 0 | 0 | 0 | 0 | 0 | 0 | 0 | 0 | 0 | 0 | 0 | 0
F6_Industrial_Food Products_Existing_Space Heating_Natural Gas_Space Heating - Heat Recovery Ventilator_A_Achievable Economic RVT Potential | F6 | Industrial | Food Products | Existing | Space Heating | Natural Gas | Space Heating - Heat Recovery Ventilator | A | Incremental Winter Peak Savings (MW) | Achievable Economic RVT Potential | 0 | 0 | 0 | 0 | 0 | 0 | 0 | 0 | 0 | 0 | 0 | 0 | 0 | 0 | 0 | 0 | 0 | 0 | 0 | 0 | 0 | 0 | 0 | 0 | 0 | 0 | 0 | 0 | 0 | 0 | 0
F7_Industrial_Food Products_Existing_Space Heating_Natural Gas_Space Heating - Heat Recovery Ventilator_A_Achievable Economic RVT Potential | F7 | Industrial | Food Products | Existing | Space Heating | Natural Gas | Space Heating - Heat Recovery Ventilator | A | Cumulative Energy Savings (MWh or mTherms) | Achievable Economic RVT Potential | 0 | 0 | 0 | 0 | 0 | 0 | 0 | 0 | 0 | 0 | 0 | 0 | 0 | 0 | 0 | 0 | 0 | 0 | 0 | 0 | 0 | 0 | 0 | 0 | 0 | 0 | 0 | 0 | 0 | 0 | 0
F8_Industrial_Food Products_Existing_Space Heating_Natural Gas_Space Heating - Heat Recovery Ventilator_A_Achievable Economic RVT Potential | F8 | Industrial | Food Products | Existing | Space Heating | Natural Gas | Space Heating - Heat Recovery Ventilator | A | Cumulative Summer Peak Savings (MW) | Achievable Economic RVT Potential | 0 | 0 | 0 | 0 | 0 | 0 | 0 | 0 | 0 | 0 | 0 | 0 | 0 | 0 | 0 | 0 | 0 | 0 | 0 | 0 | 0 | 0 | 0 | 0 | 0 | 0 | 0 | 0 | 0 | 0 | 0
F9_Industrial_Food Products_Existing_Space Heating_Natural Gas_Space Heating - Heat Recovery Ventilator_A_Achievable Economic RVT Potential | F9 | Industrial | Food Products | Existing | Space Heating | Natural Gas | Space Heating - Heat Recovery Ventilator | A | Cumulative Winter Peak Savings (MW) | Achievable Economic RVT Potential | 0 | 0 | 0 | 0 | 0 | 0 | 0 | 0 | 0 | 0 | 0 | 0 | 0 | 0 | 0 | 0 | 0 | 0 | 0 | 0 | 0 | 0 | 0 | 0 | 0 | 0 | 0 | 0 | 0 | 0 | 0
F10_Industrial_Food Products_Existing_Space Heating_Natural Gas_Space Heating - Heat Recovery Ventilator_A_Achievable Economic RVT Potential | F10 | Industrial | Food Products | Existing | Space Heating | Natural Gas | Space Heating - Heat Recovery Ventilator | A | Purchases (Incremental) | Achievable Economic RVT Potential | 0 | 0 | 0 | 0 | 0 | 0 | 0 | 0 | 0 | 0 | 0 | 0 | 0 | 0 | 0 | 0 | 0 | 0 | 0 | 0 | 0 | 0 | 0 | 0 | 0 | 0 | 0 | 0 | 0 | 0 | 0
F11_Industrial_Food Products_Existing_Space Heating_Natural Gas_Space Heating - Heat Recovery Ventilator_A_Achievable Economic RVT Potential | F11 | Industrial | Food Products | Existing | Space Heating | Natural Gas | Space Heating - Heat Recovery Ventilator | A | Purchases (Cumulative) | Achievable Economic RVT Potential | 0 | 0 | 0 | 0 | 0 | 0 | 0 | 0 | 0 | 0 | 0 | 0 | 0 | 0 | 0 | 0 | 0 | 0 | 0 | 0 | 0 | 0 | 0 | 0 | 0 | 0 | 0 | 0 | 0 | 0 | 0
F1_Industrial_Food Products_Existing_Space Heating_Natural Gas_Thermostat - Programmable_A_Achievable Economic RVT Potential | F1 | Industrial | Food Products | Existing | Space Heating | Natural Gas | Thermostat - Programmable | A | Integrated Unit Energy Savings (kWh or therms) | Achievable Economic RVT Potential | 0 | 0 | 0 | 0 | 0 | 0.0065346 | 0.0064456 | 0.006323 | 0.00617 | 0.0059877 | 0.0057779 | 0.0055587 | 0.0053385 | 0.005114 | 0.0049195 | 0.0047334 | 0.0045804 | 0.0044448 | 0.0043248 | 0.0042373 | 0.0041571 | 0.0040871 | 0.0040296 | 0.003984 | 0.0039428 | 0.0039123 | 0.0038868 | 0.0038631 | 0 | 0 | 0
F2_Industrial_Food Products_Existing_Space Heating_Natural Gas_Thermostat - Programmable_A_Achievable Economic RVT Potential | F2 | Industrial | Food Products | Existing | Space Heating | Natural Gas | Thermostat - Programmable | A | Integrated Unit Summer Peak Savings (kW) | Achievable Economic RVT Potential | 0 | 0 | 0 | 0 | 0 | 0 | 0 | 0 | 0 | 0 | 0 | 0 | 0 | 0 | 0 | 0 | 0 | 0 | 0 | 0 | 0 | 0 | 0 | 0 | 0 | 0 | 0 | 0 | 0 | 0 | 0
F3_Industrial_Food Products_Existing_Space Heating_Natural Gas_Thermostat - Programmable_A_Achievable Economic RVT Potential | F3 | Industrial | Food Products | Existing | Space Heating | Natural Gas | Thermostat - Programmable | A | Integrated Unit Winter Peak Savings (kW) | Achievable Economic RVT Potential | 0 | 0 | 0 | 0 | 0 | 0 | 0 | 0 | 0 | 0 | 0 | 0 | 0 | 0 | 0 | 0 | 0 | 0 | 0 | 0 | 0 | 0 | 0 | 0 | 0 | 0 | 0 | 0 | 0 | 0 | 0
F4_Industrial_Food Products_Existing_Space Heating_Natural Gas_Thermostat - Programmable_A_Achievable Economic RVT Potential | F4 | Industrial | Food Products | Existing | Space Heating | Natural Gas | Thermostat - Programmable | A | Incremental Energy Savings (MWh or mTherms) | Achievable Economic RVT Potential | 0 | 0 | 0 | 0 | 0 | 0 | 0 | 0 | 0 | 0 | 0 | 0 | 0 | 0 | 0 | 0 | 0 | 0 | 0 | 0 | 0 | 0 | 0 | 0 | 0 | 0 | 0 | 0 | 0 | 0 | 0
F5_Industrial_Food Products_Existing_Space Heating_Natural Gas_Thermostat - Programmable_A_Achievable Economic RVT Potential | F5 | Industrial | Food Products | Existing | Space Heating | Natural Gas | Thermostat - Programmable | A | Incremental Summer Peak Savings (MW) | Achievable Economic RVT Potential | 0 | 0 | 0 | 0 | 0 | 0 | 0 | 0 | 0 | 0 | 0 | 0 | 0 | 0 | 0 | 0 | 0 | 0 | 0 | 0 | 0 | 0 | 0 | 0 | 0 | 0 | 0 | 0 | 0 | 0 | 0
F6_Industrial_Food Products_Existing_Space Heating_Natural Gas_Thermostat - Programmable_A_Achievable Economic RVT Potential | F6 | Industrial | Food Products | Existing | Space Heating | Natural Gas | Thermostat - Programmable | A | Incremental Winter Peak Savings (MW) | Achievable Economic RVT Potential | 0 | 0 | 0 | 0 | 0 | 0 | 0 | 0 | 0 | 0 | 0 | 0 | 0 | 0 | 0 | 0 | 0 | 0 | 0 | 0 | 0 | 0 | 0 | 0 | 0 | 0 | 0 | 0 | 0 | 0 | 0
F7_Industrial_Food Products_Existing_Space Heating_Natural Gas_Thermostat - Programmable_A_Achievable Economic RVT Potential | F7 | Industrial | Food Products | Existing | Space Heating | Natural Gas | Thermostat - Programmable | A | Cumulative Energy Savings (MWh or mTherms) | Achievable Economic RVT Potential | 0 | 0 | 0 | 0 | 0 | 0 | 0 | 0 | 0 | 0 | 0 | 0 | 0 | 0 | 0 | 0 | 0 | 0 | 0 | 0 | 0 | 0 | 0 | 0 | 0 | 0 | 0 | 0 | 0 | 0 | 0
F8_Industrial_Food Products_Existing_Space Heating_Natural Gas_Thermostat - Programmable_A_Achievable Economic RVT Potential | F8 | Industrial | Food Products | Existing | Space Heating | Natural Gas | Thermostat - Programmable | A | Cumulative Summer Peak Savings (MW) | Achievable Economic RVT Potential | 0 | 0 | 0 | 0 | 0 | 0 | 0 | 0 | 0 | 0 | 0 | 0 | 0 | 0 | 0 | 0 | 0 | 0 | 0 | 0 | 0 | 0 | 0 | 0 | 0 | 0 | 0 | 0 | 0 | 0 | 0
F9_Industrial_Food Products_Existing_Space Heating_Natural Gas_Thermostat - Programmable_A_Achievable Economic RVT Potential | F9 | Industrial | Food Products | Existing | Space Heating | Natural Gas | Thermostat - Programmable | A | Cumulative Winter Peak Savings (MW) | Achievable Economic RVT Potential | 0 | 0 | 0 | 0 | 0 | 0 | 0 | 0 | 0 | 0 | 0 | 0 | 0 | 0 | 0 | 0 | 0 | 0 | 0 | 0 | 0 | 0 | 0 | 0 | 0 | 0 | 0 | 0 | 0 | 0 | 0
F10_Industrial_Food Products_Existing_Space Heating_Natural Gas_Thermostat - Programmable_A_Achievable Economic RVT Potential | F10 | Industrial | Food Products | Existing | Space Heating | Natural Gas | Thermostat - Programmable | A | Purchases (Incremental) | Achievable Economic RVT Potential | 0 | 0 | 0 | 0 | 0 | 0 | 0 | 0 | 0 | 0 | 0 | 0 | 0 | 0 | 0 | 0 | 0 | 0 | 0 | 0 | 0 | 0 | 0 | 0 | 0 | 0 | 0 | 0 | 0 | 0 | 0
F11_Industrial_Food Products_Existing_Space Heating_Natural Gas_Thermostat - Programmable_A_Achievable Economic RVT Potential | F11 | Industrial | Food Products | Existing | Space Heating | Natural Gas | Thermostat - Programmable | A | Purchases (Cumulative) | Achievable Economic RVT Potential | 0 | 0 | 0 | 0 | 0 | 0 | 0 | 0 | 0 | 0 | 0 | 0 | 0 | 0 | 0 | 0 | 0 | 0 | 0 | 0 | 0 | 0 | 0 | 0 | 0 | 0 | 0 | 0 | 0 | 0 | 0
F1_Industrial_Food Products_Existing_Space Heating_Natural Gas_ENERGY STAR Connected Thermostat_A_Achievable Economic RVT Potential | F1 | Industrial | Food Products | Existing | Space Heating | Natural Gas | ENERGY STAR Connected Thermostat | A | Integrated Unit Energy Savings (kWh or therms) | Achievable Economic RVT Potential | 0 | 0 | 0 | 0 | 0 | 0.015383 | 0.015173 | 0.014884 | 0.014524 | 0.014095 | 0.013601 | 0.013085 | 0.012567 | 0.012038 | 0.01158 | 0.011142 | 0.010782 | 0.010463 | 0.010181 | 0.0099746 | 0.0097859 | 0.009621 | 0.0094857 | 0.0093785 | 0.0092814 | 0.0092096 | 0.0091495 | 0.0090938 | 0 | 0 | 0
F2_Industrial_Food Products_Existing_Space Heating_Natural Gas_ENERGY STAR Connected Thermostat_A_Achievable Economic RVT Potential | F2 | Industrial | Food Products | Existing | Space Heating | Natural Gas | ENERGY STAR Connected Thermostat | A | Integrated Unit Summer Peak Savings (kW) | Achievable Economic RVT Potential | 0 | 0 | 0 | 0 | 0 | 0 | 0 | 0 | 0 | 0 | 0 | 0 | 0 | 0 | 0 | 0 | 0 | 0 | 0 | 0 | 0 | 0 | 0 | 0 | 0 | 0 | 0 | 0 | 0 | 0 | 0
F3_Industrial_Food Products_Existing_Space Heating_Natural Gas_ENERGY STAR Connected Thermostat_A_Achievable Economic RVT Potential | F3 | Industrial | Food Products | Existing | Space Heating | Natural Gas | ENERGY STAR Connected Thermostat | A | Integrated Unit Winter Peak Savings (kW) | Achievable Economic RVT Potential | 0 | 0 | 0 | 0 | 0 | 0 | 0 | 0 | 0 | 0 | 0 | 0 | 0 | 0 | 0 | 0 | 0 | 0 | 0 | 0 | 0 | 0 | 0 | 0 | 0 | 0 | 0 | 0 | 0 | 0 | 0
F4_Industrial_Food Products_Existing_Space Heating_Natural Gas_ENERGY STAR Connected Thermostat_A_Achievable Economic RVT Potential | F4 | Industrial | Food Products | Existing | Space Heating | Natural Gas | ENERGY STAR Connected Thermostat | A | Incremental Energy Savings (MWh or mTherms) | Achievable Economic RVT Potential | 0 | 0 | 0 | 0 | 0 | 0 | 0 | 0 | 0 | 0 | 0 | 0 | 0 | 0 | 0 | 0 | 0 | 0 | 0 | 0 | 0 | 0 | 0 | 0 | 0 | 0 | 0 | 0 | 0 | 0 | 0
F5_Industrial_Food Products_Existing_Space Heating_Natural Gas_ENERGY STAR Connected Thermostat_A_Achievable Economic RVT Potential | F5 | Industrial | Food Products | Existing | Space Heating | Natural Gas | ENERGY STAR Connected Thermostat | A | Incremental Summer Peak Savings (MW) | Achievable Economic RVT Potential | 0 | 0 | 0 | 0 | 0 | 0 | 0 | 0 | 0 | 0 | 0 | 0 | 0 | 0 | 0 | 0 | 0 | 0 | 0 | 0 | 0 | 0 | 0 | 0 | 0 | 0 | 0 | 0 | 0 | 0 | 0
F6_Industrial_Food Products_Existing_Space Heating_Natural Gas_ENERGY STAR Connected Thermostat_A_Achievable Economic RVT Potential | F6 | Industrial | Food Products | Existing | Space Heating | Natural Gas | ENERGY STAR Connected Thermostat | A | Incremental Winter Peak Savings (MW) | Achievable Economic RVT Potential | 0 | 0 | 0 | 0 | 0 | 0 | 0 | 0 | 0 | 0 | 0 | 0 | 0 | 0 | 0 | 0 | 0 | 0 | 0 | 0 | 0 | 0 | 0 | 0 | 0 | 0 | 0 | 0 | 0 | 0 | 0
F7_Industrial_Food Products_Existing_Space Heating_Natural Gas_ENERGY STAR Connected Thermostat_A_Achievable Economic RVT Potential | F7 | Industrial | Food Products | Existing | Space Heating | Natural Gas | ENERGY STAR Connected Thermostat | A | Cumulative Energy Savings (MWh or mTherms) | Achievable Economic RVT Potential | 0 | 0 | 0 | 0 | 0 | 0 | 0 | 0 | 0 | 0 | 0 | 0 | 0 | 0 | 0 | 0 | 0 | 0 | 0 | 0 | 0 | 0 | 0 | 0 | 0 | 0 | 0 | 0 | 0 | 0 | 0
F8_Industrial_Food Products_Existing_Space Heating_Natural Gas_ENERGY STAR Connected Thermostat_A_Achievable Economic RVT Potential | F8 | Industrial | Food Products | Existing | Space Heating | Natural Gas | ENERGY STAR Connected Thermostat | A | Cumulative Summer Peak Savings (MW) | Achievable Economic RVT Potential | 0 | 0 | 0 | 0 | 0 | 0 | 0 | 0 | 0 | 0 | 0 | 0 | 0 | 0 | 0 | 0 | 0 | 0 | 0 | 0 | 0 | 0 | 0 | 0 | 0 | 0 | 0 | 0 | 0 | 0 | 0
F9_Industrial_Food Products_Existing_Space Heating_Natural Gas_ENERGY STAR Connected Thermostat_A_Achievable Economic RVT Potential | F9 | Industrial | Food Products | Existing | Space Heating | Natural Gas | ENERGY STAR Connected Thermostat | A | Cumulative Winter Peak Savings (MW) | Achievable Economic RVT Potential | 0 | 0 | 0 | 0 | 0 | 0 | 0 | 0 | 0 | 0 | 0 | 0 | 0 | 0 | 0 | 0 | 0 | 0 | 0 | 0 | 0 | 0 | 0 | 0 | 0 | 0 | 0 | 0 | 0 | 0 | 0
F10_Industrial_Food Products_Existing_Space Heating_Natural Gas_ENERGY STAR Connected Thermostat_A_Achievable Economic RVT Potential | F10 | Industrial | Food Products | Existing | Space Heating | Natural Gas | ENERGY STAR Connected Thermostat | A | Purchases (Incremental) | Achievable Economic RVT Potential | 0 | 0 | 0 | 0 | 0 | 0 | 0 | 0 | 0 | 0 | 0 | 0 | 0 | 0 | 0 | 0 | 0 | 0 | 0 | 0 | 0 | 0 | 0 | 0 | 0 | 0 | 0 | 0 | 0 | 0 | 0
F11_Industrial_Food Products_Existing_Space Heating_Natural Gas_ENERGY STAR Connected Thermostat_A_Achievable Economic RVT Potential | F11 | Industrial | Food Products | Existing | Space Heating | Natural Gas | ENERGY STAR Connected Thermostat | A | Purchases (Cumulative) | Achievable Economic RVT Potential | 0 | 0 | 0 | 0 | 0 | 0 | 0 | 0 | 0 | 0 | 0 | 0 | 0 | 0 | 0 | 0 | 0 | 0 | 0 | 0 | 0 | 0 | 0 | 0 | 0 | 0 | 0 | 0 | 0 | 0 | 0
F1_Industrial_Food Products_Existing_Space Heating_Natural Gas_Destratification Fans (HVLS)_A_Achievable Economic RVT Potential | F1 | Industrial | Food Products | Existing | Space Heating | Natural Gas | Destratification Fans (HVLS) | A | Integrated Unit Energy Savings (kWh or therms) | Achievable Economic RVT Potential | 0 | 0 | 0 | 0 | 0 | 0.015383 | 0.015173 | 0.014884 | 0.014524 | 0.014095 | 0.013601 | 0.013085 | 0.012567 | 0.012038 | 0.01158 | 0.011142 | 0.010782 | 0.010463 | 0.010181 | 0.0099746 | 0.0097859 | 0.009621 | 0.0094857 | 0.0093785 | 0.0092814 | 0.0092096 | 0.0091495 | 0.0090938 | 0 | 0 | 0
F2_Industrial_Food Products_Existing_Space Heating_Natural Gas_Destratification Fans (HVLS)_A_Achievable Economic RVT Potential | F2 | Industrial | Food Products | Existing | Space Heating | Natural Gas | Destratification Fans (HVLS) | A | Integrated Unit Summer Peak Savings (kW) | Achievable Economic RVT Potential | 0 | 0 | 0 | 0 | 0 | 0 | 0 | 0 | 0 | 0 | 0 | 0 | 0 | 0 | 0 | 0 | 0 | 0 | 0 | 0 | 0 | 0 | 0 | 0 | 0 | 0 | 0 | 0 | 0 | 0 | 0
F3_Industrial_Food Products_Existing_Space Heating_Natural Gas_Destratification Fans (HVLS)_A_Achievable Economic RVT Potential | F3 | Industrial | Food Products | Existing | Space Heating | Natural Gas | Destratification Fans (HVLS) | A | Integrated Unit Winter Peak Savings (kW) | Achievable Economic RVT Potential | 0 | 0 | 0 | 0 | 0 | 0 | 0 | 0 | 0 | 0 | 0 | 0 | 0 | 0 | 0 | 0 | 0 | 0 | 0 | 0 | 0 | 0 | 0 | 0 | 0 | 0 | 0 | 0 | 0 | 0 | 0
F4_Industrial_Food Products_Existing_Space Heating_Natural Gas_Destratification Fans (HVLS)_A_Achievable Economic RVT Potential | F4 | Industrial | Food Products | Existing | Space Heating | Natural Gas | Destratification Fans (HVLS) | A | Incremental Energy Savings (MWh or mTherms) | Achievable Economic RVT Potential | 0 | 0 | 0 | 0 | 0 | 0 | 0 | 0 | 0 | 0 | 0 | 0 | 0 | 0 | 0 | 0 | 0 | 0 | 0 | 0 | 0 | 0 | 0 | 0 | 0 | 0 | 0 | 0 | 0 | 0 | 0
F5_Industrial_Food Products_Existing_Space Heating_Natural Gas_Destratification Fans (HVLS)_A_Achievable Economic RVT Potential | F5 | Industrial | Food Products | Existing | Space Heating | Natural Gas | Destratification Fans (HVLS) | A | Incremental Summer Peak Savings (MW) | Achievable Economic RVT Potential | 0 | 0 | 0 | 0 | 0 | 0 | 0 | 0 | 0 | 0 | 0 | 0 | 0 | 0 | 0 | 0 | 0 | 0 | 0 | 0 | 0 | 0 | 0 | 0 | 0 | 0 | 0 | 0 | 0 | 0 | 0
F6_Industrial_Food Products_Existing_Space Heating_Natural Gas_Destratification Fans (HVLS)_A_Achievable Economic RVT Potential | F6 | Industrial | Food Products | Existing | Space Heating | Natural Gas | Destratification Fans (HVLS) | A | Incremental Winter Peak Savings (MW) | Achievable Economic RVT Potential | 0 | 0 | 0 | 0 | 0 | 0 | 0 | 0 | 0 | 0 | 0 | 0 | 0 | 0 | 0 | 0 | 0 | 0 | 0 | 0 | 0 | 0 | 0 | 0 | 0 | 0 | 0 | 0 | 0 | 0 | 0
F7_Industrial_Food Products_Existing_Space Heating_Natural Gas_Destratification Fans (HVLS)_A_Achievable Economic RVT Potential | F7 | Industrial | Food Products | Existing | Space Heating | Natural Gas | Destratification Fans (HVLS) | A | Cumulative Energy Savings (MWh or mTherms) | Achievable Economic RVT Potential | 0 | 0 | 0 | 0 | 0 | 0 | 0 | 0 | 0 | 0 | 0 | 0 | 0 | 0 | 0 | 0 | 0 | 0 | 0 | 0 | 0 | 0 | 0 | 0 | 0 | 0 | 0 | 0 | 0 | 0 | 0
F8_Industrial_Food Products_Existing_Space Heating_Natural Gas_Destratification Fans (HVLS)_A_Achievable Economic RVT Potential | F8 | Industrial | Food Products | Existing | Space Heating | Natural Gas | Destratification Fans (HVLS) | A | Cumulative Summer Peak Savings (MW) | Achievable Economic RVT Potential | 0 | 0 | 0 | 0 | 0 | 0 | 0 | 0 | 0 | 0 | 0 | 0 | 0 | 0 | 0 | 0 | 0 | 0 | 0 | 0 | 0 | 0 | 0 | 0 | 0 | 0 | 0 | 0 | 0 | 0 | 0
F9_Industrial_Food Products_Existing_Space Heating_Natural Gas_Destratification Fans (HVLS)_A_Achievable Economic RVT Potential | F9 | Industrial | Food Products | Existing | Space Heating | Natural Gas | Destratification Fans (HVLS) | A | Cumulative Winter Peak Savings (MW) | Achievable Economic RVT Potential | 0 | 0 | 0 | 0 | 0 | 0 | 0 | 0 | 0 | 0 | 0 | 0 | 0 | 0 | 0 | 0 | 0 | 0 | 0 | 0 | 0 | 0 | 0 | 0 | 0 | 0 | 0 | 0 | 0 | 0 | 0
F10_Industrial_Food Products_Existing_Space Heating_Natural Gas_Destratification Fans (HVLS)_A_Achievable Economic RVT Potential | F10 | Industrial | Food Products | Existing | Space Heating | Natural Gas | Destratification Fans (HVLS) | A | Purchases (Incremental) | Achievable Economic RVT Potential | 0 | 0 | 0 | 0 | 0 | 0 | 0 | 0 | 0 | 0 | 0 | 0 | 0 | 0 | 0 | 0 | 0 | 0 | 0 | 0 | 0 | 0 | 0 | 0 | 0 | 0 | 0 | 0 | 0 | 0 | 0
F11_Industrial_Food Products_Existing_Space Heating_Natural Gas_Destratification Fans (HVLS)_A_Achievable Economic RVT Potential | F11 | Industrial | Food Products | Existing | Space Heating | Natural Gas | Destratification Fans (HVLS) | A | Purchases (Cumulative) | Achievable Economic RVT Potential | 0 | 0 | 0 | 0 | 0 | 0 | 0 | 0 | 0 | 0 | 0 | 0 | 0 | 0 | 0 | 0 | 0 | 0 | 0 | 0 | 0 | 0 | 0 | 0 | 0 | 0 | 0 | 0 | 0 | 0 | 0
F1_Industrial_Food Products_Existing_Space Heating_Natural Gas_Gas Boiler - Insulate Steam Lines/Condensate Tank_A_Achievable Economic RVT Potential | F1 | Industrial | Food Products | Existing | Space Heating | Natural Gas | Gas Boiler - Insulate Steam Lines/Condensate Tank | A | Integrated Unit Energy Savings (kWh or therms) | Achievable Economic RVT Potential | 0 | 0 | 0 | 0 | 0 | 10.1713 | 10.0822 | 9.9897 | 9.8917 | 9.787 | 9.6747 | 9.5556 | 9.4281 | 9.2885 | 9.1402 | 8.9876 | 8.8357 | 8.6851 | 8.5383 | 8.4065 | 8.283 | 8.1662 | 8.065 | 7.9746 | 7.8898 | 7.8268 | 7.7745 | 7.7264 | 8.7988 | 8.7627 | 8.7297
F2_Industrial_Food Products_Existing_Space Heating_Natural Gas_Gas Boiler - Insulate Steam Lines/Condensate Tank_A_Achievable Economic RVT Potential | F2 | Industrial | Food Products | Existing | Space Heating | Natural Gas | Gas Boiler - Insulate Steam Lines/Condensate Tank | A | Integrated Unit Summer Peak Savings (kW) | Achievable Economic RVT Potential | 0 | 0 | 0 | 0 | 0 | 0 | 0 | 0 | 0 | 0 | 0 | 0 | 0 | 0 | 0 | 0 | 0 | 0 | 0 | 0 | 0 | 0 | 0 | 0 | 0 | 0 | 0 | 0 | 0 | 0 | 0
F3_Industrial_Food Products_Existing_Space Heating_Natural Gas_Gas Boiler - Insulate Steam Lines/Condensate Tank_A_Achievable Economic RVT Potential | F3 | Industrial | Food Products | Existing | Space Heating | Natural Gas | Gas Boiler - Insulate Steam Lines/Condensate Tank | A | Integrated Unit Winter Peak Savings (kW) | Achievable Economic RVT Potential | 0 | 0 | 0 | 0 | 0 | 0 | 0 | 0 | 0 | 0 | 0 | 0 | 0 | 0 | 0 | 0 | 0 | 0 | 0 | 0 | 0 | 0 | 0 | 0 | 0 | 0 | 0 | 0 | 0 | 0 | 0
F4_Industrial_Food Products_Existing_Space Heating_Natural Gas_Gas Boiler - Insulate Steam Lines/Condensate Tank_A_Achievable Economic RVT Potential | F4 | Industrial | Food Products | Existing | Space Heating | Natural Gas | Gas Boiler - Insulate Steam Lines/Condensate Tank | A | Incremental Energy Savings (MWh or mTherms) | Achievable Economic RVT Potential | 0 | 0 | 0 | 0 | 0 | 0 | 0 | 0 | 0 | 0 | 0 | 0 | 0 | 0 | 0 | 0 | 0 | 0 | 0 | 0 | 0 | 0 | 0 | 0 | 0 | 0 | 0 | 0 | 0 | 0 | 0
F5_Industrial_Food Products_Existing_Space Heating_Natural Gas_Gas Boiler - Insulate Steam Lines/Condensate Tank_A_Achievable Economic RVT Potential | F5 | Industrial | Food Products | Existing | Space Heating | Natural Gas | Gas Boiler - Insulate Steam Lines/Condensate Tank | A | Incremental Summer Peak Savings (MW) | Achievable Economic RVT Potential | 0 | 0 | 0 | 0 | 0 | 0 | 0 | 0 | 0 | 0 | 0 | 0 | 0 | 0 | 0 | 0 | 0 | 0 | 0 | 0 | 0 | 0 | 0 | 0 | 0 | 0 | 0 | 0 | 0 | 0 | 0
F6_Industrial_Food Products_Existing_Space Heating_Natural Gas_Gas Boiler - Insulate Steam Lines/Condensate Tank_A_Achievable Economic RVT Potential | F6 | Industrial | Food Products | Existing | Space Heating | Natural Gas | Gas Boiler - Insulate Steam Lines/Condensate Tank | A | Incremental Winter Peak Savings (MW) | Achievable Economic RVT Potential | 0 | 0 | 0 | 0 | 0 | 0 | 0 | 0 | 0 | 0 | 0 | 0 | 0 | 0 | 0 | 0 | 0 | 0 | 0 | 0 | 0 | 0 | 0 | 0 | 0 | 0 | 0 | 0 | 0 | 0 | 0
F7_Industrial_Food Products_Existing_Space Heating_Natural Gas_Gas Boiler - Insulate Steam Lines/Condensate Tank_A_Achievable Economic RVT Potential | F7 | Industrial | Food Products | Existing | Space Heating | Natural Gas | Gas Boiler - Insulate Steam Lines/Condensate Tank | A | Cumulative Energy Savings (MWh or mTherms) | Achievable Economic RVT Potential | 0 | 0 | 0 | 0 | 0 | 0 | 0 | 0 | 0 | 0 | 0 | 0 | 0 | 0 | 0 | 0 | 0 | 0 | 0 | 0 | 0 | 0 | 0 | 0 | 0 | 0 | 0 | 0 | 0 | 0 | 0
F8_Industrial_Food Products_Existing_Space Heating_Natural Gas_Gas Boiler - Insulate Steam Lines/Condensate Tank_A_Achievable Economic RVT Potential | F8 | Industrial | Food Products | Existing | Space Heating | Natural Gas | Gas Boiler - Insulate Steam Lines/Condensate Tank | A | Cumulative Summer Peak Savings (MW) | Achievable Economic RVT Potential | 0 | 0 | 0 | 0 | 0 | 0 | 0 | 0 | 0 | 0 | 0 | 0 | 0 | 0 | 0 | 0 | 0 | 0 | 0 | 0 | 0 | 0 | 0 | 0 | 0 | 0 | 0 | 0 | 0 | 0 | 0
F9_Industrial_Food Products_Existing_Space Heating_Natural Gas_Gas Boiler - Insulate Steam Lines/Condensate Tank_A_Achievable Economic RVT Potential | F9 | Industrial | Food Products | Existing | Space Heating | Natural Gas | Gas Boiler - Insulate Steam Lines/Condensate Tank | A | Cumulative Winter Peak Savings (MW) | Achievable Economic RVT Potential | 0 | 0 | 0 | 0 | 0 | 0 | 0 | 0 | 0 | 0 | 0 | 0 | 0 | 0 | 0 | 0 | 0 | 0 | 0 | 0 | 0 | 0 | 0 | 0 | 0 | 0 | 0 | 0 | 0 | 0 | 0
F10_Industrial_Food Products_Existing_Space Heating_Natural Gas_Gas Boiler - Insulate Steam Lines/Condensate Tank_A_Achievable Economic RVT Potential | F10 | Industrial | Food Products | Existing | Space Heating | Natural Gas | Gas Boiler - Insulate Steam Lines/Condensate Tank | A | Purchases (Incremental) | Achievable Economic RVT Potential | 0 | 0 | 0 | 0 | 0 | 0 | 0 | 0 | 0 | 0 | 0 | 0 | 0 | 0 | 0 | 0 | 0 | 0 | 0 | 0 | 0 | 0 | 0 | 0 | 0 | 0 | 0 | 0 | 0 | 0 | 0
F11_Industrial_Food Products_Existing_Space Heating_Natural Gas_Gas Boiler - Insulate Steam Lines/Condensate Tank_A_Achievable Economic RVT Potential | F11 | Industrial | Food Products | Existing | Space Heating | Natural Gas | Gas Boiler - Insulate Steam Lines/Condensate Tank | A | Purchases (Cumulative) | Achievable Economic RVT Potential | 0 | 0 | 0 | 0 | 0 | 0 | 0 | 0 | 0 | 0 | 0 | 0 | 0 | 0 | 0 | 0 | 0 | 0 | 0 | 0 | 0 | 0 | 0 | 0 | 0 | 0 | 0 | 0 | 0 | 0 | 0
F1_Industrial_Food Products_Existing_Process_Natural Gas_Gas Boiler - Insulate Steam Lines/Condensate Tank_A_Achievable Economic RVT Potential | F1 | Industrial | Food Products | Existing | Process | Natural Gas | Gas Boiler - Insulate Steam Lines/Condensate Tank | A | Integrated Unit Energy Savings (kWh or therms) | Achievable Economic RVT Potential | 0 | 0 | 0 | 0 | 0 | 375.193 | 374.0591 | 372.9122 | 371.7732 | 370.6229 | 369.4147 | 368.3184 | 367.2803 | 366.1729 | 365.3123 | 364.3754 | 363.6119 | 362.8386 | 362.0514 | 361.4289 | 360.7477 | 360.1108 | 359.4801 | 358.8546 | 358.2336 | 358.1818 | 358.1342 | 358.0908 | 376.3371 | 376.3371 | 376.3371
F2_Industrial_Food Products_Existing_Process_Natural Gas_Gas Boiler - Insulate Steam Lines/Condensate Tank_A_Achievable Economic RVT Potential | F2 | Industrial | Food Products | Existing | Process | Natural Gas | Gas Boiler - Insulate Steam Lines/Condensate Tank | A | Integrated Unit Summer Peak Savings (kW) | Achievable Economic RVT Potential | 0 | 0 | 0 | 0 | 0 | 0 | 0 | 0 | 0 | 0 | 0 | 0 | 0 | 0 | 0 | 0 | 0 | 0 | 0 | 0 | 0 | 0 | 0 | 0 | 0 | 0 | 0 | 0 | 0 | 0 | 0
F3_Industrial_Food Products_Existing_Process_Natural Gas_Gas Boiler - Insulate Steam Lines/Condensate Tank_A_Achievable Economic RVT Potential | F3 | Industrial | Food Products | Existing | Process | Natural Gas | Gas Boiler - Insulate Steam Lines/Condensate Tank | A | Integrated Unit Winter Peak Savings (kW) | Achievable Economic RVT Potential | 0 | 0 | 0 | 0 | 0 | 0 | 0 | 0 | 0 | 0 | 0 | 0 | 0 | 0 | 0 | 0 | 0 | 0 | 0 | 0 | 0 | 0 | 0 | 0 | 0 | 0 | 0 | 0 | 0 | 0 | 0
F4_Industrial_Food Products_Existing_Process_Natural Gas_Gas Boiler - Insulate Steam Lines/Condensate Tank_A_Achievable Economic RVT Potential | F4 | Industrial | Food Products | Existing | Process | Natural Gas | Gas Boiler - Insulate Steam Lines/Condensate Tank | A | Incremental Energy Savings (MWh or mTherms) | Achievable Economic RVT Potential | 0 | 0 | 0 | 0 | 0 | 0 | 0 | 0 | 0 | 0 | 0 | 0 | 0 | 0 | 0 | 0 | 0 | 0 | 0 | 0 | 0 | 0 | 0 | 0 | 0 | 0 | 0 | 0 | 0 | 0 | 0
F5_Industrial_Food Products_Existing_Process_Natural Gas_Gas Boiler - Insulate Steam Lines/Condensate Tank_A_Achievable Economic RVT Potential | F5 | Industrial | Food Products | Existing | Process | Natural Gas | Gas Boiler - Insulate Steam Lines/Condensate Tank | A | Incremental Summer Peak Savings (MW) | Achievable Economic RVT Potential | 0 | 0 | 0 | 0 | 0 | 0 | 0 | 0 | 0 | 0 | 0 | 0 | 0 | 0 | 0 | 0 | 0 | 0 | 0 | 0 | 0 | 0 | 0 | 0 | 0 | 0 | 0 | 0 | 0 | 0 | 0
F6_Industrial_Food Products_Existing_Process_Natural Gas_Gas Boiler - Insulate Steam Lines/Condensate Tank_A_Achievable Economic RVT Potential | F6 | Industrial | Food Products | Existing | Process | Natural Gas | Gas Boiler - Insulate Steam Lines/Condensate Tank | A | Incremental Winter Peak Savings (MW) | Achievable Economic RVT Potential | 0 | 0 | 0 | 0 | 0 | 0 | 0 | 0 | 0 | 0 | 0 | 0 | 0 | 0 | 0 | 0 | 0 | 0 | 0 | 0 | 0 | 0 | 0 | 0 | 0 | 0 | 0 | 0 | 0 | 0 | 0
F7_Industrial_Food Products_Existing_Process_Natural Gas_Gas Boiler - Insulate Steam Lines/Condensate Tank_A_Achievable Economic RVT Potential | F7 | Industrial | Food Products | Existing | Process | Natural Gas | Gas Boiler - Insulate Steam Lines/Condensate Tank | A | Cumulative Energy Savings (MWh or mTherms) | Achievable Economic RVT Potential | 0 | 0 | 0 | 0 | 0 | 0 | 0 | 0 | 0 | 0 | 0 | 0 | 0 | 0 | 0 | 0 | 0 | 0 | 0 | 0 | 0 | 0 | 0 | 0 | 0 | 0 | 0 | 0 | 0 | 0 | 0
F8_Industrial_Food Products_Existing_Process_Natural Gas_Gas Boiler - Insulate Steam Lines/Condensate Tank_A_Achievable Economic RVT Potential | F8 | Industrial | Food Products | Existing | Process | Natural Gas | Gas Boiler - Insulate Steam Lines/Condensate Tank | A | Cumulative Summer Peak Savings (MW) | Achievable Economic RVT Potential | 0 | 0 | 0 | 0 | 0 | 0 | 0 | 0 | 0 | 0 | 0 | 0 | 0 | 0 | 0 | 0 | 0 | 0 | 0 | 0 | 0 | 0 | 0 | 0 | 0 | 0 | 0 | 0 | 0 | 0 | 0
F9_Industrial_Food Products_Existing_Process_Natural Gas_Gas Boiler - Insulate Steam Lines/Condensate Tank_A_Achievable Economic RVT Potential | F9 | Industrial | Food Products | Existing | Process | Natural Gas | Gas Boiler - Insulate Steam Lines/Condensate Tank | A | Cumulative Winter Peak Savings (MW) | Achievable Economic RVT Potential | 0 | 0 | 0 | 0 | 0 | 0 | 0 | 0 | 0 | 0 | 0 | 0 | 0 | 0 | 0 | 0 | 0 | 0 | 0 | 0 | 0 | 0 | 0 | 0 | 0 | 0 | 0 | 0 | 0 | 0 | 0
F10_Industrial_Food Products_Existing_Process_Natural Gas_Gas Boiler - Insulate Steam Lines/Condensate Tank_A_Achievable Economic RVT Potential | F10 | Industrial | Food Products | Existing | Process | Natural Gas | Gas Boiler - Insulate Steam Lines/Condensate Tank | A | Purchases (Incremental) | Achievable Economic RVT Potential | 0 | 0 | 0 | 0 | 0 | 0 | 0 | 0 | 0 | 0 | 0 | 0 | 0 | 0 | 0 | 0 | 0 | 0 | 0 | 0 | 0 | 0 | 0 | 0 | 0 | 0 | 0 | 0 | 0 | 0 | 0
F11_Industrial_Food Products_Existing_Process_Natural Gas_Gas Boiler - Insulate Steam Lines/Condensate Tank_A_Achievable Economic RVT Potential | F11 | Industrial | Food Products | Existing | Process | Natural Gas | Gas Boiler - Insulate Steam Lines/Condensate Tank | A | Purchases (Cumulative) | Achievable Economic RVT Potential | 0 | 0 | 0 | 0 | 0 | 0 | 0 | 0 | 0 | 0 | 0 | 0 | 0 | 0 | 0 | 0 | 0 | 0 | 0 | 0 | 0 | 0 | 0 | 0 | 0 | 0 | 0 | 0 | 0 | 0 | 0
F1_Industrial_Food Products_Existing_Space Heating_Natural Gas_Gas Boiler - Insulate Hot Water Lines_A_Achievable Economic RVT Potential | F1 | Industrial | Food Products | Existing | Space Heating | Natural Gas | Gas Boiler - Insulate Hot Water Lines | A | Integrated Unit Energy Savings (kWh or therms) | Achievable Economic RVT Potential | 0 | 0 | 0 | 0 | 0 | 11.4996 | 11.4061 | 11.3109 | 11.2125 | 11.1105 | 11.0058 | 10.8988 | 10.7889 | 10.6737 | 10.5515 | 10.4314 | 10.3119 | 10.1944 | 10.0788 | 9.9697 | 9.8644 | 9.7578 | 9.6609 | 9.5696 | 9.4806 | 9.4087 | 9.3472 | 9.2907 | 9.9454 | 9.9046 | 9.8673
F2_Industrial_Food Products_Existing_Space Heating_Natural Gas_Gas Boiler - Insulate Hot Water Lines_A_Achievable Economic RVT Potential | F2 | Industrial | Food Products | Existing | Space Heating | Natural Gas | Gas Boiler - Insulate Hot Water Lines | A | Integrated Unit Summer Peak Savings (kW) | Achievable Economic RVT Potential | 0 | 0 | 0 | 0 | 0 | 0 | 0 | 0 | 0 | 0 | 0 | 0 | 0 | 0 | 0 | 0 | 0 | 0 | 0 | 0 | 0 | 0 | 0 | 0 | 0 | 0 | 0 | 0 | 0 | 0 | 0
F3_Industrial_Food Products_Existing_Space Heating_Natural Gas_Gas Boiler - Insulate Hot Water Lines_A_Achievable Economic RVT Potential | F3 | Industrial | Food Products | Existing | Space Heating | Natural Gas | Gas Boiler - Insulate Hot Water Lines | A | Integrated Unit Winter Peak Savings (kW) | Achievable Economic RVT Potential | 0 | 0 | 0 | 0 | 0 | 0 | 0 | 0 | 0 | 0 | 0 | 0 | 0 | 0 | 0 | 0 | 0 | 0 | 0 | 0 | 0 | 0 | 0 | 0 | 0 | 0 | 0 | 0 | 0 | 0 | 0
F4_Industrial_Food Products_Existing_Space Heating_Natural Gas_Gas Boiler - Insulate Hot Water Lines_A_Achievable Economic RVT Potential | F4 | Industrial | Food Products | Existing | Space Heating | Natural Gas | Gas Boiler - Insulate Hot Water Lines | A | Incremental Energy Savings (MWh or mTherms) | Achievable Economic RVT Potential | 0 | 0 | 0 | 0 | 0 | 0 | 0 | 0 | 0 | 0 | 0 | 0 | 0 | 0 | 0 | 0 | 0 | 0 | 0 | 0 | 0 | 0 | 0 | 0 | 0 | 0 | 0 | 0 | 0 | 0 | 0
F5_Industrial_Food Products_Existing_Space Heating_Natural Gas_Gas Boiler - Insulate Hot Water Lines_A_Achievable Economic RVT Potential | F5 | Industrial | Food Products | Existing | Space Heating | Natural Gas | Gas Boiler - Insulate Hot Water Lines | A | Incremental Summer Peak Savings (MW) | Achievable Economic RVT Potential | 0 | 0 | 0 | 0 | 0 | 0 | 0 | 0 | 0 | 0 | 0 | 0 | 0 | 0 | 0 | 0 | 0 | 0 | 0 | 0 | 0 | 0 | 0 | 0 | 0 | 0 | 0 | 0 | 0 | 0 | 0
F6_Industrial_Food Products_Existing_Space Heating_Natural Gas_Gas Boiler - Insulate Hot Water Lines_A_Achievable Economic RVT Potential | F6 | Industrial | Food Products | Existing | Space Heating | Natural Gas | Gas Boiler - Insulate Hot Water Lines | A | Incremental Winter Peak Savings (MW) | Achievable Economic RVT Potential | 0 | 0 | 0 | 0 | 0 | 0 | 0 | 0 | 0 | 0 | 0 | 0 | 0 | 0 | 0 | 0 | 0 | 0 | 0 | 0 | 0 | 0 | 0 | 0 | 0 | 0 | 0 | 0 | 0 | 0 | 0
F7_Industrial_Food Products_Existing_Space Heating_Natural Gas_Gas Boiler - Insulate Hot Water Lines_A_Achievable Economic RVT Potential | F7 | Industrial | Food Products | Existing | Space Heating | Natural Gas | Gas Boiler - Insulate Hot Water Lines | A | Cumulative Energy Savings (MWh or mTherms) | Achievable Economic RVT Potential | 0 | 0 | 0 | 0 | 0 | 0 | 0 | 0 | 0 | 0 | 0 | 0 | 0 | 0 | 0 | 0 | 0 | 0 | 0 | 0 | 0 | 0 | 0 | 0 | 0 | 0 | 0 | 0 | 0 | 0 | 0
F8_Industrial_Food Products_Existing_Space Heating_Natural Gas_Gas Boiler - Insulate Hot Water Lines_A_Achievable Economic RVT Potential | F8 | Industrial | Food Products | Existing | Space Heating | Natural Gas | Gas Boiler - Insulate Hot Water Lines | A | Cumulative Summer Peak Savings (MW) | Achievable Economic RVT Potential | 0 | 0 | 0 | 0 | 0 | 0 | 0 | 0 | 0 | 0 | 0 | 0 | 0 | 0 | 0 | 0 | 0 | 0 | 0 | 0 | 0 | 0 | 0 | 0 | 0 | 0 | 0 | 0 | 0 | 0 | 0
F9_Industrial_Food Products_Existing_Space Heating_Natural Gas_Gas Boiler - Insulate Hot Water Lines_A_Achievable Economic RVT Potential | F9 | Industrial | Food Products | Existing | Space Heating | Natural Gas | Gas Boiler - Insulate Hot Water Lines | A | Cumulative Winter Peak Savings (MW) | Achievable Economic RVT Potential | 0 | 0 | 0 | 0 | 0 | 0 | 0 | 0 | 0 | 0 | 0 | 0 | 0 | 0 | 0 | 0 | 0 | 0 | 0 | 0 | 0 | 0 | 0 | 0 | 0 | 0 | 0 | 0 | 0 | 0 | 0
F10_Industrial_Food Products_Existing_Space Heating_Natural Gas_Gas Boiler - Insulate Hot Water Lines_A_Achievable Economic RVT Potential | F10 | Industrial | Food Products | Existing | Space Heating | Natural Gas | Gas Boiler - Insulate Hot Water Lines | A | Purchases (Incremental) | Achievable Economic RVT Potential | 0 | 0 | 0 | 0 | 0 | 0 | 0 | 0 | 0 | 0 | 0 | 0 | 0 | 0 | 0 | 0 | 0 | 0 | 0 | 0 | 0 | 0 | 0 | 0 | 0 | 0 | 0 | 0 | 0 | 0 | 0
F11_Industrial_Food Products_Existing_Space Heating_Natural Gas_Gas Boiler - Insulate Hot Water Lines_A_Achievable Economic RVT Potential | F11 | Industrial | Food Products | Existing | Space Heating | Natural Gas | Gas Boiler - Insulate Hot Water Lines | A | Purchases (Cumulative) | Achievable Economic RVT Potential | 0 | 0 | 0 | 0 | 0 | 0 | 0 | 0 | 0 | 0 | 0 | 0 | 0 | 0 | 0 | 0 | 0 | 0 | 0 | 0 | 0 | 0 | 0 | 0 | 0 | 0 | 0 | 0 | 0 | 0 | 0
F1_Industrial_Food Products_Existing_Process_Natural Gas_Gas Boiler - Insulate Hot Water Lines_A_Achievable Economic RVT Potential | F1 | Industrial | Food Products | Existing | Process | Natural Gas | Gas Boiler - Insulate Hot Water Lines | A | Integrated Unit Energy Savings (kWh or therms) | Achievable Economic RVT Potential | 0 | 0 | 0 | 0 | 0 | 424.5526 | 423.7358 | 422.9074 | 422.0796 | 421.2361 | 420.3368 | 419.5059 | 418.7109 | 417.8645 | 417.2077 | 416.5051 | 415.9462 | 415.3921 | 414.8365 | 414.4086 | 413.9395 | 413.5021 | 413.0707 | 412.6439 | 412.221 | 412.183 | 412.148 | 412.1162 | 425.3792 | 425.3792 | 425.3792
F2_Industrial_Food Products_Existing_Process_Natural Gas_Gas Boiler - Insulate Hot Water Lines_A_Achievable Economic RVT Potential | F2 | Industrial | Food Products | Existing | Process | Natural Gas | Gas Boiler - Insulate Hot Water Lines | A | Integrated Unit Summer Peak Savings (kW) | Achievable Economic RVT Potential | 0 | 0 | 0 | 0 | 0 | 0 | 0 | 0 | 0 | 0 | 0 | 0 | 0 | 0 | 0 | 0 | 0 | 0 | 0 | 0 | 0 | 0 | 0 | 0 | 0 | 0 | 0 | 0 | 0 | 0 | 0
F3_Industrial_Food Products_Existing_Process_Natural Gas_Gas Boiler - Insulate Hot Water Lines_A_Achievable Economic RVT Potential | F3 | Industrial | Food Products | Existing | Process | Natural Gas | Gas Boiler - Insulate Hot Water Lines | A | Integrated Unit Winter Peak Savings (kW) | Achievable Economic RVT Potential | 0 | 0 | 0 | 0 | 0 | 0 | 0 | 0 | 0 | 0 | 0 | 0 | 0 | 0 | 0 | 0 | 0 | 0 | 0 | 0 | 0 | 0 | 0 | 0 | 0 | 0 | 0 | 0 | 0 | 0 | 0
F4_Industrial_Food Products_Existing_Process_Natural Gas_Gas Boiler - Insulate Hot Water Lines_A_Achievable Economic RVT Potential | F4 | Industrial | Food Products | Existing | Process | Natural Gas | Gas Boiler - Insulate Hot Water Lines | A | Incremental Energy Savings (MWh or mTherms) | Achievable Economic RVT Potential | 0 | 0 | 0 | 0 | 0 | 0 | 0 | 0 | 0 | 0 | 0 | 0 | 0 | 0 | 0 | 0 | 0 | 0 | 0 | 0 | 0 | 0 | 0 | 0 | 0 | 0 | 0 | 0 | 0 | 0 | 0
F5_Industrial_Food Products_Existing_Process_Natural Gas_Gas Boiler - Insulate Hot Water Lines_A_Achievable Economic RVT Potential | F5 | Industrial | Food Products | Existing | Process | Natural Gas | Gas Boiler - Insulate Hot Water Lines | A | Incremental Summer Peak Savings (MW) | Achievable Economic RVT Potential | 0 | 0 | 0 | 0 | 0 | 0 | 0 | 0 | 0 | 0 | 0 | 0 | 0 | 0 | 0 | 0 | 0 | 0 | 0 | 0 | 0 | 0 | 0 | 0 | 0 | 0 | 0 | 0 | 0 | 0 | 0
F6_Industrial_Food Products_Existing_Process_Natural Gas_Gas Boiler - Insulate Hot Water Lines_A_Achievable Economic RVT Potential | F6 | Industrial | Food Products | Existing | Process | Natural Gas | Gas Boiler - Insulate Hot Water Lines | A | Incremental Winter Peak Savings (MW) | Achievable Economic RVT Potential | 0 | 0 | 0 | 0 | 0 | 0 | 0 | 0 | 0 | 0 | 0 | 0 | 0 | 0 | 0 | 0 | 0 | 0 | 0 | 0 | 0 | 0 | 0 | 0 | 0 | 0 | 0 | 0 | 0 | 0 | 0
F7_Industrial_Food Products_Existing_Process_Natural Gas_Gas Boiler - Insulate Hot Water Lines_A_Achievable Economic RVT Potential | F7 | Industrial | Food Products | Existing | Process | Natural Gas | Gas Boiler - Insulate Hot Water Lines | A | Cumulative Energy Savings (MWh or mTherms) | Achievable Economic RVT Potential | 0 | 0 | 0 | 0 | 0 | 0 | 0 | 0 | 0 | 0 | 0 | 0 | 0 | 0 | 0 | 0 | 0 | 0 | 0 | 0 | 0 | 0 | 0 | 0 | 0 | 0 | 0 | 0 | 0 | 0 | 0
F8_Industrial_Food Products_Existing_Process_Natural Gas_Gas Boiler - Insulate Hot Water Lines_A_Achievable Economic RVT Potential | F8 | Industrial | Food Products | Existing | Process | Natural Gas | Gas Boiler - Insulate Hot Water Lines | A | Cumulative Summer Peak Savings (MW) | Achievable Economic RVT Potential | 0 | 0 | 0 | 0 | 0 | 0 | 0 | 0 | 0 | 0 | 0 | 0 | 0 | 0 | 0 | 0 | 0 | 0 | 0 | 0 | 0 | 0 | 0 | 0 | 0 | 0 | 0 | 0 | 0 | 0 | 0
F9_Industrial_Food Products_Existing_Process_Natural Gas_Gas Boiler - Insulate Hot Water Lines_A_Achievable Economic RVT Potential | F9 | Industrial | Food Products | Existing | Process | Natural Gas | Gas Boiler - Insulate Hot Water Lines | A | Cumulative Winter Peak Savings (MW) | Achievable Economic RVT Potential | 0 | 0 | 0 | 0 | 0 | 0 | 0 | 0 | 0 | 0 | 0 | 0 | 0 | 0 | 0 | 0 | 0 | 0 | 0 | 0 | 0 | 0 | 0 | 0 | 0 | 0 | 0 | 0 | 0 | 0 | 0
F10_Industrial_Food Products_Existing_Process_Natural Gas_Gas Boiler - Insulate Hot Water Lines_A_Achievable Economic RVT Potential | F10 | Industrial | Food Products | Existing | Process | Natural Gas | Gas Boiler - Insulate Hot Water Lines | A | Purchases (Incremental) | Achievable Economic RVT Potential | 0 | 0 | 0 | 0 | 0 | 0 | 0 | 0 | 0 | 0 | 0 | 0 | 0 | 0 | 0 | 0 | 0 | 0 | 0 | 0 | 0 | 0 | 0 | 0 | 0 | 0 | 0 | 0 | 0 | 0 | 0
F11_Industrial_Food Products_Existing_Process_Natural Gas_Gas Boiler - Insulate Hot Water Lines_A_Achievable Economic RVT Potential | F11 | Industrial | Food Products | Existing | Process | Natural Gas | Gas Boiler - Insulate Hot Water Lines | A | Purchases (Cumulative) | Achievable Economic RVT Potential | 0 | 0 | 0 | 0 | 0 | 0 | 0 | 0 | 0 | 0 | 0 | 0 | 0 | 0 | 0 | 0 | 0 | 0 | 0 | 0 | 0 | 0 | 0 | 0 | 0 | 0 | 0 | 0 | 0 | 0 | 0
F1_Industrial_Food Products_Existing_Process_Natural Gas_Process - Insulate Heated Process Fluids_A_Achievable Economic RVT Potential | F1 | Industrial | Food Products | Existing | Process | Natural Gas | Process - Insulate Heated Process Fluids | A | Integrated Unit Energy Savings (kWh or therms) | Achievable Economic RVT Potential | 0 | 0 | 0 | 0 | 0 | 274.8944 | 274.1888 | 273.4744 | 272.7634 | 272.0433 | 271.276 | 270.562 | 269.8722 | 269.1297 | 268.5389 | 267.896 | 267.3634 | 266.8233 | 266.2727 | 265.8283 | 265.3438 | 264.8799 | 264.4203 | 263.9641 | 263.511 | 263.4763 | 263.4444 | 263.4154 | 275.607 | 275.607 | 275.607
F2_Industrial_Food Products_Existing_Process_Natural Gas_Process - Insulate Heated Process Fluids_A_Achievable Economic RVT Potential | F2 | Industrial | Food Products | Existing | Process | Natural Gas | Process - Insulate Heated Process Fluids | A | Integrated Unit Summer Peak Savings (kW) | Achievable Economic RVT Potential | 0 | 0 | 0 | 0 | 0 | 0 | 0 | 0 | 0 | 0 | 0 | 0 | 0 | 0 | 0 | 0 | 0 | 0 | 0 | 0 | 0 | 0 | 0 | 0 | 0 | 0 | 0 | 0 | 0 | 0 | 0
F3_Industrial_Food Products_Existing_Process_Natural Gas_Process - Insulate Heated Process Fluids_A_Achievable Economic RVT Potential | F3 | Industrial | Food Products | Existing | Process | Natural Gas | Process - Insulate Heated Process Fluids | A | Integrated Unit Winter Peak Savings (kW) | Achievable Economic RVT Potential | 0 | 0 | 0 | 0 | 0 | 0 | 0 | 0 | 0 | 0 | 0 | 0 | 0 | 0 | 0 | 0 | 0 | 0 | 0 | 0 | 0 | 0 | 0 | 0 | 0 | 0 | 0 | 0 | 0 | 0 | 0
F4_Industrial_Food Products_Existing_Process_Natural Gas_Process - Insulate Heated Process Fluids_A_Achievable Economic RVT Potential | F4 | Industrial | Food Products | Existing | Process | Natural Gas | Process - Insulate Heated Process Fluids | A | Incremental Energy Savings (MWh or mTherms) | Achievable Economic RVT Potential | 0 | 0 | 0 | 0 | 0 | 0 | 0 | 0 | 0 | 0 | 0 | 0 | 0 | 0 | 0 | 0 | 0 | 0 | 0 | 0 | 0 | 0 | 0 | 0 | 0 | 0 | 0 | 0 | 0 | 0 | 0
F5_Industrial_Food Products_Existing_Process_Natural Gas_Process - Insulate Heated Process Fluids_A_Achievable Economic RVT Potential | F5 | Industrial | Food Products | Existing | Process | Natural Gas | Process - Insulate Heated Process Fluids | A | Incremental Summer Peak Savings (MW) | Achievable Economic RVT Potential | 0 | 0 | 0 | 0 | 0 | 0 | 0 | 0 | 0 | 0 | 0 | 0 | 0 | 0 | 0 | 0 | 0 | 0 | 0 | 0 | 0 | 0 | 0 | 0 | 0 | 0 | 0 | 0 | 0 | 0 | 0
F6_Industrial_Food Products_Existing_Process_Natural Gas_Process - Insulate Heated Process Fluids_A_Achievable Economic RVT Potential | F6 | Industrial | Food Products | Existing | Process | Natural Gas | Process - Insulate Heated Process Fluids | A | Incremental Winter Peak Savings (MW) | Achievable Economic RVT Potential | 0 | 0 | 0 | 0 | 0 | 0 | 0 | 0 | 0 | 0 | 0 | 0 | 0 | 0 | 0 | 0 | 0 | 0 | 0 | 0 | 0 | 0 | 0 | 0 | 0 | 0 | 0 | 0 | 0 | 0 | 0
F7_Industrial_Food Products_Existing_Process_Natural Gas_Process - Insulate Heated Process Fluids_A_Achievable Economic RVT Potential | F7 | Industrial | Food Products | Existing | Process | Natural Gas | Process - Insulate Heated Process Fluids | A | Cumulative Energy Savings (MWh or mTherms) | Achievable Economic RVT Potential | 0 | 0 | 0 | 0 | 0 | 0 | 0 | 0 | 0 | 0 | 0 | 0 | 0 | 0 | 0 | 0 | 0 | 0 | 0 | 0 | 0 | 0 | 0 | 0 | 0 | 0 | 0 | 0 | 0 | 0 | 0
F8_Industrial_Food Products_Existing_Process_Natural Gas_Process - Insulate Heated Process Fluids_A_Achievable Economic RVT Potential | F8 | Industrial | Food Products | Existing | Process | Natural Gas | Process - Insulate Heated Process Fluids | A | Cumulative Summer Peak Savings (MW) | Achievable Economic RVT Potential | 0 | 0 | 0 | 0 | 0 | 0 | 0 | 0 | 0 | 0 | 0 | 0 | 0 | 0 | 0 | 0 | 0 | 0 | 0 | 0 | 0 | 0 | 0 | 0 | 0 | 0 | 0 | 0 | 0 | 0 | 0
F9_Industrial_Food Products_Existing_Process_Natural Gas_Process - Insulate Heated Process Fluids_A_Achievable Economic RVT Potential | F9 | Industrial | Food Products | Existing | Process | Natural Gas | Process - Insulate Heated Process Fluids | A | Cumulative Winter Peak Savings (MW) | Achievable Economic RVT Potential | 0 | 0 | 0 | 0 | 0 | 0 | 0 | 0 | 0 | 0 | 0 | 0 | 0 | 0 | 0 | 0 | 0 | 0 | 0 | 0 | 0 | 0 | 0 | 0 | 0 | 0 | 0 | 0 | 0 | 0 | 0
F10_Industrial_Food Products_Existing_Process_Natural Gas_Process - Insulate Heated Process Fluids_A_Achievable Economic RVT Potential | F10 | Industrial | Food Products | Existing | Process | Natural Gas | Process - Insulate Heated Process Fluids | A | Purchases (Incremental) | Achievable Economic RVT Potential | 0 | 0 | 0 | 0 | 0 | 0 | 0 | 0 | 0 | 0 | 0 | 0 | 0 | 0 | 0 | 0 | 0 | 0 | 0 | 0 | 0 | 0 | 0 | 0 | 0 | 0 | 0 | 0 | 0 | 0 | 0
F11_Industrial_Food Products_Existing_Process_Natural Gas_Process - Insulate Heated Process Fluids_A_Achievable Economic RVT Potential | F11 | Industrial | Food Products | Existing | Process | Natural Gas | Process - Insulate Heated Process Fluids | A | Purchases (Cumulative) | Achievable Economic RVT Potential | 0 | 0 | 0 | 0 | 0 | 0 | 0 | 0 | 0 | 0 | 0 | 0 | 0 | 0 | 0 | 0 | 0 | 0 | 0 | 0 | 0 | 0 | 0 | 0 | 0 | 0 | 0 | 0 | 0 | 0 | 0
F1_Industrial_Food Products_Existing_Process_Natural Gas_Process Heat Recovery_A_Achievable Economic RVT Potential | F1 | Industrial | Food Products | Existing | Process | Natural Gas | Process Heat Recovery | A | Integrated Unit Energy Savings (kWh or therms) | Achievable Economic RVT Potential | 0 | 0 | 0 | 0 | 0 | 3.2242 | 3.2127 | 3.201 | 3.1892 | 3.1772 | 3.1645 | 3.1527 | 3.1414 | 3.1294 | 3.1198 | 3.1095 | 3.101 | 3.0925 | 3.084 | 3.0774 | 3.0702 | 3.0636 | 3.0571 | 3.0507 | 3.0444 | 3.0439 | 3.0434 | 3.0429 | 0 | 0 | 0
F2_Industrial_Food Products_Existing_Process_Natural Gas_Process Heat Recovery_A_Achievable Economic RVT Potential | F2 | Industrial | Food Products | Existing | Process | Natural Gas | Process Heat Recovery | A | Integrated Unit Summer Peak Savings (kW) | Achievable Economic RVT Potential | 0 | 0 | 0 | 0 | 0 | 0 | 0 | 0 | 0 | 0 | 0 | 0 | 0 | 0 | 0 | 0 | 0 | 0 | 0 | 0 | 0 | 0 | 0 | 0 | 0 | 0 | 0 | 0 | 0 | 0 | 0
F3_Industrial_Food Products_Existing_Process_Natural Gas_Process Heat Recovery_A_Achievable Economic RVT Potential | F3 | Industrial | Food Products | Existing | Process | Natural Gas | Process Heat Recovery | A | Integrated Unit Winter Peak Savings (kW) | Achievable Economic RVT Potential | 0 | 0 | 0 | 0 | 0 | 0 | 0 | 0 | 0 | 0 | 0 | 0 | 0 | 0 | 0 | 0 | 0 | 0 | 0 | 0 | 0 | 0 | 0 | 0 | 0 | 0 | 0 | 0 | 0 | 0 | 0
F4_Industrial_Food Products_Existing_Process_Natural Gas_Process Heat Recovery_A_Achievable Economic RVT Potential | F4 | Industrial | Food Products | Existing | Process | Natural Gas | Process Heat Recovery | A | Incremental Energy Savings (MWh or mTherms) | Achievable Economic RVT Potential | 0 | 0 | 0 | 0 | 0 | 0 | 0 | 0 | 0 | 0 | 0 | 0 | 0 | 0 | 0 | 0 | 0 | 0 | 0 | 0 | 0 | 0 | 0 | 0 | 0 | 0 | 0 | 0 | 0 | 0 | 0
F5_Industrial_Food Products_Existing_Process_Natural Gas_Process Heat Recovery_A_Achievable Economic RVT Potential | F5 | Industrial | Food Products | Existing | Process | Natural Gas | Process Heat Recovery | A | Incremental Summer Peak Savings (MW) | Achievable Economic RVT Potential | 0 | 0 | 0 | 0 | 0 | 0 | 0 | 0 | 0 | 0 | 0 | 0 | 0 | 0 | 0 | 0 | 0 | 0 | 0 | 0 | 0 | 0 | 0 | 0 | 0 | 0 | 0 | 0 | 0 | 0 | 0
F6_Industrial_Food Products_Existing_Process_Natural Gas_Process Heat Recovery_A_Achievable Economic RVT Potential | F6 | Industrial | Food Products | Existing | Process | Natural Gas | Process Heat Recovery | A | Incremental Winter Peak Savings (MW) | Achievable Economic RVT Potential | 0 | 0 | 0 | 0 | 0 | 0 | 0 | 0 | 0 | 0 | 0 | 0 | 0 | 0 | 0 | 0 | 0 | 0 | 0 | 0 | 0 | 0 | 0 | 0 | 0 | 0 | 0 | 0 | 0 | 0 | 0
F7_Industrial_Food Products_Existing_Process_Natural Gas_Process Heat Recovery_A_Achievable Economic RVT Potential | F7 | Industrial | Food Products | Existing | Process | Natural Gas | Process Heat Recovery | A | Cumulative Energy Savings (MWh or mTherms) | Achievable Economic RVT Potential | 0 | 0 | 0 | 0 | 0 | 0 | 0 | 0 | 0 | 0 | 0 | 0 | 0 | 0 | 0 | 0 | 0 | 0 | 0 | 0 | 0 | 0 | 0 | 0 | 0 | 0 | 0 | 0 | 0 | 0 | 0
F8_Industrial_Food Products_Existing_Process_Natural Gas_Process Heat Recovery_A_Achievable Economic RVT Potential | F8 | Industrial | Food Products | Existing | Process | Natural Gas | Process Heat Recovery | A | Cumulative Summer Peak Savings (MW) | Achievable Economic RVT Potential | 0 | 0 | 0 | 0 | 0 | 0 | 0 | 0 | 0 | 0 | 0 | 0 | 0 | 0 | 0 | 0 | 0 | 0 | 0 | 0 | 0 | 0 | 0 | 0 | 0 | 0 | 0 | 0 | 0 | 0 | 0
F9_Industrial_Food Products_Existing_Process_Natural Gas_Process Heat Recovery_A_Achievable Economic RVT Potential | F9 | Industrial | Food Products | Existing | Process | Natural Gas | Process Heat Recovery | A | Cumulative Winter Peak Savings (MW) | Achievable Economic RVT Potential | 0 | 0 | 0 | 0 | 0 | 0 | 0 | 0 | 0 | 0 | 0 | 0 | 0 | 0 | 0 | 0 | 0 | 0 | 0 | 0 | 0 | 0 | 0 | 0 | 0 | 0 | 0 | 0 | 0 | 0 | 0
F10_Industrial_Food Products_Existing_Process_Natural Gas_Process Heat Recovery_A_Achievable Economic RVT Potential | F10 | Industrial | Food Products | Existing | Process | Natural Gas | Process Heat Recovery | A | Purchases (Incremental) | Achievable Economic RVT Potential | 0 | 0 | 0 | 0 | 0 | 0 | 0 | 0 | 0 | 0 | 0 | 0 | 0 | 0 | 0 | 0 | 0 | 0 | 0 | 0 | 0 | 0 | 0 | 0 | 0 | 0 | 0 | 0 | 0 | 0 | 0
F11_Industrial_Food Products_Existing_Process_Natural Gas_Process Heat Recovery_A_Achievable Economic RVT Potential | F11 | Industrial | Food Products | Existing | Process | Natural Gas | Process Heat Recovery | A | Purchases (Cumulative) | Achievable Economic RVT Potential | 0 | 0 | 0 | 0 | 0 | 0 | 0 | 0 | 0 | 0 | 0 | 0 | 0 | 0 | 0 | 0 | 0 | 0 | 0 | 0 | 0 | 0 | 0 | 0 | 0 | 0 | 0 | 0 | 0 | 0 | 0
F1_Industrial_Food Products_Existing_Space Heating_Natural Gas_Building Automation System_A_Achievable Economic RVT Potential | F1 | Industrial | Food Products | Existing | Space Heating | Natural Gas | Building Automation System | A | Integrated Unit Energy Savings (kWh or therms) | Achievable Economic RVT Potential | 0 | 0 | 0 | 0 | 0 | 0.015445 | 0.015347 | 0.015228 | 0.015099 | 0.014962 | 0.014815 | 0.014663 | 0.014506 | 0.014341 | 0.014164 | 0.01399 | 0.013817 | 0.013653 | 0.013497 | 0.013352 | 0.013213 | 0.013075 | 0.012954 | 0.012842 | 0.012738 | 0.012655 | 0.012584 | 0.012518 | 0 | 0 | 0
F2_Industrial_Food Products_Existing_Space Heating_Natural Gas_Building Automation System_A_Achievable Economic RVT Potential | F2 | Industrial | Food Products | Existing | Space Heating | Natural Gas | Building Automation System | A | Integrated Unit Summer Peak Savings (kW) | Achievable Economic RVT Potential | 0 | 0 | 0 | 0 | 0 | 0 | 0 | 0 | 0 | 0 | 0 | 0 | 0 | 0 | 0 | 0 | 0 | 0 | 0 | 0 | 0 | 0 | 0 | 0 | 0 | 0 | 0 | 0 | 0 | 0 | 0
F3_Industrial_Food Products_Existing_Space Heating_Natural Gas_Building Automation System_A_Achievable Economic RVT Potential | F3 | Industrial | Food Products | Existing | Space Heating | Natural Gas | Building Automation System | A | Integrated Unit Winter Peak Savings (kW) | Achievable Economic RVT Potential | 0 | 0 | 0 | 0 | 0 | 0 | 0 | 0 | 0 | 0 | 0 | 0 | 0 | 0 | 0 | 0 | 0 | 0 | 0 | 0 | 0 | 0 | 0 | 0 | 0 | 0 | 0 | 0 | 0 | 0 | 0
F4_Industrial_Food Products_Existing_Space Heating_Natural Gas_Building Automation System_A_Achievable Economic RVT Potential | F4 | Industrial | Food Products | Existing | Space Heating | Natural Gas | Building Automation System | A | Incremental Energy Savings (MWh or mTherms) | Achievable Economic RVT Potential | 0 | 0 | 0 | 0 | 0 | 0.043542 | 0.086437 | 0.15138 | 0.24431 | 0.36774 | 0.51492 | 0.69131 | 0.88479 | 1.0647 | 1.2448 | 1.3663 | 1.4357 | 1.4174 | 1.3091 | 1.1399 | 0.9291 | 0.70031 | 0.4786 | 0.3021 | 0.1948 | 0 | 0 | 0 | 0 | 0 | 0
F5_Industrial_Food Products_Existing_Space Heating_Natural Gas_Building Automation System_A_Achievable Economic RVT Potential | F5 | Industrial | Food Products | Existing | Space Heating | Natural Gas | Building Automation System | A | Incremental Summer Peak Savings (MW) | Achievable Economic RVT Potential | 0 | 0 | 0 | 0 | 0 | 0 | 0 | 0 | 0 | 0 | 0 | 0 | 0 | 0 | 0 | 0 | 0 | 0 | 0 | 0 | 0 | 0 | 0 | 0 | 0 | 0 | 0 | 0 | 0 | 0 | 0
F6_Industrial_Food Products_Existing_Space Heating_Natural Gas_Building Automation System_A_Achievable Economic RVT Potential | F6 | Industrial | Food Products | Existing | Space Heating | Natural Gas | Building Automation System | A | Incremental Winter Peak Savings (MW) | Achievable Economic RVT Potential | 0 | 0 | 0 | 0 | 0 | 0 | 0 | 0 | 0 | 0 | 0 | 0 | 0 | 0 | 0 | 0 | 0 | 0 | 0 | 0 | 0 | 0 | 0 | 0 | 0 | 0 | 0 | 0 | 0 | 0 | 0
F7_Industrial_Food Products_Existing_Space Heating_Natural Gas_Building Automation System_A_Achievable Economic RVT Potential | F7 | Industrial | Food Products | Existing | Space Heating | Natural Gas | Building Automation System | A | Cumulative Energy Savings (MWh or mTherms) | Achievable Economic RVT Potential | 0 | 0 | 0 | 0 | 0 | 0.043542 | 0.1297 | 0.28008 | 0.52203 | 0.885 | 1.3913 | 2.0682 | 2.9309 | 3.9622 | 5.1582 | 6.4611 | 7.8172 | 9.1419 | 10.3462 | 11.3749 | 12.1861 | 12.7587 | 13.1195 | 13.3083 | 13.3944 | 13.3074 | 13.233 | 13.1636 | 0 | 0 | 0
F8_Industrial_Food Products_Existing_Space Heating_Natural Gas_Building Automation System_A_Achievable Economic RVT Potential | F8 | Industrial | Food Products | Existing | Space Heating | Natural Gas | Building Automation System | A | Cumulative Summer Peak Savings (MW) | Achievable Economic RVT Potential | 0 | 0 | 0 | 0 | 0 | 0 | 0 | 0 | 0 | 0 | 0 | 0 | 0 | 0 | 0 | 0 | 0 | 0 | 0 | 0 | 0 | 0 | 0 | 0 | 0 | 0 | 0 | 0 | 0 | 0 | 0
F9_Industrial_Food Products_Existing_Space Heating_Natural Gas_Building Automation System_A_Achievable Economic RVT Potential | F9 | Industrial | Food Products | Existing | Space Heating | Natural Gas | Building Automation System | A | Cumulative Winter Peak Savings (MW) | Achievable Economic RVT Potential | 0 | 0 | 0 | 0 | 0 | 0 | 0 | 0 | 0 | 0 | 0 | 0 | 0 | 0 | 0 | 0 | 0 | 0 | 0 | 0 | 0 | 0 | 0 | 0 | 0 | 0 | 0 | 0 | 0 | 0 | 0
F10_Industrial_Food Products_Existing_Space Heating_Natural Gas_Building Automation System_A_Achievable Economic RVT Potential | F10 | Industrial | Food Products | Existing | Space Heating | Natural Gas | Building Automation System | A | Purchases (Incremental) | Achievable Economic RVT Potential | 0 | 0 | 0 | 0 | 0 | 2819.1981 | 5632.2992 | 9941.4262 | 16179.8351 | 24579.037 | 34755.3982 | 47147.6941 | 60996.3392 | 74243.9667 | 87885.5472 | 97661.5752 | 103907.0112 | 103815.6574 | 96990.8264 | 85377.6437 | 70314.3938 | 53560.7019 | 36945.3776 | 23523.7774 | 15293.215 | 0 | 0 | 0 | 0 | 0 | 0
F11_Industrial_Food Products_Existing_Space Heating_Natural Gas_Building Automation System_A_Achievable Economic RVT Potential | F11 | Industrial | Food Products | Existing | Space Heating | Natural Gas | Building Automation System | A | Purchases (Cumulative) | Achievable Economic RVT Potential | 0 | 0 | 0 | 0 | 0 | 2819.1981 | 8451.4972 | 18392.9235 | 34572.7586 | 59151.7956 | 93907.1938 | 141054.8879 | 202051.227 | 276295.1937 | 364180.741 | 461842.3161 | 565749.3273 | 669564.9848 | 766555.8111 | 851933.4549 | 922247.8487 | 975808.5506 | 1012753.9282 | 1036277.7057 | 1051570.9206 | 1051570.9206 | 1051570.9206 | 1051570.9206 | 1051570.9206 | 1051570.9206 | 1051570.9206
F1_Industrial_Food Products_Existing_Space Heating_Natural Gas_Steam System Efficiency Improvements_A_Achievable Economic RVT Potential | F1 | Industrial | Food Products | Existing | Space Heating | Natural Gas | Steam System Efficiency Improvements | A | Integrated Unit Energy Savings (kWh or therms) | Achievable Economic RVT Potential | 0 | 0 | 0 | 0 | 0 | 0.13775 | 0.13676 | 0.13575 | 0.13471 | 0.13362 | 0.13252 | 0.13139 | 0.13022 | 0.12901 | 0.12769 | 0.12641 | 0.12512 | 0.12385 | 0.12261 | 0.12142 | 0.12027 | 0.1191 | 0.11804 | 0.11704 | 0.11606 | 0.11519 | 0.11444 | 0.11376 | 0.11902 | 0.11854 | 0.11809
F2_Industrial_Food Products_Existing_Space Heating_Natural Gas_Steam System Efficiency Improvements_A_Achievable Economic RVT Potential | F2 | Industrial | Food Products | Existing | Space Heating | Natural Gas | Steam System Efficiency Improvements | A | Integrated Unit Summer Peak Savings (kW) | Achievable Economic RVT Potential | 0 | 0 | 0 | 0 | 0 | 0 | 0 | 0 | 0 | 0 | 0 | 0 | 0 | 0 | 0 | 0 | 0 | 0 | 0 | 0 | 0 | 0 | 0 | 0 | 0 | 0 | 0 | 0 | 0 | 0 | 0
F3_Industrial_Food Products_Existing_Space Heating_Natural Gas_Steam System Efficiency Improvements_A_Achievable Economic RVT Potential | F3 | Industrial | Food Products | Existing | Space Heating | Natural Gas | Steam System Efficiency Improvements | A | Integrated Unit Winter Peak Savings (kW) | Achievable Economic RVT Potential | 0 | 0 | 0 | 0 | 0 | 0 | 0 | 0 | 0 | 0 | 0 | 0 | 0 | 0 | 0 | 0 | 0 | 0 | 0 | 0 | 0 | 0 | 0 | 0 | 0 | 0 | 0 | 0 | 0 | 0 | 0
F4_Industrial_Food Products_Existing_Space Heating_Natural Gas_Steam System Efficiency Improvements_A_Achievable Economic RVT Potential | F4 | Industrial | Food Products | Existing | Space Heating | Natural Gas | Steam System Efficiency Improvements | A | Incremental Energy Savings (MWh or mTherms) | Achievable Economic RVT Potential | 0 | 0 | 0 | 0 | 0 | 0 | 0 | 0 | 0 | 0 | 0 | 0 | 0 | 0 | 0 | 0 | 0 | 0 | 0 | 0 | 0 | 0 | 0 | 0 | 0 | 0 | 0 | 0 | 0 | 0 | 0
F5_Industrial_Food Products_Existing_Space Heating_Natural Gas_Steam System Efficiency Improvements_A_Achievable Economic RVT Potential | F5 | Industrial | Food Products | Existing | Space Heating | Natural Gas | Steam System Efficiency Improvements | A | Incremental Summer Peak Savings (MW) | Achievable Economic RVT Potential | 0 | 0 | 0 | 0 | 0 | 0 | 0 | 0 | 0 | 0 | 0 | 0 | 0 | 0 | 0 | 0 | 0 | 0 | 0 | 0 | 0 | 0 | 0 | 0 | 0 | 0 | 0 | 0 | 0 | 0 | 0
F6_Industrial_Food Products_Existing_Space Heating_Natural Gas_Steam System Efficiency Improvements_A_Achievable Economic RVT Potential | F6 | Industrial | Food Products | Existing | Space Heating | Natural Gas | Steam System Efficiency Improvements | A | Incremental Winter Peak Savings (MW) | Achievable Economic RVT Potential | 0 | 0 | 0 | 0 | 0 | 0 | 0 | 0 | 0 | 0 | 0 | 0 | 0 | 0 | 0 | 0 | 0 | 0 | 0 | 0 | 0 | 0 | 0 | 0 | 0 | 0 | 0 | 0 | 0 | 0 | 0
F7_Industrial_Food Products_Existing_Space Heating_Natural Gas_Steam System Efficiency Improvements_A_Achievable Economic RVT Potential | F7 | Industrial | Food Products | Existing | Space Heating | Natural Gas | Steam System Efficiency Improvements | A | Cumulative Energy Savings (MWh or mTherms) | Achievable Economic RVT Potential | 0 | 0 | 0 | 0 | 0 | 0 | 0 | 0 | 0 | 0 | 0 | 0 | 0 | 0 | 0 | 0 | 0 | 0 | 0 | 0 | 0 | 0 | 0 | 0 | 0 | 0 | 0 | 0 | 0 | 0 | 0
F8_Industrial_Food Products_Existing_Space Heating_Natural Gas_Steam System Efficiency Improvements_A_Achievable Economic RVT Potential | F8 | Industrial | Food Products | Existing | Space Heating | Natural Gas | Steam System Efficiency Improvements | A | Cumulative Summer Peak Savings (MW) | Achievable Economic RVT Potential | 0 | 0 | 0 | 0 | 0 | 0 | 0 | 0 | 0 | 0 | 0 | 0 | 0 | 0 | 0 | 0 | 0 | 0 | 0 | 0 | 0 | 0 | 0 | 0 | 0 | 0 | 0 | 0 | 0 | 0 | 0
F9_Industrial_Food Products_Existing_Space Heating_Natural Gas_Steam System Efficiency Improvements_A_Achievable Economic RVT Potential | F9 | Industrial | Food Products | Existing | Space Heating | Natural Gas | Steam System Efficiency Improvements | A | Cumulative Winter Peak Savings (MW) | Achievable Economic RVT Potential | 0 | 0 | 0 | 0 | 0 | 0 | 0 | 0 | 0 | 0 | 0 | 0 | 0 | 0 | 0 | 0 | 0 | 0 | 0 | 0 | 0 | 0 | 0 | 0 | 0 | 0 | 0 | 0 | 0 | 0 | 0
F10_Industrial_Food Products_Existing_Space Heating_Natural Gas_Steam System Efficiency Improvements_A_Achievable Economic RVT Potential | F10 | Industrial | Food Products | Existing | Space Heating | Natural Gas | Steam System Efficiency Improvements | A | Purchases (Incremental) | Achievable Economic RVT Potential | 0 | 0 | 0 | 0 | 0 | 0 | 0 | 0 | 0 | 0 | 0 | 0 | 0 | 0 | 0 | 0 | 0 | 0 | 0 | 0 | 0 | 0 | 0 | 0 | 0 | 0 | 0 | 0 | 0 | 0 | 0
F11_Industrial_Food Products_Existing_Space Heating_Natural Gas_Steam System Efficiency Improvements_A_Achievable Economic RVT Potential | F11 | Industrial | Food Products | Existing | Space Heating | Natural Gas | Steam System Efficiency Improvements | A | Purchases (Cumulative) | Achievable Economic RVT Potential | 0 | 0 | 0 | 0 | 0 | 0 | 0 | 0 | 0 | 0 | 0 | 0 | 0 | 0 | 0 | 0 | 0 | 0 | 0 | 0 | 0 | 0 | 0 | 0 | 0 | 0 | 0 | 0 | 0 | 0 | 0
F1_Industrial_Food Products_Existing_Process_Natural Gas_Steam System Efficiency Improvements_A_Achievable Economic RVT Potential | F1 | Industrial | Food Products | Existing | Process | Natural Gas | Steam System Efficiency Improvements | A | Integrated Unit Energy Savings (kWh or therms) | Achievable Economic RVT Potential | 0 | 0 | 0 | 0 | 0 | 5.0866 | 5.0827 | 5.079 | 5.0755 | 5.0721 | 5.0687 | 5.0662 | 5.0641 | 5.0621 | 5.0609 | 5.0595 | 5.0587 | 5.0579 | 5.057 | 5.0567 | 5.0562 | 5.056 | 5.0558 | 5.0557 | 5.0556 | 5.0554 | 5.0554 | 5.0553 | 5.0908 | 5.0908 | 5.0908
F2_Industrial_Food Products_Existing_Process_Natural Gas_Steam System Efficiency Improvements_A_Achievable Economic RVT Potential | F2 | Industrial | Food Products | Existing | Process | Natural Gas | Steam System Efficiency Improvements | A | Integrated Unit Summer Peak Savings (kW) | Achievable Economic RVT Potential | 0 | 0 | 0 | 0 | 0 | 0 | 0 | 0 | 0 | 0 | 0 | 0 | 0 | 0 | 0 | 0 | 0 | 0 | 0 | 0 | 0 | 0 | 0 | 0 | 0 | 0 | 0 | 0 | 0 | 0 | 0
F3_Industrial_Food Products_Existing_Process_Natural Gas_Steam System Efficiency Improvements_A_Achievable Economic RVT Potential | F3 | Industrial | Food Products | Existing | Process | Natural Gas | Steam System Efficiency Improvements | A | Integrated Unit Winter Peak Savings (kW) | Achievable Economic RVT Potential | 0 | 0 | 0 | 0 | 0 | 0 | 0 | 0 | 0 | 0 | 0 | 0 | 0 | 0 | 0 | 0 | 0 | 0 | 0 | 0 | 0 | 0 | 0 | 0 | 0 | 0 | 0 | 0 | 0 | 0 | 0
F4_Industrial_Food Products_Existing_Process_Natural Gas_Steam System Efficiency Improvements_A_Achievable Economic RVT Potential | F4 | Industrial | Food Products | Existing | Process | Natural Gas | Steam System Efficiency Improvements | A | Incremental Energy Savings (MWh or mTherms) | Achievable Economic RVT Potential | 0 | 0 | 0 | 0 | 0 | 0 | 0 | 0 | 0 | 0 | 0 | 0 | 0 | 0 | 0 | 0 | 0 | 0 | 0 | 0 | 0 | 0 | 0 | 0 | 0 | 0 | 0 | 0 | 0 | 0 | 0
F5_Industrial_Food Products_Existing_Process_Natural Gas_Steam System Efficiency Improvements_A_Achievable Economic RVT Potential | F5 | Industrial | Food Products | Existing | Process | Natural Gas | Steam System Efficiency Improvements | A | Incremental Summer Peak Savings (MW) | Achievable Economic RVT Potential | 0 | 0 | 0 | 0 | 0 | 0 | 0 | 0 | 0 | 0 | 0 | 0 | 0 | 0 | 0 | 0 | 0 | 0 | 0 | 0 | 0 | 0 | 0 | 0 | 0 | 0 | 0 | 0 | 0 | 0 | 0
F6_Industrial_Food Products_Existing_Process_Natural Gas_Steam System Efficiency Improvements_A_Achievable Economic RVT Potential | F6 | Industrial | Food Products | Existing | Process | Natural Gas | Steam System Efficiency Improvements | A | Incremental Winter Peak Savings (MW) | Achievable Economic RVT Potential | 0 | 0 | 0 | 0 | 0 | 0 | 0 | 0 | 0 | 0 | 0 | 0 | 0 | 0 | 0 | 0 | 0 | 0 | 0 | 0 | 0 | 0 | 0 | 0 | 0 | 0 | 0 | 0 | 0 | 0 | 0
F7_Industrial_Food Products_Existing_Process_Natural Gas_Steam System Efficiency Improvements_A_Achievable Economic RVT Potential | F7 | Industrial | Food Products | Existing | Process | Natural Gas | Steam System Efficiency Improvements | A | Cumulative Energy Savings (MWh or mTherms) | Achievable Economic RVT Potential | 0 | 0 | 0 | 0 | 0 | 0 | 0 | 0 | 0 | 0 | 0 | 0 | 0 | 0 | 0 | 0 | 0 | 0 | 0 | 0 | 0 | 0 | 0 | 0 | 0 | 0 | 0 | 0 | 0 | 0 | 0
F8_Industrial_Food Products_Existing_Process_Natural Gas_Steam System Efficiency Improvements_A_Achievable Economic RVT Potential | F8 | Industrial | Food Products | Existing | Process | Natural Gas | Steam System Efficiency Improvements | A | Cumulative Summer Peak Savings (MW) | Achievable Economic RVT Potential | 0 | 0 | 0 | 0 | 0 | 0 | 0 | 0 | 0 | 0 | 0 | 0 | 0 | 0 | 0 | 0 | 0 | 0 | 0 | 0 | 0 | 0 | 0 | 0 | 0 | 0 | 0 | 0 | 0 | 0 | 0
F9_Industrial_Food Products_Existing_Process_Natural Gas_Steam System Efficiency Improvements_A_Achievable Economic RVT Potential | F9 | Industrial | Food Products | Existing | Process | Natural Gas | Steam System Efficiency Improvements | A | Cumulative Winter Peak Savings (MW) | Achievable Economic RVT Potential | 0 | 0 | 0 | 0 | 0 | 0 | 0 | 0 | 0 | 0 | 0 | 0 | 0 | 0 | 0 | 0 | 0 | 0 | 0 | 0 | 0 | 0 | 0 | 0 | 0 | 0 | 0 | 0 | 0 | 0 | 0
F10_Industrial_Food Products_Existing_Process_Natural Gas_Steam System Efficiency Improvements_A_Achievable Economic RVT Potential | F10 | Industrial | Food Products | Existing | Process | Natural Gas | Steam System Efficiency Improvements | A | Purchases (Incremental) | Achievable Economic RVT Potential | 0 | 0 | 0 | 0 | 0 | 0 | 0 | 0 | 0 | 0 | 0 | 0 | 0 | 0 | 0 | 0 | 0 | 0 | 0 | 0 | 0 | 0 | 0 | 0 | 0 | 0 | 0 | 0 | 0 | 0 | 0
F11_Industrial_Food Products_Existing_Process_Natural Gas_Steam System Efficiency Improvements_A_Achievable Economic RVT Potential | F11 | Industrial | Food Products | Existing | Process | Natural Gas | Steam System Efficiency Improvements | A | Purchases (Cumulative) | Achievable Economic RVT Potential | 0 | 0 | 0 | 0 | 0 | 0 | 0 | 0 | 0 | 0 | 0 | 0 | 0 | 0 | 0 | 0 | 0 | 0 | 0 | 0 | 0 | 0 | 0 | 0 | 0 | 0 | 0 | 0 | 0 | 0 | 0
F1_Industrial_Food Products_Existing_Space Heating_Natural Gas_Strategic Energy Management_A_Achievable Economic RVT Potential | F1 | Industrial | Food Products | Existing | Space Heating | Natural Gas | Strategic Energy Management | A | Integrated Unit Energy Savings (kWh or therms) | Achievable Economic RVT Potential | 0 | 0 | 0 | 0 | 0 | 7.846 | 7.8041 | 7.7517 | 7.6947 | 7.6327 | 7.5672 | 7.4977 | 7.4259 | 7.3508 | 7.2679 | 7.1871 | 7.1058 | 7.0289 | 6.956 | 6.8877 | 6.8233 | 6.7586 | 6.703 | 6.6519 | 6.6043 | 6.5617 | 6.5254 | 6.4915 | 0 | 0 | 0
F2_Industrial_Food Products_Existing_Space Heating_Natural Gas_Strategic Energy Management_A_Achievable Economic RVT Potential | F2 | Industrial | Food Products | Existing | Space Heating | Natural Gas | Strategic Energy Management | A | Integrated Unit Summer Peak Savings (kW) | Achievable Economic RVT Potential | 0 | 0 | 0 | 0 | 0 | 0 | 0 | 0 | 0 | 0 | 0 | 0 | 0 | 0 | 0 | 0 | 0 | 0 | 0 | 0 | 0 | 0 | 0 | 0 | 0 | 0 | 0 | 0 | 0 | 0 | 0
F3_Industrial_Food Products_Existing_Space Heating_Natural Gas_Strategic Energy Management_A_Achievable Economic RVT Potential | F3 | Industrial | Food Products | Existing | Space Heating | Natural Gas | Strategic Energy Management | A | Integrated Unit Winter Peak Savings (kW) | Achievable Economic RVT Potential | 0 | 0 | 0 | 0 | 0 | 0 | 0 | 0 | 0 | 0 | 0 | 0 | 0 | 0 | 0 | 0 | 0 | 0 | 0 | 0 | 0 | 0 | 0 | 0 | 0 | 0 | 0 | 0 | 0 | 0 | 0
F4_Industrial_Food Products_Existing_Space Heating_Natural Gas_Strategic Energy Management_A_Achievable Economic RVT Potential | F4 | Industrial | Food Products | Existing | Space Heating | Natural Gas | Strategic Energy Management | A | Incremental Energy Savings (MWh or mTherms) | Achievable Economic RVT Potential | 0 | 0 | 0 | 0 | 0 | 0 | 0 | 0 | 0 | 0 | 0 | 0 | 0 | 0 | 0 | 0 | 0 | 0 | 0 | 0 | 0 | 0 | 0 | 0 | 0 | 0 | 0 | 0 | 0 | 0 | 0
F5_Industrial_Food Products_Existing_Space Heating_Natural Gas_Strategic Energy Management_A_Achievable Economic RVT Potential | F5 | Industrial | Food Products | Existing | Space Heating | Natural Gas | Strategic Energy Management | A | Incremental Summer Peak Savings (MW) | Achievable Economic RVT Potential | 0 | 0 | 0 | 0 | 0 | 0 | 0 | 0 | 0 | 0 | 0 | 0 | 0 | 0 | 0 | 0 | 0 | 0 | 0 | 0 | 0 | 0 | 0 | 0 | 0 | 0 | 0 | 0 | 0 | 0 | 0
F6_Industrial_Food Products_Existing_Space Heating_Natural Gas_Strategic Energy Management_A_Achievable Economic RVT Potential | F6 | Industrial | Food Products | Existing | Space Heating | Natural Gas | Strategic Energy Management | A | Incremental Winter Peak Savings (MW) | Achievable Economic RVT Potential | 0 | 0 | 0 | 0 | 0 | 0 | 0 | 0 | 0 | 0 | 0 | 0 | 0 | 0 | 0 | 0 | 0 | 0 | 0 | 0 | 0 | 0 | 0 | 0 | 0 | 0 | 0 | 0 | 0 | 0 | 0
F7_Industrial_Food Products_Existing_Space Heating_Natural Gas_Strategic Energy Management_A_Achievable Economic RVT Potential | F7 | Industrial | Food Products | Existing | Space Heating | Natural Gas | Strategic Energy Management | A | Cumulative Energy Savings (MWh or mTherms) | Achievable Economic RVT Potential | 0 | 0 | 0 | 0 | 0 | 0 | 0 | 0 | 0 | 0 | 0 | 0 | 0 | 0 | 0 | 0 | 0 | 0 | 0 | 0 | 0 | 0 | 0 | 0 | 0 | 0 | 0 | 0 | 0 | 0 | 0
F8_Industrial_Food Products_Existing_Space Heating_Natural Gas_Strategic Energy Management_A_Achievable Economic RVT Potential | F8 | Industrial | Food Products | Existing | Space Heating | Natural Gas | Strategic Energy Management | A | Cumulative Summer Peak Savings (MW) | Achievable Economic RVT Potential | 0 | 0 | 0 | 0 | 0 | 0 | 0 | 0 | 0 | 0 | 0 | 0 | 0 | 0 | 0 | 0 | 0 | 0 | 0 | 0 | 0 | 0 | 0 | 0 | 0 | 0 | 0 | 0 | 0 | 0 | 0
F9_Industrial_Food Products_Existing_Space Heating_Natural Gas_Strategic Energy Management_A_Achievable Economic RVT Potential | F9 | Industrial | Food Products | Existing | Space Heating | Natural Gas | Strategic Energy Management | A | Cumulative Winter Peak Savings (MW) | Achievable Economic RVT Potential | 0 | 0 | 0 | 0 | 0 | 0 | 0 | 0 | 0 | 0 | 0 | 0 | 0 | 0 | 0 | 0 | 0 | 0 | 0 | 0 | 0 | 0 | 0 | 0 | 0 | 0 | 0 | 0 | 0 | 0 | 0
F10_Industrial_Food Products_Existing_Space Heating_Natural Gas_Strategic Energy Management_A_Achievable Economic RVT Potential | F10 | Industrial | Food Products | Existing | Space Heating | Natural Gas | Strategic Energy Management | A | Purchases (Incremental) | Achievable Economic RVT Potential | 0 | 0 | 0 | 0 | 0 | 0 | 0 | 0 | 0 | 0 | 0 | 0 | 0 | 0 | 0 | 0 | 0 | 0 | 0 | 0 | 0 | 0 | 0 | 0 | 0 | 0 | 0 | 0 | 0 | 0 | 0
F11_Industrial_Food Products_Existing_Space Heating_Natural Gas_Strategic Energy Management_A_Achievable Economic RVT Potential | F11 | Industrial | Food Products | Existing | Space Heating | Natural Gas | Strategic Energy Management | A | Purchases (Cumulative) | Achievable Economic RVT Potential | 0 | 0 | 0 | 0 | 0 | 0 | 0 | 0 | 0 | 0 | 0 | 0 | 0 | 0 | 0 | 0 | 0 | 0 | 0 | 0 | 0 | 0 | 0 | 0 | 0 | 0 | 0 | 0 | 0 | 0 | 0
F1_Industrial_Food Products_Existing_Process_Natural Gas_Strategic Energy Management_A_Achievable Economic RVT Potential | F1 | Industrial | Food Products | Existing | Process | Natural Gas | Strategic Energy Management | A | Integrated Unit Energy Savings (kWh or therms) | Achievable Economic RVT Potential | 0 | 0 | 0 | 0 | 0 | 30.18 | 30.1544 | 30.1299 | 30.1065 | 30.0834 | 30.0605 | 30.0423 | 30.0268 | 30.0109 | 30.0003 | 29.9884 | 29.9797 | 29.9708 | 29.9618 | 29.956 | 29.9496 | 29.9452 | 29.9411 | 29.9373 | 29.9336 | 29.9328 | 29.9321 | 29.9314 | 0 | 0 | 0
F2_Industrial_Food Products_Existing_Process_Natural Gas_Strategic Energy Management_A_Achievable Economic RVT Potential | F2 | Industrial | Food Products | Existing | Process | Natural Gas | Strategic Energy Management | A | Integrated Unit Summer Peak Savings (kW) | Achievable Economic RVT Potential | 0 | 0 | 0 | 0 | 0 | 0 | 0 | 0 | 0 | 0 | 0 | 0 | 0 | 0 | 0 | 0 | 0 | 0 | 0 | 0 | 0 | 0 | 0 | 0 | 0 | 0 | 0 | 0 | 0 | 0 | 0
F3_Industrial_Food Products_Existing_Process_Natural Gas_Strategic Energy Management_A_Achievable Economic RVT Potential | F3 | Industrial | Food Products | Existing | Process | Natural Gas | Strategic Energy Management | A | Integrated Unit Winter Peak Savings (kW) | Achievable Economic RVT Potential | 0 | 0 | 0 | 0 | 0 | 0 | 0 | 0 | 0 | 0 | 0 | 0 | 0 | 0 | 0 | 0 | 0 | 0 | 0 | 0 | 0 | 0 | 0 | 0 | 0 | 0 | 0 | 0 | 0 | 0 | 0
F4_Industrial_Food Products_Existing_Process_Natural Gas_Strategic Energy Management_A_Achievable Economic RVT Potential | F4 | Industrial | Food Products | Existing | Process | Natural Gas | Strategic Energy Management | A | Incremental Energy Savings (MWh or mTherms) | Achievable Economic RVT Potential | 0 | 0 | 0 | 0 | 0 | 0 | 0 | 0 | 0 | 0 | 0 | 0 | 0 | 0 | 0 | 0 | 0 | 0 | 0 | 0 | 0 | 0 | 0 | 0 | 0 | 0 | 0 | 0 | 0 | 0 | 0
F5_Industrial_Food Products_Existing_Process_Natural Gas_Strategic Energy Management_A_Achievable Economic RVT Potential | F5 | Industrial | Food Products | Existing | Process | Natural Gas | Strategic Energy Management | A | Incremental Summer Peak Savings (MW) | Achievable Economic RVT Potential | 0 | 0 | 0 | 0 | 0 | 0 | 0 | 0 | 0 | 0 | 0 | 0 | 0 | 0 | 0 | 0 | 0 | 0 | 0 | 0 | 0 | 0 | 0 | 0 | 0 | 0 | 0 | 0 | 0 | 0 | 0
F6_Industrial_Food Products_Existing_Process_Natural Gas_Strategic Energy Management_A_Achievable Economic RVT Potential | F6 | Industrial | Food Products | Existing | Process | Natural Gas | Strategic Energy Management | A | Incremental Winter Peak Savings (MW) | Achievable Economic RVT Potential | 0 | 0 | 0 | 0 | 0 | 0 | 0 | 0 | 0 | 0 | 0 | 0 | 0 | 0 | 0 | 0 | 0 | 0 | 0 | 0 | 0 | 0 | 0 | 0 | 0 | 0 | 0 | 0 | 0 | 0 | 0
F7_Industrial_Food Products_Existing_Process_Natural Gas_Strategic Energy Management_A_Achievable Economic RVT Potential | F7 | Industrial | Food Products | Existing | Process | Natural Gas | Strategic Energy Management | A | Cumulative Energy Savings (MWh or mTherms) | Achievable Economic RVT Potential | 0 | 0 | 0 | 0 | 0 | 0 | 0 | 0 | 0 | 0 | 0 | 0 | 0 | 0 | 0 | 0 | 0 | 0 | 0 | 0 | 0 | 0 | 0 | 0 | 0 | 0 | 0 | 0 | 0 | 0 | 0
F8_Industrial_Food Products_Existing_Process_Natural Gas_Strategic Energy Management_A_Achievable Economic RVT Potential | F8 | Industrial | Food Products | Existing | Process | Natural Gas | Strategic Energy Management | A | Cumulative Summer Peak Savings (MW) | Achievable Economic RVT Potential | 0 | 0 | 0 | 0 | 0 | 0 | 0 | 0 | 0 | 0 | 0 | 0 | 0 | 0 | 0 | 0 | 0 | 0 | 0 | 0 | 0 | 0 | 0 | 0 | 0 | 0 | 0 | 0 | 0 | 0 | 0
F9_Industrial_Food Products_Existing_Process_Natural Gas_Strategic Energy Management_A_Achievable Economic RVT Potential | F9 | Industrial | Food Products | Existing | Process | Natural Gas | Strategic Energy Management | A | Cumulative Winter Peak Savings (MW) | Achievable Economic RVT Potential | 0 | 0 | 0 | 0 | 0 | 0 | 0 | 0 | 0 | 0 | 0 | 0 | 0 | 0 | 0 | 0 | 0 | 0 | 0 | 0 | 0 | 0 | 0 | 0 | 0 | 0 | 0 | 0 | 0 | 0 | 0
F10_Industrial_Food Products_Existing_Process_Natural Gas_Strategic Energy Management_A_Achievable Economic RVT Potential | F10 | Industrial | Food Products | Existing | Process | Natural Gas | Strategic Energy Management | A | Purchases (Incremental) | Achievable Economic RVT Potential | 0 | 0 | 0 | 0 | 0 | 0 | 0 | 0 | 0 | 0 | 0 | 0 | 0 | 0 | 0 | 0 | 0 | 0 | 0 | 0 | 0 | 0 | 0 | 0 | 0 | 0 | 0 | 0 | 0 | 0 | 0
F11_Industrial_Food Products_Existing_Process_Natural Gas_Strategic Energy Management_A_Achievable Economic RVT Potential | F11 | Industrial | Food Products | Existing | Process | Natural Gas | Strategic Energy Management | A | Purchases (Cumulative) | Achievable Economic RVT Potential | 0 | 0 | 0 | 0 | 0 | 0 | 0 | 0 | 0 | 0 | 0 | 0 | 0 | 0 | 0 | 0 | 0 | 0 | 0 | 0 | 0 | 0 | 0 | 0 | 0 | 0 | 0 | 0 | 0 | 0 | 0
F1_Industrial_Food Products_Existing_Miscellaneous_Natural Gas_Strategic Energy Management_A_Achievable Economic RVT Potential | F1 | Industrial | Food Products | Existing | Miscellaneous | Natural Gas | Strategic Energy Management | A | Integrated Unit Energy Savings (kWh or therms) | Achievable Economic RVT Potential | 0 | 0 | 0 | 0 | 0 | 2.7925 | 2.7925 | 2.7925 | 2.7925 | 2.7925 | 2.7925 | 2.7925 | 2.7925 | 2.7925 | 2.7925 | 2.7925 | 2.7925 | 2.7925 | 2.7925 | 2.7925 | 2.7925 | 2.7925 | 2.7925 | 2.7925 | 2.7925 | 2.7925 | 2.7925 | 2.7925 | 0 | 0 | 0
F2_Industrial_Food Products_Existing_Miscellaneous_Natural Gas_Strategic Energy Management_A_Achievable Economic RVT Potential | F2 | Industrial | Food Products | Existing | Miscellaneous | Natural Gas | Strategic Energy Management | A | Integrated Unit Summer Peak Savings (kW) | Achievable Economic RVT Potential | 0 | 0 | 0 | 0 | 0 | 0 | 0 | 0 | 0 | 0 | 0 | 0 | 0 | 0 | 0 | 0 | 0 | 0 | 0 | 0 | 0 | 0 | 0 | 0 | 0 | 0 | 0 | 0 | 0 | 0 | 0
F3_Industrial_Food Products_Existing_Miscellaneous_Natural Gas_Strategic Energy Management_A_Achievable Economic RVT Potential | F3 | Industrial | Food Products | Existing | Miscellaneous | Natural Gas | Strategic Energy Management | A | Integrated Unit Winter Peak Savings (kW) | Achievable Economic RVT Potential | 0 | 0 | 0 | 0 | 0 | 0 | 0 | 0 | 0 | 0 | 0 | 0 | 0 | 0 | 0 | 0 | 0 | 0 | 0 | 0 | 0 | 0 | 0 | 0 | 0 | 0 | 0 | 0 | 0 | 0 | 0
F4_Industrial_Food Products_Existing_Miscellaneous_Natural Gas_Strategic Energy Management_A_Achievable Economic RVT Potential | F4 | Industrial | Food Products | Existing | Miscellaneous | Natural Gas | Strategic Energy Management | A | Incremental Energy Savings (MWh or mTherms) | Achievable Economic RVT Potential | 0 | 0 | 0 | 0 | 0 | 0 | 0 | 0 | 0 | 0 | 0 | 0 | 0 | 0 | 0 | 0 | 0 | 0 | 0 | 0 | 0 | 0 | 0 | 0 | 0 | 0 | 0 | 0 | 0 | 0 | 0
F5_Industrial_Food Products_Existing_Miscellaneous_Natural Gas_Strategic Energy Management_A_Achievable Economic RVT Potential | F5 | Industrial | Food Products | Existing | Miscellaneous | Natural Gas | Strategic Energy Management | A | Incremental Summer Peak Savings (MW) | Achievable Economic RVT Potential | 0 | 0 | 0 | 0 | 0 | 0 | 0 | 0 | 0 | 0 | 0 | 0 | 0 | 0 | 0 | 0 | 0 | 0 | 0 | 0 | 0 | 0 | 0 | 0 | 0 | 0 | 0 | 0 | 0 | 0 | 0
F6_Industrial_Food Products_Existing_Miscellaneous_Natural Gas_Strategic Energy Management_A_Achievable Economic RVT Potential | F6 | Industrial | Food Products | Existing | Miscellaneous | Natural Gas | Strategic Energy Management | A | Incremental Winter Peak Savings (MW) | Achievable Economic RVT Potential | 0 | 0 | 0 | 0 | 0 | 0 | 0 | 0 | 0 | 0 | 0 | 0 | 0 | 0 | 0 | 0 | 0 | 0 | 0 | 0 | 0 | 0 | 0 | 0 | 0 | 0 | 0 | 0 | 0 | 0 | 0
F7_Industrial_Food Products_Existing_Miscellaneous_Natural Gas_Strategic Energy Management_A_Achievable Economic RVT Potential | F7 | Industrial | Food Products | Existing | Miscellaneous | Natural Gas | Strategic Energy Management | A | Cumulative Energy Savings (MWh or mTherms) | Achievable Economic RVT Potential | 0 | 0 | 0 | 0 | 0 | 0 | 0 | 0 | 0 | 0 | 0 | 0 | 0 | 0 | 0 | 0 | 0 | 0 | 0 | 0 | 0 | 0 | 0 | 0 | 0 | 0 | 0 | 0 | 0 | 0 | 0
F8_Industrial_Food Products_Existing_Miscellaneous_Natural Gas_Strategic Energy Management_A_Achievable Economic RVT Potential | F8 | Industrial | Food Products | Existing | Miscellaneous | Natural Gas | Strategic Energy Management | A | Cumulative Summer Peak Savings (MW) | Achievable Economic RVT Potential | 0 | 0 | 0 | 0 | 0 | 0 | 0 | 0 | 0 | 0 | 0 | 0 | 0 | 0 | 0 | 0 | 0 | 0 | 0 | 0 | 0 | 0 | 0 | 0 | 0 | 0 | 0 | 0 | 0 | 0 | 0
F9_Industrial_Food Products_Existing_Miscellaneous_Natural Gas_Strategic Energy Management_A_Achievable Economic RVT Potential | F9 | Industrial | Food Products | Existing | Miscellaneous | Natural Gas | Strategic Energy Management | A | Cumulative Winter Peak Savings (MW) | Achievable Economic RVT Potential | 0 | 0 | 0 | 0 | 0 | 0 | 0 | 0 | 0 | 0 | 0 | 0 | 0 | 0 | 0 | 0 | 0 | 0 | 0 | 0 | 0 | 0 | 0 | 0 | 0 | 0 | 0 | 0 | 0 | 0 | 0
F10_Industrial_Food Products_Existing_Miscellaneous_Natural Gas_Strategic Energy Management_A_Achievable Economic RVT Potential | F10 | Industrial | Food Products | Existing | Miscellaneous | Natural Gas | Strategic Energy Management | A | Purchases (Incremental) | Achievable Economic RVT Potential | 0 | 0 | 0 | 0 | 0 | 0 | 0 | 0 | 0 | 0 | 0 | 0 | 0 | 0 | 0 | 0 | 0 | 0 | 0 | 0 | 0 | 0 | 0 | 0 | 0 | 0 | 0 | 0 | 0 | 0 | 0
F11_Industrial_Food Products_Existing_Miscellaneous_Natural Gas_Strategic Energy Management_A_Achievable Economic RVT Potential | F11 | Industrial | Food Products | Existing | Miscellaneous | Natural Gas | Strategic Energy Management | A | Purchases (Cumulative) | Achievable Economic RVT Potential | 0 | 0 | 0 | 0 | 0 | 0 | 0 | 0 | 0 | 0 | 0 | 0 | 0 | 0 | 0 | 0 | 0 | 0 | 0 | 0 | 0 | 0 | 0 | 0 | 0 | 0 | 0 | 0 | 0 | 0 | 0
F1_Industrial_Food Products_Existing_Space Heating_Natural Gas_Commissioning_A_Achievable Economic RVT Potential | F1 | Industrial | Food Products | Existing | Space Heating | Natural Gas | Commissioning | A | Integrated Unit Energy Savings (kWh or therms) | Achievable Economic RVT Potential | 0 | 0 | 0 | 0 | 0 | 10.6478 | 10.5938 | 10.5256 | 10.4511 | 10.3701 | 10.2846 | 10.1938 | 10.1001 | 10.0023 | 9.8939 | 9.7888 | 9.6827 | 9.5827 | 9.4881 | 9.3987 | 9.3145 | 9.2293 | 9.1559 | 9.0882 | 9.0249 | 8.9669 | 8.9174 | 8.8712 | 0 | 0 | 0
F2_Industrial_Food Products_Existing_Space Heating_Natural Gas_Commissioning_A_Achievable Economic RVT Potential | F2 | Industrial | Food Products | Existing | Space Heating | Natural Gas | Commissioning | A | Integrated Unit Summer Peak Savings (kW) | Achievable Economic RVT Potential | 0 | 0 | 0 | 0 | 0 | 0 | 0 | 0 | 0 | 0 | 0 | 0 | 0 | 0 | 0 | 0 | 0 | 0 | 0 | 0 | 0 | 0 | 0 | 0 | 0 | 0 | 0 | 0 | 0 | 0 | 0
F3_Industrial_Food Products_Existing_Space Heating_Natural Gas_Commissioning_A_Achievable Economic RVT Potential | F3 | Industrial | Food Products | Existing | Space Heating | Natural Gas | Commissioning | A | Integrated Unit Winter Peak Savings (kW) | Achievable Economic RVT Potential | 0 | 0 | 0 | 0 | 0 | 0 | 0 | 0 | 0 | 0 | 0 | 0 | 0 | 0 | 0 | 0 | 0 | 0 | 0 | 0 | 0 | 0 | 0 | 0 | 0 | 0 | 0 | 0 | 0 | 0 | 0
F4_Industrial_Food Products_Existing_Space Heating_Natural Gas_Commissioning_A_Achievable Economic RVT Potential | F4 | Industrial | Food Products | Existing | Space Heating | Natural Gas | Commissioning | A | Incremental Energy Savings (MWh or mTherms) | Achievable Economic RVT Potential | 0 | 0 | 0 | 0 | 0 | 0 | 0 | 0 | 0 | 0 | 0 | 0 | 0 | 0 | 0 | 0 | 0 | 0 | 0 | 0 | 0 | 0 | 0 | 0 | 0 | 0 | 0 | 0 | 0 | 0 | 0
F5_Industrial_Food Products_Existing_Space Heating_Natural Gas_Commissioning_A_Achievable Economic RVT Potential | F5 | Industrial | Food Products | Existing | Space Heating | Natural Gas | Commissioning | A | Incremental Summer Peak Savings (MW) | Achievable Economic RVT Potential | 0 | 0 | 0 | 0 | 0 | 0 | 0 | 0 | 0 | 0 | 0 | 0 | 0 | 0 | 0 | 0 | 0 | 0 | 0 | 0 | 0 | 0 | 0 | 0 | 0 | 0 | 0 | 0 | 0 | 0 | 0
F6_Industrial_Food Products_Existing_Space Heating_Natural Gas_Commissioning_A_Achievable Economic RVT Potential | F6 | Industrial | Food Products | Existing | Space Heating | Natural Gas | Commissioning | A | Incremental Winter Peak Savings (MW) | Achievable Economic RVT Potential | 0 | 0 | 0 | 0 | 0 | 0 | 0 | 0 | 0 | 0 | 0 | 0 | 0 | 0 | 0 | 0 | 0 | 0 | 0 | 0 | 0 | 0 | 0 | 0 | 0 | 0 | 0 | 0 | 0 | 0 | 0
F7_Industrial_Food Products_Existing_Space Heating_Natural Gas_Commissioning_A_Achievable Economic RVT Potential | F7 | Industrial | Food Products | Existing | Space Heating | Natural Gas | Commissioning | A | Cumulative Energy Savings (MWh or mTherms) | Achievable Economic RVT Potential | 0 | 0 | 0 | 0 | 0 | 0 | 0 | 0 | 0 | 0 | 0 | 0 | 0 | 0 | 0 | 0 | 0 | 0 | 0 | 0 | 0 | 0 | 0 | 0 | 0 | 0 | 0 | 0 | 0 | 0 | 0
F8_Industrial_Food Products_Existing_Space Heating_Natural Gas_Commissioning_A_Achievable Economic RVT Potential | F8 | Industrial | Food Products | Existing | Space Heating | Natural Gas | Commissioning | A | Cumulative Summer Peak Savings (MW) | Achievable Economic RVT Potential | 0 | 0 | 0 | 0 | 0 | 0 | 0 | 0 | 0 | 0 | 0 | 0 | 0 | 0 | 0 | 0 | 0 | 0 | 0 | 0 | 0 | 0 | 0 | 0 | 0 | 0 | 0 | 0 | 0 | 0 | 0
F9_Industrial_Food Products_Existing_Space Heating_Natural Gas_Commissioning_A_Achievable Economic RVT Potential | F9 | Industrial | Food Products | Existing | Space Heating | Natural Gas | Commissioning | A | Cumulative Winter Peak Savings (MW) | Achievable Economic RVT Potential | 0 | 0 | 0 | 0 | 0 | 0 | 0 | 0 | 0 | 0 | 0 | 0 | 0 | 0 | 0 | 0 | 0 | 0 | 0 | 0 | 0 | 0 | 0 | 0 | 0 | 0 | 0 | 0 | 0 | 0 | 0
F10_Industrial_Food Products_Existing_Space Heating_Natural Gas_Commissioning_A_Achievable Economic RVT Potential | F10 | Industrial | Food Products | Existing | Space Heating | Natural Gas | Commissioning | A | Purchases (Incremental) | Achievable Economic RVT Potential | 0 | 0 | 0 | 0 | 0 | 0 | 0 | 0 | 0 | 0 | 0 | 0 | 0 | 0 | 0 | 0 | 0 | 0 | 0 | 0 | 0 | 0 | 0 | 0 | 0 | 0 | 0 | 0 | 0 | 0 | 0
F11_Industrial_Food Products_Existing_Space Heating_Natural Gas_Commissioning_A_Achievable Economic RVT Potential | F11 | Industrial | Food Products | Existing | Space Heating | Natural Gas | Commissioning | A | Purchases (Cumulative) | Achievable Economic RVT Potential | 0 | 0 | 0 | 0 | 0 | 0 | 0 | 0 | 0 | 0 | 0 | 0 | 0 | 0 | 0 | 0 | 0 | 0 | 0 | 0 | 0 | 0 | 0 | 0 | 0 | 0 | 0 | 0 | 0 | 0 | 0
F1_Industrial_Food Products_Existing_Process_Natural Gas_Commissioning_A_Achievable Economic RVT Potential | F1 | Industrial | Food Products | Existing | Process | Natural Gas | Commissioning | A | Integrated Unit Energy Savings (kWh or therms) | Achievable Economic RVT Potential | 0 | 0 | 0 | 0 | 0 | 168.6012 | 168.6012 | 168.6012 | 168.6012 | 168.6012 | 168.6012 | 168.6012 | 168.6012 | 168.6012 | 168.6012 | 168.6012 | 168.6012 | 168.6012 | 168.6012 | 168.6012 | 168.6012 | 168.6012 | 168.6012 | 168.6012 | 168.6012 | 168.6012 | 168.6012 | 168.6012 | 0 | 0 | 0
F2_Industrial_Food Products_Existing_Process_Natural Gas_Commissioning_A_Achievable Economic RVT Potential | F2 | Industrial | Food Products | Existing | Process | Natural Gas | Commissioning | A | Integrated Unit Summer Peak Savings (kW) | Achievable Economic RVT Potential | 0 | 0 | 0 | 0 | 0 | 0 | 0 | 0 | 0 | 0 | 0 | 0 | 0 | 0 | 0 | 0 | 0 | 0 | 0 | 0 | 0 | 0 | 0 | 0 | 0 | 0 | 0 | 0 | 0 | 0 | 0
F3_Industrial_Food Products_Existing_Process_Natural Gas_Commissioning_A_Achievable Economic RVT Potential | F3 | Industrial | Food Products | Existing | Process | Natural Gas | Commissioning | A | Integrated Unit Winter Peak Savings (kW) | Achievable Economic RVT Potential | 0 | 0 | 0 | 0 | 0 | 0 | 0 | 0 | 0 | 0 | 0 | 0 | 0 | 0 | 0 | 0 | 0 | 0 | 0 | 0 | 0 | 0 | 0 | 0 | 0 | 0 | 0 | 0 | 0 | 0 | 0
F4_Industrial_Food Products_Existing_Process_Natural Gas_Commissioning_A_Achievable Economic RVT Potential | F4 | Industrial | Food Products | Existing | Process | Natural Gas | Commissioning | A | Incremental Energy Savings (MWh or mTherms) | Achievable Economic RVT Potential | 0 | 0 | 0 | 0 | 0 | 0 | 0 | 0 | 0 | 0 | 0 | 0 | 0 | 0 | 0 | 0 | 0 | 0 | 0 | 0 | 0 | 0 | 0 | 0 | 0 | 0 | 0 | 0 | 0 | 0 | 0
F5_Industrial_Food Products_Existing_Process_Natural Gas_Commissioning_A_Achievable Economic RVT Potential | F5 | Industrial | Food Products | Existing | Process | Natural Gas | Commissioning | A | Incremental Summer Peak Savings (MW) | Achievable Economic RVT Potential | 0 | 0 | 0 | 0 | 0 | 0 | 0 | 0 | 0 | 0 | 0 | 0 | 0 | 0 | 0 | 0 | 0 | 0 | 0 | 0 | 0 | 0 | 0 | 0 | 0 | 0 | 0 | 0 | 0 | 0 | 0
F6_Industrial_Food Products_Existing_Process_Natural Gas_Commissioning_A_Achievable Economic RVT Potential | F6 | Industrial | Food Products | Existing | Process | Natural Gas | Commissioning | A | Incremental Winter Peak Savings (MW) | Achievable Economic RVT Potential | 0 | 0 | 0 | 0 | 0 | 0 | 0 | 0 | 0 | 0 | 0 | 0 | 0 | 0 | 0 | 0 | 0 | 0 | 0 | 0 | 0 | 0 | 0 | 0 | 0 | 0 | 0 | 0 | 0 | 0 | 0
F7_Industrial_Food Products_Existing_Process_Natural Gas_Commissioning_A_Achievable Economic RVT Potential | F7 | Industrial | Food Products | Existing | Process | Natural Gas | Commissioning | A | Cumulative Energy Savings (MWh or mTherms) | Achievable Economic RVT Potential | 0 | 0 | 0 | 0 | 0 | 0 | 0 | 0 | 0 | 0 | 0 | 0 | 0 | 0 | 0 | 0 | 0 | 0 | 0 | 0 | 0 | 0 | 0 | 0 | 0 | 0 | 0 | 0 | 0 | 0 | 0
F8_Industrial_Food Products_Existing_Process_Natural Gas_Commissioning_A_Achievable Economic RVT Potential | F8 | Industrial | Food Products | Existing | Process | Natural Gas | Commissioning | A | Cumulative Summer Peak Savings (MW) | Achievable Economic RVT Potential | 0 | 0 | 0 | 0 | 0 | 0 | 0 | 0 | 0 | 0 | 0 | 0 | 0 | 0 | 0 | 0 | 0 | 0 | 0 | 0 | 0 | 0 | 0 | 0 | 0 | 0 | 0 | 0 | 0 | 0 | 0
F9_Industrial_Food Products_Existing_Process_Natural Gas_Commissioning_A_Achievable Economic RVT Potential | F9 | Industrial | Food Products | Existing | Process | Natural Gas | Commissioning | A | Cumulative Winter Peak Savings (MW) | Achievable Economic RVT Potential | 0 | 0 | 0 | 0 | 0 | 0 | 0 | 0 | 0 | 0 | 0 | 0 | 0 | 0 | 0 | 0 | 0 | 0 | 0 | 0 | 0 | 0 | 0 | 0 | 0 | 0 | 0 | 0 | 0 | 0 | 0
F10_Industrial_Food Products_Existing_Process_Natural Gas_Commissioning_A_Achievable Economic RVT Potential | F10 | Industrial | Food Products | Existing | Process | Natural Gas | Commissioning | A | Purchases (Incremental) | Achievable Economic RVT Potential | 0 | 0 | 0 | 0 | 0 | 0 | 0 | 0 | 0 | 0 | 0 | 0 | 0 | 0 | 0 | 0 | 0 | 0 | 0 | 0 | 0 | 0 | 0 | 0 | 0 | 0 | 0 | 0 | 0 | 0 | 0
F11_Industrial_Food Products_Existing_Process_Natural Gas_Commissioning_A_Achievable Economic RVT Potential | F11 | Industrial | Food Products | Existing | Process | Natural Gas | Commissioning | A | Purchases (Cumulative) | Achievable Economic RVT Potential | 0 | 0 | 0 | 0 | 0 | 0 | 0 | 0 | 0 | 0 | 0 | 0 | 0 | 0 | 0 | 0 | 0 | 0 | 0 | 0 | 0 | 0 | 0 | 0 | 0 | 0 | 0 | 0 | 0 | 0 | 0
F1_Industrial_Food Products_Existing_Space Heating_Natural Gas_Retrocommissioning_A_Achievable Economic RVT Potential | F1 | Industrial | Food Products | Existing | Space Heating | Natural Gas | Retrocommissioning | A | Integrated Unit Energy Savings (kWh or therms) | Achievable Economic RVT Potential | 0 | 0 | 0 | 0 | 0 | 1.4787 | 1.4711 | 1.4614 | 1.451 | 1.4396 | 1.4276 | 1.4149 | 1.4018 | 1.3881 | 1.373 | 1.3584 | 1.3436 | 1.3297 | 1.3166 | 1.3042 | 1.2924 | 1.2806 | 1.2704 | 1.261 | 1.2523 | 1.2442 | 1.2373 | 1.2309 | 0 | 0 | 0
F2_Industrial_Food Products_Existing_Space Heating_Natural Gas_Retrocommissioning_A_Achievable Economic RVT Potential | F2 | Industrial | Food Products | Existing | Space Heating | Natural Gas | Retrocommissioning | A | Integrated Unit Summer Peak Savings (kW) | Achievable Economic RVT Potential | 0 | 0 | 0 | 0 | 0 | 0 | 0 | 0 | 0 | 0 | 0 | 0 | 0 | 0 | 0 | 0 | 0 | 0 | 0 | 0 | 0 | 0 | 0 | 0 | 0 | 0 | 0 | 0 | 0 | 0 | 0
F3_Industrial_Food Products_Existing_Space Heating_Natural Gas_Retrocommissioning_A_Achievable Economic RVT Potential | F3 | Industrial | Food Products | Existing | Space Heating | Natural Gas | Retrocommissioning | A | Integrated Unit Winter Peak Savings (kW) | Achievable Economic RVT Potential | 0 | 0 | 0 | 0 | 0 | 0 | 0 | 0 | 0 | 0 | 0 | 0 | 0 | 0 | 0 | 0 | 0 | 0 | 0 | 0 | 0 | 0 | 0 | 0 | 0 | 0 | 0 | 0 | 0 | 0 | 0
F4_Industrial_Food Products_Existing_Space Heating_Natural Gas_Retrocommissioning_A_Achievable Economic RVT Potential | F4 | Industrial | Food Products | Existing | Space Heating | Natural Gas | Retrocommissioning | A | Incremental Energy Savings (MWh or mTherms) | Achievable Economic RVT Potential | 0 | 0 | 0 | 0 | 0 | 0 | 0 | 0 | 0 | 0 | 0 | 0 | 0 | 0 | 0 | 0 | 0 | 0 | 0 | 0 | 0 | 0 | 0 | 0 | 0 | 0 | 0 | 0 | 0 | 0 | 0
F5_Industrial_Food Products_Existing_Space Heating_Natural Gas_Retrocommissioning_A_Achievable Economic RVT Potential | F5 | Industrial | Food Products | Existing | Space Heating | Natural Gas | Retrocommissioning | A | Incremental Summer Peak Savings (MW) | Achievable Economic RVT Potential | 0 | 0 | 0 | 0 | 0 | 0 | 0 | 0 | 0 | 0 | 0 | 0 | 0 | 0 | 0 | 0 | 0 | 0 | 0 | 0 | 0 | 0 | 0 | 0 | 0 | 0 | 0 | 0 | 0 | 0 | 0
F6_Industrial_Food Products_Existing_Space Heating_Natural Gas_Retrocommissioning_A_Achievable Economic RVT Potential | F6 | Industrial | Food Products | Existing | Space Heating | Natural Gas | Retrocommissioning | A | Incremental Winter Peak Savings (MW) | Achievable Economic RVT Potential | 0 | 0 | 0 | 0 | 0 | 0 | 0 | 0 | 0 | 0 | 0 | 0 | 0 | 0 | 0 | 0 | 0 | 0 | 0 | 0 | 0 | 0 | 0 | 0 | 0 | 0 | 0 | 0 | 0 | 0 | 0
F7_Industrial_Food Products_Existing_Space Heating_Natural Gas_Retrocommissioning_A_Achievable Economic RVT Potential | F7 | Industrial | Food Products | Existing | Space Heating | Natural Gas | Retrocommissioning | A | Cumulative Energy Savings (MWh or mTherms) | Achievable Economic RVT Potential | 0 | 0 | 0 | 0 | 0 | 0 | 0 | 0 | 0 | 0 | 0 | 0 | 0 | 0 | 0 | 0 | 0 | 0 | 0 | 0 | 0 | 0 | 0 | 0 | 0 | 0 | 0 | 0 | 0 | 0 | 0
F8_Industrial_Food Products_Existing_Space Heating_Natural Gas_Retrocommissioning_A_Achievable Economic RVT Potential | F8 | Industrial | Food Products | Existing | Space Heating | Natural Gas | Retrocommissioning | A | Cumulative Summer Peak Savings (MW) | Achievable Economic RVT Potential | 0 | 0 | 0 | 0 | 0 | 0 | 0 | 0 | 0 | 0 | 0 | 0 | 0 | 0 | 0 | 0 | 0 | 0 | 0 | 0 | 0 | 0 | 0 | 0 | 0 | 0 | 0 | 0 | 0 | 0 | 0
F9_Industrial_Food Products_Existing_Space Heating_Natural Gas_Retrocommissioning_A_Achievable Economic RVT Potential | F9 | Industrial | Food Products | Existing | Space Heating | Natural Gas | Retrocommissioning | A | Cumulative Winter Peak Savings (MW) | Achievable Economic RVT Potential | 0 | 0 | 0 | 0 | 0 | 0 | 0 | 0 | 0 | 0 | 0 | 0 | 0 | 0 | 0 | 0 | 0 | 0 | 0 | 0 | 0 | 0 | 0 | 0 | 0 | 0 | 0 | 0 | 0 | 0 | 0
F10_Industrial_Food Products_Existing_Space Heating_Natural Gas_Retrocommissioning_A_Achievable Economic RVT Potential | F10 | Industrial | Food Products | Existing | Space Heating | Natural Gas | Retrocommissioning | A | Purchases (Incremental) | Achievable Economic RVT Potential | 0 | 0 | 0 | 0 | 0 | 0 | 0 | 0 | 0 | 0 | 0 | 0 | 0 | 0 | 0 | 0 | 0 | 0 | 0 | 0 | 0 | 0 | 0 | 0 | 0 | 0 | 0 | 0 | 0 | 0 | 0
F11_Industrial_Food Products_Existing_Space Heating_Natural Gas_Retrocommissioning_A_Achievable Economic RVT Potential | F11 | Industrial | Food Products | Existing | Space Heating | Natural Gas | Retrocommissioning | A | Purchases (Cumulative) | Achievable Economic RVT Potential | 0 | 0 | 0 | 0 | 0 | 0 | 0 | 0 | 0 | 0 | 0 | 0 | 0 | 0 | 0 | 0 | 0 | 0 | 0 | 0 | 0 | 0 | 0 | 0 | 0 | 0 | 0 | 0 | 0 | 0 | 0
F1_Industrial_Food Products_Existing_Process_Natural Gas_Retrocommissioning_A_Achievable Economic RVT Potential | F1 | Industrial | Food Products | Existing | Process | Natural Gas | Retrocommissioning | A | Integrated Unit Energy Savings (kWh or therms) | Achievable Economic RVT Potential | 0 | 0 | 0 | 0 | 0 | 0 | 0 | 0 | 0 | 0 | 0 | 0 | 0 | 0 | 0 | 0 | 0 | 0 | 0 | 0 | 0 | 0 | 0 | 0 | 0 | 0 | 0 | 0 | 0 | 0 | 0
F2_Industrial_Food Products_Existing_Process_Natural Gas_Retrocommissioning_A_Achievable Economic RVT Potential | F2 | Industrial | Food Products | Existing | Process | Natural Gas | Retrocommissioning | A | Integrated Unit Summer Peak Savings (kW) | Achievable Economic RVT Potential | 0 | 0 | 0 | 0 | 0 | 0 | 0 | 0 | 0 | 0 | 0 | 0 | 0 | 0 | 0 | 0 | 0 | 0 | 0 | 0 | 0 | 0 | 0 | 0 | 0 | 0 | 0 | 0 | 0 | 0 | 0
F3_Industrial_Food Products_Existing_Process_Natural Gas_Retrocommissioning_A_Achievable Economic RVT Potential | F3 | Industrial | Food Products | Existing | Process | Natural Gas | Retrocommissioning | A | Integrated Unit Winter Peak Savings (kW) | Achievable Economic RVT Potential | 0 | 0 | 0 | 0 | 0 | 0 | 0 | 0 | 0 | 0 | 0 | 0 | 0 | 0 | 0 | 0 | 0 | 0 | 0 | 0 | 0 | 0 | 0 | 0 | 0 | 0 | 0 | 0 | 0 | 0 | 0
F4_Industrial_Food Products_Existing_Process_Natural Gas_Retrocommissioning_A_Achievable Economic RVT Potential | F4 | Industrial | Food Products | Existing | Process | Natural Gas | Retrocommissioning | A | Incremental Energy Savings (MWh or mTherms) | Achievable Economic RVT Potential | 0 | 0 | 0 | 0 | 0 | 0 | 0 | 0 | 0 | 0 | 0 | 0 | 0 | 0 | 0 | 0 | 0 | 0 | 0 | 0 | 0 | 0 | 0 | 0 | 0 | 0 | 0 | 0 | 0 | 0 | 0
F5_Industrial_Food Products_Existing_Process_Natural Gas_Retrocommissioning_A_Achievable Economic RVT Potential | F5 | Industrial | Food Products | Existing | Process | Natural Gas | Retrocommissioning | A | Incremental Summer Peak Savings (MW) | Achievable Economic RVT Potential | 0 | 0 | 0 | 0 | 0 | 0 | 0 | 0 | 0 | 0 | 0 | 0 | 0 | 0 | 0 | 0 | 0 | 0 | 0 | 0 | 0 | 0 | 0 | 0 | 0 | 0 | 0 | 0 | 0 | 0 | 0
F6_Industrial_Food Products_Existing_Process_Natural Gas_Retrocommissioning_A_Achievable Economic RVT Potential | F6 | Industrial | Food Products | Existing | Process | Natural Gas | Retrocommissioning | A | Incremental Winter Peak Savings (MW) | Achievable Economic RVT Potential | 0 | 0 | 0 | 0 | 0 | 0 | 0 | 0 | 0 | 0 | 0 | 0 | 0 | 0 | 0 | 0 | 0 | 0 | 0 | 0 | 0 | 0 | 0 | 0 | 0 | 0 | 0 | 0 | 0 | 0 | 0
F7_Industrial_Food Products_Existing_Process_Natural Gas_Retrocommissioning_A_Achievable Economic RVT Potential | F7 | Industrial | Food Products | Existing | Process | Natural Gas | Retrocommissioning | A | Cumulative Energy Savings (MWh or mTherms) | Achievable Economic RVT Potential | 0 | 0 | 0 | 0 | 0 | 0 | 0 | 0 | 0 | 0 | 0 | 0 | 0 | 0 | 0 | 0 | 0 | 0 | 0 | 0 | 0 | 0 | 0 | 0 | 0 | 0 | 0 | 0 | 0 | 0 | 0
F8_Industrial_Food Products_Existing_Process_Natural Gas_Retrocommissioning_A_Achievable Economic RVT Potential | F8 | Industrial | Food Products | Existing | Process | Natural Gas | Retrocommissioning | A | Cumulative Summer Peak Savings (MW) | Achievable Economic RVT Potential | 0 | 0 | 0 | 0 | 0 | 0 | 0 | 0 | 0 | 0 | 0 | 0 | 0 | 0 | 0 | 0 | 0 | 0 | 0 | 0 | 0 | 0 | 0 | 0 | 0 | 0 | 0 | 0 | 0 | 0 | 0
F9_Industrial_Food Products_Existing_Process_Natural Gas_Retrocommissioning_A_Achievable Economic RVT Potential | F9 | Industrial | Food Products | Existing | Process | Natural Gas | Retrocommissioning | A | Cumulative Winter Peak Savings (MW) | Achievable Economic RVT Potential | 0 | 0 | 0 | 0 | 0 | 0 | 0 | 0 | 0 | 0 | 0 | 0 | 0 | 0 | 0 | 0 | 0 | 0 | 0 | 0 | 0 | 0 | 0 | 0 | 0 | 0 | 0 | 0 | 0 | 0 | 0
F10_Industrial_Food Products_Existing_Process_Natural Gas_Retrocommissioning_A_Achievable Economic RVT Potential | F10 | Industrial | Food Products | Existing | Process | Natural Gas | Retrocommissioning | A | Purchases (Incremental) | Achievable Economic RVT Potential | 0 | 0 | 0 | 0 | 0 | 0 | 0 | 0 | 0 | 0 | 0 | 0 | 0 | 0 | 0 | 0 | 0 | 0 | 0 | 0 | 0 | 0 | 0 | 0 | 0 | 0 | 0 | 0 | 0 | 0 | 0
F11_Industrial_Food Products_Existing_Process_Natural Gas_Retrocommissioning_A_Achievable Economic RVT Potential | F11 | Industrial | Food Products | Existing | Process | Natural Gas | Retrocommissioning | A | Purchases (Cumulative) | Achievable Economic RVT Potential | 0 | 0 | 0 | 0 | 0 | 0 | 0 | 0 | 0 | 0 | 0 | 0 | 0 | 0 | 0 | 0 | 0 | 0 | 0 | 0 | 0 | 0 | 0 | 0 | 0 | 0 | 0 | 0 | 0 | 0 | 0
F1_Industrial_Food Products_New_Space Heating_Natural Gas_Insulation - Roof/Ceiling_A_Achievable Economic RVT Potential | F1 | Industrial | Food Products | New | Space Heating | Natural Gas | Insulation - Roof/Ceiling | A | Integrated Unit Energy Savings (kWh or therms) | Achievable Economic RVT Potential | 0 | 0 | 0 | 0 | 0 | 0.09365 | 0.092093 | 0.090798 | 0.08967 | 0.088646 | 0.087715 | 0.086596 | 0.085378 | 0.084131 | 0.082886 | 0.081744 | 0.080699 | 0.079809 | 0.078673 | 0.077799 | 0.077142 | 0.076634 | 0.076367 | 0.076212 | 0.07614 | 0.076125 | 0.076132 | 0.076163 | 0 | 0 | 0
F2_Industrial_Food Products_New_Space Heating_Natural Gas_Insulation - Roof/Ceiling_A_Achievable Economic RVT Potential | F2 | Industrial | Food Products | New | Space Heating | Natural Gas | Insulation - Roof/Ceiling | A | Integrated Unit Summer Peak Savings (kW) | Achievable Economic RVT Potential | 0 | 0 | 0 | 0 | 0 | 0 | 0 | 0 | 0 | 0 | 0 | 0 | 0 | 0 | 0 | 0 | 0 | 0 | 0 | 0 | 0 | 0 | 0 | 0 | 0 | 0 | 0 | 0 | 0 | 0 | 0
F3_Industrial_Food Products_New_Space Heating_Natural Gas_Insulation - Roof/Ceiling_A_Achievable Economic RVT Potential | F3 | Industrial | Food Products | New | Space Heating | Natural Gas | Insulation - Roof/Ceiling | A | Integrated Unit Winter Peak Savings (kW) | Achievable Economic RVT Potential | 0 | 0 | 0 | 0 | 0 | 0 | 0 | 0 | 0 | 0 | 0 | 0 | 0 | 0 | 0 | 0 | 0 | 0 | 0 | 0 | 0 | 0 | 0 | 0 | 0 | 0 | 0 | 0 | 0 | 0 | 0
F4_Industrial_Food Products_New_Space Heating_Natural Gas_Insulation - Roof/Ceiling_A_Achievable Economic RVT Potential | F4 | Industrial | Food Products | New | Space Heating | Natural Gas | Insulation - Roof/Ceiling | A | Incremental Energy Savings (MWh or mTherms) | Achievable Economic RVT Potential | 0 | 0 | 0 | 0 | 0 | 0 | 0 | 0 | 0 | 0 | 0 | 0 | 0 | 0 | 0 | 0 | 0 | 0 | 0 | 0 | 0 | 0 | 0 | 0 | 0 | 0 | 0 | 0 | 0 | 0 | 0
F5_Industrial_Food Products_New_Space Heating_Natural Gas_Insulation - Roof/Ceiling_A_Achievable Economic RVT Potential | F5 | Industrial | Food Products | New | Space Heating | Natural Gas | Insulation - Roof/Ceiling | A | Incremental Summer Peak Savings (MW) | Achievable Economic RVT Potential | 0 | 0 | 0 | 0 | 0 | 0 | 0 | 0 | 0 | 0 | 0 | 0 | 0 | 0 | 0 | 0 | 0 | 0 | 0 | 0 | 0 | 0 | 0 | 0 | 0 | 0 | 0 | 0 | 0 | 0 | 0
F6_Industrial_Food Products_New_Space Heating_Natural Gas_Insulation - Roof/Ceiling_A_Achievable Economic RVT Potential | F6 | Industrial | Food Products | New | Space Heating | Natural Gas | Insulation - Roof/Ceiling | A | Incremental Winter Peak Savings (MW) | Achievable Economic RVT Potential | 0 | 0 | 0 | 0 | 0 | 0 | 0 | 0 | 0 | 0 | 0 | 0 | 0 | 0 | 0 | 0 | 0 | 0 | 0 | 0 | 0 | 0 | 0 | 0 | 0 | 0 | 0 | 0 | 0 | 0 | 0
F7_Industrial_Food Products_New_Space Heating_Natural Gas_Insulation - Roof/Ceiling_A_Achievable Economic RVT Potential | F7 | Industrial | Food Products | New | Space Heating | Natural Gas | Insulation - Roof/Ceiling | A | Cumulative Energy Savings (MWh or mTherms) | Achievable Economic RVT Potential | 0 | 0 | 0 | 0 | 0 | 0 | 0 | 0 | 0 | 0 | 0 | 0 | 0 | 0 | 0 | 0 | 0 | 0 | 0 | 0 | 0 | 0 | 0 | 0 | 0 | 0 | 0 | 0 | 0 | 0 | 0
F8_Industrial_Food Products_New_Space Heating_Natural Gas_Insulation - Roof/Ceiling_A_Achievable Economic RVT Potential | F8 | Industrial | Food Products | New | Space Heating | Natural Gas | Insulation - Roof/Ceiling | A | Cumulative Summer Peak Savings (MW) | Achievable Economic RVT Potential | 0 | 0 | 0 | 0 | 0 | 0 | 0 | 0 | 0 | 0 | 0 | 0 | 0 | 0 | 0 | 0 | 0 | 0 | 0 | 0 | 0 | 0 | 0 | 0 | 0 | 0 | 0 | 0 | 0 | 0 | 0
F9_Industrial_Food Products_New_Space Heating_Natural Gas_Insulation - Roof/Ceiling_A_Achievable Economic RVT Potential | F9 | Industrial | Food Products | New | Space Heating | Natural Gas | Insulation - Roof/Ceiling | A | Cumulative Winter Peak Savings (MW) | Achievable Economic RVT Potential | 0 | 0 | 0 | 0 | 0 | 0 | 0 | 0 | 0 | 0 | 0 | 0 | 0 | 0 | 0 | 0 | 0 | 0 | 0 | 0 | 0 | 0 | 0 | 0 | 0 | 0 | 0 | 0 | 0 | 0 | 0
F10_Industrial_Food Products_New_Space Heating_Natural Gas_Insulation - Roof/Ceiling_A_Achievable Economic RVT Potential | F10 | Industrial | Food Products | New | Space Heating | Natural Gas | Insulation - Roof/Ceiling | A | Purchases (Incremental) | Achievable Economic RVT Potential | 0 | 0 | 0 | 0 | 0 | 0 | 0 | 0 | 0 | 0 | 0 | 0 | 0 | 0 | 0 | 0 | 0 | 0 | 0 | 0 | 0 | 0 | 0 | 0 | 0 | 0 | 0 | 0 | 0 | 0 | 0
F11_Industrial_Food Products_New_Space Heating_Natural Gas_Insulation - Roof/Ceiling_A_Achievable Economic RVT Potential | F11 | Industrial | Food Products | New | Space Heating | Natural Gas | Insulation - Roof/Ceiling | A | Purchases (Cumulative) | Achievable Economic RVT Potential | 0 | 0 | 0 | 0 | 0 | 0 | 0 | 0 | 0 | 0 | 0 | 0 | 0 | 0 | 0 | 0 | 0 | 0 | 0 | 0 | 0 | 0 | 0 | 0 | 0 | 0 | 0 | 0 | 0 | 0 | 0
F1_Industrial_Food Products_New_Space Heating_Natural Gas_Insulation - Wall Cavity_A_Achievable Economic RVT Potential | F1 | Industrial | Food Products | New | Space Heating | Natural Gas | Insulation - Wall Cavity | A | Integrated Unit Energy Savings (kWh or therms) | Achievable Economic RVT Potential | 0 | 0 | 0 | 0 | 0 | 0.016866 | 0.016585 | 0.016352 | 0.016149 | 0.015964 | 0.015797 | 0.015595 | 0.015376 | 0.015151 | 0.014927 | 0.014721 | 0.014533 | 0.014373 | 0.014168 | 0.014011 | 0.013893 | 0.013801 | 0.013753 | 0.013725 | 0.013712 | 0.013709 | 0.013711 | 0.013716 | 0 | 0 | 0
F2_Industrial_Food Products_New_Space Heating_Natural Gas_Insulation - Wall Cavity_A_Achievable Economic RVT Potential | F2 | Industrial | Food Products | New | Space Heating | Natural Gas | Insulation - Wall Cavity | A | Integrated Unit Summer Peak Savings (kW) | Achievable Economic RVT Potential | 0 | 0 | 0 | 0 | 0 | 0 | 0 | 0 | 0 | 0 | 0 | 0 | 0 | 0 | 0 | 0 | 0 | 0 | 0 | 0 | 0 | 0 | 0 | 0 | 0 | 0 | 0 | 0 | 0 | 0 | 0
F3_Industrial_Food Products_New_Space Heating_Natural Gas_Insulation - Wall Cavity_A_Achievable Economic RVT Potential | F3 | Industrial | Food Products | New | Space Heating | Natural Gas | Insulation - Wall Cavity | A | Integrated Unit Winter Peak Savings (kW) | Achievable Economic RVT Potential | 0 | 0 | 0 | 0 | 0 | 0 | 0 | 0 | 0 | 0 | 0 | 0 | 0 | 0 | 0 | 0 | 0 | 0 | 0 | 0 | 0 | 0 | 0 | 0 | 0 | 0 | 0 | 0 | 0 | 0 | 0
F4_Industrial_Food Products_New_Space Heating_Natural Gas_Insulation - Wall Cavity_A_Achievable Economic RVT Potential | F4 | Industrial | Food Products | New | Space Heating | Natural Gas | Insulation - Wall Cavity | A | Incremental Energy Savings (MWh or mTherms) | Achievable Economic RVT Potential | 0 | 0 | 0 | 0 | 0 | 0 | 0 | 0 | 0 | 0 | 0 | 0 | 0 | 0 | 0 | 0 | 0 | 0 | 0 | 0 | 0 | 0 | 0 | 0 | 0 | 0 | 0 | 0 | 0 | 0 | 0
F5_Industrial_Food Products_New_Space Heating_Natural Gas_Insulation - Wall Cavity_A_Achievable Economic RVT Potential | F5 | Industrial | Food Products | New | Space Heating | Natural Gas | Insulation - Wall Cavity | A | Incremental Summer Peak Savings (MW) | Achievable Economic RVT Potential | 0 | 0 | 0 | 0 | 0 | 0 | 0 | 0 | 0 | 0 | 0 | 0 | 0 | 0 | 0 | 0 | 0 | 0 | 0 | 0 | 0 | 0 | 0 | 0 | 0 | 0 | 0 | 0 | 0 | 0 | 0
F6_Industrial_Food Products_New_Space Heating_Natural Gas_Insulation - Wall Cavity_A_Achievable Economic RVT Potential | F6 | Industrial | Food Products | New | Space Heating | Natural Gas | Insulation - Wall Cavity | A | Incremental Winter Peak Savings (MW) | Achievable Economic RVT Potential | 0 | 0 | 0 | 0 | 0 | 0 | 0 | 0 | 0 | 0 | 0 | 0 | 0 | 0 | 0 | 0 | 0 | 0 | 0 | 0 | 0 | 0 | 0 | 0 | 0 | 0 | 0 | 0 | 0 | 0 | 0
F7_Industrial_Food Products_New_Space Heating_Natural Gas_Insulation - Wall Cavity_A_Achievable Economic RVT Potential | F7 | Industrial | Food Products | New | Space Heating | Natural Gas | Insulation - Wall Cavity | A | Cumulative Energy Savings (MWh or mTherms) | Achievable Economic RVT Potential | 0 | 0 | 0 | 0 | 0 | 0 | 0 | 0 | 0 | 0 | 0 | 0 | 0 | 0 | 0 | 0 | 0 | 0 | 0 | 0 | 0 | 0 | 0 | 0 | 0 | 0 | 0 | 0 | 0 | 0 | 0
F8_Industrial_Food Products_New_Space Heating_Natural Gas_Insulation - Wall Cavity_A_Achievable Economic RVT Potential | F8 | Industrial | Food Products | New | Space Heating | Natural Gas | Insulation - Wall Cavity | A | Cumulative Summer Peak Savings (MW) | Achievable Economic RVT Potential | 0 | 0 | 0 | 0 | 0 | 0 | 0 | 0 | 0 | 0 | 0 | 0 | 0 | 0 | 0 | 0 | 0 | 0 | 0 | 0 | 0 | 0 | 0 | 0 | 0 | 0 | 0 | 0 | 0 | 0 | 0
F9_Industrial_Food Products_New_Space Heating_Natural Gas_Insulation - Wall Cavity_A_Achievable Economic RVT Potential | F9 | Industrial | Food Products | New | Space Heating | Natural Gas | Insulation - Wall Cavity | A | Cumulative Winter Peak Savings (MW) | Achievable Economic RVT Potential | 0 | 0 | 0 | 0 | 0 | 0 | 0 | 0 | 0 | 0 | 0 | 0 | 0 | 0 | 0 | 0 | 0 | 0 | 0 | 0 | 0 | 0 | 0 | 0 | 0 | 0 | 0 | 0 | 0 | 0 | 0
F10_Industrial_Food Products_New_Space Heating_Natural Gas_Insulation - Wall Cavity_A_Achievable Economic RVT Potential | F10 | Industrial | Food Products | New | Space Heating | Natural Gas | Insulation - Wall Cavity | A | Purchases (Incremental) | Achievable Economic RVT Potential | 0 | 0 | 0 | 0 | 0 | 0 | 0 | 0 | 0 | 0 | 0 | 0 | 0 | 0 | 0 | 0 | 0 | 0 | 0 | 0 | 0 | 0 | 0 | 0 | 0 | 0 | 0 | 0 | 0 | 0 | 0
F11_Industrial_Food Products_New_Space Heating_Natural Gas_Insulation - Wall Cavity_A_Achievable Economic RVT Potential | F11 | Industrial | Food Products | New | Space Heating | Natural Gas | Insulation - Wall Cavity | A | Purchases (Cumulative) | Achievable Economic RVT Potential | 0 | 0 | 0 | 0 | 0 | 0 | 0 | 0 | 0 | 0 | 0 | 0 | 0 | 0 | 0 | 0 | 0 | 0 | 0 | 0 | 0 | 0 | 0 | 0 | 0 | 0 | 0 | 0 | 0 | 0 | 0
F1_Industrial_Food Products_New_Space Heating_Natural Gas_Insulation - Ducting_A_Achievable Economic RVT Potential | F1 | Industrial | Food Products | New | Space Heating | Natural Gas | Insulation - Ducting | A | Integrated Unit Energy Savings (kWh or therms) | Achievable Economic RVT Potential | 0 | 0 | 0 | 0 | 0 | 0 | 0 | 0 | 0 | 0 | 0 | 0 | 0 | 0 | 0 | 0 | 0 | 0 | 0 | 0 | 0 | 0 | 0 | 0 | 0 | 0 | 0 | 0 | 0 | 0 | 0
F2_Industrial_Food Products_New_Space Heating_Natural Gas_Insulation - Ducting_A_Achievable Economic RVT Potential | F2 | Industrial | Food Products | New | Space Heating | Natural Gas | Insulation - Ducting | A | Integrated Unit Summer Peak Savings (kW) | Achievable Economic RVT Potential | 0 | 0 | 0 | 0 | 0 | 0 | 0 | 0 | 0 | 0 | 0 | 0 | 0 | 0 | 0 | 0 | 0 | 0 | 0 | 0 | 0 | 0 | 0 | 0 | 0 | 0 | 0 | 0 | 0 | 0 | 0
F3_Industrial_Food Products_New_Space Heating_Natural Gas_Insulation - Ducting_A_Achievable Economic RVT Potential | F3 | Industrial | Food Products | New | Space Heating | Natural Gas | Insulation - Ducting | A | Integrated Unit Winter Peak Savings (kW) | Achievable Economic RVT Potential | 0 | 0 | 0 | 0 | 0 | 0 | 0 | 0 | 0 | 0 | 0 | 0 | 0 | 0 | 0 | 0 | 0 | 0 | 0 | 0 | 0 | 0 | 0 | 0 | 0 | 0 | 0 | 0 | 0 | 0 | 0
F4_Industrial_Food Products_New_Space Heating_Natural Gas_Insulation - Ducting_A_Achievable Economic RVT Potential | F4 | Industrial | Food Products | New | Space Heating | Natural Gas | Insulation - Ducting | A | Incremental Energy Savings (MWh or mTherms) | Achievable Economic RVT Potential | 0 | 0 | 0 | 0 | 0 | 0 | 0 | 0 | 0 | 0 | 0 | 0 | 0 | 0 | 0 | 0 | 0 | 0 | 0 | 0 | 0 | 0 | 0 | 0 | 0 | 0 | 0 | 0 | 0 | 0 | 0
F5_Industrial_Food Products_New_Space Heating_Natural Gas_Insulation - Ducting_A_Achievable Economic RVT Potential | F5 | Industrial | Food Products | New | Space Heating | Natural Gas | Insulation - Ducting | A | Incremental Summer Peak Savings (MW) | Achievable Economic RVT Potential | 0 | 0 | 0 | 0 | 0 | 0 | 0 | 0 | 0 | 0 | 0 | 0 | 0 | 0 | 0 | 0 | 0 | 0 | 0 | 0 | 0 | 0 | 0 | 0 | 0 | 0 | 0 | 0 | 0 | 0 | 0
F6_Industrial_Food Products_New_Space Heating_Natural Gas_Insulation - Ducting_A_Achievable Economic RVT Potential | F6 | Industrial | Food Products | New | Space Heating | Natural Gas | Insulation - Ducting | A | Incremental Winter Peak Savings (MW) | Achievable Economic RVT Potential | 0 | 0 | 0 | 0 | 0 | 0 | 0 | 0 | 0 | 0 | 0 | 0 | 0 | 0 | 0 | 0 | 0 | 0 | 0 | 0 | 0 | 0 | 0 | 0 | 0 | 0 | 0 | 0 | 0 | 0 | 0
F7_Industrial_Food Products_New_Space Heating_Natural Gas_Insulation - Ducting_A_Achievable Economic RVT Potential | F7 | Industrial | Food Products | New | Space Heating | Natural Gas | Insulation - Ducting | A | Cumulative Energy Savings (MWh or mTherms) | Achievable Economic RVT Potential | 0 | 0 | 0 | 0 | 0 | 0 | 0 | 0 | 0 | 0 | 0 | 0 | 0 | 0 | 0 | 0 | 0 | 0 | 0 | 0 | 0 | 0 | 0 | 0 | 0 | 0 | 0 | 0 | 0 | 0 | 0
F8_Industrial_Food Products_New_Space Heating_Natural Gas_Insulation - Ducting_A_Achievable Economic RVT Potential | F8 | Industrial | Food Products | New | Space Heating | Natural Gas | Insulation - Ducting | A | Cumulative Summer Peak Savings (MW) | Achievable Economic RVT Potential | 0 | 0 | 0 | 0 | 0 | 0 | 0 | 0 | 0 | 0 | 0 | 0 | 0 | 0 | 0 | 0 | 0 | 0 | 0 | 0 | 0 | 0 | 0 | 0 | 0 | 0 | 0 | 0 | 0 | 0 | 0
F9_Industrial_Food Products_New_Space Heating_Natural Gas_Insulation - Ducting_A_Achievable Economic RVT Potential | F9 | Industrial | Food Products | New | Space Heating | Natural Gas | Insulation - Ducting | A | Cumulative Winter Peak Savings (MW) | Achievable Economic RVT Potential | 0 | 0 | 0 | 0 | 0 | 0 | 0 | 0 | 0 | 0 | 0 | 0 | 0 | 0 | 0 | 0 | 0 | 0 | 0 | 0 | 0 | 0 | 0 | 0 | 0 | 0 | 0 | 0 | 0 | 0 | 0
F10_Industrial_Food Products_New_Space Heating_Natural Gas_Insulation - Ducting_A_Achievable Economic RVT Potential | F10 | Industrial | Food Products | New | Space Heating | Natural Gas | Insulation - Ducting | A | Purchases (Incremental) | Achievable Economic RVT Potential | 0 | 0 | 0 | 0 | 0 | 0 | 0 | 0 | 0 | 0 | 0 | 0 | 0 | 0 | 0 | 0 | 0 | 0 | 0 | 0 | 0 | 0 | 0 | 0 | 0 | 0 | 0 | 0 | 0 | 0 | 0
F11_Industrial_Food Products_New_Space Heating_Natural Gas_Insulation - Ducting_A_Achievable Economic RVT Potential | F11 | Industrial | Food Products | New | Space Heating | Natural Gas | Insulation - Ducting | A | Purchases (Cumulative) | Achievable Economic RVT Potential | 0 | 0 | 0 | 0 | 0 | 0 | 0 | 0 | 0 | 0 | 0 | 0 | 0 | 0 | 0 | 0 | 0 | 0 | 0 | 0 | 0 | 0 | 0 | 0 | 0 | 0 | 0 | 0 | 0 | 0 | 0
F1_Industrial_Food Products_New_Space Heating_Natural Gas_HVAC - Duct Repair and Sealing_A_Achievable Economic RVT Potential | F1 | Industrial | Food Products | New | Space Heating | Natural Gas | HVAC - Duct Repair and Sealing | A | Integrated Unit Energy Savings (kWh or therms) | Achievable Economic RVT Potential | 0 | 0 | 0 | 0 | 0 | 0 | 0 | 0 | 0 | 0 | 0 | 0 | 0 | 0 | 0 | 0 | 0 | 0 | 0 | 0 | 0 | 0 | 0 | 0 | 0 | 0 | 0 | 0 | 0 | 0 | 0
F2_Industrial_Food Products_New_Space Heating_Natural Gas_HVAC - Duct Repair and Sealing_A_Achievable Economic RVT Potential | F2 | Industrial | Food Products | New | Space Heating | Natural Gas | HVAC - Duct Repair and Sealing | A | Integrated Unit Summer Peak Savings (kW) | Achievable Economic RVT Potential | 0 | 0 | 0 | 0 | 0 | 0 | 0 | 0 | 0 | 0 | 0 | 0 | 0 | 0 | 0 | 0 | 0 | 0 | 0 | 0 | 0 | 0 | 0 | 0 | 0 | 0 | 0 | 0 | 0 | 0 | 0
F3_Industrial_Food Products_New_Space Heating_Natural Gas_HVAC - Duct Repair and Sealing_A_Achievable Economic RVT Potential | F3 | Industrial | Food Products | New | Space Heating | Natural Gas | HVAC - Duct Repair and Sealing | A | Integrated Unit Winter Peak Savings (kW) | Achievable Economic RVT Potential | 0 | 0 | 0 | 0 | 0 | 0 | 0 | 0 | 0 | 0 | 0 | 0 | 0 | 0 | 0 | 0 | 0 | 0 | 0 | 0 | 0 | 0 | 0 | 0 | 0 | 0 | 0 | 0 | 0 | 0 | 0
F4_Industrial_Food Products_New_Space Heating_Natural Gas_HVAC - Duct Repair and Sealing_A_Achievable Economic RVT Potential | F4 | Industrial | Food Products | New | Space Heating | Natural Gas | HVAC - Duct Repair and Sealing | A | Incremental Energy Savings (MWh or mTherms) | Achievable Economic RVT Potential | 0 | 0 | 0 | 0 | 0 | 0 | 0 | 0 | 0 | 0 | 0 | 0 | 0 | 0 | 0 | 0 | 0 | 0 | 0 | 0 | 0 | 0 | 0 | 0 | 0 | 0 | 0 | 0 | 0 | 0 | 0
F5_Industrial_Food Products_New_Space Heating_Natural Gas_HVAC - Duct Repair and Sealing_A_Achievable Economic RVT Potential | F5 | Industrial | Food Products | New | Space Heating | Natural Gas | HVAC - Duct Repair and Sealing | A | Incremental Summer Peak Savings (MW) | Achievable Economic RVT Potential | 0 | 0 | 0 | 0 | 0 | 0 | 0 | 0 | 0 | 0 | 0 | 0 | 0 | 0 | 0 | 0 | 0 | 0 | 0 | 0 | 0 | 0 | 0 | 0 | 0 | 0 | 0 | 0 | 0 | 0 | 0
F6_Industrial_Food Products_New_Space Heating_Natural Gas_HVAC - Duct Repair and Sealing_A_Achievable Economic RVT Potential | F6 | Industrial | Food Products | New | Space Heating | Natural Gas | HVAC - Duct Repair and Sealing | A | Incremental Winter Peak Savings (MW) | Achievable Economic RVT Potential | 0 | 0 | 0 | 0 | 0 | 0 | 0 | 0 | 0 | 0 | 0 | 0 | 0 | 0 | 0 | 0 | 0 | 0 | 0 | 0 | 0 | 0 | 0 | 0 | 0 | 0 | 0 | 0 | 0 | 0 | 0
F7_Industrial_Food Products_New_Space Heating_Natural Gas_HVAC - Duct Repair and Sealing_A_Achievable Economic RVT Potential | F7 | Industrial | Food Products | New | Space Heating | Natural Gas | HVAC - Duct Repair and Sealing | A | Cumulative Energy Savings (MWh or mTherms) | Achievable Economic RVT Potential | 0 | 0 | 0 | 0 | 0 | 0 | 0 | 0 | 0 | 0 | 0 | 0 | 0 | 0 | 0 | 0 | 0 | 0 | 0 | 0 | 0 | 0 | 0 | 0 | 0 | 0 | 0 | 0 | 0 | 0 | 0
F8_Industrial_Food Products_New_Space Heating_Natural Gas_HVAC - Duct Repair and Sealing_A_Achievable Economic RVT Potential | F8 | Industrial | Food Products | New | Space Heating | Natural Gas | HVAC - Duct Repair and Sealing | A | Cumulative Summer Peak Savings (MW) | Achievable Economic RVT Potential | 0 | 0 | 0 | 0 | 0 | 0 | 0 | 0 | 0 | 0 | 0 | 0 | 0 | 0 | 0 | 0 | 0 | 0 | 0 | 0 | 0 | 0 | 0 | 0 | 0 | 0 | 0 | 0 | 0 | 0 | 0
F9_Industrial_Food Products_New_Space Heating_Natural Gas_HVAC - Duct Repair and Sealing_A_Achievable Economic RVT Potential | F9 | Industrial | Food Products | New | Space Heating | Natural Gas | HVAC - Duct Repair and Sealing | A | Cumulative Winter Peak Savings (MW) | Achievable Economic RVT Potential | 0 | 0 | 0 | 0 | 0 | 0 | 0 | 0 | 0 | 0 | 0 | 0 | 0 | 0 | 0 | 0 | 0 | 0 | 0 | 0 | 0 | 0 | 0 | 0 | 0 | 0 | 0 | 0 | 0 | 0 | 0
F10_Industrial_Food Products_New_Space Heating_Natural Gas_HVAC - Duct Repair and Sealing_A_Achievable Economic RVT Potential | F10 | Industrial | Food Products | New | Space Heating | Natural Gas | HVAC - Duct Repair and Sealing | A | Purchases (Incremental) | Achievable Economic RVT Potential | 0 | 0 | 0 | 0 | 0 | 0 | 0 | 0 | 0 | 0 | 0 | 0 | 0 | 0 | 0 | 0 | 0 | 0 | 0 | 0 | 0 | 0 | 0 | 0 | 0 | 0 | 0 | 0 | 0 | 0 | 0
F11_Industrial_Food Products_New_Space Heating_Natural Gas_HVAC - Duct Repair and Sealing_A_Achievable Economic RVT Potential | F11 | Industrial | Food Products | New | Space Heating | Natural Gas | HVAC - Duct Repair and Sealing | A | Purchases (Cumulative) | Achievable Economic RVT Potential | 0 | 0 | 0 | 0 | 0 | 0 | 0 | 0 | 0 | 0 | 0 | 0 | 0 | 0 | 0 | 0 | 0 | 0 | 0 | 0 | 0 | 0 | 0 | 0 | 0 | 0 | 0 | 0 | 0 | 0 | 0
F1_Industrial_Food Products_New_Space Heating_Natural Gas_Windows - High Efficiency_A_Achievable Economic RVT Potential | F1 | Industrial | Food Products | New | Space Heating | Natural Gas | Windows - High Efficiency | A | Integrated Unit Energy Savings (kWh or therms) | Achievable Economic RVT Potential | 0 | 0 | 0 | 0 | 0 | 0.0053525 | 0.0052635 | 0.0051895 | 0.0051251 | 0.0050665 | 0.0050133 | 0.0049493 | 0.0048797 | 0.0048085 | 0.0047373 | 0.004672 | 0.0046123 | 0.0045614 | 0.0044965 | 0.0044466 | 0.004409 | 0.00438 | 0.0043647 | 0.0043559 | 0.0043518 | 0.0043509 | 0.0043513 | 0.004353 | 0 | 0 | 0
F2_Industrial_Food Products_New_Space Heating_Natural Gas_Windows - High Efficiency_A_Achievable Economic RVT Potential | F2 | Industrial | Food Products | New | Space Heating | Natural Gas | Windows - High Efficiency | A | Integrated Unit Summer Peak Savings (kW) | Achievable Economic RVT Potential | 0 | 0 | 0 | 0 | 0 | 0 | 0 | 0 | 0 | 0 | 0 | 0 | 0 | 0 | 0 | 0 | 0 | 0 | 0 | 0 | 0 | 0 | 0 | 0 | 0 | 0 | 0 | 0 | 0 | 0 | 0
F3_Industrial_Food Products_New_Space Heating_Natural Gas_Windows - High Efficiency_A_Achievable Economic RVT Potential | F3 | Industrial | Food Products | New | Space Heating | Natural Gas | Windows - High Efficiency | A | Integrated Unit Winter Peak Savings (kW) | Achievable Economic RVT Potential | 0 | 0 | 0 | 0 | 0 | 0 | 0 | 0 | 0 | 0 | 0 | 0 | 0 | 0 | 0 | 0 | 0 | 0 | 0 | 0 | 0 | 0 | 0 | 0 | 0 | 0 | 0 | 0 | 0 | 0 | 0
F4_Industrial_Food Products_New_Space Heating_Natural Gas_Windows - High Efficiency_A_Achievable Economic RVT Potential | F4 | Industrial | Food Products | New | Space Heating | Natural Gas | Windows - High Efficiency | A | Incremental Energy Savings (MWh or mTherms) | Achievable Economic RVT Potential | 0 | 0 | 0 | 0 | 0 | 0 | 0 | 0 | 0 | 0 | 0 | 0 | 0 | 0 | 0 | 0 | 0 | 0 | 0 | 0 | 0 | 0 | 0 | 0 | 0 | 0 | 0 | 0 | 0 | 0 | 0
F5_Industrial_Food Products_New_Space Heating_Natural Gas_Windows - High Efficiency_A_Achievable Economic RVT Potential | F5 | Industrial | Food Products | New | Space Heating | Natural Gas | Windows - High Efficiency | A | Incremental Summer Peak Savings (MW) | Achievable Economic RVT Potential | 0 | 0 | 0 | 0 | 0 | 0 | 0 | 0 | 0 | 0 | 0 | 0 | 0 | 0 | 0 | 0 | 0 | 0 | 0 | 0 | 0 | 0 | 0 | 0 | 0 | 0 | 0 | 0 | 0 | 0 | 0
F6_Industrial_Food Products_New_Space Heating_Natural Gas_Windows - High Efficiency_A_Achievable Economic RVT Potential | F6 | Industrial | Food Products | New | Space Heating | Natural Gas | Windows - High Efficiency | A | Incremental Winter Peak Savings (MW) | Achievable Economic RVT Potential | 0 | 0 | 0 | 0 | 0 | 0 | 0 | 0 | 0 | 0 | 0 | 0 | 0 | 0 | 0 | 0 | 0 | 0 | 0 | 0 | 0 | 0 | 0 | 0 | 0 | 0 | 0 | 0 | 0 | 0 | 0
F7_Industrial_Food Products_New_Space Heating_Natural Gas_Windows - High Efficiency_A_Achievable Economic RVT Potential | F7 | Industrial | Food Products | New | Space Heating | Natural Gas | Windows - High Efficiency | A | Cumulative Energy Savings (MWh or mTherms) | Achievable Economic RVT Potential | 0 | 0 | 0 | 0 | 0 | 0 | 0 | 0 | 0 | 0 | 0 | 0 | 0 | 0 | 0 | 0 | 0 | 0 | 0 | 0 | 0 | 0 | 0 | 0 | 0 | 0 | 0 | 0 | 0 | 0 | 0
F8_Industrial_Food Products_New_Space Heating_Natural Gas_Windows - High Efficiency_A_Achievable Economic RVT Potential | F8 | Industrial | Food Products | New | Space Heating | Natural Gas | Windows - High Efficiency | A | Cumulative Summer Peak Savings (MW) | Achievable Economic RVT Potential | 0 | 0 | 0 | 0 | 0 | 0 | 0 | 0 | 0 | 0 | 0 | 0 | 0 | 0 | 0 | 0 | 0 | 0 | 0 | 0 | 0 | 0 | 0 | 0 | 0 | 0 | 0 | 0 | 0 | 0 | 0
F9_Industrial_Food Products_New_Space Heating_Natural Gas_Windows - High Efficiency_A_Achievable Economic RVT Potential | F9 | Industrial | Food Products | New | Space Heating | Natural Gas | Windows - High Efficiency | A | Cumulative Winter Peak Savings (MW) | Achievable Economic RVT Potential | 0 | 0 | 0 | 0 | 0 | 0 | 0 | 0 | 0 | 0 | 0 | 0 | 0 | 0 | 0 | 0 | 0 | 0 | 0 | 0 | 0 | 0 | 0 | 0 | 0 | 0 | 0 | 0 | 0 | 0 | 0
F10_Industrial_Food Products_New_Space Heating_Natural Gas_Windows - High Efficiency_A_Achievable Economic RVT Potential | F10 | Industrial | Food Products | New | Space Heating | Natural Gas | Windows - High Efficiency | A | Purchases (Incremental) | Achievable Economic RVT Potential | 0 | 0 | 0 | 0 | 0 | 0 | 0 | 0 | 0 | 0 | 0 | 0 | 0 | 0 | 0 | 0 | 0 | 0 | 0 | 0 | 0 | 0 | 0 | 0 | 0 | 0 | 0 | 0 | 0 | 0 | 0
F11_Industrial_Food Products_New_Space Heating_Natural Gas_Windows - High Efficiency_A_Achievable Economic RVT Potential | F11 | Industrial | Food Products | New | Space Heating | Natural Gas | Windows - High Efficiency | A | Purchases (Cumulative) | Achievable Economic RVT Potential | 0 | 0 | 0 | 0 | 0 | 0 | 0 | 0 | 0 | 0 | 0 | 0 | 0 | 0 | 0 | 0 | 0 | 0 | 0 | 0 | 0 | 0 | 0 | 0 | 0 | 0 | 0 | 0 | 0 | 0 | 0
F1_Industrial_Food Products_New_Space Heating_Natural Gas_Gas Boiler - Maintenance_A_Achievable Economic RVT Potential | F1 | Industrial | Food Products | New | Space Heating | Natural Gas | Gas Boiler - Maintenance | A | Integrated Unit Energy Savings (kWh or therms) | Achievable Economic RVT Potential | 0 | 0 | 0 | 0 | 0 | 0 | 0 | 0 | 0 | 0 | 0 | 0 | 0 | 0 | 0 | 0 | 0 | 0 | 0 | 0 | 0 | 0 | 0 | 0 | 0 | 0 | 0 | 0 | 0 | 0 | 0
F2_Industrial_Food Products_New_Space Heating_Natural Gas_Gas Boiler - Maintenance_A_Achievable Economic RVT Potential | F2 | Industrial | Food Products | New | Space Heating | Natural Gas | Gas Boiler - Maintenance | A | Integrated Unit Summer Peak Savings (kW) | Achievable Economic RVT Potential | 0 | 0 | 0 | 0 | 0 | 0 | 0 | 0 | 0 | 0 | 0 | 0 | 0 | 0 | 0 | 0 | 0 | 0 | 0 | 0 | 0 | 0 | 0 | 0 | 0 | 0 | 0 | 0 | 0 | 0 | 0
F3_Industrial_Food Products_New_Space Heating_Natural Gas_Gas Boiler - Maintenance_A_Achievable Economic RVT Potential | F3 | Industrial | Food Products | New | Space Heating | Natural Gas | Gas Boiler - Maintenance | A | Integrated Unit Winter Peak Savings (kW) | Achievable Economic RVT Potential | 0 | 0 | 0 | 0 | 0 | 0 | 0 | 0 | 0 | 0 | 0 | 0 | 0 | 0 | 0 | 0 | 0 | 0 | 0 | 0 | 0 | 0 | 0 | 0 | 0 | 0 | 0 | 0 | 0 | 0 | 0
F4_Industrial_Food Products_New_Space Heating_Natural Gas_Gas Boiler - Maintenance_A_Achievable Economic RVT Potential | F4 | Industrial | Food Products | New | Space Heating | Natural Gas | Gas Boiler - Maintenance | A | Incremental Energy Savings (MWh or mTherms) | Achievable Economic RVT Potential | 0 | 0 | 0 | 0 | 0 | 0 | 0 | 0 | 0 | 0 | 0 | 0 | 0 | 0 | 0 | 0 | 0 | 0 | 0 | 0 | 0 | 0 | 0 | 0 | 0 | 0 | 0 | 0 | 0 | 0 | 0
F5_Industrial_Food Products_New_Space Heating_Natural Gas_Gas Boiler - Maintenance_A_Achievable Economic RVT Potential | F5 | Industrial | Food Products | New | Space Heating | Natural Gas | Gas Boiler - Maintenance | A | Incremental Summer Peak Savings (MW) | Achievable Economic RVT Potential | 0 | 0 | 0 | 0 | 0 | 0 | 0 | 0 | 0 | 0 | 0 | 0 | 0 | 0 | 0 | 0 | 0 | 0 | 0 | 0 | 0 | 0 | 0 | 0 | 0 | 0 | 0 | 0 | 0 | 0 | 0
F6_Industrial_Food Products_New_Space Heating_Natural Gas_Gas Boiler - Maintenance_A_Achievable Economic RVT Potential | F6 | Industrial | Food Products | New | Space Heating | Natural Gas | Gas Boiler - Maintenance | A | Incremental Winter Peak Savings (MW) | Achievable Economic RVT Potential | 0 | 0 | 0 | 0 | 0 | 0 | 0 | 0 | 0 | 0 | 0 | 0 | 0 | 0 | 0 | 0 | 0 | 0 | 0 | 0 | 0 | 0 | 0 | 0 | 0 | 0 | 0 | 0 | 0 | 0 | 0
F7_Industrial_Food Products_New_Space Heating_Natural Gas_Gas Boiler - Maintenance_A_Achievable Economic RVT Potential | F7 | Industrial | Food Products | New | Space Heating | Natural Gas | Gas Boiler - Maintenance | A | Cumulative Energy Savings (MWh or mTherms) | Achievable Economic RVT Potential | 0 | 0 | 0 | 0 | 0 | 0 | 0 | 0 | 0 | 0 | 0 | 0 | 0 | 0 | 0 | 0 | 0 | 0 | 0 | 0 | 0 | 0 | 0 | 0 | 0 | 0 | 0 | 0 | 0 | 0 | 0
F8_Industrial_Food Products_New_Space Heating_Natural Gas_Gas Boiler - Maintenance_A_Achievable Economic RVT Potential | F8 | Industrial | Food Products | New | Space Heating | Natural Gas | Gas Boiler - Maintenance | A | Cumulative Summer Peak Savings (MW) | Achievable Economic RVT Potential | 0 | 0 | 0 | 0 | 0 | 0 | 0 | 0 | 0 | 0 | 0 | 0 | 0 | 0 | 0 | 0 | 0 | 0 | 0 | 0 | 0 | 0 | 0 | 0 | 0 | 0 | 0 | 0 | 0 | 0 | 0
F9_Industrial_Food Products_New_Space Heating_Natural Gas_Gas Boiler - Maintenance_A_Achievable Economic RVT Potential | F9 | Industrial | Food Products | New | Space Heating | Natural Gas | Gas Boiler - Maintenance | A | Cumulative Winter Peak Savings (MW) | Achievable Economic RVT Potential | 0 | 0 | 0 | 0 | 0 | 0 | 0 | 0 | 0 | 0 | 0 | 0 | 0 | 0 | 0 | 0 | 0 | 0 | 0 | 0 | 0 | 0 | 0 | 0 | 0 | 0 | 0 | 0 | 0 | 0 | 0
F10_Industrial_Food Products_New_Space Heating_Natural Gas_Gas Boiler - Maintenance_A_Achievable Economic RVT Potential | F10 | Industrial | Food Products | New | Space Heating | Natural Gas | Gas Boiler - Maintenance | A | Purchases (Incremental) | Achievable Economic RVT Potential | 0 | 0 | 0 | 0 | 0 | 0 | 0 | 0 | 0 | 0 | 0 | 0 | 0 | 0 | 0 | 0 | 0 | 0 | 0 | 0 | 0 | 0 | 0 | 0 | 0 | 0 | 0 | 0 | 0 | 0 | 0
F11_Industrial_Food Products_New_Space Heating_Natural Gas_Gas Boiler - Maintenance_A_Achievable Economic RVT Potential | F11 | Industrial | Food Products | New | Space Heating | Natural Gas | Gas Boiler - Maintenance | A | Purchases (Cumulative) | Achievable Economic RVT Potential | 0 | 0 | 0 | 0 | 0 | 0 | 0 | 0 | 0 | 0 | 0 | 0 | 0 | 0 | 0 | 0 | 0 | 0 | 0 | 0 | 0 | 0 | 0 | 0 | 0 | 0 | 0 | 0 | 0 | 0 | 0
F1_Industrial_Food Products_New_Process_Natural Gas_Gas Boiler - Maintenance_A_Achievable Economic RVT Potential | F1 | Industrial | Food Products | New | Process | Natural Gas | Gas Boiler - Maintenance | A | Integrated Unit Energy Savings (kWh or therms) | Achievable Economic RVT Potential | 0 | 0 | 0 | 0 | 0 | 34.75 | 34.75 | 34.75 | 34.75 | 34.75 | 34.75 | 34.75 | 34.75 | 34.75 | 34.75 | 34.75 | 34.75 | 34.75 | 34.75 | 34.75 | 34.75 | 34.75 | 34.75 | 34.75 | 34.75 | 34.75 | 34.75 | 34.75 | 34.75 | 34.75 | 34.75
F2_Industrial_Food Products_New_Process_Natural Gas_Gas Boiler - Maintenance_A_Achievable Economic RVT Potential | F2 | Industrial | Food Products | New | Process | Natural Gas | Gas Boiler - Maintenance | A | Integrated Unit Summer Peak Savings (kW) | Achievable Economic RVT Potential | 0 | 0 | 0 | 0 | 0 | 0 | 0 | 0 | 0 | 0 | 0 | 0 | 0 | 0 | 0 | 0 | 0 | 0 | 0 | 0 | 0 | 0 | 0 | 0 | 0 | 0 | 0 | 0 | 0 | 0 | 0
F3_Industrial_Food Products_New_Process_Natural Gas_Gas Boiler - Maintenance_A_Achievable Economic RVT Potential | F3 | Industrial | Food Products | New | Process | Natural Gas | Gas Boiler - Maintenance | A | Integrated Unit Winter Peak Savings (kW) | Achievable Economic RVT Potential | 0 | 0 | 0 | 0 | 0 | 0 | 0 | 0 | 0 | 0 | 0 | 0 | 0 | 0 | 0 | 0 | 0 | 0 | 0 | 0 | 0 | 0 | 0 | 0 | 0 | 0 | 0 | 0 | 0 | 0 | 0
F4_Industrial_Food Products_New_Process_Natural Gas_Gas Boiler - Maintenance_A_Achievable Economic RVT Potential | F4 | Industrial | Food Products | New | Process | Natural Gas | Gas Boiler - Maintenance | A | Incremental Energy Savings (MWh or mTherms) | Achievable Economic RVT Potential | 0 | 0 | 0 | 0 | 0 | 0 | 0 | 0 | 0 | 0 | 0 | 0 | 0 | 0 | 0 | 0 | 0 | 0 | 0 | 0 | 0 | 0 | 0 | 0 | 0 | 0 | 0 | 0 | 0 | 0 | 0
F5_Industrial_Food Products_New_Process_Natural Gas_Gas Boiler - Maintenance_A_Achievable Economic RVT Potential | F5 | Industrial | Food Products | New | Process | Natural Gas | Gas Boiler - Maintenance | A | Incremental Summer Peak Savings (MW) | Achievable Economic RVT Potential | 0 | 0 | 0 | 0 | 0 | 0 | 0 | 0 | 0 | 0 | 0 | 0 | 0 | 0 | 0 | 0 | 0 | 0 | 0 | 0 | 0 | 0 | 0 | 0 | 0 | 0 | 0 | 0 | 0 | 0 | 0
F6_Industrial_Food Products_New_Process_Natural Gas_Gas Boiler - Maintenance_A_Achievable Economic RVT Potential | F6 | Industrial | Food Products | New | Process | Natural Gas | Gas Boiler - Maintenance | A | Incremental Winter Peak Savings (MW) | Achievable Economic RVT Potential | 0 | 0 | 0 | 0 | 0 | 0 | 0 | 0 | 0 | 0 | 0 | 0 | 0 | 0 | 0 | 0 | 0 | 0 | 0 | 0 | 0 | 0 | 0 | 0 | 0 | 0 | 0 | 0 | 0 | 0 | 0
F7_Industrial_Food Products_New_Process_Natural Gas_Gas Boiler - Maintenance_A_Achievable Economic RVT Potential | F7 | Industrial | Food Products | New | Process | Natural Gas | Gas Boiler - Maintenance | A | Cumulative Energy Savings (MWh or mTherms) | Achievable Economic RVT Potential | 0 | 0 | 0 | 0 | 0 | 0 | 0 | 0 | 0 | 0 | 0 | 0 | 0 | 0 | 0 | 0 | 0 | 0 | 0 | 0 | 0 | 0 | 0 | 0 | 0 | 0 | 0 | 0 | 0 | 0 | 0
F8_Industrial_Food Products_New_Process_Natural Gas_Gas Boiler - Maintenance_A_Achievable Economic RVT Potential | F8 | Industrial | Food Products | New | Process | Natural Gas | Gas Boiler - Maintenance | A | Cumulative Summer Peak Savings (MW) | Achievable Economic RVT Potential | 0 | 0 | 0 | 0 | 0 | 0 | 0 | 0 | 0 | 0 | 0 | 0 | 0 | 0 | 0 | 0 | 0 | 0 | 0 | 0 | 0 | 0 | 0 | 0 | 0 | 0 | 0 | 0 | 0 | 0 | 0
F9_Industrial_Food Products_New_Process_Natural Gas_Gas Boiler - Maintenance_A_Achievable Economic RVT Potential | F9 | Industrial | Food Products | New | Process | Natural Gas | Gas Boiler - Maintenance | A | Cumulative Winter Peak Savings (MW) | Achievable Economic RVT Potential | 0 | 0 | 0 | 0 | 0 | 0 | 0 | 0 | 0 | 0 | 0 | 0 | 0 | 0 | 0 | 0 | 0 | 0 | 0 | 0 | 0 | 0 | 0 | 0 | 0 | 0 | 0 | 0 | 0 | 0 | 0
F10_Industrial_Food Products_New_Process_Natural Gas_Gas Boiler - Maintenance_A_Achievable Economic RVT Potential | F10 | Industrial | Food Products | New | Process | Natural Gas | Gas Boiler - Maintenance | A | Purchases (Incremental) | Achievable Economic RVT Potential | 0 | 0 | 0 | 0 | 0 | 0 | 0 | 0 | 0 | 0 | 0 | 0 | 0 | 0 | 0 | 0 | 0 | 0 | 0 | 0 | 0 | 0 | 0 | 0 | 0 | 0 | 0 | 0 | 0 | 0 | 0
F11_Industrial_Food Products_New_Process_Natural Gas_Gas Boiler - Maintenance_A_Achievable Economic RVT Potential | F11 | Industrial | Food Products | New | Process | Natural Gas | Gas Boiler - Maintenance | A | Purchases (Cumulative) | Achievable Economic RVT Potential | 0 | 0 | 0 | 0 | 0 | 0 | 0 | 0 | 0 | 0 | 0 | 0 | 0 | 0 | 0 | 0 | 0 | 0 | 0 | 0 | 0 | 0 | 0 | 0 | 0 | 0 | 0 | 0 | 0 | 0 | 0
F1_Industrial_Food Products_New_Space Heating_Natural Gas_Gas Furnace - Maintenance_A_Achievable Economic RVT Potential | F1 | Industrial | Food Products | New | Space Heating | Natural Gas | Gas Furnace - Maintenance | A | Integrated Unit Energy Savings (kWh or therms) | Achievable Economic RVT Potential | 0 | 0 | 0 | 0 | 0 | 0 | 0 | 0 | 0 | 0 | 0 | 0 | 0 | 0 | 0 | 0 | 0 | 0 | 0 | 0 | 0 | 0 | 0 | 0 | 0 | 0 | 0 | 0 | 0 | 0 | 0
F2_Industrial_Food Products_New_Space Heating_Natural Gas_Gas Furnace - Maintenance_A_Achievable Economic RVT Potential | F2 | Industrial | Food Products | New | Space Heating | Natural Gas | Gas Furnace - Maintenance | A | Integrated Unit Summer Peak Savings (kW) | Achievable Economic RVT Potential | 0 | 0 | 0 | 0 | 0 | 0 | 0 | 0 | 0 | 0 | 0 | 0 | 0 | 0 | 0 | 0 | 0 | 0 | 0 | 0 | 0 | 0 | 0 | 0 | 0 | 0 | 0 | 0 | 0 | 0 | 0
F3_Industrial_Food Products_New_Space Heating_Natural Gas_Gas Furnace - Maintenance_A_Achievable Economic RVT Potential | F3 | Industrial | Food Products | New | Space Heating | Natural Gas | Gas Furnace - Maintenance | A | Integrated Unit Winter Peak Savings (kW) | Achievable Economic RVT Potential | 0 | 0 | 0 | 0 | 0 | 0 | 0 | 0 | 0 | 0 | 0 | 0 | 0 | 0 | 0 | 0 | 0 | 0 | 0 | 0 | 0 | 0 | 0 | 0 | 0 | 0 | 0 | 0 | 0 | 0 | 0
F4_Industrial_Food Products_New_Space Heating_Natural Gas_Gas Furnace - Maintenance_A_Achievable Economic RVT Potential | F4 | Industrial | Food Products | New | Space Heating | Natural Gas | Gas Furnace - Maintenance | A | Incremental Energy Savings (MWh or mTherms) | Achievable Economic RVT Potential | 0 | 0 | 0 | 0 | 0 | 0 | 0 | 0 | 0 | 0 | 0 | 0 | 0 | 0 | 0 | 0 | 0 | 0 | 0 | 0 | 0 | 0 | 0 | 0 | 0 | 0 | 0 | 0 | 0 | 0 | 0
F5_Industrial_Food Products_New_Space Heating_Natural Gas_Gas Furnace - Maintenance_A_Achievable Economic RVT Potential | F5 | Industrial | Food Products | New | Space Heating | Natural Gas | Gas Furnace - Maintenance | A | Incremental Summer Peak Savings (MW) | Achievable Economic RVT Potential | 0 | 0 | 0 | 0 | 0 | 0 | 0 | 0 | 0 | 0 | 0 | 0 | 0 | 0 | 0 | 0 | 0 | 0 | 0 | 0 | 0 | 0 | 0 | 0 | 0 | 0 | 0 | 0 | 0 | 0 | 0
F6_Industrial_Food Products_New_Space Heating_Natural Gas_Gas Furnace - Maintenance_A_Achievable Economic RVT Potential | F6 | Industrial | Food Products | New | Space Heating | Natural Gas | Gas Furnace - Maintenance | A | Incremental Winter Peak Savings (MW) | Achievable Economic RVT Potential | 0 | 0 | 0 | 0 | 0 | 0 | 0 | 0 | 0 | 0 | 0 | 0 | 0 | 0 | 0 | 0 | 0 | 0 | 0 | 0 | 0 | 0 | 0 | 0 | 0 | 0 | 0 | 0 | 0 | 0 | 0
F7_Industrial_Food Products_New_Space Heating_Natural Gas_Gas Furnace - Maintenance_A_Achievable Economic RVT Potential | F7 | Industrial | Food Products | New | Space Heating | Natural Gas | Gas Furnace - Maintenance | A | Cumulative Energy Savings (MWh or mTherms) | Achievable Economic RVT Potential | 0 | 0 | 0 | 0 | 0 | 0 | 0 | 0 | 0 | 0 | 0 | 0 | 0 | 0 | 0 | 0 | 0 | 0 | 0 | 0 | 0 | 0 | 0 | 0 | 0 | 0 | 0 | 0 | 0 | 0 | 0
F8_Industrial_Food Products_New_Space Heating_Natural Gas_Gas Furnace - Maintenance_A_Achievable Economic RVT Potential | F8 | Industrial | Food Products | New | Space Heating | Natural Gas | Gas Furnace - Maintenance | A | Cumulative Summer Peak Savings (MW) | Achievable Economic RVT Potential | 0 | 0 | 0 | 0 | 0 | 0 | 0 | 0 | 0 | 0 | 0 | 0 | 0 | 0 | 0 | 0 | 0 | 0 | 0 | 0 | 0 | 0 | 0 | 0 | 0 | 0 | 0 | 0 | 0 | 0 | 0
F9_Industrial_Food Products_New_Space Heating_Natural Gas_Gas Furnace - Maintenance_A_Achievable Economic RVT Potential | F9 | Industrial | Food Products | New | Space Heating | Natural Gas | Gas Furnace - Maintenance | A | Cumulative Winter Peak Savings (MW) | Achievable Economic RVT Potential | 0 | 0 | 0 | 0 | 0 | 0 | 0 | 0 | 0 | 0 | 0 | 0 | 0 | 0 | 0 | 0 | 0 | 0 | 0 | 0 | 0 | 0 | 0 | 0 | 0 | 0 | 0 | 0 | 0 | 0 | 0
F10_Industrial_Food Products_New_Space Heating_Natural Gas_Gas Furnace - Maintenance_A_Achievable Economic RVT Potential | F10 | Industrial | Food Products | New | Space Heating | Natural Gas | Gas Furnace - Maintenance | A | Purchases (Incremental) | Achievable Economic RVT Potential | 0 | 0 | 0 | 0 | 0 | 0 | 0 | 0 | 0 | 0 | 0 | 0 | 0 | 0 | 0 | 0 | 0 | 0 | 0 | 0 | 0 | 0 | 0 | 0 | 0 | 0 | 0 | 0 | 0 | 0 | 0
F11_Industrial_Food Products_New_Space Heating_Natural Gas_Gas Furnace - Maintenance_A_Achievable Economic RVT Potential | F11 | Industrial | Food Products | New | Space Heating | Natural Gas | Gas Furnace - Maintenance | A | Purchases (Cumulative) | Achievable Economic RVT Potential | 0 | 0 | 0 | 0 | 0 | 0 | 0 | 0 | 0 | 0 | 0 | 0 | 0 | 0 | 0 | 0 | 0 | 0 | 0 | 0 | 0 | 0 | 0 | 0 | 0 | 0 | 0 | 0 | 0 | 0 | 0
F1_Industrial_Food Products_New_Space Heating_Natural Gas_Gas Boiler - Hot Water Reset_A_Achievable Economic RVT Potential | F1 | Industrial | Food Products | New | Space Heating | Natural Gas | Gas Boiler - Hot Water Reset | A | Integrated Unit Energy Savings (kWh or therms) | Achievable Economic RVT Potential | 0 | 0 | 0 | 0 | 0 | 0 | 0 | 0 | 0 | 0 | 0 | 0 | 0 | 0 | 0 | 0 | 0 | 0 | 0 | 0 | 0 | 0 | 0 | 0 | 0 | 0 | 0 | 0 | 0 | 0 | 0
F2_Industrial_Food Products_New_Space Heating_Natural Gas_Gas Boiler - Hot Water Reset_A_Achievable Economic RVT Potential | F2 | Industrial | Food Products | New | Space Heating | Natural Gas | Gas Boiler - Hot Water Reset | A | Integrated Unit Summer Peak Savings (kW) | Achievable Economic RVT Potential | 0 | 0 | 0 | 0 | 0 | 0 | 0 | 0 | 0 | 0 | 0 | 0 | 0 | 0 | 0 | 0 | 0 | 0 | 0 | 0 | 0 | 0 | 0 | 0 | 0 | 0 | 0 | 0 | 0 | 0 | 0
F3_Industrial_Food Products_New_Space Heating_Natural Gas_Gas Boiler - Hot Water Reset_A_Achievable Economic RVT Potential | F3 | Industrial | Food Products | New | Space Heating | Natural Gas | Gas Boiler - Hot Water Reset | A | Integrated Unit Winter Peak Savings (kW) | Achievable Economic RVT Potential | 0 | 0 | 0 | 0 | 0 | 0 | 0 | 0 | 0 | 0 | 0 | 0 | 0 | 0 | 0 | 0 | 0 | 0 | 0 | 0 | 0 | 0 | 0 | 0 | 0 | 0 | 0 | 0 | 0 | 0 | 0
F4_Industrial_Food Products_New_Space Heating_Natural Gas_Gas Boiler - Hot Water Reset_A_Achievable Economic RVT Potential | F4 | Industrial | Food Products | New | Space Heating | Natural Gas | Gas Boiler - Hot Water Reset | A | Incremental Energy Savings (MWh or mTherms) | Achievable Economic RVT Potential | 0 | 0 | 0 | 0 | 0 | 0 | 0 | 0 | 0 | 0 | 0 | 0 | 0 | 0 | 0 | 0 | 0 | 0 | 0 | 0 | 0 | 0 | 0 | 0 | 0 | 0 | 0 | 0 | 0 | 0 | 0
F5_Industrial_Food Products_New_Space Heating_Natural Gas_Gas Boiler - Hot Water Reset_A_Achievable Economic RVT Potential | F5 | Industrial | Food Products | New | Space Heating | Natural Gas | Gas Boiler - Hot Water Reset | A | Incremental Summer Peak Savings (MW) | Achievable Economic RVT Potential | 0 | 0 | 0 | 0 | 0 | 0 | 0 | 0 | 0 | 0 | 0 | 0 | 0 | 0 | 0 | 0 | 0 | 0 | 0 | 0 | 0 | 0 | 0 | 0 | 0 | 0 | 0 | 0 | 0 | 0 | 0
F6_Industrial_Food Products_New_Space Heating_Natural Gas_Gas Boiler - Hot Water Reset_A_Achievable Economic RVT Potential | F6 | Industrial | Food Products | New | Space Heating | Natural Gas | Gas Boiler - Hot Water Reset | A | Incremental Winter Peak Savings (MW) | Achievable Economic RVT Potential | 0 | 0 | 0 | 0 | 0 | 0 | 0 | 0 | 0 | 0 | 0 | 0 | 0 | 0 | 0 | 0 | 0 | 0 | 0 | 0 | 0 | 0 | 0 | 0 | 0 | 0 | 0 | 0 | 0 | 0 | 0
F7_Industrial_Food Products_New_Space Heating_Natural Gas_Gas Boiler - Hot Water Reset_A_Achievable Economic RVT Potential | F7 | Industrial | Food Products | New | Space Heating | Natural Gas | Gas Boiler - Hot Water Reset | A | Cumulative Energy Savings (MWh or mTherms) | Achievable Economic RVT Potential | 0 | 0 | 0 | 0 | 0 | 0 | 0 | 0 | 0 | 0 | 0 | 0 | 0 | 0 | 0 | 0 | 0 | 0 | 0 | 0 | 0 | 0 | 0 | 0 | 0 | 0 | 0 | 0 | 0 | 0 | 0
F8_Industrial_Food Products_New_Space Heating_Natural Gas_Gas Boiler - Hot Water Reset_A_Achievable Economic RVT Potential | F8 | Industrial | Food Products | New | Space Heating | Natural Gas | Gas Boiler - Hot Water Reset | A | Cumulative Summer Peak Savings (MW) | Achievable Economic RVT Potential | 0 | 0 | 0 | 0 | 0 | 0 | 0 | 0 | 0 | 0 | 0 | 0 | 0 | 0 | 0 | 0 | 0 | 0 | 0 | 0 | 0 | 0 | 0 | 0 | 0 | 0 | 0 | 0 | 0 | 0 | 0
F9_Industrial_Food Products_New_Space Heating_Natural Gas_Gas Boiler - Hot Water Reset_A_Achievable Economic RVT Potential | F9 | Industrial | Food Products | New | Space Heating | Natural Gas | Gas Boiler - Hot Water Reset | A | Cumulative Winter Peak Savings (MW) | Achievable Economic RVT Potential | 0 | 0 | 0 | 0 | 0 | 0 | 0 | 0 | 0 | 0 | 0 | 0 | 0 | 0 | 0 | 0 | 0 | 0 | 0 | 0 | 0 | 0 | 0 | 0 | 0 | 0 | 0 | 0 | 0 | 0 | 0
F10_Industrial_Food Products_New_Space Heating_Natural Gas_Gas Boiler - Hot Water Reset_A_Achievable Economic RVT Potential | F10 | Industrial | Food Products | New | Space Heating | Natural Gas | Gas Boiler - Hot Water Reset | A | Purchases (Incremental) | Achievable Economic RVT Potential | 0 | 0 | 0 | 0 | 0 | 0 | 0 | 0 | 0 | 0 | 0 | 0 | 0 | 0 | 0 | 0 | 0 | 0 | 0 | 0 | 0 | 0 | 0 | 0 | 0 | 0 | 0 | 0 | 0 | 0 | 0
F11_Industrial_Food Products_New_Space Heating_Natural Gas_Gas Boiler - Hot Water Reset_A_Achievable Economic RVT Potential | F11 | Industrial | Food Products | New | Space Heating | Natural Gas | Gas Boiler - Hot Water Reset | A | Purchases (Cumulative) | Achievable Economic RVT Potential | 0 | 0 | 0 | 0 | 0 | 0 | 0 | 0 | 0 | 0 | 0 | 0 | 0 | 0 | 0 | 0 | 0 | 0 | 0 | 0 | 0 | 0 | 0 | 0 | 0 | 0 | 0 | 0 | 0 | 0 | 0
F1_Industrial_Food Products_New_Process_Natural Gas_Gas Boiler - Hot Water Reset_A_Achievable Economic RVT Potential | F1 | Industrial | Food Products | New | Process | Natural Gas | Gas Boiler - Hot Water Reset | A | Integrated Unit Energy Savings (kWh or therms) | Achievable Economic RVT Potential | 0 | 0 | 0 | 0 | 0 | 63.0844 | 63.0044 | 62.9346 | 62.8735 | 62.8157 | 62.7908 | 62.7734 | 62.7617 | 62.7541 | 62.7491 | 62.7467 | 62.7459 | 62.7468 | 62.749 | 62.7522 | 62.7601 | 62.7673 | 62.7739 | 62.7798 | 62.7853 | 62.8002 | 62.814 | 62.8267 | 63.1817 | 63.1817 | 63.1817
F2_Industrial_Food Products_New_Process_Natural Gas_Gas Boiler - Hot Water Reset_A_Achievable Economic RVT Potential | F2 | Industrial | Food Products | New | Process | Natural Gas | Gas Boiler - Hot Water Reset | A | Integrated Unit Summer Peak Savings (kW) | Achievable Economic RVT Potential | 0 | 0 | 0 | 0 | 0 | 0 | 0 | 0 | 0 | 0 | 0 | 0 | 0 | 0 | 0 | 0 | 0 | 0 | 0 | 0 | 0 | 0 | 0 | 0 | 0 | 0 | 0 | 0 | 0 | 0 | 0
F3_Industrial_Food Products_New_Process_Natural Gas_Gas Boiler - Hot Water Reset_A_Achievable Economic RVT Potential | F3 | Industrial | Food Products | New | Process | Natural Gas | Gas Boiler - Hot Water Reset | A | Integrated Unit Winter Peak Savings (kW) | Achievable Economic RVT Potential | 0 | 0 | 0 | 0 | 0 | 0 | 0 | 0 | 0 | 0 | 0 | 0 | 0 | 0 | 0 | 0 | 0 | 0 | 0 | 0 | 0 | 0 | 0 | 0 | 0 | 0 | 0 | 0 | 0 | 0 | 0
F4_Industrial_Food Products_New_Process_Natural Gas_Gas Boiler - Hot Water Reset_A_Achievable Economic RVT Potential | F4 | Industrial | Food Products | New | Process | Natural Gas | Gas Boiler - Hot Water Reset | A | Incremental Energy Savings (MWh or mTherms) | Achievable Economic RVT Potential | 0 | 0 | 0 | 0 | 0 | 0 | 0 | 0 | 0 | 0 | 0 | 0 | 0 | 0 | 0 | 0 | 0 | 0 | 0 | 0 | 0 | 0 | 0 | 0 | 0 | 0 | 0 | 0 | 0 | 0 | 0
F5_Industrial_Food Products_New_Process_Natural Gas_Gas Boiler - Hot Water Reset_A_Achievable Economic RVT Potential | F5 | Industrial | Food Products | New | Process | Natural Gas | Gas Boiler - Hot Water Reset | A | Incremental Summer Peak Savings (MW) | Achievable Economic RVT Potential | 0 | 0 | 0 | 0 | 0 | 0 | 0 | 0 | 0 | 0 | 0 | 0 | 0 | 0 | 0 | 0 | 0 | 0 | 0 | 0 | 0 | 0 | 0 | 0 | 0 | 0 | 0 | 0 | 0 | 0 | 0
F6_Industrial_Food Products_New_Process_Natural Gas_Gas Boiler - Hot Water Reset_A_Achievable Economic RVT Potential | F6 | Industrial | Food Products | New | Process | Natural Gas | Gas Boiler - Hot Water Reset | A | Incremental Winter Peak Savings (MW) | Achievable Economic RVT Potential | 0 | 0 | 0 | 0 | 0 | 0 | 0 | 0 | 0 | 0 | 0 | 0 | 0 | 0 | 0 | 0 | 0 | 0 | 0 | 0 | 0 | 0 | 0 | 0 | 0 | 0 | 0 | 0 | 0 | 0 | 0
F7_Industrial_Food Products_New_Process_Natural Gas_Gas Boiler - Hot Water Reset_A_Achievable Economic RVT Potential | F7 | Industrial | Food Products | New | Process | Natural Gas | Gas Boiler - Hot Water Reset | A | Cumulative Energy Savings (MWh or mTherms) | Achievable Economic RVT Potential | 0 | 0 | 0 | 0 | 0 | 0 | 0 | 0 | 0 | 0 | 0 | 0 | 0 | 0 | 0 | 0 | 0 | 0 | 0 | 0 | 0 | 0 | 0 | 0 | 0 | 0 | 0 | 0 | 0 | 0 | 0
F8_Industrial_Food Products_New_Process_Natural Gas_Gas Boiler - Hot Water Reset_A_Achievable Economic RVT Potential | F8 | Industrial | Food Products | New | Process | Natural Gas | Gas Boiler - Hot Water Reset | A | Cumulative Summer Peak Savings (MW) | Achievable Economic RVT Potential | 0 | 0 | 0 | 0 | 0 | 0 | 0 | 0 | 0 | 0 | 0 | 0 | 0 | 0 | 0 | 0 | 0 | 0 | 0 | 0 | 0 | 0 | 0 | 0 | 0 | 0 | 0 | 0 | 0 | 0 | 0
F9_Industrial_Food Products_New_Process_Natural Gas_Gas Boiler - Hot Water Reset_A_Achievable Economic RVT Potential | F9 | Industrial | Food Products | New | Process | Natural Gas | Gas Boiler - Hot Water Reset | A | Cumulative Winter Peak Savings (MW) | Achievable Economic RVT Potential | 0 | 0 | 0 | 0 | 0 | 0 | 0 | 0 | 0 | 0 | 0 | 0 | 0 | 0 | 0 | 0 | 0 | 0 | 0 | 0 | 0 | 0 | 0 | 0 | 0 | 0 | 0 | 0 | 0 | 0 | 0
F10_Industrial_Food Products_New_Process_Natural Gas_Gas Boiler - Hot Water Reset_A_Achievable Economic RVT Potential | F10 | Industrial | Food Products | New | Process | Natural Gas | Gas Boiler - Hot Water Reset | A | Purchases (Incremental) | Achievable Economic RVT Potential | 0 | 0 | 0 | 0 | 0 | 0 | 0 | 0 | 0 | 0 | 0 | 0 | 0 | 0 | 0 | 0 | 0 | 0 | 0 | 0 | 0 | 0 | 0 | 0 | 0 | 0 | 0 | 0 | 0 | 0 | 0
F11_Industrial_Food Products_New_Process_Natural Gas_Gas Boiler - Hot Water Reset_A_Achievable Economic RVT Potential | F11 | Industrial | Food Products | New | Process | Natural Gas | Gas Boiler - Hot Water Reset | A | Purchases (Cumulative) | Achievable Economic RVT Potential | 0 | 0 | 0 | 0 | 0 | 0 | 0 | 0 | 0 | 0 | 0 | 0 | 0 | 0 | 0 | 0 | 0 | 0 | 0 | 0 | 0 | 0 | 0 | 0 | 0 | 0 | 0 | 0 | 0 | 0 | 0
F1_Industrial_Food Products_New_Space Heating_Natural Gas_Steam Trap Maintenance_A_Achievable Economic RVT Potential | F1 | Industrial | Food Products | New | Space Heating | Natural Gas | Steam Trap Maintenance | A | Integrated Unit Energy Savings (kWh or therms) | Achievable Economic RVT Potential | 0 | 0 | 0 | 0 | 0 | 0 | 0 | 0 | 0 | 0 | 0 | 0 | 0 | 0 | 0 | 0 | 0 | 0 | 0 | 0 | 0 | 0 | 0 | 0 | 0 | 0 | 0 | 0 | 0 | 0 | 0
F2_Industrial_Food Products_New_Space Heating_Natural Gas_Steam Trap Maintenance_A_Achievable Economic RVT Potential | F2 | Industrial | Food Products | New | Space Heating | Natural Gas | Steam Trap Maintenance | A | Integrated Unit Summer Peak Savings (kW) | Achievable Economic RVT Potential | 0 | 0 | 0 | 0 | 0 | 0 | 0 | 0 | 0 | 0 | 0 | 0 | 0 | 0 | 0 | 0 | 0 | 0 | 0 | 0 | 0 | 0 | 0 | 0 | 0 | 0 | 0 | 0 | 0 | 0 | 0
F3_Industrial_Food Products_New_Space Heating_Natural Gas_Steam Trap Maintenance_A_Achievable Economic RVT Potential | F3 | Industrial | Food Products | New | Space Heating | Natural Gas | Steam Trap Maintenance | A | Integrated Unit Winter Peak Savings (kW) | Achievable Economic RVT Potential | 0 | 0 | 0 | 0 | 0 | 0 | 0 | 0 | 0 | 0 | 0 | 0 | 0 | 0 | 0 | 0 | 0 | 0 | 0 | 0 | 0 | 0 | 0 | 0 | 0 | 0 | 0 | 0 | 0 | 0 | 0
F4_Industrial_Food Products_New_Space Heating_Natural Gas_Steam Trap Maintenance_A_Achievable Economic RVT Potential | F4 | Industrial | Food Products | New | Space Heating | Natural Gas | Steam Trap Maintenance | A | Incremental Energy Savings (MWh or mTherms) | Achievable Economic RVT Potential | 0 | 0 | 0 | 0 | 0 | 0 | 0 | 0 | 0 | 0 | 0 | 0 | 0 | 0 | 0 | 0 | 0 | 0 | 0 | 0 | 0 | 0 | 0 | 0 | 0 | 0 | 0 | 0 | 0 | 0 | 0
F5_Industrial_Food Products_New_Space Heating_Natural Gas_Steam Trap Maintenance_A_Achievable Economic RVT Potential | F5 | Industrial | Food Products | New | Space Heating | Natural Gas | Steam Trap Maintenance | A | Incremental Summer Peak Savings (MW) | Achievable Economic RVT Potential | 0 | 0 | 0 | 0 | 0 | 0 | 0 | 0 | 0 | 0 | 0 | 0 | 0 | 0 | 0 | 0 | 0 | 0 | 0 | 0 | 0 | 0 | 0 | 0 | 0 | 0 | 0 | 0 | 0 | 0 | 0
F6_Industrial_Food Products_New_Space Heating_Natural Gas_Steam Trap Maintenance_A_Achievable Economic RVT Potential | F6 | Industrial | Food Products | New | Space Heating | Natural Gas | Steam Trap Maintenance | A | Incremental Winter Peak Savings (MW) | Achievable Economic RVT Potential | 0 | 0 | 0 | 0 | 0 | 0 | 0 | 0 | 0 | 0 | 0 | 0 | 0 | 0 | 0 | 0 | 0 | 0 | 0 | 0 | 0 | 0 | 0 | 0 | 0 | 0 | 0 | 0 | 0 | 0 | 0
F7_Industrial_Food Products_New_Space Heating_Natural Gas_Steam Trap Maintenance_A_Achievable Economic RVT Potential | F7 | Industrial | Food Products | New | Space Heating | Natural Gas | Steam Trap Maintenance | A | Cumulative Energy Savings (MWh or mTherms) | Achievable Economic RVT Potential | 0 | 0 | 0 | 0 | 0 | 0 | 0 | 0 | 0 | 0 | 0 | 0 | 0 | 0 | 0 | 0 | 0 | 0 | 0 | 0 | 0 | 0 | 0 | 0 | 0 | 0 | 0 | 0 | 0 | 0 | 0
F8_Industrial_Food Products_New_Space Heating_Natural Gas_Steam Trap Maintenance_A_Achievable Economic RVT Potential | F8 | Industrial | Food Products | New | Space Heating | Natural Gas | Steam Trap Maintenance | A | Cumulative Summer Peak Savings (MW) | Achievable Economic RVT Potential | 0 | 0 | 0 | 0 | 0 | 0 | 0 | 0 | 0 | 0 | 0 | 0 | 0 | 0 | 0 | 0 | 0 | 0 | 0 | 0 | 0 | 0 | 0 | 0 | 0 | 0 | 0 | 0 | 0 | 0 | 0
F9_Industrial_Food Products_New_Space Heating_Natural Gas_Steam Trap Maintenance_A_Achievable Economic RVT Potential | F9 | Industrial | Food Products | New | Space Heating | Natural Gas | Steam Trap Maintenance | A | Cumulative Winter Peak Savings (MW) | Achievable Economic RVT Potential | 0 | 0 | 0 | 0 | 0 | 0 | 0 | 0 | 0 | 0 | 0 | 0 | 0 | 0 | 0 | 0 | 0 | 0 | 0 | 0 | 0 | 0 | 0 | 0 | 0 | 0 | 0 | 0 | 0 | 0 | 0
F10_Industrial_Food Products_New_Space Heating_Natural Gas_Steam Trap Maintenance_A_Achievable Economic RVT Potential | F10 | Industrial | Food Products | New | Space Heating | Natural Gas | Steam Trap Maintenance | A | Purchases (Incremental) | Achievable Economic RVT Potential | 0 | 0 | 0 | 0 | 0 | 0 | 0 | 0 | 0 | 0 | 0 | 0 | 0 | 0 | 0 | 0 | 0 | 0 | 0 | 0 | 0 | 0 | 0 | 0 | 0 | 0 | 0 | 0 | 0 | 0 | 0
F11_Industrial_Food Products_New_Space Heating_Natural Gas_Steam Trap Maintenance_A_Achievable Economic RVT Potential | F11 | Industrial | Food Products | New | Space Heating | Natural Gas | Steam Trap Maintenance | A | Purchases (Cumulative) | Achievable Economic RVT Potential | 0 | 0 | 0 | 0 | 0 | 0 | 0 | 0 | 0 | 0 | 0 | 0 | 0 | 0 | 0 | 0 | 0 | 0 | 0 | 0 | 0 | 0 | 0 | 0 | 0 | 0 | 0 | 0 | 0 | 0 | 0
F1_Industrial_Food Products_New_Process_Natural Gas_Steam Trap Maintenance_A_Achievable Economic RVT Potential | F1 | Industrial | Food Products | New | Process | Natural Gas | Steam Trap Maintenance | A | Integrated Unit Energy Savings (kWh or therms) | Achievable Economic RVT Potential | 0 | 0 | 0 | 0 | 0 | 44.6095 | 44.5838 | 44.5621 | 44.5443 | 44.5272 | 44.5134 | 44.5042 | 44.4986 | 44.4954 | 44.494 | 44.4939 | 44.4949 | 44.4968 | 44.4995 | 44.5028 | 44.5094 | 44.5153 | 44.5207 | 44.5257 | 44.5302 | 44.5344 | 44.5382 | 44.5418 | 44.6416 | 44.6416 | 44.6416
F2_Industrial_Food Products_New_Process_Natural Gas_Steam Trap Maintenance_A_Achievable Economic RVT Potential | F2 | Industrial | Food Products | New | Process | Natural Gas | Steam Trap Maintenance | A | Integrated Unit Summer Peak Savings (kW) | Achievable Economic RVT Potential | 0 | 0 | 0 | 0 | 0 | 0 | 0 | 0 | 0 | 0 | 0 | 0 | 0 | 0 | 0 | 0 | 0 | 0 | 0 | 0 | 0 | 0 | 0 | 0 | 0 | 0 | 0 | 0 | 0 | 0 | 0
F3_Industrial_Food Products_New_Process_Natural Gas_Steam Trap Maintenance_A_Achievable Economic RVT Potential | F3 | Industrial | Food Products | New | Process | Natural Gas | Steam Trap Maintenance | A | Integrated Unit Winter Peak Savings (kW) | Achievable Economic RVT Potential | 0 | 0 | 0 | 0 | 0 | 0 | 0 | 0 | 0 | 0 | 0 | 0 | 0 | 0 | 0 | 0 | 0 | 0 | 0 | 0 | 0 | 0 | 0 | 0 | 0 | 0 | 0 | 0 | 0 | 0 | 0
F4_Industrial_Food Products_New_Process_Natural Gas_Steam Trap Maintenance_A_Achievable Economic RVT Potential | F4 | Industrial | Food Products | New | Process | Natural Gas | Steam Trap Maintenance | A | Incremental Energy Savings (MWh or mTherms) | Achievable Economic RVT Potential | 0 | 0 | 0 | 0 | 0 | 0 | 0 | 0 | 0 | 0 | 0 | 0 | 0 | 0 | 0 | 0 | 0 | 0 | 0 | 0 | 0 | 0 | 0 | 0 | 0 | 0 | 0 | 0 | 0 | 0 | 0
F5_Industrial_Food Products_New_Process_Natural Gas_Steam Trap Maintenance_A_Achievable Economic RVT Potential | F5 | Industrial | Food Products | New | Process | Natural Gas | Steam Trap Maintenance | A | Incremental Summer Peak Savings (MW) | Achievable Economic RVT Potential | 0 | 0 | 0 | 0 | 0 | 0 | 0 | 0 | 0 | 0 | 0 | 0 | 0 | 0 | 0 | 0 | 0 | 0 | 0 | 0 | 0 | 0 | 0 | 0 | 0 | 0 | 0 | 0 | 0 | 0 | 0
F6_Industrial_Food Products_New_Process_Natural Gas_Steam Trap Maintenance_A_Achievable Economic RVT Potential | F6 | Industrial | Food Products | New | Process | Natural Gas | Steam Trap Maintenance | A | Incremental Winter Peak Savings (MW) | Achievable Economic RVT Potential | 0 | 0 | 0 | 0 | 0 | 0 | 0 | 0 | 0 | 0 | 0 | 0 | 0 | 0 | 0 | 0 | 0 | 0 | 0 | 0 | 0 | 0 | 0 | 0 | 0 | 0 | 0 | 0 | 0 | 0 | 0
F7_Industrial_Food Products_New_Process_Natural Gas_Steam Trap Maintenance_A_Achievable Economic RVT Potential | F7 | Industrial | Food Products | New | Process | Natural Gas | Steam Trap Maintenance | A | Cumulative Energy Savings (MWh or mTherms) | Achievable Economic RVT Potential | 0 | 0 | 0 | 0 | 0 | 0 | 0 | 0 | 0 | 0 | 0 | 0 | 0 | 0 | 0 | 0 | 0 | 0 | 0 | 0 | 0 | 0 | 0 | 0 | 0 | 0 | 0 | 0 | 0 | 0 | 0
F8_Industrial_Food Products_New_Process_Natural Gas_Steam Trap Maintenance_A_Achievable Economic RVT Potential | F8 | Industrial | Food Products | New | Process | Natural Gas | Steam Trap Maintenance | A | Cumulative Summer Peak Savings (MW) | Achievable Economic RVT Potential | 0 | 0 | 0 | 0 | 0 | 0 | 0 | 0 | 0 | 0 | 0 | 0 | 0 | 0 | 0 | 0 | 0 | 0 | 0 | 0 | 0 | 0 | 0 | 0 | 0 | 0 | 0 | 0 | 0 | 0 | 0
F9_Industrial_Food Products_New_Process_Natural Gas_Steam Trap Maintenance_A_Achievable Economic RVT Potential | F9 | Industrial | Food Products | New | Process | Natural Gas | Steam Trap Maintenance | A | Cumulative Winter Peak Savings (MW) | Achievable Economic RVT Potential | 0 | 0 | 0 | 0 | 0 | 0 | 0 | 0 | 0 | 0 | 0 | 0 | 0 | 0 | 0 | 0 | 0 | 0 | 0 | 0 | 0 | 0 | 0 | 0 | 0 | 0 | 0 | 0 | 0 | 0 | 0
F10_Industrial_Food Products_New_Process_Natural Gas_Steam Trap Maintenance_A_Achievable Economic RVT Potential | F10 | Industrial | Food Products | New | Process | Natural Gas | Steam Trap Maintenance | A | Purchases (Incremental) | Achievable Economic RVT Potential | 0 | 0 | 0 | 0 | 0 | 0 | 0 | 0 | 0 | 0 | 0 | 0 | 0 | 0 | 0 | 0 | 0 | 0 | 0 | 0 | 0 | 0 | 0 | 0 | 0 | 0 | 0 | 0 | 0 | 0 | 0
F11_Industrial_Food Products_New_Process_Natural Gas_Steam Trap Maintenance_A_Achievable Economic RVT Potential | F11 | Industrial | Food Products | New | Process | Natural Gas | Steam Trap Maintenance | A | Purchases (Cumulative) | Achievable Economic RVT Potential | 0 | 0 | 0 | 0 | 0 | 0 | 0 | 0 | 0 | 0 | 0 | 0 | 0 | 0 | 0 | 0 | 0 | 0 | 0 | 0 | 0 | 0 | 0 | 0 | 0 | 0 | 0 | 0 | 0 | 0 | 0
F1_Industrial_Food Products_New_Space Heating_Natural Gas_Gas Boiler - High Turndown_A_Achievable Economic RVT Potential | F1 | Industrial | Food Products | New | Space Heating | Natural Gas | Gas Boiler - High Turndown | A | Integrated Unit Energy Savings (kWh or therms) | Achievable Economic RVT Potential | 0 | 0 | 0 | 0 | 0 | 0 | 0 | 0 | 0 | 0 | 0 | 0 | 0 | 0 | 0 | 0 | 0 | 0 | 0 | 0 | 0 | 0 | 0 | 0 | 0 | 0 | 0 | 0 | 0 | 0 | 0
F2_Industrial_Food Products_New_Space Heating_Natural Gas_Gas Boiler - High Turndown_A_Achievable Economic RVT Potential | F2 | Industrial | Food Products | New | Space Heating | Natural Gas | Gas Boiler - High Turndown | A | Integrated Unit Summer Peak Savings (kW) | Achievable Economic RVT Potential | 0 | 0 | 0 | 0 | 0 | 0 | 0 | 0 | 0 | 0 | 0 | 0 | 0 | 0 | 0 | 0 | 0 | 0 | 0 | 0 | 0 | 0 | 0 | 0 | 0 | 0 | 0 | 0 | 0 | 0 | 0
F3_Industrial_Food Products_New_Space Heating_Natural Gas_Gas Boiler - High Turndown_A_Achievable Economic RVT Potential | F3 | Industrial | Food Products | New | Space Heating | Natural Gas | Gas Boiler - High Turndown | A | Integrated Unit Winter Peak Savings (kW) | Achievable Economic RVT Potential | 0 | 0 | 0 | 0 | 0 | 0 | 0 | 0 | 0 | 0 | 0 | 0 | 0 | 0 | 0 | 0 | 0 | 0 | 0 | 0 | 0 | 0 | 0 | 0 | 0 | 0 | 0 | 0 | 0 | 0 | 0
F4_Industrial_Food Products_New_Space Heating_Natural Gas_Gas Boiler - High Turndown_A_Achievable Economic RVT Potential | F4 | Industrial | Food Products | New | Space Heating | Natural Gas | Gas Boiler - High Turndown | A | Incremental Energy Savings (MWh or mTherms) | Achievable Economic RVT Potential | 0 | 0 | 0 | 0 | 0 | 0 | 0 | 0 | 0 | 0 | 0 | 0 | 0 | 0 | 0 | 0 | 0 | 0 | 0 | 0 | 0 | 0 | 0 | 0 | 0 | 0 | 0 | 0 | 0 | 0 | 0
F5_Industrial_Food Products_New_Space Heating_Natural Gas_Gas Boiler - High Turndown_A_Achievable Economic RVT Potential | F5 | Industrial | Food Products | New | Space Heating | Natural Gas | Gas Boiler - High Turndown | A | Incremental Summer Peak Savings (MW) | Achievable Economic RVT Potential | 0 | 0 | 0 | 0 | 0 | 0 | 0 | 0 | 0 | 0 | 0 | 0 | 0 | 0 | 0 | 0 | 0 | 0 | 0 | 0 | 0 | 0 | 0 | 0 | 0 | 0 | 0 | 0 | 0 | 0 | 0
F6_Industrial_Food Products_New_Space Heating_Natural Gas_Gas Boiler - High Turndown_A_Achievable Economic RVT Potential | F6 | Industrial | Food Products | New | Space Heating | Natural Gas | Gas Boiler - High Turndown | A | Incremental Winter Peak Savings (MW) | Achievable Economic RVT Potential | 0 | 0 | 0 | 0 | 0 | 0 | 0 | 0 | 0 | 0 | 0 | 0 | 0 | 0 | 0 | 0 | 0 | 0 | 0 | 0 | 0 | 0 | 0 | 0 | 0 | 0 | 0 | 0 | 0 | 0 | 0
F7_Industrial_Food Products_New_Space Heating_Natural Gas_Gas Boiler - High Turndown_A_Achievable Economic RVT Potential | F7 | Industrial | Food Products | New | Space Heating | Natural Gas | Gas Boiler - High Turndown | A | Cumulative Energy Savings (MWh or mTherms) | Achievable Economic RVT Potential | 0 | 0 | 0 | 0 | 0 | 0 | 0 | 0 | 0 | 0 | 0 | 0 | 0 | 0 | 0 | 0 | 0 | 0 | 0 | 0 | 0 | 0 | 0 | 0 | 0 | 0 | 0 | 0 | 0 | 0 | 0
F8_Industrial_Food Products_New_Space Heating_Natural Gas_Gas Boiler - High Turndown_A_Achievable Economic RVT Potential | F8 | Industrial | Food Products | New | Space Heating | Natural Gas | Gas Boiler - High Turndown | A | Cumulative Summer Peak Savings (MW) | Achievable Economic RVT Potential | 0 | 0 | 0 | 0 | 0 | 0 | 0 | 0 | 0 | 0 | 0 | 0 | 0 | 0 | 0 | 0 | 0 | 0 | 0 | 0 | 0 | 0 | 0 | 0 | 0 | 0 | 0 | 0 | 0 | 0 | 0
F9_Industrial_Food Products_New_Space Heating_Natural Gas_Gas Boiler - High Turndown_A_Achievable Economic RVT Potential | F9 | Industrial | Food Products | New | Space Heating | Natural Gas | Gas Boiler - High Turndown | A | Cumulative Winter Peak Savings (MW) | Achievable Economic RVT Potential | 0 | 0 | 0 | 0 | 0 | 0 | 0 | 0 | 0 | 0 | 0 | 0 | 0 | 0 | 0 | 0 | 0 | 0 | 0 | 0 | 0 | 0 | 0 | 0 | 0 | 0 | 0 | 0 | 0 | 0 | 0
F10_Industrial_Food Products_New_Space Heating_Natural Gas_Gas Boiler - High Turndown_A_Achievable Economic RVT Potential | F10 | Industrial | Food Products | New | Space Heating | Natural Gas | Gas Boiler - High Turndown | A | Purchases (Incremental) | Achievable Economic RVT Potential | 0 | 0 | 0 | 0 | 0 | 0 | 0 | 0 | 0 | 0 | 0 | 0 | 0 | 0 | 0 | 0 | 0 | 0 | 0 | 0 | 0 | 0 | 0 | 0 | 0 | 0 | 0 | 0 | 0 | 0 | 0
F11_Industrial_Food Products_New_Space Heating_Natural Gas_Gas Boiler - High Turndown_A_Achievable Economic RVT Potential | F11 | Industrial | Food Products | New | Space Heating | Natural Gas | Gas Boiler - High Turndown | A | Purchases (Cumulative) | Achievable Economic RVT Potential | 0 | 0 | 0 | 0 | 0 | 0 | 0 | 0 | 0 | 0 | 0 | 0 | 0 | 0 | 0 | 0 | 0 | 0 | 0 | 0 | 0 | 0 | 0 | 0 | 0 | 0 | 0 | 0 | 0 | 0 | 0
F1_Industrial_Food Products_New_Process_Natural Gas_Gas Boiler - High Turndown_A_Achievable Economic RVT Potential | F1 | Industrial | Food Products | New | Process | Natural Gas | Gas Boiler - High Turndown | A | Integrated Unit Energy Savings (kWh or therms) | Achievable Economic RVT Potential | 0 | 0 | 0 | 0 | 0 | 47.2533 | 47.1407 | 47.0391 | 46.9457 | 46.8556 | 46.7914 | 46.7361 | 46.6888 | 46.6493 | 46.6171 | 46.593 | 46.5762 | 46.5653 | 46.5583 | 46.5534 | 46.5525 | 46.5526 | 46.5514 | 46.5491 | 46.5457 | 46.5771 | 46.6061 | 46.6331 | 47.3863 | 47.3863 | 47.3863
F2_Industrial_Food Products_New_Process_Natural Gas_Gas Boiler - High Turndown_A_Achievable Economic RVT Potential | F2 | Industrial | Food Products | New | Process | Natural Gas | Gas Boiler - High Turndown | A | Integrated Unit Summer Peak Savings (kW) | Achievable Economic RVT Potential | 0 | 0 | 0 | 0 | 0 | 0 | 0 | 0 | 0 | 0 | 0 | 0 | 0 | 0 | 0 | 0 | 0 | 0 | 0 | 0 | 0 | 0 | 0 | 0 | 0 | 0 | 0 | 0 | 0 | 0 | 0
F3_Industrial_Food Products_New_Process_Natural Gas_Gas Boiler - High Turndown_A_Achievable Economic RVT Potential | F3 | Industrial | Food Products | New | Process | Natural Gas | Gas Boiler - High Turndown | A | Integrated Unit Winter Peak Savings (kW) | Achievable Economic RVT Potential | 0 | 0 | 0 | 0 | 0 | 0 | 0 | 0 | 0 | 0 | 0 | 0 | 0 | 0 | 0 | 0 | 0 | 0 | 0 | 0 | 0 | 0 | 0 | 0 | 0 | 0 | 0 | 0 | 0 | 0 | 0
F4_Industrial_Food Products_New_Process_Natural Gas_Gas Boiler - High Turndown_A_Achievable Economic RVT Potential | F4 | Industrial | Food Products | New | Process | Natural Gas | Gas Boiler - High Turndown | A | Incremental Energy Savings (MWh or mTherms) | Achievable Economic RVT Potential | 0 | 0 | 0 | 0 | 0 | 0 | 0 | 0 | 0 | 0 | 0 | 0 | 0 | 0 | 0 | 0 | 0 | 0 | 0 | 0 | 0 | 0 | 0 | 0 | 0 | 0 | 0 | 0 | 0 | 0 | 0
F5_Industrial_Food Products_New_Process_Natural Gas_Gas Boiler - High Turndown_A_Achievable Economic RVT Potential | F5 | Industrial | Food Products | New | Process | Natural Gas | Gas Boiler - High Turndown | A | Incremental Summer Peak Savings (MW) | Achievable Economic RVT Potential | 0 | 0 | 0 | 0 | 0 | 0 | 0 | 0 | 0 | 0 | 0 | 0 | 0 | 0 | 0 | 0 | 0 | 0 | 0 | 0 | 0 | 0 | 0 | 0 | 0 | 0 | 0 | 0 | 0 | 0 | 0
F6_Industrial_Food Products_New_Process_Natural Gas_Gas Boiler - High Turndown_A_Achievable Economic RVT Potential | F6 | Industrial | Food Products | New | Process | Natural Gas | Gas Boiler - High Turndown | A | Incremental Winter Peak Savings (MW) | Achievable Economic RVT Potential | 0 | 0 | 0 | 0 | 0 | 0 | 0 | 0 | 0 | 0 | 0 | 0 | 0 | 0 | 0 | 0 | 0 | 0 | 0 | 0 | 0 | 0 | 0 | 0 | 0 | 0 | 0 | 0 | 0 | 0 | 0
F7_Industrial_Food Products_New_Process_Natural Gas_Gas Boiler - High Turndown_A_Achievable Economic RVT Potential | F7 | Industrial | Food Products | New | Process | Natural Gas | Gas Boiler - High Turndown | A | Cumulative Energy Savings (MWh or mTherms) | Achievable Economic RVT Potential | 0 | 0 | 0 | 0 | 0 | 0 | 0 | 0 | 0 | 0 | 0 | 0 | 0 | 0 | 0 | 0 | 0 | 0 | 0 | 0 | 0 | 0 | 0 | 0 | 0 | 0 | 0 | 0 | 0 | 0 | 0
F8_Industrial_Food Products_New_Process_Natural Gas_Gas Boiler - High Turndown_A_Achievable Economic RVT Potential | F8 | Industrial | Food Products | New | Process | Natural Gas | Gas Boiler - High Turndown | A | Cumulative Summer Peak Savings (MW) | Achievable Economic RVT Potential | 0 | 0 | 0 | 0 | 0 | 0 | 0 | 0 | 0 | 0 | 0 | 0 | 0 | 0 | 0 | 0 | 0 | 0 | 0 | 0 | 0 | 0 | 0 | 0 | 0 | 0 | 0 | 0 | 0 | 0 | 0
F9_Industrial_Food Products_New_Process_Natural Gas_Gas Boiler - High Turndown_A_Achievable Economic RVT Potential | F9 | Industrial | Food Products | New | Process | Natural Gas | Gas Boiler - High Turndown | A | Cumulative Winter Peak Savings (MW) | Achievable Economic RVT Potential | 0 | 0 | 0 | 0 | 0 | 0 | 0 | 0 | 0 | 0 | 0 | 0 | 0 | 0 | 0 | 0 | 0 | 0 | 0 | 0 | 0 | 0 | 0 | 0 | 0 | 0 | 0 | 0 | 0 | 0 | 0
F10_Industrial_Food Products_New_Process_Natural Gas_Gas Boiler - High Turndown_A_Achievable Economic RVT Potential | F10 | Industrial | Food Products | New | Process | Natural Gas | Gas Boiler - High Turndown | A | Purchases (Incremental) | Achievable Economic RVT Potential | 0 | 0 | 0 | 0 | 0 | 0 | 0 | 0 | 0 | 0 | 0 | 0 | 0 | 0 | 0 | 0 | 0 | 0 | 0 | 0 | 0 | 0 | 0 | 0 | 0 | 0 | 0 | 0 | 0 | 0 | 0
F11_Industrial_Food Products_New_Process_Natural Gas_Gas Boiler - High Turndown_A_Achievable Economic RVT Potential | F11 | Industrial | Food Products | New | Process | Natural Gas | Gas Boiler - High Turndown | A | Purchases (Cumulative) | Achievable Economic RVT Potential | 0 | 0 | 0 | 0 | 0 | 0 | 0 | 0 | 0 | 0 | 0 | 0 | 0 | 0 | 0 | 0 | 0 | 0 | 0 | 0 | 0 | 0 | 0 | 0 | 0 | 0 | 0 | 0 | 0 | 0 | 0
F1_Industrial_Food Products_New_Space Heating_Natural Gas_Gas Boiler - Burner Control Optimization_A_Achievable Economic RVT Potential | F1 | Industrial | Food Products | New | Space Heating | Natural Gas | Gas Boiler - Burner Control Optimization | A | Integrated Unit Energy Savings (kWh or therms) | Achievable Economic RVT Potential | 0 | 0 | 0 | 0 | 0 | 0 | 0 | 0 | 0 | 0 | 0 | 0 | 0 | 0 | 0 | 0 | 0 | 0 | 0 | 0 | 0 | 0 | 0 | 0 | 0 | 0 | 0 | 0 | 0 | 0 | 0
F2_Industrial_Food Products_New_Space Heating_Natural Gas_Gas Boiler - Burner Control Optimization_A_Achievable Economic RVT Potential | F2 | Industrial | Food Products | New | Space Heating | Natural Gas | Gas Boiler - Burner Control Optimization | A | Integrated Unit Summer Peak Savings (kW) | Achievable Economic RVT Potential | 0 | 0 | 0 | 0 | 0 | 0 | 0 | 0 | 0 | 0 | 0 | 0 | 0 | 0 | 0 | 0 | 0 | 0 | 0 | 0 | 0 | 0 | 0 | 0 | 0 | 0 | 0 | 0 | 0 | 0 | 0
F3_Industrial_Food Products_New_Space Heating_Natural Gas_Gas Boiler - Burner Control Optimization_A_Achievable Economic RVT Potential | F3 | Industrial | Food Products | New | Space Heating | Natural Gas | Gas Boiler - Burner Control Optimization | A | Integrated Unit Winter Peak Savings (kW) | Achievable Economic RVT Potential | 0 | 0 | 0 | 0 | 0 | 0 | 0 | 0 | 0 | 0 | 0 | 0 | 0 | 0 | 0 | 0 | 0 | 0 | 0 | 0 | 0 | 0 | 0 | 0 | 0 | 0 | 0 | 0 | 0 | 0 | 0
F4_Industrial_Food Products_New_Space Heating_Natural Gas_Gas Boiler - Burner Control Optimization_A_Achievable Economic RVT Potential | F4 | Industrial | Food Products | New | Space Heating | Natural Gas | Gas Boiler - Burner Control Optimization | A | Incremental Energy Savings (MWh or mTherms) | Achievable Economic RVT Potential | 0 | 0 | 0 | 0 | 0 | 0 | 0 | 0 | 0 | 0 | 0 | 0 | 0 | 0 | 0 | 0 | 0 | 0 | 0 | 0 | 0 | 0 | 0 | 0 | 0 | 0 | 0 | 0 | 0 | 0 | 0
F5_Industrial_Food Products_New_Space Heating_Natural Gas_Gas Boiler - Burner Control Optimization_A_Achievable Economic RVT Potential | F5 | Industrial | Food Products | New | Space Heating | Natural Gas | Gas Boiler - Burner Control Optimization | A | Incremental Summer Peak Savings (MW) | Achievable Economic RVT Potential | 0 | 0 | 0 | 0 | 0 | 0 | 0 | 0 | 0 | 0 | 0 | 0 | 0 | 0 | 0 | 0 | 0 | 0 | 0 | 0 | 0 | 0 | 0 | 0 | 0 | 0 | 0 | 0 | 0 | 0 | 0
F6_Industrial_Food Products_New_Space Heating_Natural Gas_Gas Boiler - Burner Control Optimization_A_Achievable Economic RVT Potential | F6 | Industrial | Food Products | New | Space Heating | Natural Gas | Gas Boiler - Burner Control Optimization | A | Incremental Winter Peak Savings (MW) | Achievable Economic RVT Potential | 0 | 0 | 0 | 0 | 0 | 0 | 0 | 0 | 0 | 0 | 0 | 0 | 0 | 0 | 0 | 0 | 0 | 0 | 0 | 0 | 0 | 0 | 0 | 0 | 0 | 0 | 0 | 0 | 0 | 0 | 0
F7_Industrial_Food Products_New_Space Heating_Natural Gas_Gas Boiler - Burner Control Optimization_A_Achievable Economic RVT Potential | F7 | Industrial | Food Products | New | Space Heating | Natural Gas | Gas Boiler - Burner Control Optimization | A | Cumulative Energy Savings (MWh or mTherms) | Achievable Economic RVT Potential | 0 | 0 | 0 | 0 | 0 | 0 | 0 | 0 | 0 | 0 | 0 | 0 | 0 | 0 | 0 | 0 | 0 | 0 | 0 | 0 | 0 | 0 | 0 | 0 | 0 | 0 | 0 | 0 | 0 | 0 | 0
F8_Industrial_Food Products_New_Space Heating_Natural Gas_Gas Boiler - Burner Control Optimization_A_Achievable Economic RVT Potential | F8 | Industrial | Food Products | New | Space Heating | Natural Gas | Gas Boiler - Burner Control Optimization | A | Cumulative Summer Peak Savings (MW) | Achievable Economic RVT Potential | 0 | 0 | 0 | 0 | 0 | 0 | 0 | 0 | 0 | 0 | 0 | 0 | 0 | 0 | 0 | 0 | 0 | 0 | 0 | 0 | 0 | 0 | 0 | 0 | 0 | 0 | 0 | 0 | 0 | 0 | 0
F9_Industrial_Food Products_New_Space Heating_Natural Gas_Gas Boiler - Burner Control Optimization_A_Achievable Economic RVT Potential | F9 | Industrial | Food Products | New | Space Heating | Natural Gas | Gas Boiler - Burner Control Optimization | A | Cumulative Winter Peak Savings (MW) | Achievable Economic RVT Potential | 0 | 0 | 0 | 0 | 0 | 0 | 0 | 0 | 0 | 0 | 0 | 0 | 0 | 0 | 0 | 0 | 0 | 0 | 0 | 0 | 0 | 0 | 0 | 0 | 0 | 0 | 0 | 0 | 0 | 0 | 0
F10_Industrial_Food Products_New_Space Heating_Natural Gas_Gas Boiler - Burner Control Optimization_A_Achievable Economic RVT Potential | F10 | Industrial | Food Products | New | Space Heating | Natural Gas | Gas Boiler - Burner Control Optimization | A | Purchases (Incremental) | Achievable Economic RVT Potential | 0 | 0 | 0 | 0 | 0 | 0 | 0 | 0 | 0 | 0 | 0 | 0 | 0 | 0 | 0 | 0 | 0 | 0 | 0 | 0 | 0 | 0 | 0 | 0 | 0 | 0 | 0 | 0 | 0 | 0 | 0
F11_Industrial_Food Products_New_Space Heating_Natural Gas_Gas Boiler - Burner Control Optimization_A_Achievable Economic RVT Potential | F11 | Industrial | Food Products | New | Space Heating | Natural Gas | Gas Boiler - Burner Control Optimization | A | Purchases (Cumulative) | Achievable Economic RVT Potential | 0 | 0 | 0 | 0 | 0 | 0 | 0 | 0 | 0 | 0 | 0 | 0 | 0 | 0 | 0 | 0 | 0 | 0 | 0 | 0 | 0 | 0 | 0 | 0 | 0 | 0 | 0 | 0 | 0 | 0 | 0
F1_Industrial_Food Products_New_Process_Natural Gas_Gas Boiler - Burner Control Optimization_A_Achievable Economic RVT Potential | F1 | Industrial | Food Products | New | Process | Natural Gas | Gas Boiler - Burner Control Optimization | A | Integrated Unit Energy Savings (kWh or therms) | Achievable Economic RVT Potential | 0 | 0 | 0 | 0 | 0 | 13.7002 | 13.6649 | 13.633 | 13.6037 | 13.5755 | 13.5553 | 13.5382 | 13.5239 | 13.5121 | 13.5027 | 13.4958 | 13.4911 | 13.4883 | 13.4866 | 13.4856 | 13.486 | 13.4867 | 13.4869 | 13.4868 | 13.4863 | 13.4958 | 13.5046 | 13.5128 | 13.742 | 13.742 | 13.742
F2_Industrial_Food Products_New_Process_Natural Gas_Gas Boiler - Burner Control Optimization_A_Achievable Economic RVT Potential | F2 | Industrial | Food Products | New | Process | Natural Gas | Gas Boiler - Burner Control Optimization | A | Integrated Unit Summer Peak Savings (kW) | Achievable Economic RVT Potential | 0 | 0 | 0 | 0 | 0 | 0 | 0 | 0 | 0 | 0 | 0 | 0 | 0 | 0 | 0 | 0 | 0 | 0 | 0 | 0 | 0 | 0 | 0 | 0 | 0 | 0 | 0 | 0 | 0 | 0 | 0
F3_Industrial_Food Products_New_Process_Natural Gas_Gas Boiler - Burner Control Optimization_A_Achievable Economic RVT Potential | F3 | Industrial | Food Products | New | Process | Natural Gas | Gas Boiler - Burner Control Optimization | A | Integrated Unit Winter Peak Savings (kW) | Achievable Economic RVT Potential | 0 | 0 | 0 | 0 | 0 | 0 | 0 | 0 | 0 | 0 | 0 | 0 | 0 | 0 | 0 | 0 | 0 | 0 | 0 | 0 | 0 | 0 | 0 | 0 | 0 | 0 | 0 | 0 | 0 | 0 | 0
F4_Industrial_Food Products_New_Process_Natural Gas_Gas Boiler - Burner Control Optimization_A_Achievable Economic RVT Potential | F4 | Industrial | Food Products | New | Process | Natural Gas | Gas Boiler - Burner Control Optimization | A | Incremental Energy Savings (MWh or mTherms) | Achievable Economic RVT Potential | 0 | 0 | 0 | 0 | 0 | 0 | 0 | 0 | 0 | 0 | 0 | 0 | 0 | 0 | 0 | 0 | 0 | 0 | 0 | 0 | 0 | 0 | 0 | 0 | 0 | 0 | 0 | 0 | 0 | 0 | 0
F5_Industrial_Food Products_New_Process_Natural Gas_Gas Boiler - Burner Control Optimization_A_Achievable Economic RVT Potential | F5 | Industrial | Food Products | New | Process | Natural Gas | Gas Boiler - Burner Control Optimization | A | Incremental Summer Peak Savings (MW) | Achievable Economic RVT Potential | 0 | 0 | 0 | 0 | 0 | 0 | 0 | 0 | 0 | 0 | 0 | 0 | 0 | 0 | 0 | 0 | 0 | 0 | 0 | 0 | 0 | 0 | 0 | 0 | 0 | 0 | 0 | 0 | 0 | 0 | 0
F6_Industrial_Food Products_New_Process_Natural Gas_Gas Boiler - Burner Control Optimization_A_Achievable Economic RVT Potential | F6 | Industrial | Food Products | New | Process | Natural Gas | Gas Boiler - Burner Control Optimization | A | Incremental Winter Peak Savings (MW) | Achievable Economic RVT Potential | 0 | 0 | 0 | 0 | 0 | 0 | 0 | 0 | 0 | 0 | 0 | 0 | 0 | 0 | 0 | 0 | 0 | 0 | 0 | 0 | 0 | 0 | 0 | 0 | 0 | 0 | 0 | 0 | 0 | 0 | 0
F7_Industrial_Food Products_New_Process_Natural Gas_Gas Boiler - Burner Control Optimization_A_Achievable Economic RVT Potential | F7 | Industrial | Food Products | New | Process | Natural Gas | Gas Boiler - Burner Control Optimization | A | Cumulative Energy Savings (MWh or mTherms) | Achievable Economic RVT Potential | 0 | 0 | 0 | 0 | 0 | 0 | 0 | 0 | 0 | 0 | 0 | 0 | 0 | 0 | 0 | 0 | 0 | 0 | 0 | 0 | 0 | 0 | 0 | 0 | 0 | 0 | 0 | 0 | 0 | 0 | 0
F8_Industrial_Food Products_New_Process_Natural Gas_Gas Boiler - Burner Control Optimization_A_Achievable Economic RVT Potential | F8 | Industrial | Food Products | New | Process | Natural Gas | Gas Boiler - Burner Control Optimization | A | Cumulative Summer Peak Savings (MW) | Achievable Economic RVT Potential | 0 | 0 | 0 | 0 | 0 | 0 | 0 | 0 | 0 | 0 | 0 | 0 | 0 | 0 | 0 | 0 | 0 | 0 | 0 | 0 | 0 | 0 | 0 | 0 | 0 | 0 | 0 | 0 | 0 | 0 | 0
F9_Industrial_Food Products_New_Process_Natural Gas_Gas Boiler - Burner Control Optimization_A_Achievable Economic RVT Potential | F9 | Industrial | Food Products | New | Process | Natural Gas | Gas Boiler - Burner Control Optimization | A | Cumulative Winter Peak Savings (MW) | Achievable Economic RVT Potential | 0 | 0 | 0 | 0 | 0 | 0 | 0 | 0 | 0 | 0 | 0 | 0 | 0 | 0 | 0 | 0 | 0 | 0 | 0 | 0 | 0 | 0 | 0 | 0 | 0 | 0 | 0 | 0 | 0 | 0 | 0
F10_Industrial_Food Products_New_Process_Natural Gas_Gas Boiler - Burner Control Optimization_A_Achievable Economic RVT Potential | F10 | Industrial | Food Products | New | Process | Natural Gas | Gas Boiler - Burner Control Optimization | A | Purchases (Incremental) | Achievable Economic RVT Potential | 0 | 0 | 0 | 0 | 0 | 0 | 0 | 0 | 0 | 0 | 0 | 0 | 0 | 0 | 0 | 0 | 0 | 0 | 0 | 0 | 0 | 0 | 0 | 0 | 0 | 0 | 0 | 0 | 0 | 0 | 0
F11_Industrial_Food Products_New_Process_Natural Gas_Gas Boiler - Burner Control Optimization_A_Achievable Economic RVT Potential | F11 | Industrial | Food Products | New | Process | Natural Gas | Gas Boiler - Burner Control Optimization | A | Purchases (Cumulative) | Achievable Economic RVT Potential | 0 | 0 | 0 | 0 | 0 | 0 | 0 | 0 | 0 | 0 | 0 | 0 | 0 | 0 | 0 | 0 | 0 | 0 | 0 | 0 | 0 | 0 | 0 | 0 | 0 | 0 | 0 | 0 | 0 | 0 | 0
F1_Industrial_Food Products_New_Space Heating_Natural Gas_HVAC - Demand Controlled Ventilation_A_Achievable Economic RVT Potential | F1 | Industrial | Food Products | New | Space Heating | Natural Gas | HVAC - Demand Controlled Ventilation | A | Integrated Unit Energy Savings (kWh or therms) | Achievable Economic RVT Potential | 0 | 0 | 0 | 0 | 0 | 0 | 0 | 0 | 0 | 0 | 0 | 0 | 0 | 0 | 0 | 0 | 0 | 0 | 0 | 0 | 0 | 0 | 0 | 0 | 0 | 0 | 0 | 0 | 0 | 0 | 0
F2_Industrial_Food Products_New_Space Heating_Natural Gas_HVAC - Demand Controlled Ventilation_A_Achievable Economic RVT Potential | F2 | Industrial | Food Products | New | Space Heating | Natural Gas | HVAC - Demand Controlled Ventilation | A | Integrated Unit Summer Peak Savings (kW) | Achievable Economic RVT Potential | 0 | 0 | 0 | 0 | 0 | 0 | 0 | 0 | 0 | 0 | 0 | 0 | 0 | 0 | 0 | 0 | 0 | 0 | 0 | 0 | 0 | 0 | 0 | 0 | 0 | 0 | 0 | 0 | 0 | 0 | 0
F3_Industrial_Food Products_New_Space Heating_Natural Gas_HVAC - Demand Controlled Ventilation_A_Achievable Economic RVT Potential | F3 | Industrial | Food Products | New | Space Heating | Natural Gas | HVAC - Demand Controlled Ventilation | A | Integrated Unit Winter Peak Savings (kW) | Achievable Economic RVT Potential | 0 | 0 | 0 | 0 | 0 | 0 | 0 | 0 | 0 | 0 | 0 | 0 | 0 | 0 | 0 | 0 | 0 | 0 | 0 | 0 | 0 | 0 | 0 | 0 | 0 | 0 | 0 | 0 | 0 | 0 | 0
F4_Industrial_Food Products_New_Space Heating_Natural Gas_HVAC - Demand Controlled Ventilation_A_Achievable Economic RVT Potential | F4 | Industrial | Food Products | New | Space Heating | Natural Gas | HVAC - Demand Controlled Ventilation | A | Incremental Energy Savings (MWh or mTherms) | Achievable Economic RVT Potential | 0 | 0 | 0 | 0 | 0 | 0 | 0 | 0 | 0 | 0 | 0 | 0 | 0 | 0 | 0 | 0 | 0 | 0 | 0 | 0 | 0 | 0 | 0 | 0 | 0 | 0 | 0 | 0 | 0 | 0 | 0
F5_Industrial_Food Products_New_Space Heating_Natural Gas_HVAC - Demand Controlled Ventilation_A_Achievable Economic RVT Potential | F5 | Industrial | Food Products | New | Space Heating | Natural Gas | HVAC - Demand Controlled Ventilation | A | Incremental Summer Peak Savings (MW) | Achievable Economic RVT Potential | 0 | 0 | 0 | 0 | 0 | 0 | 0 | 0 | 0 | 0 | 0 | 0 | 0 | 0 | 0 | 0 | 0 | 0 | 0 | 0 | 0 | 0 | 0 | 0 | 0 | 0 | 0 | 0 | 0 | 0 | 0
F6_Industrial_Food Products_New_Space Heating_Natural Gas_HVAC - Demand Controlled Ventilation_A_Achievable Economic RVT Potential | F6 | Industrial | Food Products | New | Space Heating | Natural Gas | HVAC - Demand Controlled Ventilation | A | Incremental Winter Peak Savings (MW) | Achievable Economic RVT Potential | 0 | 0 | 0 | 0 | 0 | 0 | 0 | 0 | 0 | 0 | 0 | 0 | 0 | 0 | 0 | 0 | 0 | 0 | 0 | 0 | 0 | 0 | 0 | 0 | 0 | 0 | 0 | 0 | 0 | 0 | 0
F7_Industrial_Food Products_New_Space Heating_Natural Gas_HVAC - Demand Controlled Ventilation_A_Achievable Economic RVT Potential | F7 | Industrial | Food Products | New | Space Heating | Natural Gas | HVAC - Demand Controlled Ventilation | A | Cumulative Energy Savings (MWh or mTherms) | Achievable Economic RVT Potential | 0 | 0 | 0 | 0 | 0 | 0 | 0 | 0 | 0 | 0 | 0 | 0 | 0 | 0 | 0 | 0 | 0 | 0 | 0 | 0 | 0 | 0 | 0 | 0 | 0 | 0 | 0 | 0 | 0 | 0 | 0
F8_Industrial_Food Products_New_Space Heating_Natural Gas_HVAC - Demand Controlled Ventilation_A_Achievable Economic RVT Potential | F8 | Industrial | Food Products | New | Space Heating | Natural Gas | HVAC - Demand Controlled Ventilation | A | Cumulative Summer Peak Savings (MW) | Achievable Economic RVT Potential | 0 | 0 | 0 | 0 | 0 | 0 | 0 | 0 | 0 | 0 | 0 | 0 | 0 | 0 | 0 | 0 | 0 | 0 | 0 | 0 | 0 | 0 | 0 | 0 | 0 | 0 | 0 | 0 | 0 | 0 | 0
F9_Industrial_Food Products_New_Space Heating_Natural Gas_HVAC - Demand Controlled Ventilation_A_Achievable Economic RVT Potential | F9 | Industrial | Food Products | New | Space Heating | Natural Gas | HVAC - Demand Controlled Ventilation | A | Cumulative Winter Peak Savings (MW) | Achievable Economic RVT Potential | 0 | 0 | 0 | 0 | 0 | 0 | 0 | 0 | 0 | 0 | 0 | 0 | 0 | 0 | 0 | 0 | 0 | 0 | 0 | 0 | 0 | 0 | 0 | 0 | 0 | 0 | 0 | 0 | 0 | 0 | 0
F10_Industrial_Food Products_New_Space Heating_Natural Gas_HVAC - Demand Controlled Ventilation_A_Achievable Economic RVT Potential | F10 | Industrial | Food Products | New | Space Heating | Natural Gas | HVAC - Demand Controlled Ventilation | A | Purchases (Incremental) | Achievable Economic RVT Potential | 0 | 0 | 0 | 0 | 0 | 0 | 0 | 0 | 0 | 0 | 0 | 0 | 0 | 0 | 0 | 0 | 0 | 0 | 0 | 0 | 0 | 0 | 0 | 0 | 0 | 0 | 0 | 0 | 0 | 0 | 0
F11_Industrial_Food Products_New_Space Heating_Natural Gas_HVAC - Demand Controlled Ventilation_A_Achievable Economic RVT Potential | F11 | Industrial | Food Products | New | Space Heating | Natural Gas | HVAC - Demand Controlled Ventilation | A | Purchases (Cumulative) | Achievable Economic RVT Potential | 0 | 0 | 0 | 0 | 0 | 0 | 0 | 0 | 0 | 0 | 0 | 0 | 0 | 0 | 0 | 0 | 0 | 0 | 0 | 0 | 0 | 0 | 0 | 0 | 0 | 0 | 0 | 0 | 0 | 0 | 0
F1_Industrial_Food Products_New_Space Heating_Natural Gas_Gas Boiler - Stack Economizer_A_Achievable Economic RVT Potential | F1 | Industrial | Food Products | New | Space Heating | Natural Gas | Gas Boiler - Stack Economizer | A | Integrated Unit Energy Savings (kWh or therms) | Achievable Economic RVT Potential | 0 | 0 | 0 | 0 | 0 | 0 | 0 | 0 | 0 | 0 | 0 | 0 | 0 | 0 | 0 | 0 | 0 | 0 | 0 | 0 | 0 | 0 | 0 | 0 | 0 | 0 | 0 | 0 | 0 | 0 | 0
F2_Industrial_Food Products_New_Space Heating_Natural Gas_Gas Boiler - Stack Economizer_A_Achievable Economic RVT Potential | F2 | Industrial | Food Products | New | Space Heating | Natural Gas | Gas Boiler - Stack Economizer | A | Integrated Unit Summer Peak Savings (kW) | Achievable Economic RVT Potential | 0 | 0 | 0 | 0 | 0 | 0 | 0 | 0 | 0 | 0 | 0 | 0 | 0 | 0 | 0 | 0 | 0 | 0 | 0 | 0 | 0 | 0 | 0 | 0 | 0 | 0 | 0 | 0 | 0 | 0 | 0
F3_Industrial_Food Products_New_Space Heating_Natural Gas_Gas Boiler - Stack Economizer_A_Achievable Economic RVT Potential | F3 | Industrial | Food Products | New | Space Heating | Natural Gas | Gas Boiler - Stack Economizer | A | Integrated Unit Winter Peak Savings (kW) | Achievable Economic RVT Potential | 0 | 0 | 0 | 0 | 0 | 0 | 0 | 0 | 0 | 0 | 0 | 0 | 0 | 0 | 0 | 0 | 0 | 0 | 0 | 0 | 0 | 0 | 0 | 0 | 0 | 0 | 0 | 0 | 0 | 0 | 0
F4_Industrial_Food Products_New_Space Heating_Natural Gas_Gas Boiler - Stack Economizer_A_Achievable Economic RVT Potential | F4 | Industrial | Food Products | New | Space Heating | Natural Gas | Gas Boiler - Stack Economizer | A | Incremental Energy Savings (MWh or mTherms) | Achievable Economic RVT Potential | 0 | 0 | 0 | 0 | 0 | 0 | 0 | 0 | 0 | 0 | 0 | 0 | 0 | 0 | 0 | 0 | 0 | 0 | 0 | 0 | 0 | 0 | 0 | 0 | 0 | 0 | 0 | 0 | 0 | 0 | 0
F5_Industrial_Food Products_New_Space Heating_Natural Gas_Gas Boiler - Stack Economizer_A_Achievable Economic RVT Potential | F5 | Industrial | Food Products | New | Space Heating | Natural Gas | Gas Boiler - Stack Economizer | A | Incremental Summer Peak Savings (MW) | Achievable Economic RVT Potential | 0 | 0 | 0 | 0 | 0 | 0 | 0 | 0 | 0 | 0 | 0 | 0 | 0 | 0 | 0 | 0 | 0 | 0 | 0 | 0 | 0 | 0 | 0 | 0 | 0 | 0 | 0 | 0 | 0 | 0 | 0
F6_Industrial_Food Products_New_Space Heating_Natural Gas_Gas Boiler - Stack Economizer_A_Achievable Economic RVT Potential | F6 | Industrial | Food Products | New | Space Heating | Natural Gas | Gas Boiler - Stack Economizer | A | Incremental Winter Peak Savings (MW) | Achievable Economic RVT Potential | 0 | 0 | 0 | 0 | 0 | 0 | 0 | 0 | 0 | 0 | 0 | 0 | 0 | 0 | 0 | 0 | 0 | 0 | 0 | 0 | 0 | 0 | 0 | 0 | 0 | 0 | 0 | 0 | 0 | 0 | 0
F7_Industrial_Food Products_New_Space Heating_Natural Gas_Gas Boiler - Stack Economizer_A_Achievable Economic RVT Potential | F7 | Industrial | Food Products | New | Space Heating | Natural Gas | Gas Boiler - Stack Economizer | A | Cumulative Energy Savings (MWh or mTherms) | Achievable Economic RVT Potential | 0 | 0 | 0 | 0 | 0 | 0 | 0 | 0 | 0 | 0 | 0 | 0 | 0 | 0 | 0 | 0 | 0 | 0 | 0 | 0 | 0 | 0 | 0 | 0 | 0 | 0 | 0 | 0 | 0 | 0 | 0
F8_Industrial_Food Products_New_Space Heating_Natural Gas_Gas Boiler - Stack Economizer_A_Achievable Economic RVT Potential | F8 | Industrial | Food Products | New | Space Heating | Natural Gas | Gas Boiler - Stack Economizer | A | Cumulative Summer Peak Savings (MW) | Achievable Economic RVT Potential | 0 | 0 | 0 | 0 | 0 | 0 | 0 | 0 | 0 | 0 | 0 | 0 | 0 | 0 | 0 | 0 | 0 | 0 | 0 | 0 | 0 | 0 | 0 | 0 | 0 | 0 | 0 | 0 | 0 | 0 | 0
F9_Industrial_Food Products_New_Space Heating_Natural Gas_Gas Boiler - Stack Economizer_A_Achievable Economic RVT Potential | F9 | Industrial | Food Products | New | Space Heating | Natural Gas | Gas Boiler - Stack Economizer | A | Cumulative Winter Peak Savings (MW) | Achievable Economic RVT Potential | 0 | 0 | 0 | 0 | 0 | 0 | 0 | 0 | 0 | 0 | 0 | 0 | 0 | 0 | 0 | 0 | 0 | 0 | 0 | 0 | 0 | 0 | 0 | 0 | 0 | 0 | 0 | 0 | 0 | 0 | 0
F10_Industrial_Food Products_New_Space Heating_Natural Gas_Gas Boiler - Stack Economizer_A_Achievable Economic RVT Potential | F10 | Industrial | Food Products | New | Space Heating | Natural Gas | Gas Boiler - Stack Economizer | A | Purchases (Incremental) | Achievable Economic RVT Potential | 0 | 0 | 0 | 0 | 0 | 0 | 0 | 0 | 0 | 0 | 0 | 0 | 0 | 0 | 0 | 0 | 0 | 0 | 0 | 0 | 0 | 0 | 0 | 0 | 0 | 0 | 0 | 0 | 0 | 0 | 0
F11_Industrial_Food Products_New_Space Heating_Natural Gas_Gas Boiler - Stack Economizer_A_Achievable Economic RVT Potential | F11 | Industrial | Food Products | New | Space Heating | Natural Gas | Gas Boiler - Stack Economizer | A | Purchases (Cumulative) | Achievable Economic RVT Potential | 0 | 0 | 0 | 0 | 0 | 0 | 0 | 0 | 0 | 0 | 0 | 0 | 0 | 0 | 0 | 0 | 0 | 0 | 0 | 0 | 0 | 0 | 0 | 0 | 0 | 0 | 0 | 0 | 0 | 0 | 0
F1_Industrial_Food Products_New_Process_Natural Gas_Gas Boiler - Stack Economizer_A_Achievable Economic RVT Potential | F1 | Industrial | Food Products | New | Process | Natural Gas | Gas Boiler - Stack Economizer | A | Integrated Unit Energy Savings (kWh or therms) | Achievable Economic RVT Potential | 0 | 0 | 0 | 0 | 0 | 45.4856 | 45.4827 | 45.4812 | 45.4824 | 45.4833 | 45.484 | 45.4846 | 45.4851 | 45.4855 | 45.4859 | 45.4862 | 45.4865 | 45.4867 | 45.4869 | 45.4871 | 45.4873 | 45.4874 | 45.4876 | 45.4877 | 45.4878 | 45.488 | 45.4881 | 45.4882 | 45.4909 | 45.4909 | 45.4909
F2_Industrial_Food Products_New_Process_Natural Gas_Gas Boiler - Stack Economizer_A_Achievable Economic RVT Potential | F2 | Industrial | Food Products | New | Process | Natural Gas | Gas Boiler - Stack Economizer | A | Integrated Unit Summer Peak Savings (kW) | Achievable Economic RVT Potential | 0 | 0 | 0 | 0 | 0 | 0 | 0 | 0 | 0 | 0 | 0 | 0 | 0 | 0 | 0 | 0 | 0 | 0 | 0 | 0 | 0 | 0 | 0 | 0 | 0 | 0 | 0 | 0 | 0 | 0 | 0
F3_Industrial_Food Products_New_Process_Natural Gas_Gas Boiler - Stack Economizer_A_Achievable Economic RVT Potential | F3 | Industrial | Food Products | New | Process | Natural Gas | Gas Boiler - Stack Economizer | A | Integrated Unit Winter Peak Savings (kW) | Achievable Economic RVT Potential | 0 | 0 | 0 | 0 | 0 | 0 | 0 | 0 | 0 | 0 | 0 | 0 | 0 | 0 | 0 | 0 | 0 | 0 | 0 | 0 | 0 | 0 | 0 | 0 | 0 | 0 | 0 | 0 | 0 | 0 | 0
F4_Industrial_Food Products_New_Process_Natural Gas_Gas Boiler - Stack Economizer_A_Achievable Economic RVT Potential | F4 | Industrial | Food Products | New | Process | Natural Gas | Gas Boiler - Stack Economizer | A | Incremental Energy Savings (MWh or mTherms) | Achievable Economic RVT Potential | 0 | 0 | 0 | 0 | 0 | 0 | 0 | 0 | 0 | 0 | 0 | 0 | 0 | 0 | 0 | 0 | 0 | 0 | 0 | 0 | 0 | 0 | 0 | 0 | 0 | 0 | 0 | 0 | 0 | 0 | 0
F5_Industrial_Food Products_New_Process_Natural Gas_Gas Boiler - Stack Economizer_A_Achievable Economic RVT Potential | F5 | Industrial | Food Products | New | Process | Natural Gas | Gas Boiler - Stack Economizer | A | Incremental Summer Peak Savings (MW) | Achievable Economic RVT Potential | 0 | 0 | 0 | 0 | 0 | 0 | 0 | 0 | 0 | 0 | 0 | 0 | 0 | 0 | 0 | 0 | 0 | 0 | 0 | 0 | 0 | 0 | 0 | 0 | 0 | 0 | 0 | 0 | 0 | 0 | 0
F6_Industrial_Food Products_New_Process_Natural Gas_Gas Boiler - Stack Economizer_A_Achievable Economic RVT Potential | F6 | Industrial | Food Products | New | Process | Natural Gas | Gas Boiler - Stack Economizer | A | Incremental Winter Peak Savings (MW) | Achievable Economic RVT Potential | 0 | 0 | 0 | 0 | 0 | 0 | 0 | 0 | 0 | 0 | 0 | 0 | 0 | 0 | 0 | 0 | 0 | 0 | 0 | 0 | 0 | 0 | 0 | 0 | 0 | 0 | 0 | 0 | 0 | 0 | 0
F7_Industrial_Food Products_New_Process_Natural Gas_Gas Boiler - Stack Economizer_A_Achievable Economic RVT Potential | F7 | Industrial | Food Products | New | Process | Natural Gas | Gas Boiler - Stack Economizer | A | Cumulative Energy Savings (MWh or mTherms) | Achievable Economic RVT Potential | 0 | 0 | 0 | 0 | 0 | 0 | 0 | 0 | 0 | 0 | 0 | 0 | 0 | 0 | 0 | 0 | 0 | 0 | 0 | 0 | 0 | 0 | 0 | 0 | 0 | 0 | 0 | 0 | 0 | 0 | 0
F8_Industrial_Food Products_New_Process_Natural Gas_Gas Boiler - Stack Economizer_A_Achievable Economic RVT Potential | F8 | Industrial | Food Products | New | Process | Natural Gas | Gas Boiler - Stack Economizer | A | Cumulative Summer Peak Savings (MW) | Achievable Economic RVT Potential | 0 | 0 | 0 | 0 | 0 | 0 | 0 | 0 | 0 | 0 | 0 | 0 | 0 | 0 | 0 | 0 | 0 | 0 | 0 | 0 | 0 | 0 | 0 | 0 | 0 | 0 | 0 | 0 | 0 | 0 | 0
F9_Industrial_Food Products_New_Process_Natural Gas_Gas Boiler - Stack Economizer_A_Achievable Economic RVT Potential | F9 | Industrial | Food Products | New | Process | Natural Gas | Gas Boiler - Stack Economizer | A | Cumulative Winter Peak Savings (MW) | Achievable Economic RVT Potential | 0 | 0 | 0 | 0 | 0 | 0 | 0 | 0 | 0 | 0 | 0 | 0 | 0 | 0 | 0 | 0 | 0 | 0 | 0 | 0 | 0 | 0 | 0 | 0 | 0 | 0 | 0 | 0 | 0 | 0 | 0
F10_Industrial_Food Products_New_Process_Natural Gas_Gas Boiler - Stack Economizer_A_Achievable Economic RVT Potential | F10 | Industrial | Food Products | New | Process | Natural Gas | Gas Boiler - Stack Economizer | A | Purchases (Incremental) | Achievable Economic RVT Potential | 0 | 0 | 0 | 0 | 0 | 0 | 0 | 0 | 0 | 0 | 0 | 0 | 0 | 0 | 0 | 0 | 0 | 0 | 0 | 0 | 0 | 0 | 0 | 0 | 0 | 0 | 0 | 0 | 0 | 0 | 0
F11_Industrial_Food Products_New_Process_Natural Gas_Gas Boiler - Stack Economizer_A_Achievable Economic RVT Potential | F11 | Industrial | Food Products | New | Process | Natural Gas | Gas Boiler - Stack Economizer | A | Purchases (Cumulative) | Achievable Economic RVT Potential | 0 | 0 | 0 | 0 | 0 | 0 | 0 | 0 | 0 | 0 | 0 | 0 | 0 | 0 | 0 | 0 | 0 | 0 | 0 | 0 | 0 | 0 | 0 | 0 | 0 | 0 | 0 | 0 | 0 | 0 | 0
F1_Industrial_Food Products_New_Space Heating_Natural Gas_Gas Furnace Tube Inserts_A_Achievable Economic RVT Potential | F1 | Industrial | Food Products | New | Space Heating | Natural Gas | Gas Furnace Tube Inserts | A | Integrated Unit Energy Savings (kWh or therms) | Achievable Economic RVT Potential | 0 | 0 | 0 | 0 | 0 | 0 | 0 | 0 | 0 | 0 | 0 | 0 | 0 | 0 | 0 | 0 | 0 | 0 | 0 | 0 | 0 | 0 | 0 | 0 | 0 | 0 | 0 | 0 | 0 | 0 | 0
F2_Industrial_Food Products_New_Space Heating_Natural Gas_Gas Furnace Tube Inserts_A_Achievable Economic RVT Potential | F2 | Industrial | Food Products | New | Space Heating | Natural Gas | Gas Furnace Tube Inserts | A | Integrated Unit Summer Peak Savings (kW) | Achievable Economic RVT Potential | 0 | 0 | 0 | 0 | 0 | 0 | 0 | 0 | 0 | 0 | 0 | 0 | 0 | 0 | 0 | 0 | 0 | 0 | 0 | 0 | 0 | 0 | 0 | 0 | 0 | 0 | 0 | 0 | 0 | 0 | 0
F3_Industrial_Food Products_New_Space Heating_Natural Gas_Gas Furnace Tube Inserts_A_Achievable Economic RVT Potential | F3 | Industrial | Food Products | New | Space Heating | Natural Gas | Gas Furnace Tube Inserts | A | Integrated Unit Winter Peak Savings (kW) | Achievable Economic RVT Potential | 0 | 0 | 0 | 0 | 0 | 0 | 0 | 0 | 0 | 0 | 0 | 0 | 0 | 0 | 0 | 0 | 0 | 0 | 0 | 0 | 0 | 0 | 0 | 0 | 0 | 0 | 0 | 0 | 0 | 0 | 0
F4_Industrial_Food Products_New_Space Heating_Natural Gas_Gas Furnace Tube Inserts_A_Achievable Economic RVT Potential | F4 | Industrial | Food Products | New | Space Heating | Natural Gas | Gas Furnace Tube Inserts | A | Incremental Energy Savings (MWh or mTherms) | Achievable Economic RVT Potential | 0 | 0 | 0 | 0 | 0 | 0 | 0 | 0 | 0 | 0 | 0 | 0 | 0 | 0 | 0 | 0 | 0 | 0 | 0 | 0 | 0 | 0 | 0 | 0 | 0 | 0 | 0 | 0 | 0 | 0 | 0
F5_Industrial_Food Products_New_Space Heating_Natural Gas_Gas Furnace Tube Inserts_A_Achievable Economic RVT Potential | F5 | Industrial | Food Products | New | Space Heating | Natural Gas | Gas Furnace Tube Inserts | A | Incremental Summer Peak Savings (MW) | Achievable Economic RVT Potential | 0 | 0 | 0 | 0 | 0 | 0 | 0 | 0 | 0 | 0 | 0 | 0 | 0 | 0 | 0 | 0 | 0 | 0 | 0 | 0 | 0 | 0 | 0 | 0 | 0 | 0 | 0 | 0 | 0 | 0 | 0
F6_Industrial_Food Products_New_Space Heating_Natural Gas_Gas Furnace Tube Inserts_A_Achievable Economic RVT Potential | F6 | Industrial | Food Products | New | Space Heating | Natural Gas | Gas Furnace Tube Inserts | A | Incremental Winter Peak Savings (MW) | Achievable Economic RVT Potential | 0 | 0 | 0 | 0 | 0 | 0 | 0 | 0 | 0 | 0 | 0 | 0 | 0 | 0 | 0 | 0 | 0 | 0 | 0 | 0 | 0 | 0 | 0 | 0 | 0 | 0 | 0 | 0 | 0 | 0 | 0
F7_Industrial_Food Products_New_Space Heating_Natural Gas_Gas Furnace Tube Inserts_A_Achievable Economic RVT Potential | F7 | Industrial | Food Products | New | Space Heating | Natural Gas | Gas Furnace Tube Inserts | A | Cumulative Energy Savings (MWh or mTherms) | Achievable Economic RVT Potential | 0 | 0 | 0 | 0 | 0 | 0 | 0 | 0 | 0 | 0 | 0 | 0 | 0 | 0 | 0 | 0 | 0 | 0 | 0 | 0 | 0 | 0 | 0 | 0 | 0 | 0 | 0 | 0 | 0 | 0 | 0
F8_Industrial_Food Products_New_Space Heating_Natural Gas_Gas Furnace Tube Inserts_A_Achievable Economic RVT Potential | F8 | Industrial | Food Products | New | Space Heating | Natural Gas | Gas Furnace Tube Inserts | A | Cumulative Summer Peak Savings (MW) | Achievable Economic RVT Potential | 0 | 0 | 0 | 0 | 0 | 0 | 0 | 0 | 0 | 0 | 0 | 0 | 0 | 0 | 0 | 0 | 0 | 0 | 0 | 0 | 0 | 0 | 0 | 0 | 0 | 0 | 0 | 0 | 0 | 0 | 0
F9_Industrial_Food Products_New_Space Heating_Natural Gas_Gas Furnace Tube Inserts_A_Achievable Economic RVT Potential | F9 | Industrial | Food Products | New | Space Heating | Natural Gas | Gas Furnace Tube Inserts | A | Cumulative Winter Peak Savings (MW) | Achievable Economic RVT Potential | 0 | 0 | 0 | 0 | 0 | 0 | 0 | 0 | 0 | 0 | 0 | 0 | 0 | 0 | 0 | 0 | 0 | 0 | 0 | 0 | 0 | 0 | 0 | 0 | 0 | 0 | 0 | 0 | 0 | 0 | 0
F10_Industrial_Food Products_New_Space Heating_Natural Gas_Gas Furnace Tube Inserts_A_Achievable Economic RVT Potential | F10 | Industrial | Food Products | New | Space Heating | Natural Gas | Gas Furnace Tube Inserts | A | Purchases (Incremental) | Achievable Economic RVT Potential | 0 | 0 | 0 | 0 | 0 | 0 | 0 | 0 | 0 | 0 | 0 | 0 | 0 | 0 | 0 | 0 | 0 | 0 | 0 | 0 | 0 | 0 | 0 | 0 | 0 | 0 | 0 | 0 | 0 | 0 | 0
F11_Industrial_Food Products_New_Space Heating_Natural Gas_Gas Furnace Tube Inserts_A_Achievable Economic RVT Potential | F11 | Industrial | Food Products | New | Space Heating | Natural Gas | Gas Furnace Tube Inserts | A | Purchases (Cumulative) | Achievable Economic RVT Potential | 0 | 0 | 0 | 0 | 0 | 0 | 0 | 0 | 0 | 0 | 0 | 0 | 0 | 0 | 0 | 0 | 0 | 0 | 0 | 0 | 0 | 0 | 0 | 0 | 0 | 0 | 0 | 0 | 0 | 0 | 0
F1_Industrial_Food Products_New_Space Heating_Natural Gas_Space Heating - Heat Recovery Ventilator_A_Achievable Economic RVT Potential | F1 | Industrial | Food Products | New | Space Heating | Natural Gas | Space Heating - Heat Recovery Ventilator | A | Integrated Unit Energy Savings (kWh or therms) | Achievable Economic RVT Potential | 0 | 0 | 0 | 0 | 0 | 0.012436 | 0.012229 | 0.012057 | 0.011908 | 0.011772 | 0.011648 | 0.011499 | 0.011338 | 0.011172 | 0.011007 | 0.010855 | 0.010716 | 0.010598 | 0.010447 | 0.010331 | 0.010244 | 0.010177 | 0.010141 | 0.01012 | 0.010111 | 0.010109 | 0.01011 | 0.010114 | 0 | 0 | 0
F2_Industrial_Food Products_New_Space Heating_Natural Gas_Space Heating - Heat Recovery Ventilator_A_Achievable Economic RVT Potential | F2 | Industrial | Food Products | New | Space Heating | Natural Gas | Space Heating - Heat Recovery Ventilator | A | Integrated Unit Summer Peak Savings (kW) | Achievable Economic RVT Potential | 0 | 0 | 0 | 0 | 0 | 0 | 0 | 0 | 0 | 0 | 0 | 0 | 0 | 0 | 0 | 0 | 0 | 0 | 0 | 0 | 0 | 0 | 0 | 0 | 0 | 0 | 0 | 0 | 0 | 0 | 0
F3_Industrial_Food Products_New_Space Heating_Natural Gas_Space Heating - Heat Recovery Ventilator_A_Achievable Economic RVT Potential | F3 | Industrial | Food Products | New | Space Heating | Natural Gas | Space Heating - Heat Recovery Ventilator | A | Integrated Unit Winter Peak Savings (kW) | Achievable Economic RVT Potential | 0 | 0 | 0 | 0 | 0 | 0 | 0 | 0 | 0 | 0 | 0 | 0 | 0 | 0 | 0 | 0 | 0 | 0 | 0 | 0 | 0 | 0 | 0 | 0 | 0 | 0 | 0 | 0 | 0 | 0 | 0
F4_Industrial_Food Products_New_Space Heating_Natural Gas_Space Heating - Heat Recovery Ventilator_A_Achievable Economic RVT Potential | F4 | Industrial | Food Products | New | Space Heating | Natural Gas | Space Heating - Heat Recovery Ventilator | A | Incremental Energy Savings (MWh or mTherms) | Achievable Economic RVT Potential | 0 | 0 | 0 | 0 | 0 | 0 | 0 | 0 | 0 | 0 | 0 | 0 | 0 | 0 | 0 | 0 | 0 | 0 | 0 | 0 | 0 | 0 | 0 | 0 | 0 | 0 | 0 | 0 | 0 | 0 | 0
F5_Industrial_Food Products_New_Space Heating_Natural Gas_Space Heating - Heat Recovery Ventilator_A_Achievable Economic RVT Potential | F5 | Industrial | Food Products | New | Space Heating | Natural Gas | Space Heating - Heat Recovery Ventilator | A | Incremental Summer Peak Savings (MW) | Achievable Economic RVT Potential | 0 | 0 | 0 | 0 | 0 | 0 | 0 | 0 | 0 | 0 | 0 | 0 | 0 | 0 | 0 | 0 | 0 | 0 | 0 | 0 | 0 | 0 | 0 | 0 | 0 | 0 | 0 | 0 | 0 | 0 | 0
F6_Industrial_Food Products_New_Space Heating_Natural Gas_Space Heating - Heat Recovery Ventilator_A_Achievable Economic RVT Potential | F6 | Industrial | Food Products | New | Space Heating | Natural Gas | Space Heating - Heat Recovery Ventilator | A | Incremental Winter Peak Savings (MW) | Achievable Economic RVT Potential | 0 | 0 | 0 | 0 | 0 | 0 | 0 | 0 | 0 | 0 | 0 | 0 | 0 | 0 | 0 | 0 | 0 | 0 | 0 | 0 | 0 | 0 | 0 | 0 | 0 | 0 | 0 | 0 | 0 | 0 | 0
F7_Industrial_Food Products_New_Space Heating_Natural Gas_Space Heating - Heat Recovery Ventilator_A_Achievable Economic RVT Potential | F7 | Industrial | Food Products | New | Space Heating | Natural Gas | Space Heating - Heat Recovery Ventilator | A | Cumulative Energy Savings (MWh or mTherms) | Achievable Economic RVT Potential | 0 | 0 | 0 | 0 | 0 | 0 | 0 | 0 | 0 | 0 | 0 | 0 | 0 | 0 | 0 | 0 | 0 | 0 | 0 | 0 | 0 | 0 | 0 | 0 | 0 | 0 | 0 | 0 | 0 | 0 | 0
F8_Industrial_Food Products_New_Space Heating_Natural Gas_Space Heating - Heat Recovery Ventilator_A_Achievable Economic RVT Potential | F8 | Industrial | Food Products | New | Space Heating | Natural Gas | Space Heating - Heat Recovery Ventilator | A | Cumulative Summer Peak Savings (MW) | Achievable Economic RVT Potential | 0 | 0 | 0 | 0 | 0 | 0 | 0 | 0 | 0 | 0 | 0 | 0 | 0 | 0 | 0 | 0 | 0 | 0 | 0 | 0 | 0 | 0 | 0 | 0 | 0 | 0 | 0 | 0 | 0 | 0 | 0
F9_Industrial_Food Products_New_Space Heating_Natural Gas_Space Heating - Heat Recovery Ventilator_A_Achievable Economic RVT Potential | F9 | Industrial | Food Products | New | Space Heating | Natural Gas | Space Heating - Heat Recovery Ventilator | A | Cumulative Winter Peak Savings (MW) | Achievable Economic RVT Potential | 0 | 0 | 0 | 0 | 0 | 0 | 0 | 0 | 0 | 0 | 0 | 0 | 0 | 0 | 0 | 0 | 0 | 0 | 0 | 0 | 0 | 0 | 0 | 0 | 0 | 0 | 0 | 0 | 0 | 0 | 0
F10_Industrial_Food Products_New_Space Heating_Natural Gas_Space Heating - Heat Recovery Ventilator_A_Achievable Economic RVT Potential | F10 | Industrial | Food Products | New | Space Heating | Natural Gas | Space Heating - Heat Recovery Ventilator | A | Purchases (Incremental) | Achievable Economic RVT Potential | 0 | 0 | 0 | 0 | 0 | 0 | 0 | 0 | 0 | 0 | 0 | 0 | 0 | 0 | 0 | 0 | 0 | 0 | 0 | 0 | 0 | 0 | 0 | 0 | 0 | 0 | 0 | 0 | 0 | 0 | 0
F11_Industrial_Food Products_New_Space Heating_Natural Gas_Space Heating - Heat Recovery Ventilator_A_Achievable Economic RVT Potential | F11 | Industrial | Food Products | New | Space Heating | Natural Gas | Space Heating - Heat Recovery Ventilator | A | Purchases (Cumulative) | Achievable Economic RVT Potential | 0 | 0 | 0 | 0 | 0 | 0 | 0 | 0 | 0 | 0 | 0 | 0 | 0 | 0 | 0 | 0 | 0 | 0 | 0 | 0 | 0 | 0 | 0 | 0 | 0 | 0 | 0 | 0 | 0 | 0 | 0
F1_Industrial_Food Products_New_Space Heating_Natural Gas_Thermostat - Programmable_A_Achievable Economic RVT Potential | F1 | Industrial | Food Products | New | Space Heating | Natural Gas | Thermostat - Programmable | A | Integrated Unit Energy Savings (kWh or therms) | Achievable Economic RVT Potential | 0 | 0 | 0 | 0 | 0 | 0.006178 | 0.0060754 | 0.0059899 | 0.0059155 | 0.0058479 | 0.0057865 | 0.0057127 | 0.0056324 | 0.0055501 | 0.005468 | 0.0053926 | 0.0053237 | 0.0052649 | 0.0051901 | 0.0051324 | 0.005089 | 0.0050555 | 0.0050379 | 0.0050277 | 0.0050229 | 0.005022 | 0.0050224 | 0.0050244 | 0 | 0 | 0
F2_Industrial_Food Products_New_Space Heating_Natural Gas_Thermostat - Programmable_A_Achievable Economic RVT Potential | F2 | Industrial | Food Products | New | Space Heating | Natural Gas | Thermostat - Programmable | A | Integrated Unit Summer Peak Savings (kW) | Achievable Economic RVT Potential | 0 | 0 | 0 | 0 | 0 | 0 | 0 | 0 | 0 | 0 | 0 | 0 | 0 | 0 | 0 | 0 | 0 | 0 | 0 | 0 | 0 | 0 | 0 | 0 | 0 | 0 | 0 | 0 | 0 | 0 | 0
F3_Industrial_Food Products_New_Space Heating_Natural Gas_Thermostat - Programmable_A_Achievable Economic RVT Potential | F3 | Industrial | Food Products | New | Space Heating | Natural Gas | Thermostat - Programmable | A | Integrated Unit Winter Peak Savings (kW) | Achievable Economic RVT Potential | 0 | 0 | 0 | 0 | 0 | 0 | 0 | 0 | 0 | 0 | 0 | 0 | 0 | 0 | 0 | 0 | 0 | 0 | 0 | 0 | 0 | 0 | 0 | 0 | 0 | 0 | 0 | 0 | 0 | 0 | 0
F4_Industrial_Food Products_New_Space Heating_Natural Gas_Thermostat - Programmable_A_Achievable Economic RVT Potential | F4 | Industrial | Food Products | New | Space Heating | Natural Gas | Thermostat - Programmable | A | Incremental Energy Savings (MWh or mTherms) | Achievable Economic RVT Potential | 0 | 0 | 0 | 0 | 0 | 0 | 0 | 0 | 0 | 0 | 0 | 0 | 0 | 0 | 0 | 0 | 0 | 0 | 0 | 0 | 0 | 0 | 0 | 0 | 0 | 0 | 0 | 0 | 0 | 0 | 0
F5_Industrial_Food Products_New_Space Heating_Natural Gas_Thermostat - Programmable_A_Achievable Economic RVT Potential | F5 | Industrial | Food Products | New | Space Heating | Natural Gas | Thermostat - Programmable | A | Incremental Summer Peak Savings (MW) | Achievable Economic RVT Potential | 0 | 0 | 0 | 0 | 0 | 0 | 0 | 0 | 0 | 0 | 0 | 0 | 0 | 0 | 0 | 0 | 0 | 0 | 0 | 0 | 0 | 0 | 0 | 0 | 0 | 0 | 0 | 0 | 0 | 0 | 0
F6_Industrial_Food Products_New_Space Heating_Natural Gas_Thermostat - Programmable_A_Achievable Economic RVT Potential | F6 | Industrial | Food Products | New | Space Heating | Natural Gas | Thermostat - Programmable | A | Incremental Winter Peak Savings (MW) | Achievable Economic RVT Potential | 0 | 0 | 0 | 0 | 0 | 0 | 0 | 0 | 0 | 0 | 0 | 0 | 0 | 0 | 0 | 0 | 0 | 0 | 0 | 0 | 0 | 0 | 0 | 0 | 0 | 0 | 0 | 0 | 0 | 0 | 0
F7_Industrial_Food Products_New_Space Heating_Natural Gas_Thermostat - Programmable_A_Achievable Economic RVT Potential | F7 | Industrial | Food Products | New | Space Heating | Natural Gas | Thermostat - Programmable | A | Cumulative Energy Savings (MWh or mTherms) | Achievable Economic RVT Potential | 0 | 0 | 0 | 0 | 0 | 0 | 0 | 0 | 0 | 0 | 0 | 0 | 0 | 0 | 0 | 0 | 0 | 0 | 0 | 0 | 0 | 0 | 0 | 0 | 0 | 0 | 0 | 0 | 0 | 0 | 0
F8_Industrial_Food Products_New_Space Heating_Natural Gas_Thermostat - Programmable_A_Achievable Economic RVT Potential | F8 | Industrial | Food Products | New | Space Heating | Natural Gas | Thermostat - Programmable | A | Cumulative Summer Peak Savings (MW) | Achievable Economic RVT Potential | 0 | 0 | 0 | 0 | 0 | 0 | 0 | 0 | 0 | 0 | 0 | 0 | 0 | 0 | 0 | 0 | 0 | 0 | 0 | 0 | 0 | 0 | 0 | 0 | 0 | 0 | 0 | 0 | 0 | 0 | 0
F9_Industrial_Food Products_New_Space Heating_Natural Gas_Thermostat - Programmable_A_Achievable Economic RVT Potential | F9 | Industrial | Food Products | New | Space Heating | Natural Gas | Thermostat - Programmable | A | Cumulative Winter Peak Savings (MW) | Achievable Economic RVT Potential | 0 | 0 | 0 | 0 | 0 | 0 | 0 | 0 | 0 | 0 | 0 | 0 | 0 | 0 | 0 | 0 | 0 | 0 | 0 | 0 | 0 | 0 | 0 | 0 | 0 | 0 | 0 | 0 | 0 | 0 | 0
F10_Industrial_Food Products_New_Space Heating_Natural Gas_Thermostat - Programmable_A_Achievable Economic RVT Potential | F10 | Industrial | Food Products | New | Space Heating | Natural Gas | Thermostat - Programmable | A | Purchases (Incremental) | Achievable Economic RVT Potential | 0 | 0 | 0 | 0 | 0 | 0 | 0 | 0 | 0 | 0 | 0 | 0 | 0 | 0 | 0 | 0 | 0 | 0 | 0 | 0 | 0 | 0 | 0 | 0 | 0 | 0 | 0 | 0 | 0 | 0 | 0
F11_Industrial_Food Products_New_Space Heating_Natural Gas_Thermostat - Programmable_A_Achievable Economic RVT Potential | F11 | Industrial | Food Products | New | Space Heating | Natural Gas | Thermostat - Programmable | A | Purchases (Cumulative) | Achievable Economic RVT Potential | 0 | 0 | 0 | 0 | 0 | 0 | 0 | 0 | 0 | 0 | 0 | 0 | 0 | 0 | 0 | 0 | 0 | 0 | 0 | 0 | 0 | 0 | 0 | 0 | 0 | 0 | 0 | 0 | 0 | 0 | 0
F1_Industrial_Food Products_New_Space Heating_Natural Gas_ENERGY STAR Connected Thermostat_A_Achievable Economic RVT Potential | F1 | Industrial | Food Products | New | Space Heating | Natural Gas | ENERGY STAR Connected Thermostat | A | Integrated Unit Energy Savings (kWh or therms) | Achievable Economic RVT Potential | 0 | 0 | 0 | 0 | 0 | 0.014543 | 0.014301 | 0.0141 | 0.013925 | 0.013766 | 0.013622 | 0.013448 | 0.013259 | 0.013065 | 0.012872 | 0.012694 | 0.012532 | 0.012394 | 0.012217 | 0.012082 | 0.01198 | 0.011901 | 0.011859 | 0.011835 | 0.011824 | 0.011822 | 0.011823 | 0.011828 | 0 | 0 | 0
F2_Industrial_Food Products_New_Space Heating_Natural Gas_ENERGY STAR Connected Thermostat_A_Achievable Economic RVT Potential | F2 | Industrial | Food Products | New | Space Heating | Natural Gas | ENERGY STAR Connected Thermostat | A | Integrated Unit Summer Peak Savings (kW) | Achievable Economic RVT Potential | 0 | 0 | 0 | 0 | 0 | 0 | 0 | 0 | 0 | 0 | 0 | 0 | 0 | 0 | 0 | 0 | 0 | 0 | 0 | 0 | 0 | 0 | 0 | 0 | 0 | 0 | 0 | 0 | 0 | 0 | 0
F3_Industrial_Food Products_New_Space Heating_Natural Gas_ENERGY STAR Connected Thermostat_A_Achievable Economic RVT Potential | F3 | Industrial | Food Products | New | Space Heating | Natural Gas | ENERGY STAR Connected Thermostat | A | Integrated Unit Winter Peak Savings (kW) | Achievable Economic RVT Potential | 0 | 0 | 0 | 0 | 0 | 0 | 0 | 0 | 0 | 0 | 0 | 0 | 0 | 0 | 0 | 0 | 0 | 0 | 0 | 0 | 0 | 0 | 0 | 0 | 0 | 0 | 0 | 0 | 0 | 0 | 0
F4_Industrial_Food Products_New_Space Heating_Natural Gas_ENERGY STAR Connected Thermostat_A_Achievable Economic RVT Potential | F4 | Industrial | Food Products | New | Space Heating | Natural Gas | ENERGY STAR Connected Thermostat | A | Incremental Energy Savings (MWh or mTherms) | Achievable Economic RVT Potential | 0 | 0 | 0 | 0 | 0 | 0 | 0 | 0 | 0 | 0 | 0 | 0 | 0 | 0 | 0 | 0 | 0 | 0 | 0 | 0 | 0 | 0 | 0 | 0 | 0 | 0 | 0 | 0 | 0 | 0 | 0
F5_Industrial_Food Products_New_Space Heating_Natural Gas_ENERGY STAR Connected Thermostat_A_Achievable Economic RVT Potential | F5 | Industrial | Food Products | New | Space Heating | Natural Gas | ENERGY STAR Connected Thermostat | A | Incremental Summer Peak Savings (MW) | Achievable Economic RVT Potential | 0 | 0 | 0 | 0 | 0 | 0 | 0 | 0 | 0 | 0 | 0 | 0 | 0 | 0 | 0 | 0 | 0 | 0 | 0 | 0 | 0 | 0 | 0 | 0 | 0 | 0 | 0 | 0 | 0 | 0 | 0
F6_Industrial_Food Products_New_Space Heating_Natural Gas_ENERGY STAR Connected Thermostat_A_Achievable Economic RVT Potential | F6 | Industrial | Food Products | New | Space Heating | Natural Gas | ENERGY STAR Connected Thermostat | A | Incremental Winter Peak Savings (MW) | Achievable Economic RVT Potential | 0 | 0 | 0 | 0 | 0 | 0 | 0 | 0 | 0 | 0 | 0 | 0 | 0 | 0 | 0 | 0 | 0 | 0 | 0 | 0 | 0 | 0 | 0 | 0 | 0 | 0 | 0 | 0 | 0 | 0 | 0
F7_Industrial_Food Products_New_Space Heating_Natural Gas_ENERGY STAR Connected Thermostat_A_Achievable Economic RVT Potential | F7 | Industrial | Food Products | New | Space Heating | Natural Gas | ENERGY STAR Connected Thermostat | A | Cumulative Energy Savings (MWh or mTherms) | Achievable Economic RVT Potential | 0 | 0 | 0 | 0 | 0 | 0 | 0 | 0 | 0 | 0 | 0 | 0 | 0 | 0 | 0 | 0 | 0 | 0 | 0 | 0 | 0 | 0 | 0 | 0 | 0 | 0 | 0 | 0 | 0 | 0 | 0
F8_Industrial_Food Products_New_Space Heating_Natural Gas_ENERGY STAR Connected Thermostat_A_Achievable Economic RVT Potential | F8 | Industrial | Food Products | New | Space Heating | Natural Gas | ENERGY STAR Connected Thermostat | A | Cumulative Summer Peak Savings (MW) | Achievable Economic RVT Potential | 0 | 0 | 0 | 0 | 0 | 0 | 0 | 0 | 0 | 0 | 0 | 0 | 0 | 0 | 0 | 0 | 0 | 0 | 0 | 0 | 0 | 0 | 0 | 0 | 0 | 0 | 0 | 0 | 0 | 0 | 0
F9_Industrial_Food Products_New_Space Heating_Natural Gas_ENERGY STAR Connected Thermostat_A_Achievable Economic RVT Potential | F9 | Industrial | Food Products | New | Space Heating | Natural Gas | ENERGY STAR Connected Thermostat | A | Cumulative Winter Peak Savings (MW) | Achievable Economic RVT Potential | 0 | 0 | 0 | 0 | 0 | 0 | 0 | 0 | 0 | 0 | 0 | 0 | 0 | 0 | 0 | 0 | 0 | 0 | 0 | 0 | 0 | 0 | 0 | 0 | 0 | 0 | 0 | 0 | 0 | 0 | 0
F10_Industrial_Food Products_New_Space Heating_Natural Gas_ENERGY STAR Connected Thermostat_A_Achievable Economic RVT Potential | F10 | Industrial | Food Products | New | Space Heating | Natural Gas | ENERGY STAR Connected Thermostat | A | Purchases (Incremental) | Achievable Economic RVT Potential | 0 | 0 | 0 | 0 | 0 | 0 | 0 | 0 | 0 | 0 | 0 | 0 | 0 | 0 | 0 | 0 | 0 | 0 | 0 | 0 | 0 | 0 | 0 | 0 | 0 | 0 | 0 | 0 | 0 | 0 | 0
F11_Industrial_Food Products_New_Space Heating_Natural Gas_ENERGY STAR Connected Thermostat_A_Achievable Economic RVT Potential | F11 | Industrial | Food Products | New | Space Heating | Natural Gas | ENERGY STAR Connected Thermostat | A | Purchases (Cumulative) | Achievable Economic RVT Potential | 0 | 0 | 0 | 0 | 0 | 0 | 0 | 0 | 0 | 0 | 0 | 0 | 0 | 0 | 0 | 0 | 0 | 0 | 0 | 0 | 0 | 0 | 0 | 0 | 0 | 0 | 0 | 0 | 0 | 0 | 0
F1_Industrial_Food Products_New_Space Heating_Natural Gas_Destratification Fans (HVLS)_A_Achievable Economic RVT Potential | F1 | Industrial | Food Products | New | Space Heating | Natural Gas | Destratification Fans (HVLS) | A | Integrated Unit Energy Savings (kWh or therms) | Achievable Economic RVT Potential | 0 | 0 | 0 | 0 | 0 | 0.014543 | 0.014301 | 0.0141 | 0.013925 | 0.013766 | 0.013622 | 0.013448 | 0.013259 | 0.013065 | 0.012872 | 0.012694 | 0.012532 | 0.012394 | 0.012217 | 0.012082 | 0.01198 | 0.011901 | 0.011859 | 0.011835 | 0.011824 | 0.011822 | 0.011823 | 0.011828 | 0 | 0 | 0
F2_Industrial_Food Products_New_Space Heating_Natural Gas_Destratification Fans (HVLS)_A_Achievable Economic RVT Potential | F2 | Industrial | Food Products | New | Space Heating | Natural Gas | Destratification Fans (HVLS) | A | Integrated Unit Summer Peak Savings (kW) | Achievable Economic RVT Potential | 0 | 0 | 0 | 0 | 0 | 0 | 0 | 0 | 0 | 0 | 0 | 0 | 0 | 0 | 0 | 0 | 0 | 0 | 0 | 0 | 0 | 0 | 0 | 0 | 0 | 0 | 0 | 0 | 0 | 0 | 0
F3_Industrial_Food Products_New_Space Heating_Natural Gas_Destratification Fans (HVLS)_A_Achievable Economic RVT Potential | F3 | Industrial | Food Products | New | Space Heating | Natural Gas | Destratification Fans (HVLS) | A | Integrated Unit Winter Peak Savings (kW) | Achievable Economic RVT Potential | 0 | 0 | 0 | 0 | 0 | 0 | 0 | 0 | 0 | 0 | 0 | 0 | 0 | 0 | 0 | 0 | 0 | 0 | 0 | 0 | 0 | 0 | 0 | 0 | 0 | 0 | 0 | 0 | 0 | 0 | 0
F4_Industrial_Food Products_New_Space Heating_Natural Gas_Destratification Fans (HVLS)_A_Achievable Economic RVT Potential | F4 | Industrial | Food Products | New | Space Heating | Natural Gas | Destratification Fans (HVLS) | A | Incremental Energy Savings (MWh or mTherms) | Achievable Economic RVT Potential | 0 | 0 | 0 | 0 | 0 | 0 | 0 | 0 | 0 | 0 | 0 | 0 | 0 | 0 | 0 | 0 | 0 | 0 | 0 | 0 | 0 | 0 | 0 | 0 | 0 | 0 | 0 | 0 | 0 | 0 | 0
F5_Industrial_Food Products_New_Space Heating_Natural Gas_Destratification Fans (HVLS)_A_Achievable Economic RVT Potential | F5 | Industrial | Food Products | New | Space Heating | Natural Gas | Destratification Fans (HVLS) | A | Incremental Summer Peak Savings (MW) | Achievable Economic RVT Potential | 0 | 0 | 0 | 0 | 0 | 0 | 0 | 0 | 0 | 0 | 0 | 0 | 0 | 0 | 0 | 0 | 0 | 0 | 0 | 0 | 0 | 0 | 0 | 0 | 0 | 0 | 0 | 0 | 0 | 0 | 0
F6_Industrial_Food Products_New_Space Heating_Natural Gas_Destratification Fans (HVLS)_A_Achievable Economic RVT Potential | F6 | Industrial | Food Products | New | Space Heating | Natural Gas | Destratification Fans (HVLS) | A | Incremental Winter Peak Savings (MW) | Achievable Economic RVT Potential | 0 | 0 | 0 | 0 | 0 | 0 | 0 | 0 | 0 | 0 | 0 | 0 | 0 | 0 | 0 | 0 | 0 | 0 | 0 | 0 | 0 | 0 | 0 | 0 | 0 | 0 | 0 | 0 | 0 | 0 | 0
F7_Industrial_Food Products_New_Space Heating_Natural Gas_Destratification Fans (HVLS)_A_Achievable Economic RVT Potential | F7 | Industrial | Food Products | New | Space Heating | Natural Gas | Destratification Fans (HVLS) | A | Cumulative Energy Savings (MWh or mTherms) | Achievable Economic RVT Potential | 0 | 0 | 0 | 0 | 0 | 0 | 0 | 0 | 0 | 0 | 0 | 0 | 0 | 0 | 0 | 0 | 0 | 0 | 0 | 0 | 0 | 0 | 0 | 0 | 0 | 0 | 0 | 0 | 0 | 0 | 0
F8_Industrial_Food Products_New_Space Heating_Natural Gas_Destratification Fans (HVLS)_A_Achievable Economic RVT Potential | F8 | Industrial | Food Products | New | Space Heating | Natural Gas | Destratification Fans (HVLS) | A | Cumulative Summer Peak Savings (MW) | Achievable Economic RVT Potential | 0 | 0 | 0 | 0 | 0 | 0 | 0 | 0 | 0 | 0 | 0 | 0 | 0 | 0 | 0 | 0 | 0 | 0 | 0 | 0 | 0 | 0 | 0 | 0 | 0 | 0 | 0 | 0 | 0 | 0 | 0
F9_Industrial_Food Products_New_Space Heating_Natural Gas_Destratification Fans (HVLS)_A_Achievable Economic RVT Potential | F9 | Industrial | Food Products | New | Space Heating | Natural Gas | Destratification Fans (HVLS) | A | Cumulative Winter Peak Savings (MW) | Achievable Economic RVT Potential | 0 | 0 | 0 | 0 | 0 | 0 | 0 | 0 | 0 | 0 | 0 | 0 | 0 | 0 | 0 | 0 | 0 | 0 | 0 | 0 | 0 | 0 | 0 | 0 | 0 | 0 | 0 | 0 | 0 | 0 | 0
F10_Industrial_Food Products_New_Space Heating_Natural Gas_Destratification Fans (HVLS)_A_Achievable Economic RVT Potential | F10 | Industrial | Food Products | New | Space Heating | Natural Gas | Destratification Fans (HVLS) | A | Purchases (Incremental) | Achievable Economic RVT Potential | 0 | 0 | 0 | 0 | 0 | 0 | 0 | 0 | 0 | 0 | 0 | 0 | 0 | 0 | 0 | 0 | 0 | 0 | 0 | 0 | 0 | 0 | 0 | 0 | 0 | 0 | 0 | 0 | 0 | 0 | 0
F11_Industrial_Food Products_New_Space Heating_Natural Gas_Destratification Fans (HVLS)_A_Achievable Economic RVT Potential | F11 | Industrial | Food Products | New | Space Heating | Natural Gas | Destratification Fans (HVLS) | A | Purchases (Cumulative) | Achievable Economic RVT Potential | 0 | 0 | 0 | 0 | 0 | 0 | 0 | 0 | 0 | 0 | 0 | 0 | 0 | 0 | 0 | 0 | 0 | 0 | 0 | 0 | 0 | 0 | 0 | 0 | 0 | 0 | 0 | 0 | 0 | 0 | 0
F1_Industrial_Food Products_New_Space Heating_Natural Gas_Gas Boiler - Insulate Steam Lines/Condensate Tank_A_Achievable Economic RVT Potential | F1 | Industrial | Food Products | New | Space Heating | Natural Gas | Gas Boiler - Insulate Steam Lines/Condensate Tank | A | Integrated Unit Energy Savings (kWh or therms) | Achievable Economic RVT Potential | 0 | 0 | 0 | 0 | 0 | 0 | 0 | 0 | 0 | 0 | 0 | 0 | 0 | 0 | 0 | 0 | 0 | 0 | 0 | 0 | 0 | 0 | 0 | 0 | 0 | 0 | 0 | 0 | 0 | 0 | 0
F2_Industrial_Food Products_New_Space Heating_Natural Gas_Gas Boiler - Insulate Steam Lines/Condensate Tank_A_Achievable Economic RVT Potential | F2 | Industrial | Food Products | New | Space Heating | Natural Gas | Gas Boiler - Insulate Steam Lines/Condensate Tank | A | Integrated Unit Summer Peak Savings (kW) | Achievable Economic RVT Potential | 0 | 0 | 0 | 0 | 0 | 0 | 0 | 0 | 0 | 0 | 0 | 0 | 0 | 0 | 0 | 0 | 0 | 0 | 0 | 0 | 0 | 0 | 0 | 0 | 0 | 0 | 0 | 0 | 0 | 0 | 0
F3_Industrial_Food Products_New_Space Heating_Natural Gas_Gas Boiler - Insulate Steam Lines/Condensate Tank_A_Achievable Economic RVT Potential | F3 | Industrial | Food Products | New | Space Heating | Natural Gas | Gas Boiler - Insulate Steam Lines/Condensate Tank | A | Integrated Unit Winter Peak Savings (kW) | Achievable Economic RVT Potential | 0 | 0 | 0 | 0 | 0 | 0 | 0 | 0 | 0 | 0 | 0 | 0 | 0 | 0 | 0 | 0 | 0 | 0 | 0 | 0 | 0 | 0 | 0 | 0 | 0 | 0 | 0 | 0 | 0 | 0 | 0
F4_Industrial_Food Products_New_Space Heating_Natural Gas_Gas Boiler - Insulate Steam Lines/Condensate Tank_A_Achievable Economic RVT Potential | F4 | Industrial | Food Products | New | Space Heating | Natural Gas | Gas Boiler - Insulate Steam Lines/Condensate Tank | A | Incremental Energy Savings (MWh or mTherms) | Achievable Economic RVT Potential | 0 | 0 | 0 | 0 | 0 | 0 | 0 | 0 | 0 | 0 | 0 | 0 | 0 | 0 | 0 | 0 | 0 | 0 | 0 | 0 | 0 | 0 | 0 | 0 | 0 | 0 | 0 | 0 | 0 | 0 | 0
F5_Industrial_Food Products_New_Space Heating_Natural Gas_Gas Boiler - Insulate Steam Lines/Condensate Tank_A_Achievable Economic RVT Potential | F5 | Industrial | Food Products | New | Space Heating | Natural Gas | Gas Boiler - Insulate Steam Lines/Condensate Tank | A | Incremental Summer Peak Savings (MW) | Achievable Economic RVT Potential | 0 | 0 | 0 | 0 | 0 | 0 | 0 | 0 | 0 | 0 | 0 | 0 | 0 | 0 | 0 | 0 | 0 | 0 | 0 | 0 | 0 | 0 | 0 | 0 | 0 | 0 | 0 | 0 | 0 | 0 | 0
F6_Industrial_Food Products_New_Space Heating_Natural Gas_Gas Boiler - Insulate Steam Lines/Condensate Tank_A_Achievable Economic RVT Potential | F6 | Industrial | Food Products | New | Space Heating | Natural Gas | Gas Boiler - Insulate Steam Lines/Condensate Tank | A | Incremental Winter Peak Savings (MW) | Achievable Economic RVT Potential | 0 | 0 | 0 | 0 | 0 | 0 | 0 | 0 | 0 | 0 | 0 | 0 | 0 | 0 | 0 | 0 | 0 | 0 | 0 | 0 | 0 | 0 | 0 | 0 | 0 | 0 | 0 | 0 | 0 | 0 | 0
F7_Industrial_Food Products_New_Space Heating_Natural Gas_Gas Boiler - Insulate Steam Lines/Condensate Tank_A_Achievable Economic RVT Potential | F7 | Industrial | Food Products | New | Space Heating | Natural Gas | Gas Boiler - Insulate Steam Lines/Condensate Tank | A | Cumulative Energy Savings (MWh or mTherms) | Achievable Economic RVT Potential | 0 | 0 | 0 | 0 | 0 | 0 | 0 | 0 | 0 | 0 | 0 | 0 | 0 | 0 | 0 | 0 | 0 | 0 | 0 | 0 | 0 | 0 | 0 | 0 | 0 | 0 | 0 | 0 | 0 | 0 | 0
F8_Industrial_Food Products_New_Space Heating_Natural Gas_Gas Boiler - Insulate Steam Lines/Condensate Tank_A_Achievable Economic RVT Potential | F8 | Industrial | Food Products | New | Space Heating | Natural Gas | Gas Boiler - Insulate Steam Lines/Condensate Tank | A | Cumulative Summer Peak Savings (MW) | Achievable Economic RVT Potential | 0 | 0 | 0 | 0 | 0 | 0 | 0 | 0 | 0 | 0 | 0 | 0 | 0 | 0 | 0 | 0 | 0 | 0 | 0 | 0 | 0 | 0 | 0 | 0 | 0 | 0 | 0 | 0 | 0 | 0 | 0
F9_Industrial_Food Products_New_Space Heating_Natural Gas_Gas Boiler - Insulate Steam Lines/Condensate Tank_A_Achievable Economic RVT Potential | F9 | Industrial | Food Products | New | Space Heating | Natural Gas | Gas Boiler - Insulate Steam Lines/Condensate Tank | A | Cumulative Winter Peak Savings (MW) | Achievable Economic RVT Potential | 0 | 0 | 0 | 0 | 0 | 0 | 0 | 0 | 0 | 0 | 0 | 0 | 0 | 0 | 0 | 0 | 0 | 0 | 0 | 0 | 0 | 0 | 0 | 0 | 0 | 0 | 0 | 0 | 0 | 0 | 0
F10_Industrial_Food Products_New_Space Heating_Natural Gas_Gas Boiler - Insulate Steam Lines/Condensate Tank_A_Achievable Economic RVT Potential | F10 | Industrial | Food Products | New | Space Heating | Natural Gas | Gas Boiler - Insulate Steam Lines/Condensate Tank | A | Purchases (Incremental) | Achievable Economic RVT Potential | 0 | 0 | 0 | 0 | 0 | 0 | 0 | 0 | 0 | 0 | 0 | 0 | 0 | 0 | 0 | 0 | 0 | 0 | 0 | 0 | 0 | 0 | 0 | 0 | 0 | 0 | 0 | 0 | 0 | 0 | 0
F11_Industrial_Food Products_New_Space Heating_Natural Gas_Gas Boiler - Insulate Steam Lines/Condensate Tank_A_Achievable Economic RVT Potential | F11 | Industrial | Food Products | New | Space Heating | Natural Gas | Gas Boiler - Insulate Steam Lines/Condensate Tank | A | Purchases (Cumulative) | Achievable Economic RVT Potential | 0 | 0 | 0 | 0 | 0 | 0 | 0 | 0 | 0 | 0 | 0 | 0 | 0 | 0 | 0 | 0 | 0 | 0 | 0 | 0 | 0 | 0 | 0 | 0 | 0 | 0 | 0 | 0 | 0 | 0 | 0
F1_Industrial_Food Products_New_Process_Natural Gas_Gas Boiler - Insulate Steam Lines/Condensate Tank_A_Achievable Economic RVT Potential | F1 | Industrial | Food Products | New | Process | Natural Gas | Gas Boiler - Insulate Steam Lines/Condensate Tank | A | Integrated Unit Energy Savings (kWh or therms) | Achievable Economic RVT Potential | 0 | 0 | 0 | 0 | 0 | 375.3878 | 374.583 | 373.8555 | 373.1873 | 372.5398 | 372.0957 | 371.72 | 371.4064 | 371.1532 | 370.9574 | 370.8255 | 370.7505 | 370.7222 | 370.7251 | 370.7441 | 370.7942 | 370.8525 | 370.9001 | 370.9384 | 370.9684 | 371.169 | 371.3547 | 371.527 | 376.3371 | 376.3371 | 376.3371
F2_Industrial_Food Products_New_Process_Natural Gas_Gas Boiler - Insulate Steam Lines/Condensate Tank_A_Achievable Economic RVT Potential | F2 | Industrial | Food Products | New | Process | Natural Gas | Gas Boiler - Insulate Steam Lines/Condensate Tank | A | Integrated Unit Summer Peak Savings (kW) | Achievable Economic RVT Potential | 0 | 0 | 0 | 0 | 0 | 0 | 0 | 0 | 0 | 0 | 0 | 0 | 0 | 0 | 0 | 0 | 0 | 0 | 0 | 0 | 0 | 0 | 0 | 0 | 0 | 0 | 0 | 0 | 0 | 0 | 0
F3_Industrial_Food Products_New_Process_Natural Gas_Gas Boiler - Insulate Steam Lines/Condensate Tank_A_Achievable Economic RVT Potential | F3 | Industrial | Food Products | New | Process | Natural Gas | Gas Boiler - Insulate Steam Lines/Condensate Tank | A | Integrated Unit Winter Peak Savings (kW) | Achievable Economic RVT Potential | 0 | 0 | 0 | 0 | 0 | 0 | 0 | 0 | 0 | 0 | 0 | 0 | 0 | 0 | 0 | 0 | 0 | 0 | 0 | 0 | 0 | 0 | 0 | 0 | 0 | 0 | 0 | 0 | 0 | 0 | 0
F4_Industrial_Food Products_New_Process_Natural Gas_Gas Boiler - Insulate Steam Lines/Condensate Tank_A_Achievable Economic RVT Potential | F4 | Industrial | Food Products | New | Process | Natural Gas | Gas Boiler - Insulate Steam Lines/Condensate Tank | A | Incremental Energy Savings (MWh or mTherms) | Achievable Economic RVT Potential | 0 | 0 | 0 | 0 | 0 | 0 | 0 | 0 | 0 | 0 | 0 | 0 | 0 | 0 | 0 | 0 | 0 | 0 | 0 | 0 | 0 | 0 | 0 | 0 | 0 | 0 | 0 | 0 | 0 | 0 | 0
F5_Industrial_Food Products_New_Process_Natural Gas_Gas Boiler - Insulate Steam Lines/Condensate Tank_A_Achievable Economic RVT Potential | F5 | Industrial | Food Products | New | Process | Natural Gas | Gas Boiler - Insulate Steam Lines/Condensate Tank | A | Incremental Summer Peak Savings (MW) | Achievable Economic RVT Potential | 0 | 0 | 0 | 0 | 0 | 0 | 0 | 0 | 0 | 0 | 0 | 0 | 0 | 0 | 0 | 0 | 0 | 0 | 0 | 0 | 0 | 0 | 0 | 0 | 0 | 0 | 0 | 0 | 0 | 0 | 0
F6_Industrial_Food Products_New_Process_Natural Gas_Gas Boiler - Insulate Steam Lines/Condensate Tank_A_Achievable Economic RVT Potential | F6 | Industrial | Food Products | New | Process | Natural Gas | Gas Boiler - Insulate Steam Lines/Condensate Tank | A | Incremental Winter Peak Savings (MW) | Achievable Economic RVT Potential | 0 | 0 | 0 | 0 | 0 | 0 | 0 | 0 | 0 | 0 | 0 | 0 | 0 | 0 | 0 | 0 | 0 | 0 | 0 | 0 | 0 | 0 | 0 | 0 | 0 | 0 | 0 | 0 | 0 | 0 | 0
F7_Industrial_Food Products_New_Process_Natural Gas_Gas Boiler - Insulate Steam Lines/Condensate Tank_A_Achievable Economic RVT Potential | F7 | Industrial | Food Products | New | Process | Natural Gas | Gas Boiler - Insulate Steam Lines/Condensate Tank | A | Cumulative Energy Savings (MWh or mTherms) | Achievable Economic RVT Potential | 0 | 0 | 0 | 0 | 0 | 0 | 0 | 0 | 0 | 0 | 0 | 0 | 0 | 0 | 0 | 0 | 0 | 0 | 0 | 0 | 0 | 0 | 0 | 0 | 0 | 0 | 0 | 0 | 0 | 0 | 0
F8_Industrial_Food Products_New_Process_Natural Gas_Gas Boiler - Insulate Steam Lines/Condensate Tank_A_Achievable Economic RVT Potential | F8 | Industrial | Food Products | New | Process | Natural Gas | Gas Boiler - Insulate Steam Lines/Condensate Tank | A | Cumulative Summer Peak Savings (MW) | Achievable Economic RVT Potential | 0 | 0 | 0 | 0 | 0 | 0 | 0 | 0 | 0 | 0 | 0 | 0 | 0 | 0 | 0 | 0 | 0 | 0 | 0 | 0 | 0 | 0 | 0 | 0 | 0 | 0 | 0 | 0 | 0 | 0 | 0
F9_Industrial_Food Products_New_Process_Natural Gas_Gas Boiler - Insulate Steam Lines/Condensate Tank_A_Achievable Economic RVT Potential | F9 | Industrial | Food Products | New | Process | Natural Gas | Gas Boiler - Insulate Steam Lines/Condensate Tank | A | Cumulative Winter Peak Savings (MW) | Achievable Economic RVT Potential | 0 | 0 | 0 | 0 | 0 | 0 | 0 | 0 | 0 | 0 | 0 | 0 | 0 | 0 | 0 | 0 | 0 | 0 | 0 | 0 | 0 | 0 | 0 | 0 | 0 | 0 | 0 | 0 | 0 | 0 | 0
F10_Industrial_Food Products_New_Process_Natural Gas_Gas Boiler - Insulate Steam Lines/Condensate Tank_A_Achievable Economic RVT Potential | F10 | Industrial | Food Products | New | Process | Natural Gas | Gas Boiler - Insulate Steam Lines/Condensate Tank | A | Purchases (Incremental) | Achievable Economic RVT Potential | 0 | 0 | 0 | 0 | 0 | 0 | 0 | 0 | 0 | 0 | 0 | 0 | 0 | 0 | 0 | 0 | 0 | 0 | 0 | 0 | 0 | 0 | 0 | 0 | 0 | 0 | 0 | 0 | 0 | 0 | 0
F11_Industrial_Food Products_New_Process_Natural Gas_Gas Boiler - Insulate Steam Lines/Condensate Tank_A_Achievable Economic RVT Potential | F11 | Industrial | Food Products | New | Process | Natural Gas | Gas Boiler - Insulate Steam Lines/Condensate Tank | A | Purchases (Cumulative) | Achievable Economic RVT Potential | 0 | 0 | 0 | 0 | 0 | 0 | 0 | 0 | 0 | 0 | 0 | 0 | 0 | 0 | 0 | 0 | 0 | 0 | 0 | 0 | 0 | 0 | 0 | 0 | 0 | 0 | 0 | 0 | 0 | 0 | 0
F1_Industrial_Food Products_New_Space Heating_Natural Gas_Gas Boiler - Insulate Hot Water Lines_A_Achievable Economic RVT Potential | F1 | Industrial | Food Products | New | Space Heating | Natural Gas | Gas Boiler - Insulate Hot Water Lines | A | Integrated Unit Energy Savings (kWh or therms) | Achievable Economic RVT Potential | 0 | 0 | 0 | 0 | 0 | 0 | 0 | 0 | 0 | 0 | 0 | 0 | 0 | 0 | 0 | 0 | 0 | 0 | 0 | 0 | 0 | 0 | 0 | 0 | 0 | 0 | 0 | 0 | 0 | 0 | 0
F2_Industrial_Food Products_New_Space Heating_Natural Gas_Gas Boiler - Insulate Hot Water Lines_A_Achievable Economic RVT Potential | F2 | Industrial | Food Products | New | Space Heating | Natural Gas | Gas Boiler - Insulate Hot Water Lines | A | Integrated Unit Summer Peak Savings (kW) | Achievable Economic RVT Potential | 0 | 0 | 0 | 0 | 0 | 0 | 0 | 0 | 0 | 0 | 0 | 0 | 0 | 0 | 0 | 0 | 0 | 0 | 0 | 0 | 0 | 0 | 0 | 0 | 0 | 0 | 0 | 0 | 0 | 0 | 0
F3_Industrial_Food Products_New_Space Heating_Natural Gas_Gas Boiler - Insulate Hot Water Lines_A_Achievable Economic RVT Potential | F3 | Industrial | Food Products | New | Space Heating | Natural Gas | Gas Boiler - Insulate Hot Water Lines | A | Integrated Unit Winter Peak Savings (kW) | Achievable Economic RVT Potential | 0 | 0 | 0 | 0 | 0 | 0 | 0 | 0 | 0 | 0 | 0 | 0 | 0 | 0 | 0 | 0 | 0 | 0 | 0 | 0 | 0 | 0 | 0 | 0 | 0 | 0 | 0 | 0 | 0 | 0 | 0
F4_Industrial_Food Products_New_Space Heating_Natural Gas_Gas Boiler - Insulate Hot Water Lines_A_Achievable Economic RVT Potential | F4 | Industrial | Food Products | New | Space Heating | Natural Gas | Gas Boiler - Insulate Hot Water Lines | A | Incremental Energy Savings (MWh or mTherms) | Achievable Economic RVT Potential | 0 | 0 | 0 | 0 | 0 | 0 | 0 | 0 | 0 | 0 | 0 | 0 | 0 | 0 | 0 | 0 | 0 | 0 | 0 | 0 | 0 | 0 | 0 | 0 | 0 | 0 | 0 | 0 | 0 | 0 | 0
F5_Industrial_Food Products_New_Space Heating_Natural Gas_Gas Boiler - Insulate Hot Water Lines_A_Achievable Economic RVT Potential | F5 | Industrial | Food Products | New | Space Heating | Natural Gas | Gas Boiler - Insulate Hot Water Lines | A | Incremental Summer Peak Savings (MW) | Achievable Economic RVT Potential | 0 | 0 | 0 | 0 | 0 | 0 | 0 | 0 | 0 | 0 | 0 | 0 | 0 | 0 | 0 | 0 | 0 | 0 | 0 | 0 | 0 | 0 | 0 | 0 | 0 | 0 | 0 | 0 | 0 | 0 | 0
F6_Industrial_Food Products_New_Space Heating_Natural Gas_Gas Boiler - Insulate Hot Water Lines_A_Achievable Economic RVT Potential | F6 | Industrial | Food Products | New | Space Heating | Natural Gas | Gas Boiler - Insulate Hot Water Lines | A | Incremental Winter Peak Savings (MW) | Achievable Economic RVT Potential | 0 | 0 | 0 | 0 | 0 | 0 | 0 | 0 | 0 | 0 | 0 | 0 | 0 | 0 | 0 | 0 | 0 | 0 | 0 | 0 | 0 | 0 | 0 | 0 | 0 | 0 | 0 | 0 | 0 | 0 | 0
F7_Industrial_Food Products_New_Space Heating_Natural Gas_Gas Boiler - Insulate Hot Water Lines_A_Achievable Economic RVT Potential | F7 | Industrial | Food Products | New | Space Heating | Natural Gas | Gas Boiler - Insulate Hot Water Lines | A | Cumulative Energy Savings (MWh or mTherms) | Achievable Economic RVT Potential | 0 | 0 | 0 | 0 | 0 | 0 | 0 | 0 | 0 | 0 | 0 | 0 | 0 | 0 | 0 | 0 | 0 | 0 | 0 | 0 | 0 | 0 | 0 | 0 | 0 | 0 | 0 | 0 | 0 | 0 | 0
F8_Industrial_Food Products_New_Space Heating_Natural Gas_Gas Boiler - Insulate Hot Water Lines_A_Achievable Economic RVT Potential | F8 | Industrial | Food Products | New | Space Heating | Natural Gas | Gas Boiler - Insulate Hot Water Lines | A | Cumulative Summer Peak Savings (MW) | Achievable Economic RVT Potential | 0 | 0 | 0 | 0 | 0 | 0 | 0 | 0 | 0 | 0 | 0 | 0 | 0 | 0 | 0 | 0 | 0 | 0 | 0 | 0 | 0 | 0 | 0 | 0 | 0 | 0 | 0 | 0 | 0 | 0 | 0
F9_Industrial_Food Products_New_Space Heating_Natural Gas_Gas Boiler - Insulate Hot Water Lines_A_Achievable Economic RVT Potential | F9 | Industrial | Food Products | New | Space Heating | Natural Gas | Gas Boiler - Insulate Hot Water Lines | A | Cumulative Winter Peak Savings (MW) | Achievable Economic RVT Potential | 0 | 0 | 0 | 0 | 0 | 0 | 0 | 0 | 0 | 0 | 0 | 0 | 0 | 0 | 0 | 0 | 0 | 0 | 0 | 0 | 0 | 0 | 0 | 0 | 0 | 0 | 0 | 0 | 0 | 0 | 0
F10_Industrial_Food Products_New_Space Heating_Natural Gas_Gas Boiler - Insulate Hot Water Lines_A_Achievable Economic RVT Potential | F10 | Industrial | Food Products | New | Space Heating | Natural Gas | Gas Boiler - Insulate Hot Water Lines | A | Purchases (Incremental) | Achievable Economic RVT Potential | 0 | 0 | 0 | 0 | 0 | 0 | 0 | 0 | 0 | 0 | 0 | 0 | 0 | 0 | 0 | 0 | 0 | 0 | 0 | 0 | 0 | 0 | 0 | 0 | 0 | 0 | 0 | 0 | 0 | 0 | 0
F11_Industrial_Food Products_New_Space Heating_Natural Gas_Gas Boiler - Insulate Hot Water Lines_A_Achievable Economic RVT Potential | F11 | Industrial | Food Products | New | Space Heating | Natural Gas | Gas Boiler - Insulate Hot Water Lines | A | Purchases (Cumulative) | Achievable Economic RVT Potential | 0 | 0 | 0 | 0 | 0 | 0 | 0 | 0 | 0 | 0 | 0 | 0 | 0 | 0 | 0 | 0 | 0 | 0 | 0 | 0 | 0 | 0 | 0 | 0 | 0 | 0 | 0 | 0 | 0 | 0 | 0
F1_Industrial_Food Products_New_Process_Natural Gas_Gas Boiler - Insulate Hot Water Lines_A_Achievable Economic RVT Potential | F1 | Industrial | Food Products | New | Process | Natural Gas | Gas Boiler - Insulate Hot Water Lines | A | Integrated Unit Energy Savings (kWh or therms) | Achievable Economic RVT Potential | 0 | 0 | 0 | 0 | 0 | 424.6364 | 424.0044 | 423.4284 | 422.8999 | 422.3805 | 422.0624 | 421.7831 | 421.5452 | 421.3544 | 421.215 | 421.1361 | 421.1146 | 421.14 | 421.1971 | 421.2705 | 421.3772 | 421.4776 | 421.5691 | 421.6528 | 421.7297 | 421.8664 | 421.9929 | 422.1103 | 425.3792 | 425.3792 | 425.3792
F2_Industrial_Food Products_New_Process_Natural Gas_Gas Boiler - Insulate Hot Water Lines_A_Achievable Economic RVT Potential | F2 | Industrial | Food Products | New | Process | Natural Gas | Gas Boiler - Insulate Hot Water Lines | A | Integrated Unit Summer Peak Savings (kW) | Achievable Economic RVT Potential | 0 | 0 | 0 | 0 | 0 | 0 | 0 | 0 | 0 | 0 | 0 | 0 | 0 | 0 | 0 | 0 | 0 | 0 | 0 | 0 | 0 | 0 | 0 | 0 | 0 | 0 | 0 | 0 | 0 | 0 | 0
F3_Industrial_Food Products_New_Process_Natural Gas_Gas Boiler - Insulate Hot Water Lines_A_Achievable Economic RVT Potential | F3 | Industrial | Food Products | New | Process | Natural Gas | Gas Boiler - Insulate Hot Water Lines | A | Integrated Unit Winter Peak Savings (kW) | Achievable Economic RVT Potential | 0 | 0 | 0 | 0 | 0 | 0 | 0 | 0 | 0 | 0 | 0 | 0 | 0 | 0 | 0 | 0 | 0 | 0 | 0 | 0 | 0 | 0 | 0 | 0 | 0 | 0 | 0 | 0 | 0 | 0 | 0
F4_Industrial_Food Products_New_Process_Natural Gas_Gas Boiler - Insulate Hot Water Lines_A_Achievable Economic RVT Potential | F4 | Industrial | Food Products | New | Process | Natural Gas | Gas Boiler - Insulate Hot Water Lines | A | Incremental Energy Savings (MWh or mTherms) | Achievable Economic RVT Potential | 0 | 0 | 0 | 0 | 0 | 0 | 0 | 0 | 0 | 0 | 0 | 0 | 0 | 0 | 0 | 0 | 0 | 0 | 0 | 0 | 0 | 0 | 0 | 0 | 0 | 0 | 0 | 0 | 0 | 0 | 0
F5_Industrial_Food Products_New_Process_Natural Gas_Gas Boiler - Insulate Hot Water Lines_A_Achievable Economic RVT Potential | F5 | Industrial | Food Products | New | Process | Natural Gas | Gas Boiler - Insulate Hot Water Lines | A | Incremental Summer Peak Savings (MW) | Achievable Economic RVT Potential | 0 | 0 | 0 | 0 | 0 | 0 | 0 | 0 | 0 | 0 | 0 | 0 | 0 | 0 | 0 | 0 | 0 | 0 | 0 | 0 | 0 | 0 | 0 | 0 | 0 | 0 | 0 | 0 | 0 | 0 | 0
F6_Industrial_Food Products_New_Process_Natural Gas_Gas Boiler - Insulate Hot Water Lines_A_Achievable Economic RVT Potential | F6 | Industrial | Food Products | New | Process | Natural Gas | Gas Boiler - Insulate Hot Water Lines | A | Incremental Winter Peak Savings (MW) | Achievable Economic RVT Potential | 0 | 0 | 0 | 0 | 0 | 0 | 0 | 0 | 0 | 0 | 0 | 0 | 0 | 0 | 0 | 0 | 0 | 0 | 0 | 0 | 0 | 0 | 0 | 0 | 0 | 0 | 0 | 0 | 0 | 0 | 0
F7_Industrial_Food Products_New_Process_Natural Gas_Gas Boiler - Insulate Hot Water Lines_A_Achievable Economic RVT Potential | F7 | Industrial | Food Products | New | Process | Natural Gas | Gas Boiler - Insulate Hot Water Lines | A | Cumulative Energy Savings (MWh or mTherms) | Achievable Economic RVT Potential | 0 | 0 | 0 | 0 | 0 | 0 | 0 | 0 | 0 | 0 | 0 | 0 | 0 | 0 | 0 | 0 | 0 | 0 | 0 | 0 | 0 | 0 | 0 | 0 | 0 | 0 | 0 | 0 | 0 | 0 | 0
F8_Industrial_Food Products_New_Process_Natural Gas_Gas Boiler - Insulate Hot Water Lines_A_Achievable Economic RVT Potential | F8 | Industrial | Food Products | New | Process | Natural Gas | Gas Boiler - Insulate Hot Water Lines | A | Cumulative Summer Peak Savings (MW) | Achievable Economic RVT Potential | 0 | 0 | 0 | 0 | 0 | 0 | 0 | 0 | 0 | 0 | 0 | 0 | 0 | 0 | 0 | 0 | 0 | 0 | 0 | 0 | 0 | 0 | 0 | 0 | 0 | 0 | 0 | 0 | 0 | 0 | 0
F9_Industrial_Food Products_New_Process_Natural Gas_Gas Boiler - Insulate Hot Water Lines_A_Achievable Economic RVT Potential | F9 | Industrial | Food Products | New | Process | Natural Gas | Gas Boiler - Insulate Hot Water Lines | A | Cumulative Winter Peak Savings (MW) | Achievable Economic RVT Potential | 0 | 0 | 0 | 0 | 0 | 0 | 0 | 0 | 0 | 0 | 0 | 0 | 0 | 0 | 0 | 0 | 0 | 0 | 0 | 0 | 0 | 0 | 0 | 0 | 0 | 0 | 0 | 0 | 0 | 0 | 0
F10_Industrial_Food Products_New_Process_Natural Gas_Gas Boiler - Insulate Hot Water Lines_A_Achievable Economic RVT Potential | F10 | Industrial | Food Products | New | Process | Natural Gas | Gas Boiler - Insulate Hot Water Lines | A | Purchases (Incremental) | Achievable Economic RVT Potential | 0 | 0 | 0 | 0 | 0 | 0 | 0 | 0 | 0 | 0 | 0 | 0 | 0 | 0 | 0 | 0 | 0 | 0 | 0 | 0 | 0 | 0 | 0 | 0 | 0 | 0 | 0 | 0 | 0 | 0 | 0
F11_Industrial_Food Products_New_Process_Natural Gas_Gas Boiler - Insulate Hot Water Lines_A_Achievable Economic RVT Potential | F11 | Industrial | Food Products | New | Process | Natural Gas | Gas Boiler - Insulate Hot Water Lines | A | Purchases (Cumulative) | Achievable Economic RVT Potential | 0 | 0 | 0 | 0 | 0 | 0 | 0 | 0 | 0 | 0 | 0 | 0 | 0 | 0 | 0 | 0 | 0 | 0 | 0 | 0 | 0 | 0 | 0 | 0 | 0 | 0 | 0 | 0 | 0 | 0 | 0
F1_Industrial_Food Products_New_Process_Natural Gas_Process - Insulate Heated Process Fluids_A_Achievable Economic RVT Potential | F1 | Industrial | Food Products | New | Process | Natural Gas | Process - Insulate Heated Process Fluids | A | Integrated Unit Energy Savings (kWh or therms) | Achievable Economic RVT Potential | 0 | 0 | 0 | 0 | 0 | 275.0372 | 274.5532 | 274.114 | 273.7107 | 273.3171 | 273.0565 | 272.8225 | 272.6168 | 272.4427 | 272.3022 | 272.2018 | 272.1388 | 272.1067 | 272.0954 | 272.0947 | 272.1159 | 272.1332 | 272.1449 | 272.1517 | 272.1542 | 272.2833 | 272.4028 | 272.5137 | 275.607 | 275.607 | 275.607
F2_Industrial_Food Products_New_Process_Natural Gas_Process - Insulate Heated Process Fluids_A_Achievable Economic RVT Potential | F2 | Industrial | Food Products | New | Process | Natural Gas | Process - Insulate Heated Process Fluids | A | Integrated Unit Summer Peak Savings (kW) | Achievable Economic RVT Potential | 0 | 0 | 0 | 0 | 0 | 0 | 0 | 0 | 0 | 0 | 0 | 0 | 0 | 0 | 0 | 0 | 0 | 0 | 0 | 0 | 0 | 0 | 0 | 0 | 0 | 0 | 0 | 0 | 0 | 0 | 0
F3_Industrial_Food Products_New_Process_Natural Gas_Process - Insulate Heated Process Fluids_A_Achievable Economic RVT Potential | F3 | Industrial | Food Products | New | Process | Natural Gas | Process - Insulate Heated Process Fluids | A | Integrated Unit Winter Peak Savings (kW) | Achievable Economic RVT Potential | 0 | 0 | 0 | 0 | 0 | 0 | 0 | 0 | 0 | 0 | 0 | 0 | 0 | 0 | 0 | 0 | 0 | 0 | 0 | 0 | 0 | 0 | 0 | 0 | 0 | 0 | 0 | 0 | 0 | 0 | 0
F4_Industrial_Food Products_New_Process_Natural Gas_Process - Insulate Heated Process Fluids_A_Achievable Economic RVT Potential | F4 | Industrial | Food Products | New | Process | Natural Gas | Process - Insulate Heated Process Fluids | A | Incremental Energy Savings (MWh or mTherms) | Achievable Economic RVT Potential | 0 | 0 | 0 | 0 | 0 | 0 | 0 | 0 | 0 | 0 | 0 | 0 | 0 | 0 | 0 | 0 | 0 | 0 | 0 | 0 | 0 | 0 | 0 | 0 | 0 | 0 | 0 | 0 | 0 | 0 | 0
F5_Industrial_Food Products_New_Process_Natural Gas_Process - Insulate Heated Process Fluids_A_Achievable Economic RVT Potential | F5 | Industrial | Food Products | New | Process | Natural Gas | Process - Insulate Heated Process Fluids | A | Incremental Summer Peak Savings (MW) | Achievable Economic RVT Potential | 0 | 0 | 0 | 0 | 0 | 0 | 0 | 0 | 0 | 0 | 0 | 0 | 0 | 0 | 0 | 0 | 0 | 0 | 0 | 0 | 0 | 0 | 0 | 0 | 0 | 0 | 0 | 0 | 0 | 0 | 0
F6_Industrial_Food Products_New_Process_Natural Gas_Process - Insulate Heated Process Fluids_A_Achievable Economic RVT Potential | F6 | Industrial | Food Products | New | Process | Natural Gas | Process - Insulate Heated Process Fluids | A | Incremental Winter Peak Savings (MW) | Achievable Economic RVT Potential | 0 | 0 | 0 | 0 | 0 | 0 | 0 | 0 | 0 | 0 | 0 | 0 | 0 | 0 | 0 | 0 | 0 | 0 | 0 | 0 | 0 | 0 | 0 | 0 | 0 | 0 | 0 | 0 | 0 | 0 | 0
F7_Industrial_Food Products_New_Process_Natural Gas_Process - Insulate Heated Process Fluids_A_Achievable Economic RVT Potential | F7 | Industrial | Food Products | New | Process | Natural Gas | Process - Insulate Heated Process Fluids | A | Cumulative Energy Savings (MWh or mTherms) | Achievable Economic RVT Potential | 0 | 0 | 0 | 0 | 0 | 0 | 0 | 0 | 0 | 0 | 0 | 0 | 0 | 0 | 0 | 0 | 0 | 0 | 0 | 0 | 0 | 0 | 0 | 0 | 0 | 0 | 0 | 0 | 0 | 0 | 0
F8_Industrial_Food Products_New_Process_Natural Gas_Process - Insulate Heated Process Fluids_A_Achievable Economic RVT Potential | F8 | Industrial | Food Products | New | Process | Natural Gas | Process - Insulate Heated Process Fluids | A | Cumulative Summer Peak Savings (MW) | Achievable Economic RVT Potential | 0 | 0 | 0 | 0 | 0 | 0 | 0 | 0 | 0 | 0 | 0 | 0 | 0 | 0 | 0 | 0 | 0 | 0 | 0 | 0 | 0 | 0 | 0 | 0 | 0 | 0 | 0 | 0 | 0 | 0 | 0
F9_Industrial_Food Products_New_Process_Natural Gas_Process - Insulate Heated Process Fluids_A_Achievable Economic RVT Potential | F9 | Industrial | Food Products | New | Process | Natural Gas | Process - Insulate Heated Process Fluids | A | Cumulative Winter Peak Savings (MW) | Achievable Economic RVT Potential | 0 | 0 | 0 | 0 | 0 | 0 | 0 | 0 | 0 | 0 | 0 | 0 | 0 | 0 | 0 | 0 | 0 | 0 | 0 | 0 | 0 | 0 | 0 | 0 | 0 | 0 | 0 | 0 | 0 | 0 | 0
F10_Industrial_Food Products_New_Process_Natural Gas_Process - Insulate Heated Process Fluids_A_Achievable Economic RVT Potential | F10 | Industrial | Food Products | New | Process | Natural Gas | Process - Insulate Heated Process Fluids | A | Purchases (Incremental) | Achievable Economic RVT Potential | 0 | 0 | 0 | 0 | 0 | 0 | 0 | 0 | 0 | 0 | 0 | 0 | 0 | 0 | 0 | 0 | 0 | 0 | 0 | 0 | 0 | 0 | 0 | 0 | 0 | 0 | 0 | 0 | 0 | 0 | 0
F11_Industrial_Food Products_New_Process_Natural Gas_Process - Insulate Heated Process Fluids_A_Achievable Economic RVT Potential | F11 | Industrial | Food Products | New | Process | Natural Gas | Process - Insulate Heated Process Fluids | A | Purchases (Cumulative) | Achievable Economic RVT Potential | 0 | 0 | 0 | 0 | 0 | 0 | 0 | 0 | 0 | 0 | 0 | 0 | 0 | 0 | 0 | 0 | 0 | 0 | 0 | 0 | 0 | 0 | 0 | 0 | 0 | 0 | 0 | 0 | 0 | 0 | 0
F1_Industrial_Food Products_New_Process_Natural Gas_Process Heat Recovery_A_Achievable Economic RVT Potential | F1 | Industrial | Food Products | New | Process | Natural Gas | Process Heat Recovery | A | Integrated Unit Energy Savings (kWh or therms) | Achievable Economic RVT Potential | 0 | 0 | 0 | 0 | 0 | 3.2259 | 3.2175 | 3.2098 | 3.2026 | 3.1955 | 3.1902 | 3.1854 | 3.1812 | 3.1775 | 3.1745 | 3.1721 | 3.1704 | 3.1694 | 3.1687 | 3.1684 | 3.1685 | 3.1688 | 3.169 | 3.1692 | 3.1693 | 3.1718 | 3.1741 | 3.1762 | 0 | 0 | 0
F2_Industrial_Food Products_New_Process_Natural Gas_Process Heat Recovery_A_Achievable Economic RVT Potential | F2 | Industrial | Food Products | New | Process | Natural Gas | Process Heat Recovery | A | Integrated Unit Summer Peak Savings (kW) | Achievable Economic RVT Potential | 0 | 0 | 0 | 0 | 0 | 0 | 0 | 0 | 0 | 0 | 0 | 0 | 0 | 0 | 0 | 0 | 0 | 0 | 0 | 0 | 0 | 0 | 0 | 0 | 0 | 0 | 0 | 0 | 0 | 0 | 0
F3_Industrial_Food Products_New_Process_Natural Gas_Process Heat Recovery_A_Achievable Economic RVT Potential | F3 | Industrial | Food Products | New | Process | Natural Gas | Process Heat Recovery | A | Integrated Unit Winter Peak Savings (kW) | Achievable Economic RVT Potential | 0 | 0 | 0 | 0 | 0 | 0 | 0 | 0 | 0 | 0 | 0 | 0 | 0 | 0 | 0 | 0 | 0 | 0 | 0 | 0 | 0 | 0 | 0 | 0 | 0 | 0 | 0 | 0 | 0 | 0 | 0
F4_Industrial_Food Products_New_Process_Natural Gas_Process Heat Recovery_A_Achievable Economic RVT Potential | F4 | Industrial | Food Products | New | Process | Natural Gas | Process Heat Recovery | A | Incremental Energy Savings (MWh or mTherms) | Achievable Economic RVT Potential | 0 | 0 | 0 | 0 | 0 | 0 | 0 | 0 | 0 | 0 | 0 | 0 | 0 | 0 | 0 | 0 | 0 | 0 | 0 | 0 | 0 | 0 | 0 | 0 | 0 | 0 | 0 | 0 | 0 | 0 | 0
F5_Industrial_Food Products_New_Process_Natural Gas_Process Heat Recovery_A_Achievable Economic RVT Potential | F5 | Industrial | Food Products | New | Process | Natural Gas | Process Heat Recovery | A | Incremental Summer Peak Savings (MW) | Achievable Economic RVT Potential | 0 | 0 | 0 | 0 | 0 | 0 | 0 | 0 | 0 | 0 | 0 | 0 | 0 | 0 | 0 | 0 | 0 | 0 | 0 | 0 | 0 | 0 | 0 | 0 | 0 | 0 | 0 | 0 | 0 | 0 | 0
F6_Industrial_Food Products_New_Process_Natural Gas_Process Heat Recovery_A_Achievable Economic RVT Potential | F6 | Industrial | Food Products | New | Process | Natural Gas | Process Heat Recovery | A | Incremental Winter Peak Savings (MW) | Achievable Economic RVT Potential | 0 | 0 | 0 | 0 | 0 | 0 | 0 | 0 | 0 | 0 | 0 | 0 | 0 | 0 | 0 | 0 | 0 | 0 | 0 | 0 | 0 | 0 | 0 | 0 | 0 | 0 | 0 | 0 | 0 | 0 | 0
F7_Industrial_Food Products_New_Process_Natural Gas_Process Heat Recovery_A_Achievable Economic RVT Potential | F7 | Industrial | Food Products | New | Process | Natural Gas | Process Heat Recovery | A | Cumulative Energy Savings (MWh or mTherms) | Achievable Economic RVT Potential | 0 | 0 | 0 | 0 | 0 | 0 | 0 | 0 | 0 | 0 | 0 | 0 | 0 | 0 | 0 | 0 | 0 | 0 | 0 | 0 | 0 | 0 | 0 | 0 | 0 | 0 | 0 | 0 | 0 | 0 | 0
F8_Industrial_Food Products_New_Process_Natural Gas_Process Heat Recovery_A_Achievable Economic RVT Potential | F8 | Industrial | Food Products | New | Process | Natural Gas | Process Heat Recovery | A | Cumulative Summer Peak Savings (MW) | Achievable Economic RVT Potential | 0 | 0 | 0 | 0 | 0 | 0 | 0 | 0 | 0 | 0 | 0 | 0 | 0 | 0 | 0 | 0 | 0 | 0 | 0 | 0 | 0 | 0 | 0 | 0 | 0 | 0 | 0 | 0 | 0 | 0 | 0
F9_Industrial_Food Products_New_Process_Natural Gas_Process Heat Recovery_A_Achievable Economic RVT Potential | F9 | Industrial | Food Products | New | Process | Natural Gas | Process Heat Recovery | A | Cumulative Winter Peak Savings (MW) | Achievable Economic RVT Potential | 0 | 0 | 0 | 0 | 0 | 0 | 0 | 0 | 0 | 0 | 0 | 0 | 0 | 0 | 0 | 0 | 0 | 0 | 0 | 0 | 0 | 0 | 0 | 0 | 0 | 0 | 0 | 0 | 0 | 0 | 0
F10_Industrial_Food Products_New_Process_Natural Gas_Process Heat Recovery_A_Achievable Economic RVT Potential | F10 | Industrial | Food Products | New | Process | Natural Gas | Process Heat Recovery | A | Purchases (Incremental) | Achievable Economic RVT Potential | 0 | 0 | 0 | 0 | 0 | 0 | 0 | 0 | 0 | 0 | 0 | 0 | 0 | 0 | 0 | 0 | 0 | 0 | 0 | 0 | 0 | 0 | 0 | 0 | 0 | 0 | 0 | 0 | 0 | 0 | 0
F11_Industrial_Food Products_New_Process_Natural Gas_Process Heat Recovery_A_Achievable Economic RVT Potential | F11 | Industrial | Food Products | New | Process | Natural Gas | Process Heat Recovery | A | Purchases (Cumulative) | Achievable Economic RVT Potential | 0 | 0 | 0 | 0 | 0 | 0 | 0 | 0 | 0 | 0 | 0 | 0 | 0 | 0 | 0 | 0 | 0 | 0 | 0 | 0 | 0 | 0 | 0 | 0 | 0 | 0 | 0 | 0 | 0 | 0 | 0
F1_Industrial_Food Products_New_Space Heating_Natural Gas_Building Automation System_A_Achievable Economic RVT Potential | F1 | Industrial | Food Products | New | Space Heating | Natural Gas | Building Automation System | A | Integrated Unit Energy Savings (kWh or therms) | Achievable Economic RVT Potential | 0 | 0 | 0 | 0 | 0 | 0.014544 | 0.014304 | 0.014105 | 0.013934 | 0.01378 | 0.013643 | 0.01348 | 0.013304 | 0.013126 | 0.01295 | 0.012792 | 0.01265 | 0.01253 | 0.012369 | 0.012246 | 0.012152 | 0.012078 | 0.012036 | 0.012009 | 0.011992 | 0.011984 | 0.011979 | 0.011978 | 0 | 0 | 0
F2_Industrial_Food Products_New_Space Heating_Natural Gas_Building Automation System_A_Achievable Economic RVT Potential | F2 | Industrial | Food Products | New | Space Heating | Natural Gas | Building Automation System | A | Integrated Unit Summer Peak Savings (kW) | Achievable Economic RVT Potential | 0 | 0 | 0 | 0 | 0 | 0 | 0 | 0 | 0 | 0 | 0 | 0 | 0 | 0 | 0 | 0 | 0 | 0 | 0 | 0 | 0 | 0 | 0 | 0 | 0 | 0 | 0 | 0 | 0 | 0 | 0
F3_Industrial_Food Products_New_Space Heating_Natural Gas_Building Automation System_A_Achievable Economic RVT Potential | F3 | Industrial | Food Products | New | Space Heating | Natural Gas | Building Automation System | A | Integrated Unit Winter Peak Savings (kW) | Achievable Economic RVT Potential | 0 | 0 | 0 | 0 | 0 | 0 | 0 | 0 | 0 | 0 | 0 | 0 | 0 | 0 | 0 | 0 | 0 | 0 | 0 | 0 | 0 | 0 | 0 | 0 | 0 | 0 | 0 | 0 | 0 | 0 | 0
F4_Industrial_Food Products_New_Space Heating_Natural Gas_Building Automation System_A_Achievable Economic RVT Potential | F4 | Industrial | Food Products | New | Space Heating | Natural Gas | Building Automation System | A | Incremental Energy Savings (MWh or mTherms) | Achievable Economic RVT Potential | 0 | 0 | 0 | 0 | 0 | 0.00019937 | 0.00046433 | 0.00093968 | 0.0017123 | 0.0028744 | 0.0045073 | 0.0066302 | 0.0092132 | 0.012132 | 0.015134 | 0.017905 | 0.020015 | 0.021083 | 0.020707 | 0.018962 | 0.016332 | 0.012996 | 0.0093673 | 0.0062258 | 0.0042199 | 0.003959 | 0.0058919 | 0.0082951 | 0 | 0 | 0
F5_Industrial_Food Products_New_Space Heating_Natural Gas_Building Automation System_A_Achievable Economic RVT Potential | F5 | Industrial | Food Products | New | Space Heating | Natural Gas | Building Automation System | A | Incremental Summer Peak Savings (MW) | Achievable Economic RVT Potential | 0 | 0 | 0 | 0 | 0 | 0 | 0 | 0 | 0 | 0 | 0 | 0 | 0 | 0 | 0 | 0 | 0 | 0 | 0 | 0 | 0 | 0 | 0 | 0 | 0 | 0 | 0 | 0 | 0 | 0 | 0
F6_Industrial_Food Products_New_Space Heating_Natural Gas_Building Automation System_A_Achievable Economic RVT Potential | F6 | Industrial | Food Products | New | Space Heating | Natural Gas | Building Automation System | A | Incremental Winter Peak Savings (MW) | Achievable Economic RVT Potential | 0 | 0 | 0 | 0 | 0 | 0 | 0 | 0 | 0 | 0 | 0 | 0 | 0 | 0 | 0 | 0 | 0 | 0 | 0 | 0 | 0 | 0 | 0 | 0 | 0 | 0 | 0 | 0 | 0 | 0 | 0
F7_Industrial_Food Products_New_Space Heating_Natural Gas_Building Automation System_A_Achievable Economic RVT Potential | F7 | Industrial | Food Products | New | Space Heating | Natural Gas | Building Automation System | A | Cumulative Energy Savings (MWh or mTherms) | Achievable Economic RVT Potential | 0 | 0 | 0 | 0 | 0 | 0.00019937 | 0.00066041 | 0.0015909 | 0.0032839 | 0.0061222 | 0.010569 | 0.017072 | 0.026063 | 0.037846 | 0.052474 | 0.069738 | 0.088976 | 0.10922 | 0.12852 | 0.1462 | 0.16125 | 0.17286 | 0.18084 | 0.18518 | 0.18664 | 0.1865 | 0.18643 | 0.18642 | 0 | 0 | 0
F8_Industrial_Food Products_New_Space Heating_Natural Gas_Building Automation System_A_Achievable Economic RVT Potential | F8 | Industrial | Food Products | New | Space Heating | Natural Gas | Building Automation System | A | Cumulative Summer Peak Savings (MW) | Achievable Economic RVT Potential | 0 | 0 | 0 | 0 | 0 | 0 | 0 | 0 | 0 | 0 | 0 | 0 | 0 | 0 | 0 | 0 | 0 | 0 | 0 | 0 | 0 | 0 | 0 | 0 | 0 | 0 | 0 | 0 | 0 | 0 | 0
F9_Industrial_Food Products_New_Space Heating_Natural Gas_Building Automation System_A_Achievable Economic RVT Potential | F9 | Industrial | Food Products | New | Space Heating | Natural Gas | Building Automation System | A | Cumulative Winter Peak Savings (MW) | Achievable Economic RVT Potential | 0 | 0 | 0 | 0 | 0 | 0 | 0 | 0 | 0 | 0 | 0 | 0 | 0 | 0 | 0 | 0 | 0 | 0 | 0 | 0 | 0 | 0 | 0 | 0 | 0 | 0 | 0 | 0 | 0 | 0 | 0
F10_Industrial_Food Products_New_Space Heating_Natural Gas_Building Automation System_A_Achievable Economic RVT Potential | F10 | Industrial | Food Products | New | Space Heating | Natural Gas | Building Automation System | A | Purchases (Incremental) | Achievable Economic RVT Potential | 0 | 0 | 0 | 0 | 0 | 13.7077 | 32.4625 | 66.621 | 122.893 | 208.593 | 330.3684 | 491.8557 | 692.5207 | 924.2903 | 1168.596 | 1399.6525 | 1582.2835 | 1682.6077 | 1674.0423 | 1548.4527 | 1343.9716 | 1076.0388 | 778.2554 | 518.4197 | 351.8796 | 330.3684 | 491.8557 | 692.5207 | 924.2903 | 1168.596 | 1399.6525
F11_Industrial_Food Products_New_Space Heating_Natural Gas_Building Automation System_A_Achievable Economic RVT Potential | F11 | Industrial | Food Products | New | Space Heating | Natural Gas | Building Automation System | A | Purchases (Cumulative) | Achievable Economic RVT Potential | 0 | 0 | 0 | 0 | 0 | 13.7077 | 46.1703 | 112.7913 | 235.6844 | 444.2774 | 774.6458 | 1266.5014 | 1959.0221 | 2883.3124 | 4051.9085 | 5451.561 | 7033.8444 | 8716.4522 | 10390.4945 | 11938.9471 | 13269.211 | 14312.7872 | 15024.4216 | 15419.9483 | 15563.2349 | 15563.2349 | 15563.2349 | 15563.2349 | 15563.2349 | 15563.2349 | 15563.2349
F1_Industrial_Food Products_New_Space Heating_Natural Gas_Steam System Efficiency Improvements_A_Achievable Economic RVT Potential | F1 | Industrial | Food Products | New | Space Heating | Natural Gas | Steam System Efficiency Improvements | A | Integrated Unit Energy Savings (kWh or therms) | Achievable Economic RVT Potential | 0 | 0 | 0 | 0 | 0 | 0 | 0 | 0 | 0 | 0 | 0 | 0 | 0 | 0 | 0 | 0 | 0 | 0 | 0 | 0 | 0 | 0 | 0 | 0 | 0 | 0 | 0 | 0 | 0 | 0 | 0
F2_Industrial_Food Products_New_Space Heating_Natural Gas_Steam System Efficiency Improvements_A_Achievable Economic RVT Potential | F2 | Industrial | Food Products | New | Space Heating | Natural Gas | Steam System Efficiency Improvements | A | Integrated Unit Summer Peak Savings (kW) | Achievable Economic RVT Potential | 0 | 0 | 0 | 0 | 0 | 0 | 0 | 0 | 0 | 0 | 0 | 0 | 0 | 0 | 0 | 0 | 0 | 0 | 0 | 0 | 0 | 0 | 0 | 0 | 0 | 0 | 0 | 0 | 0 | 0 | 0
F3_Industrial_Food Products_New_Space Heating_Natural Gas_Steam System Efficiency Improvements_A_Achievable Economic RVT Potential | F3 | Industrial | Food Products | New | Space Heating | Natural Gas | Steam System Efficiency Improvements | A | Integrated Unit Winter Peak Savings (kW) | Achievable Economic RVT Potential | 0 | 0 | 0 | 0 | 0 | 0 | 0 | 0 | 0 | 0 | 0 | 0 | 0 | 0 | 0 | 0 | 0 | 0 | 0 | 0 | 0 | 0 | 0 | 0 | 0 | 0 | 0 | 0 | 0 | 0 | 0
F4_Industrial_Food Products_New_Space Heating_Natural Gas_Steam System Efficiency Improvements_A_Achievable Economic RVT Potential | F4 | Industrial | Food Products | New | Space Heating | Natural Gas | Steam System Efficiency Improvements | A | Incremental Energy Savings (MWh or mTherms) | Achievable Economic RVT Potential | 0 | 0 | 0 | 0 | 0 | 0 | 0 | 0 | 0 | 0 | 0 | 0 | 0 | 0 | 0 | 0 | 0 | 0 | 0 | 0 | 0 | 0 | 0 | 0 | 0 | 0 | 0 | 0 | 0 | 0 | 0
F5_Industrial_Food Products_New_Space Heating_Natural Gas_Steam System Efficiency Improvements_A_Achievable Economic RVT Potential | F5 | Industrial | Food Products | New | Space Heating | Natural Gas | Steam System Efficiency Improvements | A | Incremental Summer Peak Savings (MW) | Achievable Economic RVT Potential | 0 | 0 | 0 | 0 | 0 | 0 | 0 | 0 | 0 | 0 | 0 | 0 | 0 | 0 | 0 | 0 | 0 | 0 | 0 | 0 | 0 | 0 | 0 | 0 | 0 | 0 | 0 | 0 | 0 | 0 | 0
F6_Industrial_Food Products_New_Space Heating_Natural Gas_Steam System Efficiency Improvements_A_Achievable Economic RVT Potential | F6 | Industrial | Food Products | New | Space Heating | Natural Gas | Steam System Efficiency Improvements | A | Incremental Winter Peak Savings (MW) | Achievable Economic RVT Potential | 0 | 0 | 0 | 0 | 0 | 0 | 0 | 0 | 0 | 0 | 0 | 0 | 0 | 0 | 0 | 0 | 0 | 0 | 0 | 0 | 0 | 0 | 0 | 0 | 0 | 0 | 0 | 0 | 0 | 0 | 0
F7_Industrial_Food Products_New_Space Heating_Natural Gas_Steam System Efficiency Improvements_A_Achievable Economic RVT Potential | F7 | Industrial | Food Products | New | Space Heating | Natural Gas | Steam System Efficiency Improvements | A | Cumulative Energy Savings (MWh or mTherms) | Achievable Economic RVT Potential | 0 | 0 | 0 | 0 | 0 | 0 | 0 | 0 | 0 | 0 | 0 | 0 | 0 | 0 | 0 | 0 | 0 | 0 | 0 | 0 | 0 | 0 | 0 | 0 | 0 | 0 | 0 | 0 | 0 | 0 | 0
F8_Industrial_Food Products_New_Space Heating_Natural Gas_Steam System Efficiency Improvements_A_Achievable Economic RVT Potential | F8 | Industrial | Food Products | New | Space Heating | Natural Gas | Steam System Efficiency Improvements | A | Cumulative Summer Peak Savings (MW) | Achievable Economic RVT Potential | 0 | 0 | 0 | 0 | 0 | 0 | 0 | 0 | 0 | 0 | 0 | 0 | 0 | 0 | 0 | 0 | 0 | 0 | 0 | 0 | 0 | 0 | 0 | 0 | 0 | 0 | 0 | 0 | 0 | 0 | 0
F9_Industrial_Food Products_New_Space Heating_Natural Gas_Steam System Efficiency Improvements_A_Achievable Economic RVT Potential | F9 | Industrial | Food Products | New | Space Heating | Natural Gas | Steam System Efficiency Improvements | A | Cumulative Winter Peak Savings (MW) | Achievable Economic RVT Potential | 0 | 0 | 0 | 0 | 0 | 0 | 0 | 0 | 0 | 0 | 0 | 0 | 0 | 0 | 0 | 0 | 0 | 0 | 0 | 0 | 0 | 0 | 0 | 0 | 0 | 0 | 0 | 0 | 0 | 0 | 0
F10_Industrial_Food Products_New_Space Heating_Natural Gas_Steam System Efficiency Improvements_A_Achievable Economic RVT Potential | F10 | Industrial | Food Products | New | Space Heating | Natural Gas | Steam System Efficiency Improvements | A | Purchases (Incremental) | Achievable Economic RVT Potential | 0 | 0 | 0 | 0 | 0 | 0 | 0 | 0 | 0 | 0 | 0 | 0 | 0 | 0 | 0 | 0 | 0 | 0 | 0 | 0 | 0 | 0 | 0 | 0 | 0 | 0 | 0 | 0 | 0 | 0 | 0
F11_Industrial_Food Products_New_Space Heating_Natural Gas_Steam System Efficiency Improvements_A_Achievable Economic RVT Potential | F11 | Industrial | Food Products | New | Space Heating | Natural Gas | Steam System Efficiency Improvements | A | Purchases (Cumulative) | Achievable Economic RVT Potential | 0 | 0 | 0 | 0 | 0 | 0 | 0 | 0 | 0 | 0 | 0 | 0 | 0 | 0 | 0 | 0 | 0 | 0 | 0 | 0 | 0 | 0 | 0 | 0 | 0 | 0 | 0 | 0 | 0 | 0 | 0
F1_Industrial_Food Products_New_Process_Natural Gas_Steam System Efficiency Improvements_A_Achievable Economic RVT Potential | F1 | Industrial | Food Products | New | Process | Natural Gas | Steam System Efficiency Improvements | A | Integrated Unit Energy Savings (kWh or therms) | Achievable Economic RVT Potential | 0 | 0 | 0 | 0 | 0 | 5.0872 | 5.0843 | 5.0818 | 5.0798 | 5.0779 | 5.0764 | 5.0754 | 5.0749 | 5.0746 | 5.0746 | 5.0747 | 5.0749 | 5.0752 | 5.0756 | 5.076 | 5.0767 | 5.0773 | 5.0779 | 5.0784 | 5.0789 | 5.0794 | 5.0798 | 5.0802 | 5.0908 | 5.0908 | 5.0908
F2_Industrial_Food Products_New_Process_Natural Gas_Steam System Efficiency Improvements_A_Achievable Economic RVT Potential | F2 | Industrial | Food Products | New | Process | Natural Gas | Steam System Efficiency Improvements | A | Integrated Unit Summer Peak Savings (kW) | Achievable Economic RVT Potential | 0 | 0 | 0 | 0 | 0 | 0 | 0 | 0 | 0 | 0 | 0 | 0 | 0 | 0 | 0 | 0 | 0 | 0 | 0 | 0 | 0 | 0 | 0 | 0 | 0 | 0 | 0 | 0 | 0 | 0 | 0
F3_Industrial_Food Products_New_Process_Natural Gas_Steam System Efficiency Improvements_A_Achievable Economic RVT Potential | F3 | Industrial | Food Products | New | Process | Natural Gas | Steam System Efficiency Improvements | A | Integrated Unit Winter Peak Savings (kW) | Achievable Economic RVT Potential | 0 | 0 | 0 | 0 | 0 | 0 | 0 | 0 | 0 | 0 | 0 | 0 | 0 | 0 | 0 | 0 | 0 | 0 | 0 | 0 | 0 | 0 | 0 | 0 | 0 | 0 | 0 | 0 | 0 | 0 | 0
F4_Industrial_Food Products_New_Process_Natural Gas_Steam System Efficiency Improvements_A_Achievable Economic RVT Potential | F4 | Industrial | Food Products | New | Process | Natural Gas | Steam System Efficiency Improvements | A | Incremental Energy Savings (MWh or mTherms) | Achievable Economic RVT Potential | 0 | 0 | 0 | 0 | 0 | 0 | 0 | 0 | 0 | 0 | 0 | 0 | 0 | 0 | 0 | 0 | 0 | 0 | 0 | 0 | 0 | 0 | 0 | 0 | 0 | 0 | 0 | 0 | 0 | 0 | 0
F5_Industrial_Food Products_New_Process_Natural Gas_Steam System Efficiency Improvements_A_Achievable Economic RVT Potential | F5 | Industrial | Food Products | New | Process | Natural Gas | Steam System Efficiency Improvements | A | Incremental Summer Peak Savings (MW) | Achievable Economic RVT Potential | 0 | 0 | 0 | 0 | 0 | 0 | 0 | 0 | 0 | 0 | 0 | 0 | 0 | 0 | 0 | 0 | 0 | 0 | 0 | 0 | 0 | 0 | 0 | 0 | 0 | 0 | 0 | 0 | 0 | 0 | 0
F6_Industrial_Food Products_New_Process_Natural Gas_Steam System Efficiency Improvements_A_Achievable Economic RVT Potential | F6 | Industrial | Food Products | New | Process | Natural Gas | Steam System Efficiency Improvements | A | Incremental Winter Peak Savings (MW) | Achievable Economic RVT Potential | 0 | 0 | 0 | 0 | 0 | 0 | 0 | 0 | 0 | 0 | 0 | 0 | 0 | 0 | 0 | 0 | 0 | 0 | 0 | 0 | 0 | 0 | 0 | 0 | 0 | 0 | 0 | 0 | 0 | 0 | 0
F7_Industrial_Food Products_New_Process_Natural Gas_Steam System Efficiency Improvements_A_Achievable Economic RVT Potential | F7 | Industrial | Food Products | New | Process | Natural Gas | Steam System Efficiency Improvements | A | Cumulative Energy Savings (MWh or mTherms) | Achievable Economic RVT Potential | 0 | 0 | 0 | 0 | 0 | 0 | 0 | 0 | 0 | 0 | 0 | 0 | 0 | 0 | 0 | 0 | 0 | 0 | 0 | 0 | 0 | 0 | 0 | 0 | 0 | 0 | 0 | 0 | 0 | 0 | 0
F8_Industrial_Food Products_New_Process_Natural Gas_Steam System Efficiency Improvements_A_Achievable Economic RVT Potential | F8 | Industrial | Food Products | New | Process | Natural Gas | Steam System Efficiency Improvements | A | Cumulative Summer Peak Savings (MW) | Achievable Economic RVT Potential | 0 | 0 | 0 | 0 | 0 | 0 | 0 | 0 | 0 | 0 | 0 | 0 | 0 | 0 | 0 | 0 | 0 | 0 | 0 | 0 | 0 | 0 | 0 | 0 | 0 | 0 | 0 | 0 | 0 | 0 | 0
F9_Industrial_Food Products_New_Process_Natural Gas_Steam System Efficiency Improvements_A_Achievable Economic RVT Potential | F9 | Industrial | Food Products | New | Process | Natural Gas | Steam System Efficiency Improvements | A | Cumulative Winter Peak Savings (MW) | Achievable Economic RVT Potential | 0 | 0 | 0 | 0 | 0 | 0 | 0 | 0 | 0 | 0 | 0 | 0 | 0 | 0 | 0 | 0 | 0 | 0 | 0 | 0 | 0 | 0 | 0 | 0 | 0 | 0 | 0 | 0 | 0 | 0 | 0
F10_Industrial_Food Products_New_Process_Natural Gas_Steam System Efficiency Improvements_A_Achievable Economic RVT Potential | F10 | Industrial | Food Products | New | Process | Natural Gas | Steam System Efficiency Improvements | A | Purchases (Incremental) | Achievable Economic RVT Potential | 0 | 0 | 0 | 0 | 0 | 0 | 0 | 0 | 0 | 0 | 0 | 0 | 0 | 0 | 0 | 0 | 0 | 0 | 0 | 0 | 0 | 0 | 0 | 0 | 0 | 0 | 0 | 0 | 0 | 0 | 0
F11_Industrial_Food Products_New_Process_Natural Gas_Steam System Efficiency Improvements_A_Achievable Economic RVT Potential | F11 | Industrial | Food Products | New | Process | Natural Gas | Steam System Efficiency Improvements | A | Purchases (Cumulative) | Achievable Economic RVT Potential | 0 | 0 | 0 | 0 | 0 | 0 | 0 | 0 | 0 | 0 | 0 | 0 | 0 | 0 | 0 | 0 | 0 | 0 | 0 | 0 | 0 | 0 | 0 | 0 | 0 | 0 | 0 | 0 | 0 | 0 | 0
F1_Industrial_Food Products_New_Space Heating_Natural Gas_Strategic Energy Management_A_Achievable Economic RVT Potential | F1 | Industrial | Food Products | New | Space Heating | Natural Gas | Strategic Energy Management | A | Integrated Unit Energy Savings (kWh or therms) | Achievable Economic RVT Potential | 0 | 0 | 0 | 0 | 0 | 7.3834 | 7.2635 | 7.1644 | 7.079 | 7.0026 | 6.9333 | 6.8505 | 6.7612 | 6.6708 | 6.5818 | 6.5015 | 6.4292 | 6.3684 | 6.2869 | 6.2242 | 6.1766 | 6.1387 | 6.1178 | 6.104 | 6.0955 | 6.0907 | 6.088 | 6.0873 | 0 | 0 | 0
F2_Industrial_Food Products_New_Space Heating_Natural Gas_Strategic Energy Management_A_Achievable Economic RVT Potential | F2 | Industrial | Food Products | New | Space Heating | Natural Gas | Strategic Energy Management | A | Integrated Unit Summer Peak Savings (kW) | Achievable Economic RVT Potential | 0 | 0 | 0 | 0 | 0 | 0 | 0 | 0 | 0 | 0 | 0 | 0 | 0 | 0 | 0 | 0 | 0 | 0 | 0 | 0 | 0 | 0 | 0 | 0 | 0 | 0 | 0 | 0 | 0 | 0 | 0
F3_Industrial_Food Products_New_Space Heating_Natural Gas_Strategic Energy Management_A_Achievable Economic RVT Potential | F3 | Industrial | Food Products | New | Space Heating | Natural Gas | Strategic Energy Management | A | Integrated Unit Winter Peak Savings (kW) | Achievable Economic RVT Potential | 0 | 0 | 0 | 0 | 0 | 0 | 0 | 0 | 0 | 0 | 0 | 0 | 0 | 0 | 0 | 0 | 0 | 0 | 0 | 0 | 0 | 0 | 0 | 0 | 0 | 0 | 0 | 0 | 0 | 0 | 0
F4_Industrial_Food Products_New_Space Heating_Natural Gas_Strategic Energy Management_A_Achievable Economic RVT Potential | F4 | Industrial | Food Products | New | Space Heating | Natural Gas | Strategic Energy Management | A | Incremental Energy Savings (MWh or mTherms) | Achievable Economic RVT Potential | 0 | 0 | 0 | 0 | 0 | 0 | 0 | 0 | 0 | 0 | 0 | 0 | 0 | 0 | 0 | 0 | 0 | 0 | 0 | 0 | 0 | 0 | 0 | 0 | 0 | 0 | 0 | 0 | 0 | 0 | 0
F5_Industrial_Food Products_New_Space Heating_Natural Gas_Strategic Energy Management_A_Achievable Economic RVT Potential | F5 | Industrial | Food Products | New | Space Heating | Natural Gas | Strategic Energy Management | A | Incremental Summer Peak Savings (MW) | Achievable Economic RVT Potential | 0 | 0 | 0 | 0 | 0 | 0 | 0 | 0 | 0 | 0 | 0 | 0 | 0 | 0 | 0 | 0 | 0 | 0 | 0 | 0 | 0 | 0 | 0 | 0 | 0 | 0 | 0 | 0 | 0 | 0 | 0
F6_Industrial_Food Products_New_Space Heating_Natural Gas_Strategic Energy Management_A_Achievable Economic RVT Potential | F6 | Industrial | Food Products | New | Space Heating | Natural Gas | Strategic Energy Management | A | Incremental Winter Peak Savings (MW) | Achievable Economic RVT Potential | 0 | 0 | 0 | 0 | 0 | 0 | 0 | 0 | 0 | 0 | 0 | 0 | 0 | 0 | 0 | 0 | 0 | 0 | 0 | 0 | 0 | 0 | 0 | 0 | 0 | 0 | 0 | 0 | 0 | 0 | 0
F7_Industrial_Food Products_New_Space Heating_Natural Gas_Strategic Energy Management_A_Achievable Economic RVT Potential | F7 | Industrial | Food Products | New | Space Heating | Natural Gas | Strategic Energy Management | A | Cumulative Energy Savings (MWh or mTherms) | Achievable Economic RVT Potential | 0 | 0 | 0 | 0 | 0 | 0 | 0 | 0 | 0 | 0 | 0 | 0 | 0 | 0 | 0 | 0 | 0 | 0 | 0 | 0 | 0 | 0 | 0 | 0 | 0 | 0 | 0 | 0 | 0 | 0 | 0
F8_Industrial_Food Products_New_Space Heating_Natural Gas_Strategic Energy Management_A_Achievable Economic RVT Potential | F8 | Industrial | Food Products | New | Space Heating | Natural Gas | Strategic Energy Management | A | Cumulative Summer Peak Savings (MW) | Achievable Economic RVT Potential | 0 | 0 | 0 | 0 | 0 | 0 | 0 | 0 | 0 | 0 | 0 | 0 | 0 | 0 | 0 | 0 | 0 | 0 | 0 | 0 | 0 | 0 | 0 | 0 | 0 | 0 | 0 | 0 | 0 | 0 | 0
F9_Industrial_Food Products_New_Space Heating_Natural Gas_Strategic Energy Management_A_Achievable Economic RVT Potential | F9 | Industrial | Food Products | New | Space Heating | Natural Gas | Strategic Energy Management | A | Cumulative Winter Peak Savings (MW) | Achievable Economic RVT Potential | 0 | 0 | 0 | 0 | 0 | 0 | 0 | 0 | 0 | 0 | 0 | 0 | 0 | 0 | 0 | 0 | 0 | 0 | 0 | 0 | 0 | 0 | 0 | 0 | 0 | 0 | 0 | 0 | 0 | 0 | 0
F10_Industrial_Food Products_New_Space Heating_Natural Gas_Strategic Energy Management_A_Achievable Economic RVT Potential | F10 | Industrial | Food Products | New | Space Heating | Natural Gas | Strategic Energy Management | A | Purchases (Incremental) | Achievable Economic RVT Potential | 0 | 0 | 0 | 0 | 0 | 0 | 0 | 0 | 0 | 0 | 0 | 0 | 0 | 0 | 0 | 0 | 0 | 0 | 0 | 0 | 0 | 0 | 0 | 0 | 0 | 0 | 0 | 0 | 0 | 0 | 0
F11_Industrial_Food Products_New_Space Heating_Natural Gas_Strategic Energy Management_A_Achievable Economic RVT Potential | F11 | Industrial | Food Products | New | Space Heating | Natural Gas | Strategic Energy Management | A | Purchases (Cumulative) | Achievable Economic RVT Potential | 0 | 0 | 0 | 0 | 0 | 0 | 0 | 0 | 0 | 0 | 0 | 0 | 0 | 0 | 0 | 0 | 0 | 0 | 0 | 0 | 0 | 0 | 0 | 0 | 0 | 0 | 0 | 0 | 0 | 0 | 0
F1_Industrial_Food Products_New_Process_Natural Gas_Strategic Energy Management_A_Achievable Economic RVT Potential | F1 | Industrial | Food Products | New | Process | Natural Gas | Strategic Energy Management | A | Integrated Unit Energy Savings (kWh or therms) | Achievable Economic RVT Potential | 0 | 0 | 0 | 0 | 0 | 30.186 | 30.1687 | 30.1539 | 30.1419 | 30.1303 | 30.121 | 30.1148 | 30.111 | 30.1088 | 30.1078 | 30.1078 | 30.1085 | 30.1097 | 30.1116 | 30.1138 | 30.1183 | 30.1223 | 30.1259 | 30.1293 | 30.1324 | 30.1352 | 30.1378 | 30.1402 | 0 | 0 | 0
F2_Industrial_Food Products_New_Process_Natural Gas_Strategic Energy Management_A_Achievable Economic RVT Potential | F2 | Industrial | Food Products | New | Process | Natural Gas | Strategic Energy Management | A | Integrated Unit Summer Peak Savings (kW) | Achievable Economic RVT Potential | 0 | 0 | 0 | 0 | 0 | 0 | 0 | 0 | 0 | 0 | 0 | 0 | 0 | 0 | 0 | 0 | 0 | 0 | 0 | 0 | 0 | 0 | 0 | 0 | 0 | 0 | 0 | 0 | 0 | 0 | 0
F3_Industrial_Food Products_New_Process_Natural Gas_Strategic Energy Management_A_Achievable Economic RVT Potential | F3 | Industrial | Food Products | New | Process | Natural Gas | Strategic Energy Management | A | Integrated Unit Winter Peak Savings (kW) | Achievable Economic RVT Potential | 0 | 0 | 0 | 0 | 0 | 0 | 0 | 0 | 0 | 0 | 0 | 0 | 0 | 0 | 0 | 0 | 0 | 0 | 0 | 0 | 0 | 0 | 0 | 0 | 0 | 0 | 0 | 0 | 0 | 0 | 0
F4_Industrial_Food Products_New_Process_Natural Gas_Strategic Energy Management_A_Achievable Economic RVT Potential | F4 | Industrial | Food Products | New | Process | Natural Gas | Strategic Energy Management | A | Incremental Energy Savings (MWh or mTherms) | Achievable Economic RVT Potential | 0 | 0 | 0 | 0 | 0 | 0 | 0 | 0 | 0 | 0 | 0 | 0 | 0 | 0 | 0 | 0 | 0 | 0 | 0 | 0 | 0 | 0 | 0 | 0 | 0 | 0 | 0 | 0 | 0 | 0 | 0
F5_Industrial_Food Products_New_Process_Natural Gas_Strategic Energy Management_A_Achievable Economic RVT Potential | F5 | Industrial | Food Products | New | Process | Natural Gas | Strategic Energy Management | A | Incremental Summer Peak Savings (MW) | Achievable Economic RVT Potential | 0 | 0 | 0 | 0 | 0 | 0 | 0 | 0 | 0 | 0 | 0 | 0 | 0 | 0 | 0 | 0 | 0 | 0 | 0 | 0 | 0 | 0 | 0 | 0 | 0 | 0 | 0 | 0 | 0 | 0 | 0
F6_Industrial_Food Products_New_Process_Natural Gas_Strategic Energy Management_A_Achievable Economic RVT Potential | F6 | Industrial | Food Products | New | Process | Natural Gas | Strategic Energy Management | A | Incremental Winter Peak Savings (MW) | Achievable Economic RVT Potential | 0 | 0 | 0 | 0 | 0 | 0 | 0 | 0 | 0 | 0 | 0 | 0 | 0 | 0 | 0 | 0 | 0 | 0 | 0 | 0 | 0 | 0 | 0 | 0 | 0 | 0 | 0 | 0 | 0 | 0 | 0
F7_Industrial_Food Products_New_Process_Natural Gas_Strategic Energy Management_A_Achievable Economic RVT Potential | F7 | Industrial | Food Products | New | Process | Natural Gas | Strategic Energy Management | A | Cumulative Energy Savings (MWh or mTherms) | Achievable Economic RVT Potential | 0 | 0 | 0 | 0 | 0 | 0 | 0 | 0 | 0 | 0 | 0 | 0 | 0 | 0 | 0 | 0 | 0 | 0 | 0 | 0 | 0 | 0 | 0 | 0 | 0 | 0 | 0 | 0 | 0 | 0 | 0
F8_Industrial_Food Products_New_Process_Natural Gas_Strategic Energy Management_A_Achievable Economic RVT Potential | F8 | Industrial | Food Products | New | Process | Natural Gas | Strategic Energy Management | A | Cumulative Summer Peak Savings (MW) | Achievable Economic RVT Potential | 0 | 0 | 0 | 0 | 0 | 0 | 0 | 0 | 0 | 0 | 0 | 0 | 0 | 0 | 0 | 0 | 0 | 0 | 0 | 0 | 0 | 0 | 0 | 0 | 0 | 0 | 0 | 0 | 0 | 0 | 0
F9_Industrial_Food Products_New_Process_Natural Gas_Strategic Energy Management_A_Achievable Economic RVT Potential | F9 | Industrial | Food Products | New | Process | Natural Gas | Strategic Energy Management | A | Cumulative Winter Peak Savings (MW) | Achievable Economic RVT Potential | 0 | 0 | 0 | 0 | 0 | 0 | 0 | 0 | 0 | 0 | 0 | 0 | 0 | 0 | 0 | 0 | 0 | 0 | 0 | 0 | 0 | 0 | 0 | 0 | 0 | 0 | 0 | 0 | 0 | 0 | 0
F10_Industrial_Food Products_New_Process_Natural Gas_Strategic Energy Management_A_Achievable Economic RVT Potential | F10 | Industrial | Food Products | New | Process | Natural Gas | Strategic Energy Management | A | Purchases (Incremental) | Achievable Economic RVT Potential | 0 | 0 | 0 | 0 | 0 | 0 | 0 | 0 | 0 | 0 | 0 | 0 | 0 | 0 | 0 | 0 | 0 | 0 | 0 | 0 | 0 | 0 | 0 | 0 | 0 | 0 | 0 | 0 | 0 | 0 | 0
F11_Industrial_Food Products_New_Process_Natural Gas_Strategic Energy Management_A_Achievable Economic RVT Potential | F11 | Industrial | Food Products | New | Process | Natural Gas | Strategic Energy Management | A | Purchases (Cumulative) | Achievable Economic RVT Potential | 0 | 0 | 0 | 0 | 0 | 0 | 0 | 0 | 0 | 0 | 0 | 0 | 0 | 0 | 0 | 0 | 0 | 0 | 0 | 0 | 0 | 0 | 0 | 0 | 0 | 0 | 0 | 0 | 0 | 0 | 0
F1_Industrial_Food Products_New_Miscellaneous_Natural Gas_Strategic Energy Management_A_Achievable Economic RVT Potential | F1 | Industrial | Food Products | New | Miscellaneous | Natural Gas | Strategic Energy Management | A | Integrated Unit Energy Savings (kWh or therms) | Achievable Economic RVT Potential | 0 | 0 | 0 | 0 | 0 | 2.7925 | 2.7925 | 2.7925 | 2.7925 | 2.7925 | 2.7925 | 2.7925 | 2.7925 | 2.7925 | 2.7925 | 2.7925 | 2.7925 | 2.7925 | 2.7925 | 2.7925 | 2.7925 | 2.7925 | 2.7925 | 2.7925 | 2.7925 | 2.7925 | 2.7925 | 2.7925 | 0 | 0 | 0
F2_Industrial_Food Products_New_Miscellaneous_Natural Gas_Strategic Energy Management_A_Achievable Economic RVT Potential | F2 | Industrial | Food Products | New | Miscellaneous | Natural Gas | Strategic Energy Management | A | Integrated Unit Summer Peak Savings (kW) | Achievable Economic RVT Potential | 0 | 0 | 0 | 0 | 0 | 0 | 0 | 0 | 0 | 0 | 0 | 0 | 0 | 0 | 0 | 0 | 0 | 0 | 0 | 0 | 0 | 0 | 0 | 0 | 0 | 0 | 0 | 0 | 0 | 0 | 0
F3_Industrial_Food Products_New_Miscellaneous_Natural Gas_Strategic Energy Management_A_Achievable Economic RVT Potential | F3 | Industrial | Food Products | New | Miscellaneous | Natural Gas | Strategic Energy Management | A | Integrated Unit Winter Peak Savings (kW) | Achievable Economic RVT Potential | 0 | 0 | 0 | 0 | 0 | 0 | 0 | 0 | 0 | 0 | 0 | 0 | 0 | 0 | 0 | 0 | 0 | 0 | 0 | 0 | 0 | 0 | 0 | 0 | 0 | 0 | 0 | 0 | 0 | 0 | 0
F4_Industrial_Food Products_New_Miscellaneous_Natural Gas_Strategic Energy Management_A_Achievable Economic RVT Potential | F4 | Industrial | Food Products | New | Miscellaneous | Natural Gas | Strategic Energy Management | A | Incremental Energy Savings (MWh or mTherms) | Achievable Economic RVT Potential | 0 | 0 | 0 | 0 | 0 | 0 | 0 | 0 | 0 | 0 | 0 | 0 | 0 | 0 | 0 | 0 | 0 | 0 | 0 | 0 | 0 | 0 | 0 | 0 | 0 | 0 | 0 | 0 | 0 | 0 | 0
F5_Industrial_Food Products_New_Miscellaneous_Natural Gas_Strategic Energy Management_A_Achievable Economic RVT Potential | F5 | Industrial | Food Products | New | Miscellaneous | Natural Gas | Strategic Energy Management | A | Incremental Summer Peak Savings (MW) | Achievable Economic RVT Potential | 0 | 0 | 0 | 0 | 0 | 0 | 0 | 0 | 0 | 0 | 0 | 0 | 0 | 0 | 0 | 0 | 0 | 0 | 0 | 0 | 0 | 0 | 0 | 0 | 0 | 0 | 0 | 0 | 0 | 0 | 0
F6_Industrial_Food Products_New_Miscellaneous_Natural Gas_Strategic Energy Management_A_Achievable Economic RVT Potential | F6 | Industrial | Food Products | New | Miscellaneous | Natural Gas | Strategic Energy Management | A | Incremental Winter Peak Savings (MW) | Achievable Economic RVT Potential | 0 | 0 | 0 | 0 | 0 | 0 | 0 | 0 | 0 | 0 | 0 | 0 | 0 | 0 | 0 | 0 | 0 | 0 | 0 | 0 | 0 | 0 | 0 | 0 | 0 | 0 | 0 | 0 | 0 | 0 | 0
F7_Industrial_Food Products_New_Miscellaneous_Natural Gas_Strategic Energy Management_A_Achievable Economic RVT Potential | F7 | Industrial | Food Products | New | Miscellaneous | Natural Gas | Strategic Energy Management | A | Cumulative Energy Savings (MWh or mTherms) | Achievable Economic RVT Potential | 0 | 0 | 0 | 0 | 0 | 0 | 0 | 0 | 0 | 0 | 0 | 0 | 0 | 0 | 0 | 0 | 0 | 0 | 0 | 0 | 0 | 0 | 0 | 0 | 0 | 0 | 0 | 0 | 0 | 0 | 0
F8_Industrial_Food Products_New_Miscellaneous_Natural Gas_Strategic Energy Management_A_Achievable Economic RVT Potential | F8 | Industrial | Food Products | New | Miscellaneous | Natural Gas | Strategic Energy Management | A | Cumulative Summer Peak Savings (MW) | Achievable Economic RVT Potential | 0 | 0 | 0 | 0 | 0 | 0 | 0 | 0 | 0 | 0 | 0 | 0 | 0 | 0 | 0 | 0 | 0 | 0 | 0 | 0 | 0 | 0 | 0 | 0 | 0 | 0 | 0 | 0 | 0 | 0 | 0
F9_Industrial_Food Products_New_Miscellaneous_Natural Gas_Strategic Energy Management_A_Achievable Economic RVT Potential | F9 | Industrial | Food Products | New | Miscellaneous | Natural Gas | Strategic Energy Management | A | Cumulative Winter Peak Savings (MW) | Achievable Economic RVT Potential | 0 | 0 | 0 | 0 | 0 | 0 | 0 | 0 | 0 | 0 | 0 | 0 | 0 | 0 | 0 | 0 | 0 | 0 | 0 | 0 | 0 | 0 | 0 | 0 | 0 | 0 | 0 | 0 | 0 | 0 | 0
F10_Industrial_Food Products_New_Miscellaneous_Natural Gas_Strategic Energy Management_A_Achievable Economic RVT Potential | F10 | Industrial | Food Products | New | Miscellaneous | Natural Gas | Strategic Energy Management | A | Purchases (Incremental) | Achievable Economic RVT Potential | 0 | 0 | 0 | 0 | 0 | 0 | 0 | 0 | 0 | 0 | 0 | 0 | 0 | 0 | 0 | 0 | 0 | 0 | 0 | 0 | 0 | 0 | 0 | 0 | 0 | 0 | 0 | 0 | 0 | 0 | 0
F11_Industrial_Food Products_New_Miscellaneous_Natural Gas_Strategic Energy Management_A_Achievable Economic RVT Potential | F11 | Industrial | Food Products | New | Miscellaneous | Natural Gas | Strategic Energy Management | A | Purchases (Cumulative) | Achievable Economic RVT Potential | 0 | 0 | 0 | 0 | 0 | 0 | 0 | 0 | 0 | 0 | 0 | 0 | 0 | 0 | 0 | 0 | 0 | 0 | 0 | 0 | 0 | 0 | 0 | 0 | 0 | 0 | 0 | 0 | 0 | 0 | 0
F1_Industrial_Food Products_New_Space Heating_Natural Gas_Commissioning_A_Achievable Economic RVT Potential | F1 | Industrial | Food Products | New | Space Heating | Natural Gas | Commissioning | A | Integrated Unit Energy Savings (kWh or therms) | Achievable Economic RVT Potential | 0 | 0 | 0 | 0 | 0 | 10.0173 | 9.8546 | 9.7201 | 9.6044 | 9.5007 | 9.4067 | 9.2943 | 9.1731 | 9.0505 | 8.9298 | 8.8209 | 8.7227 | 8.6403 | 8.5296 | 8.4445 | 8.38 | 8.3286 | 8.3002 | 8.2815 | 8.27 | 8.2635 | 8.2597 | 8.2588 | 0 | 0 | 0
F2_Industrial_Food Products_New_Space Heating_Natural Gas_Commissioning_A_Achievable Economic RVT Potential | F2 | Industrial | Food Products | New | Space Heating | Natural Gas | Commissioning | A | Integrated Unit Summer Peak Savings (kW) | Achievable Economic RVT Potential | 0 | 0 | 0 | 0 | 0 | 0 | 0 | 0 | 0 | 0 | 0 | 0 | 0 | 0 | 0 | 0 | 0 | 0 | 0 | 0 | 0 | 0 | 0 | 0 | 0 | 0 | 0 | 0 | 0 | 0 | 0
F3_Industrial_Food Products_New_Space Heating_Natural Gas_Commissioning_A_Achievable Economic RVT Potential | F3 | Industrial | Food Products | New | Space Heating | Natural Gas | Commissioning | A | Integrated Unit Winter Peak Savings (kW) | Achievable Economic RVT Potential | 0 | 0 | 0 | 0 | 0 | 0 | 0 | 0 | 0 | 0 | 0 | 0 | 0 | 0 | 0 | 0 | 0 | 0 | 0 | 0 | 0 | 0 | 0 | 0 | 0 | 0 | 0 | 0 | 0 | 0 | 0
F4_Industrial_Food Products_New_Space Heating_Natural Gas_Commissioning_A_Achievable Economic RVT Potential | F4 | Industrial | Food Products | New | Space Heating | Natural Gas | Commissioning | A | Incremental Energy Savings (MWh or mTherms) | Achievable Economic RVT Potential | 0 | 0 | 0 | 0 | 0 | 0 | 0 | 0 | 0 | 0 | 0 | 0 | 0 | 0 | 0 | 0 | 0 | 0 | 0 | 0 | 0 | 0 | 0 | 0 | 0 | 0 | 0 | 0 | 0 | 0 | 0
F5_Industrial_Food Products_New_Space Heating_Natural Gas_Commissioning_A_Achievable Economic RVT Potential | F5 | Industrial | Food Products | New | Space Heating | Natural Gas | Commissioning | A | Incremental Summer Peak Savings (MW) | Achievable Economic RVT Potential | 0 | 0 | 0 | 0 | 0 | 0 | 0 | 0 | 0 | 0 | 0 | 0 | 0 | 0 | 0 | 0 | 0 | 0 | 0 | 0 | 0 | 0 | 0 | 0 | 0 | 0 | 0 | 0 | 0 | 0 | 0
F6_Industrial_Food Products_New_Space Heating_Natural Gas_Commissioning_A_Achievable Economic RVT Potential | F6 | Industrial | Food Products | New | Space Heating | Natural Gas | Commissioning | A | Incremental Winter Peak Savings (MW) | Achievable Economic RVT Potential | 0 | 0 | 0 | 0 | 0 | 0 | 0 | 0 | 0 | 0 | 0 | 0 | 0 | 0 | 0 | 0 | 0 | 0 | 0 | 0 | 0 | 0 | 0 | 0 | 0 | 0 | 0 | 0 | 0 | 0 | 0
F7_Industrial_Food Products_New_Space Heating_Natural Gas_Commissioning_A_Achievable Economic RVT Potential | F7 | Industrial | Food Products | New | Space Heating | Natural Gas | Commissioning | A | Cumulative Energy Savings (MWh or mTherms) | Achievable Economic RVT Potential | 0 | 0 | 0 | 0 | 0 | 0 | 0 | 0 | 0 | 0 | 0 | 0 | 0 | 0 | 0 | 0 | 0 | 0 | 0 | 0 | 0 | 0 | 0 | 0 | 0 | 0 | 0 | 0 | 0 | 0 | 0
F8_Industrial_Food Products_New_Space Heating_Natural Gas_Commissioning_A_Achievable Economic RVT Potential | F8 | Industrial | Food Products | New | Space Heating | Natural Gas | Commissioning | A | Cumulative Summer Peak Savings (MW) | Achievable Economic RVT Potential | 0 | 0 | 0 | 0 | 0 | 0 | 0 | 0 | 0 | 0 | 0 | 0 | 0 | 0 | 0 | 0 | 0 | 0 | 0 | 0 | 0 | 0 | 0 | 0 | 0 | 0 | 0 | 0 | 0 | 0 | 0
F9_Industrial_Food Products_New_Space Heating_Natural Gas_Commissioning_A_Achievable Economic RVT Potential | F9 | Industrial | Food Products | New | Space Heating | Natural Gas | Commissioning | A | Cumulative Winter Peak Savings (MW) | Achievable Economic RVT Potential | 0 | 0 | 0 | 0 | 0 | 0 | 0 | 0 | 0 | 0 | 0 | 0 | 0 | 0 | 0 | 0 | 0 | 0 | 0 | 0 | 0 | 0 | 0 | 0 | 0 | 0 | 0 | 0 | 0 | 0 | 0
F10_Industrial_Food Products_New_Space Heating_Natural Gas_Commissioning_A_Achievable Economic RVT Potential | F10 | Industrial | Food Products | New | Space Heating | Natural Gas | Commissioning | A | Purchases (Incremental) | Achievable Economic RVT Potential | 0 | 0 | 0 | 0 | 0 | 0 | 0 | 0 | 0 | 0 | 0 | 0 | 0 | 0 | 0 | 0 | 0 | 0 | 0 | 0 | 0 | 0 | 0 | 0 | 0 | 0 | 0 | 0 | 0 | 0 | 0
F11_Industrial_Food Products_New_Space Heating_Natural Gas_Commissioning_A_Achievable Economic RVT Potential | F11 | Industrial | Food Products | New | Space Heating | Natural Gas | Commissioning | A | Purchases (Cumulative) | Achievable Economic RVT Potential | 0 | 0 | 0 | 0 | 0 | 0 | 0 | 0 | 0 | 0 | 0 | 0 | 0 | 0 | 0 | 0 | 0 | 0 | 0 | 0 | 0 | 0 | 0 | 0 | 0 | 0 | 0 | 0 | 0 | 0 | 0
F1_Industrial_Food Products_New_Process_Natural Gas_Commissioning_A_Achievable Economic RVT Potential | F1 | Industrial | Food Products | New | Process | Natural Gas | Commissioning | A | Integrated Unit Energy Savings (kWh or therms) | Achievable Economic RVT Potential | 0 | 0 | 0 | 0 | 0 | 168.6012 | 168.6012 | 168.6012 | 168.6012 | 168.6012 | 168.6012 | 168.6012 | 168.6012 | 168.6012 | 168.6012 | 168.6012 | 168.6012 | 168.6012 | 168.6012 | 168.6012 | 168.6012 | 168.6012 | 168.6012 | 168.6012 | 168.6012 | 168.6012 | 168.6012 | 168.6012 | 0 | 0 | 0
F2_Industrial_Food Products_New_Process_Natural Gas_Commissioning_A_Achievable Economic RVT Potential | F2 | Industrial | Food Products | New | Process | Natural Gas | Commissioning | A | Integrated Unit Summer Peak Savings (kW) | Achievable Economic RVT Potential | 0 | 0 | 0 | 0 | 0 | 0 | 0 | 0 | 0 | 0 | 0 | 0 | 0 | 0 | 0 | 0 | 0 | 0 | 0 | 0 | 0 | 0 | 0 | 0 | 0 | 0 | 0 | 0 | 0 | 0 | 0
F3_Industrial_Food Products_New_Process_Natural Gas_Commissioning_A_Achievable Economic RVT Potential | F3 | Industrial | Food Products | New | Process | Natural Gas | Commissioning | A | Integrated Unit Winter Peak Savings (kW) | Achievable Economic RVT Potential | 0 | 0 | 0 | 0 | 0 | 0 | 0 | 0 | 0 | 0 | 0 | 0 | 0 | 0 | 0 | 0 | 0 | 0 | 0 | 0 | 0 | 0 | 0 | 0 | 0 | 0 | 0 | 0 | 0 | 0 | 0
F4_Industrial_Food Products_New_Process_Natural Gas_Commissioning_A_Achievable Economic RVT Potential | F4 | Industrial | Food Products | New | Process | Natural Gas | Commissioning | A | Incremental Energy Savings (MWh or mTherms) | Achievable Economic RVT Potential | 0 | 0 | 0 | 0 | 0 | 0 | 0 | 0 | 0 | 0 | 0 | 0 | 0 | 0 | 0 | 0 | 0 | 0 | 0 | 0 | 0 | 0 | 0 | 0 | 0 | 0 | 0 | 0 | 0 | 0 | 0
F5_Industrial_Food Products_New_Process_Natural Gas_Commissioning_A_Achievable Economic RVT Potential | F5 | Industrial | Food Products | New | Process | Natural Gas | Commissioning | A | Incremental Summer Peak Savings (MW) | Achievable Economic RVT Potential | 0 | 0 | 0 | 0 | 0 | 0 | 0 | 0 | 0 | 0 | 0 | 0 | 0 | 0 | 0 | 0 | 0 | 0 | 0 | 0 | 0 | 0 | 0 | 0 | 0 | 0 | 0 | 0 | 0 | 0 | 0
F6_Industrial_Food Products_New_Process_Natural Gas_Commissioning_A_Achievable Economic RVT Potential | F6 | Industrial | Food Products | New | Process | Natural Gas | Commissioning | A | Incremental Winter Peak Savings (MW) | Achievable Economic RVT Potential | 0 | 0 | 0 | 0 | 0 | 0 | 0 | 0 | 0 | 0 | 0 | 0 | 0 | 0 | 0 | 0 | 0 | 0 | 0 | 0 | 0 | 0 | 0 | 0 | 0 | 0 | 0 | 0 | 0 | 0 | 0
F7_Industrial_Food Products_New_Process_Natural Gas_Commissioning_A_Achievable Economic RVT Potential | F7 | Industrial | Food Products | New | Process | Natural Gas | Commissioning | A | Cumulative Energy Savings (MWh or mTherms) | Achievable Economic RVT Potential | 0 | 0 | 0 | 0 | 0 | 0 | 0 | 0 | 0 | 0 | 0 | 0 | 0 | 0 | 0 | 0 | 0 | 0 | 0 | 0 | 0 | 0 | 0 | 0 | 0 | 0 | 0 | 0 | 0 | 0 | 0
F8_Industrial_Food Products_New_Process_Natural Gas_Commissioning_A_Achievable Economic RVT Potential | F8 | Industrial | Food Products | New | Process | Natural Gas | Commissioning | A | Cumulative Summer Peak Savings (MW) | Achievable Economic RVT Potential | 0 | 0 | 0 | 0 | 0 | 0 | 0 | 0 | 0 | 0 | 0 | 0 | 0 | 0 | 0 | 0 | 0 | 0 | 0 | 0 | 0 | 0 | 0 | 0 | 0 | 0 | 0 | 0 | 0 | 0 | 0
F9_Industrial_Food Products_New_Process_Natural Gas_Commissioning_A_Achievable Economic RVT Potential | F9 | Industrial | Food Products | New | Process | Natural Gas | Commissioning | A | Cumulative Winter Peak Savings (MW) | Achievable Economic RVT Potential | 0 | 0 | 0 | 0 | 0 | 0 | 0 | 0 | 0 | 0 | 0 | 0 | 0 | 0 | 0 | 0 | 0 | 0 | 0 | 0 | 0 | 0 | 0 | 0 | 0 | 0 | 0 | 0 | 0 | 0 | 0
F10_Industrial_Food Products_New_Process_Natural Gas_Commissioning_A_Achievable Economic RVT Potential | F10 | Industrial | Food Products | New | Process | Natural Gas | Commissioning | A | Purchases (Incremental) | Achievable Economic RVT Potential | 0 | 0 | 0 | 0 | 0 | 0 | 0 | 0 | 0 | 0 | 0 | 0 | 0 | 0 | 0 | 0 | 0 | 0 | 0 | 0 | 0 | 0 | 0 | 0 | 0 | 0 | 0 | 0 | 0 | 0 | 0
F11_Industrial_Food Products_New_Process_Natural Gas_Commissioning_A_Achievable Economic RVT Potential | F11 | Industrial | Food Products | New | Process | Natural Gas | Commissioning | A | Purchases (Cumulative) | Achievable Economic RVT Potential | 0 | 0 | 0 | 0 | 0 | 0 | 0 | 0 | 0 | 0 | 0 | 0 | 0 | 0 | 0 | 0 | 0 | 0 | 0 | 0 | 0 | 0 | 0 | 0 | 0 | 0 | 0 | 0 | 0 | 0 | 0
F1_Industrial_Food Products_New_Space Heating_Natural Gas_Retrocommissioning_A_Achievable Economic RVT Potential | F1 | Industrial | Food Products | New | Space Heating | Natural Gas | Retrocommissioning | A | Integrated Unit Energy Savings (kWh or therms) | Achievable Economic RVT Potential | 0 | 0 | 0 | 0 | 0 | 0 | 0 | 0 | 0 | 0 | 0 | 0 | 0 | 0 | 0 | 0 | 0 | 0 | 0 | 0 | 0 | 0 | 0 | 0 | 0 | 0 | 0 | 0 | 0 | 0 | 0
F2_Industrial_Food Products_New_Space Heating_Natural Gas_Retrocommissioning_A_Achievable Economic RVT Potential | F2 | Industrial | Food Products | New | Space Heating | Natural Gas | Retrocommissioning | A | Integrated Unit Summer Peak Savings (kW) | Achievable Economic RVT Potential | 0 | 0 | 0 | 0 | 0 | 0 | 0 | 0 | 0 | 0 | 0 | 0 | 0 | 0 | 0 | 0 | 0 | 0 | 0 | 0 | 0 | 0 | 0 | 0 | 0 | 0 | 0 | 0 | 0 | 0 | 0
F3_Industrial_Food Products_New_Space Heating_Natural Gas_Retrocommissioning_A_Achievable Economic RVT Potential | F3 | Industrial | Food Products | New | Space Heating | Natural Gas | Retrocommissioning | A | Integrated Unit Winter Peak Savings (kW) | Achievable Economic RVT Potential | 0 | 0 | 0 | 0 | 0 | 0 | 0 | 0 | 0 | 0 | 0 | 0 | 0 | 0 | 0 | 0 | 0 | 0 | 0 | 0 | 0 | 0 | 0 | 0 | 0 | 0 | 0 | 0 | 0 | 0 | 0
F4_Industrial_Food Products_New_Space Heating_Natural Gas_Retrocommissioning_A_Achievable Economic RVT Potential | F4 | Industrial | Food Products | New | Space Heating | Natural Gas | Retrocommissioning | A | Incremental Energy Savings (MWh or mTherms) | Achievable Economic RVT Potential | 0 | 0 | 0 | 0 | 0 | 0 | 0 | 0 | 0 | 0 | 0 | 0 | 0 | 0 | 0 | 0 | 0 | 0 | 0 | 0 | 0 | 0 | 0 | 0 | 0 | 0 | 0 | 0 | 0 | 0 | 0
F5_Industrial_Food Products_New_Space Heating_Natural Gas_Retrocommissioning_A_Achievable Economic RVT Potential | F5 | Industrial | Food Products | New | Space Heating | Natural Gas | Retrocommissioning | A | Incremental Summer Peak Savings (MW) | Achievable Economic RVT Potential | 0 | 0 | 0 | 0 | 0 | 0 | 0 | 0 | 0 | 0 | 0 | 0 | 0 | 0 | 0 | 0 | 0 | 0 | 0 | 0 | 0 | 0 | 0 | 0 | 0 | 0 | 0 | 0 | 0 | 0 | 0
F6_Industrial_Food Products_New_Space Heating_Natural Gas_Retrocommissioning_A_Achievable Economic RVT Potential | F6 | Industrial | Food Products | New | Space Heating | Natural Gas | Retrocommissioning | A | Incremental Winter Peak Savings (MW) | Achievable Economic RVT Potential | 0 | 0 | 0 | 0 | 0 | 0 | 0 | 0 | 0 | 0 | 0 | 0 | 0 | 0 | 0 | 0 | 0 | 0 | 0 | 0 | 0 | 0 | 0 | 0 | 0 | 0 | 0 | 0 | 0 | 0 | 0
F7_Industrial_Food Products_New_Space Heating_Natural Gas_Retrocommissioning_A_Achievable Economic RVT Potential | F7 | Industrial | Food Products | New | Space Heating | Natural Gas | Retrocommissioning | A | Cumulative Energy Savings (MWh or mTherms) | Achievable Economic RVT Potential | 0 | 0 | 0 | 0 | 0 | 0 | 0 | 0 | 0 | 0 | 0 | 0 | 0 | 0 | 0 | 0 | 0 | 0 | 0 | 0 | 0 | 0 | 0 | 0 | 0 | 0 | 0 | 0 | 0 | 0 | 0
F8_Industrial_Food Products_New_Space Heating_Natural Gas_Retrocommissioning_A_Achievable Economic RVT Potential | F8 | Industrial | Food Products | New | Space Heating | Natural Gas | Retrocommissioning | A | Cumulative Summer Peak Savings (MW) | Achievable Economic RVT Potential | 0 | 0 | 0 | 0 | 0 | 0 | 0 | 0 | 0 | 0 | 0 | 0 | 0 | 0 | 0 | 0 | 0 | 0 | 0 | 0 | 0 | 0 | 0 | 0 | 0 | 0 | 0 | 0 | 0 | 0 | 0
F9_Industrial_Food Products_New_Space Heating_Natural Gas_Retrocommissioning_A_Achievable Economic RVT Potential | F9 | Industrial | Food Products | New | Space Heating | Natural Gas | Retrocommissioning | A | Cumulative Winter Peak Savings (MW) | Achievable Economic RVT Potential | 0 | 0 | 0 | 0 | 0 | 0 | 0 | 0 | 0 | 0 | 0 | 0 | 0 | 0 | 0 | 0 | 0 | 0 | 0 | 0 | 0 | 0 | 0 | 0 | 0 | 0 | 0 | 0 | 0 | 0 | 0
F10_Industrial_Food Products_New_Space Heating_Natural Gas_Retrocommissioning_A_Achievable Economic RVT Potential | F10 | Industrial | Food Products | New | Space Heating | Natural Gas | Retrocommissioning | A | Purchases (Incremental) | Achievable Economic RVT Potential | 0 | 0 | 0 | 0 | 0 | 0 | 0 | 0 | 0 | 0 | 0 | 0 | 0 | 0 | 0 | 0 | 0 | 0 | 0 | 0 | 0 | 0 | 0 | 0 | 0 | 0 | 0 | 0 | 0 | 0 | 0
F11_Industrial_Food Products_New_Space Heating_Natural Gas_Retrocommissioning_A_Achievable Economic RVT Potential | F11 | Industrial | Food Products | New | Space Heating | Natural Gas | Retrocommissioning | A | Purchases (Cumulative) | Achievable Economic RVT Potential | 0 | 0 | 0 | 0 | 0 | 0 | 0 | 0 | 0 | 0 | 0 | 0 | 0 | 0 | 0 | 0 | 0 | 0 | 0 | 0 | 0 | 0 | 0 | 0 | 0 | 0 | 0 | 0 | 0 | 0 | 0
F1_Industrial_Food Products_New_Process_Natural Gas_Retrocommissioning_A_Achievable Economic RVT Potential | F1 | Industrial | Food Products | New | Process | Natural Gas | Retrocommissioning | A | Integrated Unit Energy Savings (kWh or therms) | Achievable Economic RVT Potential | 0 | 0 | 0 | 0 | 0 | 0 | 0 | 0 | 0 | 0 | 0 | 0 | 0 | 0 | 0 | 0 | 0 | 0 | 0 | 0 | 0 | 0 | 0 | 0 | 0 | 0 | 0 | 0 | 0 | 0 | 0
F2_Industrial_Food Products_New_Process_Natural Gas_Retrocommissioning_A_Achievable Economic RVT Potential | F2 | Industrial | Food Products | New | Process | Natural Gas | Retrocommissioning | A | Integrated Unit Summer Peak Savings (kW) | Achievable Economic RVT Potential | 0 | 0 | 0 | 0 | 0 | 0 | 0 | 0 | 0 | 0 | 0 | 0 | 0 | 0 | 0 | 0 | 0 | 0 | 0 | 0 | 0 | 0 | 0 | 0 | 0 | 0 | 0 | 0 | 0 | 0 | 0
F3_Industrial_Food Products_New_Process_Natural Gas_Retrocommissioning_A_Achievable Economic RVT Potential | F3 | Industrial | Food Products | New | Process | Natural Gas | Retrocommissioning | A | Integrated Unit Winter Peak Savings (kW) | Achievable Economic RVT Potential | 0 | 0 | 0 | 0 | 0 | 0 | 0 | 0 | 0 | 0 | 0 | 0 | 0 | 0 | 0 | 0 | 0 | 0 | 0 | 0 | 0 | 0 | 0 | 0 | 0 | 0 | 0 | 0 | 0 | 0 | 0
F4_Industrial_Food Products_New_Process_Natural Gas_Retrocommissioning_A_Achievable Economic RVT Potential | F4 | Industrial | Food Products | New | Process | Natural Gas | Retrocommissioning | A | Incremental Energy Savings (MWh or mTherms) | Achievable Economic RVT Potential | 0 | 0 | 0 | 0 | 0 | 0 | 0 | 0 | 0 | 0 | 0 | 0 | 0 | 0 | 0 | 0 | 0 | 0 | 0 | 0 | 0 | 0 | 0 | 0 | 0 | 0 | 0 | 0 | 0 | 0 | 0
F5_Industrial_Food Products_New_Process_Natural Gas_Retrocommissioning_A_Achievable Economic RVT Potential | F5 | Industrial | Food Products | New | Process | Natural Gas | Retrocommissioning | A | Incremental Summer Peak Savings (MW) | Achievable Economic RVT Potential | 0 | 0 | 0 | 0 | 0 | 0 | 0 | 0 | 0 | 0 | 0 | 0 | 0 | 0 | 0 | 0 | 0 | 0 | 0 | 0 | 0 | 0 | 0 | 0 | 0 | 0 | 0 | 0 | 0 | 0 | 0
F6_Industrial_Food Products_New_Process_Natural Gas_Retrocommissioning_A_Achievable Economic RVT Potential | F6 | Industrial | Food Products | New | Process | Natural Gas | Retrocommissioning | A | Incremental Winter Peak Savings (MW) | Achievable Economic RVT Potential | 0 | 0 | 0 | 0 | 0 | 0 | 0 | 0 | 0 | 0 | 0 | 0 | 0 | 0 | 0 | 0 | 0 | 0 | 0 | 0 | 0 | 0 | 0 | 0 | 0 | 0 | 0 | 0 | 0 | 0 | 0
F7_Industrial_Food Products_New_Process_Natural Gas_Retrocommissioning_A_Achievable Economic RVT Potential | F7 | Industrial | Food Products | New | Process | Natural Gas | Retrocommissioning | A | Cumulative Energy Savings (MWh or mTherms) | Achievable Economic RVT Potential | 0 | 0 | 0 | 0 | 0 | 0 | 0 | 0 | 0 | 0 | 0 | 0 | 0 | 0 | 0 | 0 | 0 | 0 | 0 | 0 | 0 | 0 | 0 | 0 | 0 | 0 | 0 | 0 | 0 | 0 | 0
F8_Industrial_Food Products_New_Process_Natural Gas_Retrocommissioning_A_Achievable Economic RVT Potential | F8 | Industrial | Food Products | New | Process | Natural Gas | Retrocommissioning | A | Cumulative Summer Peak Savings (MW) | Achievable Economic RVT Potential | 0 | 0 | 0 | 0 | 0 | 0 | 0 | 0 | 0 | 0 | 0 | 0 | 0 | 0 | 0 | 0 | 0 | 0 | 0 | 0 | 0 | 0 | 0 | 0 | 0 | 0 | 0 | 0 | 0 | 0 | 0
F9_Industrial_Food Products_New_Process_Natural Gas_Retrocommissioning_A_Achievable Economic RVT Potential | F9 | Industrial | Food Products | New | Process | Natural Gas | Retrocommissioning | A | Cumulative Winter Peak Savings (MW) | Achievable Economic RVT Potential | 0 | 0 | 0 | 0 | 0 | 0 | 0 | 0 | 0 | 0 | 0 | 0 | 0 | 0 | 0 | 0 | 0 | 0 | 0 | 0 | 0 | 0 | 0 | 0 | 0 | 0 | 0 | 0 | 0 | 0 | 0
F10_Industrial_Food Products_New_Process_Natural Gas_Retrocommissioning_A_Achievable Economic RVT Potential | F10 | Industrial | Food Products | New | Process | Natural Gas | Retrocommissioning | A | Purchases (Incremental) | Achievable Economic RVT Potential | 0 | 0 | 0 | 0 | 0 | 0 | 0 | 0 | 0 | 0 | 0 | 0 | 0 | 0 | 0 | 0 | 0 | 0 | 0 | 0 | 0 | 0 | 0 | 0 | 0 | 0 | 0 | 0 | 0 | 0 | 0
F11_Industrial_Food Products_New_Process_Natural Gas_Retrocommissioning_A_Achievable Economic RVT Potential | F11 | Industrial | Food Products | New | Process | Natural Gas | Retrocommissioning | A | Purchases (Cumulative) | Achievable Economic RVT Potential | 0 | 0 | 0 | 0 | 0 | 0 | 0 | 0 | 0 | 0 | 0 | 0 | 0 | 0 | 0 | 0 | 0 | 0 | 0 | 0 | 0 | 0 | 0 | 0 | 0 | 0 | 0 | 0 | 0 | 0 | 0
F1_Industrial_Agriculture_Existing_Space Heating_Natural Gas_Insulation - Roof/Ceiling_A_Achievable Economic RVT Potential | F1 | Industrial | Agriculture | Existing | Space Heating | Natural Gas | Insulation - Roof/Ceiling | A | Integrated Unit Energy Savings (kWh or therms) | Achievable Economic RVT Potential | 0 | 0 | 0 | 0 | 0 | 0.099439 | 0.098752 | 0.097912 | 0.09699 | 0.095973 | 0.094857 | 0.093652 | 0.092367 | 0.090963 | 0.089461 | 0.087921 | 0.086392 | 0.084912 | 0.0835 | 0.082244 | 0.081076 | 0.079979 | 0.079059 | 0.078249 | 0.077515 | 0.076981 | 0.076539 | 0.076128 | 0 | 0 | 0
F2_Industrial_Agriculture_Existing_Space Heating_Natural Gas_Insulation - Roof/Ceiling_A_Achievable Economic RVT Potential | F2 | Industrial | Agriculture | Existing | Space Heating | Natural Gas | Insulation - Roof/Ceiling | A | Integrated Unit Summer Peak Savings (kW) | Achievable Economic RVT Potential | 0 | 0 | 0 | 0 | 0 | 0 | 0 | 0 | 0 | 0 | 0 | 0 | 0 | 0 | 0 | 0 | 0 | 0 | 0 | 0 | 0 | 0 | 0 | 0 | 0 | 0 | 0 | 0 | 0 | 0 | 0
F3_Industrial_Agriculture_Existing_Space Heating_Natural Gas_Insulation - Roof/Ceiling_A_Achievable Economic RVT Potential | F3 | Industrial | Agriculture | Existing | Space Heating | Natural Gas | Insulation - Roof/Ceiling | A | Integrated Unit Winter Peak Savings (kW) | Achievable Economic RVT Potential | 0 | 0 | 0 | 0 | 0 | 0 | 0 | 0 | 0 | 0 | 0 | 0 | 0 | 0 | 0 | 0 | 0 | 0 | 0 | 0 | 0 | 0 | 0 | 0 | 0 | 0 | 0 | 0 | 0 | 0 | 0
F4_Industrial_Agriculture_Existing_Space Heating_Natural Gas_Insulation - Roof/Ceiling_A_Achievable Economic RVT Potential | F4 | Industrial | Agriculture | Existing | Space Heating | Natural Gas | Insulation - Roof/Ceiling | A | Incremental Energy Savings (MWh or mTherms) | Achievable Economic RVT Potential | 0 | 0 | 0 | 0 | 0 | 0.97921 | 1.7008 | 2.6078 | 3.6185 | 4.5608 | 5.1923 | 5.5056 | 5.419 | 4.9018 | 4.2343 | 3.3944 | 2.5945 | 1.8695 | 1.2754 | 0.83849 | 0.52383 | 0.31332 | 0.20894 | 0 | 0 | 0 | 0 | 0 | 0 | 0 | 0
F5_Industrial_Agriculture_Existing_Space Heating_Natural Gas_Insulation - Roof/Ceiling_A_Achievable Economic RVT Potential | F5 | Industrial | Agriculture | Existing | Space Heating | Natural Gas | Insulation - Roof/Ceiling | A | Incremental Summer Peak Savings (MW) | Achievable Economic RVT Potential | 0 | 0 | 0 | 0 | 0 | 0 | 0 | 0 | 0 | 0 | 0 | 0 | 0 | 0 | 0 | 0 | 0 | 0 | 0 | 0 | 0 | 0 | 0 | 0 | 0 | 0 | 0 | 0 | 0 | 0 | 0
F6_Industrial_Agriculture_Existing_Space Heating_Natural Gas_Insulation - Roof/Ceiling_A_Achievable Economic RVT Potential | F6 | Industrial | Agriculture | Existing | Space Heating | Natural Gas | Insulation - Roof/Ceiling | A | Incremental Winter Peak Savings (MW) | Achievable Economic RVT Potential | 0 | 0 | 0 | 0 | 0 | 0 | 0 | 0 | 0 | 0 | 0 | 0 | 0 | 0 | 0 | 0 | 0 | 0 | 0 | 0 | 0 | 0 | 0 | 0 | 0 | 0 | 0 | 0 | 0 | 0 | 0
F7_Industrial_Agriculture_Existing_Space Heating_Natural Gas_Insulation - Roof/Ceiling_A_Achievable Economic RVT Potential | F7 | Industrial | Agriculture | Existing | Space Heating | Natural Gas | Insulation - Roof/Ceiling | A | Cumulative Energy Savings (MWh or mTherms) | Achievable Economic RVT Potential | 0 | 0 | 0 | 0 | 0 | 0.97921 | 2.6733 | 5.2584 | 8.8273 | 13.2955 | 18.3332 | 23.6059 | 28.701 | 33.1667 | 36.8532 | 39.6131 | 41.5188 | 42.6771 | 43.2427 | 43.4307 | 43.338 | 43.0647 | 42.7784 | 42.34 | 41.943 | 41.6539 | 41.415 | 41.1925 | 0 | 0 | 0
F8_Industrial_Agriculture_Existing_Space Heating_Natural Gas_Insulation - Roof/Ceiling_A_Achievable Economic RVT Potential | F8 | Industrial | Agriculture | Existing | Space Heating | Natural Gas | Insulation - Roof/Ceiling | A | Cumulative Summer Peak Savings (MW) | Achievable Economic RVT Potential | 0 | 0 | 0 | 0 | 0 | 0 | 0 | 0 | 0 | 0 | 0 | 0 | 0 | 0 | 0 | 0 | 0 | 0 | 0 | 0 | 0 | 0 | 0 | 0 | 0 | 0 | 0 | 0 | 0 | 0 | 0
F9_Industrial_Agriculture_Existing_Space Heating_Natural Gas_Insulation - Roof/Ceiling_A_Achievable Economic RVT Potential | F9 | Industrial | Agriculture | Existing | Space Heating | Natural Gas | Insulation - Roof/Ceiling | A | Cumulative Winter Peak Savings (MW) | Achievable Economic RVT Potential | 0 | 0 | 0 | 0 | 0 | 0 | 0 | 0 | 0 | 0 | 0 | 0 | 0 | 0 | 0 | 0 | 0 | 0 | 0 | 0 | 0 | 0 | 0 | 0 | 0 | 0 | 0 | 0 | 0 | 0 | 0
F10_Industrial_Agriculture_Existing_Space Heating_Natural Gas_Insulation - Roof/Ceiling_A_Achievable Economic RVT Potential | F10 | Industrial | Agriculture | Existing | Space Heating | Natural Gas | Insulation - Roof/Ceiling | A | Purchases (Incremental) | Achievable Economic RVT Potential | 0 | 0 | 0 | 0 | 0 | 9847.3552 | 17223.4135 | 26633.9747 | 37307.7237 | 47521.8199 | 54738.0652 | 58787.5983 | 58668.2342 | 53887.496 | 47331.5852 | 38607.2374 | 30031.7482 | 22017.2821 | 15274.6225 | 10195.1441 | 6460.9903 | 3917.4808 | 2642.7978 | 0 | 0 | 0 | 0 | 0 | 0 | 0 | 0
F11_Industrial_Agriculture_Existing_Space Heating_Natural Gas_Insulation - Roof/Ceiling_A_Achievable Economic RVT Potential | F11 | Industrial | Agriculture | Existing | Space Heating | Natural Gas | Insulation - Roof/Ceiling | A | Purchases (Cumulative) | Achievable Economic RVT Potential | 0 | 0 | 0 | 0 | 0 | 9847.3552 | 27070.7687 | 53704.7433 | 91012.4671 | 138534.287 | 193272.3522 | 252059.9505 | 310728.1847 | 364615.6806 | 411947.2659 | 450554.5033 | 480586.2515 | 502603.5336 | 517878.1561 | 528073.3001 | 534534.2904 | 538451.7712 | 541094.569 | 541094.569 | 541094.569 | 541094.569 | 541094.569 | 541094.569 | 541094.569 | 541094.569 | 541094.569
F1_Industrial_Agriculture_Existing_Space Heating_Natural Gas_Insulation - Wall Cavity_A_Achievable Economic RVT Potential | F1 | Industrial | Agriculture | Existing | Space Heating | Natural Gas | Insulation - Wall Cavity | A | Integrated Unit Energy Savings (kWh or therms) | Achievable Economic RVT Potential | 0 | 0 | 0 | 0 | 0 | 0.017887 | 0.017727 | 0.01752 | 0.017278 | 0.017 | 0.016687 | 0.016355 | 0.016013 | 0.015652 | 0.015303 | 0.014957 | 0.01464 | 0.014343 | 0.014067 | 0.013837 | 0.013625 | 0.01343 | 0.013267 | 0.013128 | 0.013002 | 0.012909 | 0.012833 | 0.012761 | 0 | 0 | 0
F2_Industrial_Agriculture_Existing_Space Heating_Natural Gas_Insulation - Wall Cavity_A_Achievable Economic RVT Potential | F2 | Industrial | Agriculture | Existing | Space Heating | Natural Gas | Insulation - Wall Cavity | A | Integrated Unit Summer Peak Savings (kW) | Achievable Economic RVT Potential | 0 | 0 | 0 | 0 | 0 | 0 | 0 | 0 | 0 | 0 | 0 | 0 | 0 | 0 | 0 | 0 | 0 | 0 | 0 | 0 | 0 | 0 | 0 | 0 | 0 | 0 | 0 | 0 | 0 | 0 | 0
F3_Industrial_Agriculture_Existing_Space Heating_Natural Gas_Insulation - Wall Cavity_A_Achievable Economic RVT Potential | F3 | Industrial | Agriculture | Existing | Space Heating | Natural Gas | Insulation - Wall Cavity | A | Integrated Unit Winter Peak Savings (kW) | Achievable Economic RVT Potential | 0 | 0 | 0 | 0 | 0 | 0 | 0 | 0 | 0 | 0 | 0 | 0 | 0 | 0 | 0 | 0 | 0 | 0 | 0 | 0 | 0 | 0 | 0 | 0 | 0 | 0 | 0 | 0 | 0 | 0 | 0
F4_Industrial_Agriculture_Existing_Space Heating_Natural Gas_Insulation - Wall Cavity_A_Achievable Economic RVT Potential | F4 | Industrial | Agriculture | Existing | Space Heating | Natural Gas | Insulation - Wall Cavity | A | Incremental Energy Savings (MWh or mTherms) | Achievable Economic RVT Potential | 0 | 0 | 0 | 0 | 0 | 0 | 0 | 0 | 0 | 0 | 0 | 0 | 0 | 0 | 0 | 0 | 0 | 0 | 0 | 0 | 0 | 0 | 0 | 0 | 0 | 0 | 0 | 0 | 0 | 0 | 0
F5_Industrial_Agriculture_Existing_Space Heating_Natural Gas_Insulation - Wall Cavity_A_Achievable Economic RVT Potential | F5 | Industrial | Agriculture | Existing | Space Heating | Natural Gas | Insulation - Wall Cavity | A | Incremental Summer Peak Savings (MW) | Achievable Economic RVT Potential | 0 | 0 | 0 | 0 | 0 | 0 | 0 | 0 | 0 | 0 | 0 | 0 | 0 | 0 | 0 | 0 | 0 | 0 | 0 | 0 | 0 | 0 | 0 | 0 | 0 | 0 | 0 | 0 | 0 | 0 | 0
F6_Industrial_Agriculture_Existing_Space Heating_Natural Gas_Insulation - Wall Cavity_A_Achievable Economic RVT Potential | F6 | Industrial | Agriculture | Existing | Space Heating | Natural Gas | Insulation - Wall Cavity | A | Incremental Winter Peak Savings (MW) | Achievable Economic RVT Potential | 0 | 0 | 0 | 0 | 0 | 0 | 0 | 0 | 0 | 0 | 0 | 0 | 0 | 0 | 0 | 0 | 0 | 0 | 0 | 0 | 0 | 0 | 0 | 0 | 0 | 0 | 0 | 0 | 0 | 0 | 0
F7_Industrial_Agriculture_Existing_Space Heating_Natural Gas_Insulation - Wall Cavity_A_Achievable Economic RVT Potential | F7 | Industrial | Agriculture | Existing | Space Heating | Natural Gas | Insulation - Wall Cavity | A | Cumulative Energy Savings (MWh or mTherms) | Achievable Economic RVT Potential | 0 | 0 | 0 | 0 | 0 | 0 | 0 | 0 | 0 | 0 | 0 | 0 | 0 | 0 | 0 | 0 | 0 | 0 | 0 | 0 | 0 | 0 | 0 | 0 | 0 | 0 | 0 | 0 | 0 | 0 | 0
F8_Industrial_Agriculture_Existing_Space Heating_Natural Gas_Insulation - Wall Cavity_A_Achievable Economic RVT Potential | F8 | Industrial | Agriculture | Existing | Space Heating | Natural Gas | Insulation - Wall Cavity | A | Cumulative Summer Peak Savings (MW) | Achievable Economic RVT Potential | 0 | 0 | 0 | 0 | 0 | 0 | 0 | 0 | 0 | 0 | 0 | 0 | 0 | 0 | 0 | 0 | 0 | 0 | 0 | 0 | 0 | 0 | 0 | 0 | 0 | 0 | 0 | 0 | 0 | 0 | 0
F9_Industrial_Agriculture_Existing_Space Heating_Natural Gas_Insulation - Wall Cavity_A_Achievable Economic RVT Potential | F9 | Industrial | Agriculture | Existing | Space Heating | Natural Gas | Insulation - Wall Cavity | A | Cumulative Winter Peak Savings (MW) | Achievable Economic RVT Potential | 0 | 0 | 0 | 0 | 0 | 0 | 0 | 0 | 0 | 0 | 0 | 0 | 0 | 0 | 0 | 0 | 0 | 0 | 0 | 0 | 0 | 0 | 0 | 0 | 0 | 0 | 0 | 0 | 0 | 0 | 0
F10_Industrial_Agriculture_Existing_Space Heating_Natural Gas_Insulation - Wall Cavity_A_Achievable Economic RVT Potential | F10 | Industrial | Agriculture | Existing | Space Heating | Natural Gas | Insulation - Wall Cavity | A | Purchases (Incremental) | Achievable Economic RVT Potential | 0 | 0 | 0 | 0 | 0 | 0 | 0 | 0 | 0 | 0 | 0 | 0 | 0 | 0 | 0 | 0 | 0 | 0 | 0 | 0 | 0 | 0 | 0 | 0 | 0 | 0 | 0 | 0 | 0 | 0 | 0
F11_Industrial_Agriculture_Existing_Space Heating_Natural Gas_Insulation - Wall Cavity_A_Achievable Economic RVT Potential | F11 | Industrial | Agriculture | Existing | Space Heating | Natural Gas | Insulation - Wall Cavity | A | Purchases (Cumulative) | Achievable Economic RVT Potential | 0 | 0 | 0 | 0 | 0 | 0 | 0 | 0 | 0 | 0 | 0 | 0 | 0 | 0 | 0 | 0 | 0 | 0 | 0 | 0 | 0 | 0 | 0 | 0 | 0 | 0 | 0 | 0 | 0 | 0 | 0
F1_Industrial_Agriculture_Existing_Space Heating_Natural Gas_Insulation - Ducting_A_Achievable Economic RVT Potential | F1 | Industrial | Agriculture | Existing | Space Heating | Natural Gas | Insulation - Ducting | A | Integrated Unit Energy Savings (kWh or therms) | Achievable Economic RVT Potential | 0 | 0 | 0 | 0 | 0 | 0.0016265 | 0.0016052 | 0.0015776 | 0.0015473 | 0.0015142 | 0.0014786 | 0.001442 | 0.0014055 | 0.0013684 | 0.0013332 | 0.0012994 | 0.0012687 | 0.00124 | 0.0012133 | 0.0011904 | 0.001169 | 0.0011494 | 0.0011317 | 0.0011161 | 0.0011018 | 0.0010906 | 0.0010809 | 0.0010718 | 0.00131 | 0.0013019 | 0.0012943
F2_Industrial_Agriculture_Existing_Space Heating_Natural Gas_Insulation - Ducting_A_Achievable Economic RVT Potential | F2 | Industrial | Agriculture | Existing | Space Heating | Natural Gas | Insulation - Ducting | A | Integrated Unit Summer Peak Savings (kW) | Achievable Economic RVT Potential | 0 | 0 | 0 | 0 | 0 | 0 | 0 | 0 | 0 | 0 | 0 | 0 | 0 | 0 | 0 | 0 | 0 | 0 | 0 | 0 | 0 | 0 | 0 | 0 | 0 | 0 | 0 | 0 | 0 | 0 | 0
F3_Industrial_Agriculture_Existing_Space Heating_Natural Gas_Insulation - Ducting_A_Achievable Economic RVT Potential | F3 | Industrial | Agriculture | Existing | Space Heating | Natural Gas | Insulation - Ducting | A | Integrated Unit Winter Peak Savings (kW) | Achievable Economic RVT Potential | 0 | 0 | 0 | 0 | 0 | 0 | 0 | 0 | 0 | 0 | 0 | 0 | 0 | 0 | 0 | 0 | 0 | 0 | 0 | 0 | 0 | 0 | 0 | 0 | 0 | 0 | 0 | 0 | 0 | 0 | 0
F4_Industrial_Agriculture_Existing_Space Heating_Natural Gas_Insulation - Ducting_A_Achievable Economic RVT Potential | F4 | Industrial | Agriculture | Existing | Space Heating | Natural Gas | Insulation - Ducting | A | Incremental Energy Savings (MWh or mTherms) | Achievable Economic RVT Potential | 0 | 0 | 0 | 0 | 0 | 0 | 0 | 0 | 0 | 0 | 0 | 0 | 0 | 0 | 0 | 0 | 0 | 0 | 0 | 0 | 0 | 0 | 0 | 0 | 0 | 0 | 0 | 0 | 0 | 0 | 0
F5_Industrial_Agriculture_Existing_Space Heating_Natural Gas_Insulation - Ducting_A_Achievable Economic RVT Potential | F5 | Industrial | Agriculture | Existing | Space Heating | Natural Gas | Insulation - Ducting | A | Incremental Summer Peak Savings (MW) | Achievable Economic RVT Potential | 0 | 0 | 0 | 0 | 0 | 0 | 0 | 0 | 0 | 0 | 0 | 0 | 0 | 0 | 0 | 0 | 0 | 0 | 0 | 0 | 0 | 0 | 0 | 0 | 0 | 0 | 0 | 0 | 0 | 0 | 0
F6_Industrial_Agriculture_Existing_Space Heating_Natural Gas_Insulation - Ducting_A_Achievable Economic RVT Potential | F6 | Industrial | Agriculture | Existing | Space Heating | Natural Gas | Insulation - Ducting | A | Incremental Winter Peak Savings (MW) | Achievable Economic RVT Potential | 0 | 0 | 0 | 0 | 0 | 0 | 0 | 0 | 0 | 0 | 0 | 0 | 0 | 0 | 0 | 0 | 0 | 0 | 0 | 0 | 0 | 0 | 0 | 0 | 0 | 0 | 0 | 0 | 0 | 0 | 0
F7_Industrial_Agriculture_Existing_Space Heating_Natural Gas_Insulation - Ducting_A_Achievable Economic RVT Potential | F7 | Industrial | Agriculture | Existing | Space Heating | Natural Gas | Insulation - Ducting | A | Cumulative Energy Savings (MWh or mTherms) | Achievable Economic RVT Potential | 0 | 0 | 0 | 0 | 0 | 0 | 0 | 0 | 0 | 0 | 0 | 0 | 0 | 0 | 0 | 0 | 0 | 0 | 0 | 0 | 0 | 0 | 0 | 0 | 0 | 0 | 0 | 0 | 0 | 0 | 0
F8_Industrial_Agriculture_Existing_Space Heating_Natural Gas_Insulation - Ducting_A_Achievable Economic RVT Potential | F8 | Industrial | Agriculture | Existing | Space Heating | Natural Gas | Insulation - Ducting | A | Cumulative Summer Peak Savings (MW) | Achievable Economic RVT Potential | 0 | 0 | 0 | 0 | 0 | 0 | 0 | 0 | 0 | 0 | 0 | 0 | 0 | 0 | 0 | 0 | 0 | 0 | 0 | 0 | 0 | 0 | 0 | 0 | 0 | 0 | 0 | 0 | 0 | 0 | 0
F9_Industrial_Agriculture_Existing_Space Heating_Natural Gas_Insulation - Ducting_A_Achievable Economic RVT Potential | F9 | Industrial | Agriculture | Existing | Space Heating | Natural Gas | Insulation - Ducting | A | Cumulative Winter Peak Savings (MW) | Achievable Economic RVT Potential | 0 | 0 | 0 | 0 | 0 | 0 | 0 | 0 | 0 | 0 | 0 | 0 | 0 | 0 | 0 | 0 | 0 | 0 | 0 | 0 | 0 | 0 | 0 | 0 | 0 | 0 | 0 | 0 | 0 | 0 | 0
F10_Industrial_Agriculture_Existing_Space Heating_Natural Gas_Insulation - Ducting_A_Achievable Economic RVT Potential | F10 | Industrial | Agriculture | Existing | Space Heating | Natural Gas | Insulation - Ducting | A | Purchases (Incremental) | Achievable Economic RVT Potential | 0 | 0 | 0 | 0 | 0 | 0 | 0 | 0 | 0 | 0 | 0 | 0 | 0 | 0 | 0 | 0 | 0 | 0 | 0 | 0 | 0 | 0 | 0 | 0 | 0 | 0 | 0 | 0 | 0 | 0 | 0
F11_Industrial_Agriculture_Existing_Space Heating_Natural Gas_Insulation - Ducting_A_Achievable Economic RVT Potential | F11 | Industrial | Agriculture | Existing | Space Heating | Natural Gas | Insulation - Ducting | A | Purchases (Cumulative) | Achievable Economic RVT Potential | 0 | 0 | 0 | 0 | 0 | 0 | 0 | 0 | 0 | 0 | 0 | 0 | 0 | 0 | 0 | 0 | 0 | 0 | 0 | 0 | 0 | 0 | 0 | 0 | 0 | 0 | 0 | 0 | 0 | 0 | 0
F1_Industrial_Agriculture_Existing_Space Heating_Natural Gas_HVAC - Duct Repair and Sealing_A_Achievable Economic RVT Potential | F1 | Industrial | Agriculture | Existing | Space Heating | Natural Gas | HVAC - Duct Repair and Sealing | A | Integrated Unit Energy Savings (kWh or therms) | Achievable Economic RVT Potential | 0 | 0 | 0 | 0 | 0 | 0.003829 | 0.003779 | 0.0037142 | 0.0036429 | 0.0035652 | 0.0034819 | 0.0033961 | 0.0033108 | 0.0032243 | 0.0031421 | 0.0030633 | 0.002992 | 0.0029252 | 0.0028632 | 0.0028099 | 0.00276 | 0.0027141 | 0.0026727 | 0.0026361 | 0.0026025 | 0.002576 | 0.0025531 | 0.0025316 | 0.0030839 | 0.0030649 | 0.0030471
F2_Industrial_Agriculture_Existing_Space Heating_Natural Gas_HVAC - Duct Repair and Sealing_A_Achievable Economic RVT Potential | F2 | Industrial | Agriculture | Existing | Space Heating | Natural Gas | HVAC - Duct Repair and Sealing | A | Integrated Unit Summer Peak Savings (kW) | Achievable Economic RVT Potential | 0 | 0 | 0 | 0 | 0 | 0 | 0 | 0 | 0 | 0 | 0 | 0 | 0 | 0 | 0 | 0 | 0 | 0 | 0 | 0 | 0 | 0 | 0 | 0 | 0 | 0 | 0 | 0 | 0 | 0 | 0
F3_Industrial_Agriculture_Existing_Space Heating_Natural Gas_HVAC - Duct Repair and Sealing_A_Achievable Economic RVT Potential | F3 | Industrial | Agriculture | Existing | Space Heating | Natural Gas | HVAC - Duct Repair and Sealing | A | Integrated Unit Winter Peak Savings (kW) | Achievable Economic RVT Potential | 0 | 0 | 0 | 0 | 0 | 0 | 0 | 0 | 0 | 0 | 0 | 0 | 0 | 0 | 0 | 0 | 0 | 0 | 0 | 0 | 0 | 0 | 0 | 0 | 0 | 0 | 0 | 0 | 0 | 0 | 0
F4_Industrial_Agriculture_Existing_Space Heating_Natural Gas_HVAC - Duct Repair and Sealing_A_Achievable Economic RVT Potential | F4 | Industrial | Agriculture | Existing | Space Heating | Natural Gas | HVAC - Duct Repair and Sealing | A | Incremental Energy Savings (MWh or mTherms) | Achievable Economic RVT Potential | 0 | 0 | 0 | 0 | 0 | 0 | 0 | 0 | 0 | 0 | 0 | 0 | 0 | 0 | 0 | 0 | 0 | 0 | 0 | 0 | 0 | 0 | 0 | 0 | 0 | 0 | 0 | 0 | 0 | 0 | 0
F5_Industrial_Agriculture_Existing_Space Heating_Natural Gas_HVAC - Duct Repair and Sealing_A_Achievable Economic RVT Potential | F5 | Industrial | Agriculture | Existing | Space Heating | Natural Gas | HVAC - Duct Repair and Sealing | A | Incremental Summer Peak Savings (MW) | Achievable Economic RVT Potential | 0 | 0 | 0 | 0 | 0 | 0 | 0 | 0 | 0 | 0 | 0 | 0 | 0 | 0 | 0 | 0 | 0 | 0 | 0 | 0 | 0 | 0 | 0 | 0 | 0 | 0 | 0 | 0 | 0 | 0 | 0
F6_Industrial_Agriculture_Existing_Space Heating_Natural Gas_HVAC - Duct Repair and Sealing_A_Achievable Economic RVT Potential | F6 | Industrial | Agriculture | Existing | Space Heating | Natural Gas | HVAC - Duct Repair and Sealing | A | Incremental Winter Peak Savings (MW) | Achievable Economic RVT Potential | 0 | 0 | 0 | 0 | 0 | 0 | 0 | 0 | 0 | 0 | 0 | 0 | 0 | 0 | 0 | 0 | 0 | 0 | 0 | 0 | 0 | 0 | 0 | 0 | 0 | 0 | 0 | 0 | 0 | 0 | 0
F7_Industrial_Agriculture_Existing_Space Heating_Natural Gas_HVAC - Duct Repair and Sealing_A_Achievable Economic RVT Potential | F7 | Industrial | Agriculture | Existing | Space Heating | Natural Gas | HVAC - Duct Repair and Sealing | A | Cumulative Energy Savings (MWh or mTherms) | Achievable Economic RVT Potential | 0 | 0 | 0 | 0 | 0 | 0 | 0 | 0 | 0 | 0 | 0 | 0 | 0 | 0 | 0 | 0 | 0 | 0 | 0 | 0 | 0 | 0 | 0 | 0 | 0 | 0 | 0 | 0 | 0 | 0 | 0
F8_Industrial_Agriculture_Existing_Space Heating_Natural Gas_HVAC - Duct Repair and Sealing_A_Achievable Economic RVT Potential | F8 | Industrial | Agriculture | Existing | Space Heating | Natural Gas | HVAC - Duct Repair and Sealing | A | Cumulative Summer Peak Savings (MW) | Achievable Economic RVT Potential | 0 | 0 | 0 | 0 | 0 | 0 | 0 | 0 | 0 | 0 | 0 | 0 | 0 | 0 | 0 | 0 | 0 | 0 | 0 | 0 | 0 | 0 | 0 | 0 | 0 | 0 | 0 | 0 | 0 | 0 | 0
F9_Industrial_Agriculture_Existing_Space Heating_Natural Gas_HVAC - Duct Repair and Sealing_A_Achievable Economic RVT Potential | F9 | Industrial | Agriculture | Existing | Space Heating | Natural Gas | HVAC - Duct Repair and Sealing | A | Cumulative Winter Peak Savings (MW) | Achievable Economic RVT Potential | 0 | 0 | 0 | 0 | 0 | 0 | 0 | 0 | 0 | 0 | 0 | 0 | 0 | 0 | 0 | 0 | 0 | 0 | 0 | 0 | 0 | 0 | 0 | 0 | 0 | 0 | 0 | 0 | 0 | 0 | 0
F10_Industrial_Agriculture_Existing_Space Heating_Natural Gas_HVAC - Duct Repair and Sealing_A_Achievable Economic RVT Potential | F10 | Industrial | Agriculture | Existing | Space Heating | Natural Gas | HVAC - Duct Repair and Sealing | A | Purchases (Incremental) | Achievable Economic RVT Potential | 0 | 0 | 0 | 0 | 0 | 0 | 0 | 0 | 0 | 0 | 0 | 0 | 0 | 0 | 0 | 0 | 0 | 0 | 0 | 0 | 0 | 0 | 0 | 0 | 0 | 0 | 0 | 0 | 0 | 0 | 0
F11_Industrial_Agriculture_Existing_Space Heating_Natural Gas_HVAC - Duct Repair and Sealing_A_Achievable Economic RVT Potential | F11 | Industrial | Agriculture | Existing | Space Heating | Natural Gas | HVAC - Duct Repair and Sealing | A | Purchases (Cumulative) | Achievable Economic RVT Potential | 0 | 0 | 0 | 0 | 0 | 0 | 0 | 0 | 0 | 0 | 0 | 0 | 0 | 0 | 0 | 0 | 0 | 0 | 0 | 0 | 0 | 0 | 0 | 0 | 0 | 0 | 0 | 0 | 0 | 0 | 0
F1_Industrial_Agriculture_Existing_Space Heating_Natural Gas_Windows - High Efficiency_A_Achievable Economic RVT Potential | F1 | Industrial | Agriculture | Existing | Space Heating | Natural Gas | Windows - High Efficiency | A | Integrated Unit Energy Savings (kWh or therms) | Achievable Economic RVT Potential | 0 | 0 | 0 | 0 | 0 | 0.0056766 | 0.0056257 | 0.0055599 | 0.0054829 | 0.0053943 | 0.0052944 | 0.0051884 | 0.0050788 | 0.0049632 | 0.0048514 | 0.0047401 | 0.004638 | 0.0045424 | 0.0044537 | 0.0043799 | 0.0043117 | 0.0042491 | 0.0041971 | 0.0041527 | 0.0041126 | 0.0040833 | 0.0040591 | 0.0040365 | 0 | 0 | 0
F2_Industrial_Agriculture_Existing_Space Heating_Natural Gas_Windows - High Efficiency_A_Achievable Economic RVT Potential | F2 | Industrial | Agriculture | Existing | Space Heating | Natural Gas | Windows - High Efficiency | A | Integrated Unit Summer Peak Savings (kW) | Achievable Economic RVT Potential | 0 | 0 | 0 | 0 | 0 | 0 | 0 | 0 | 0 | 0 | 0 | 0 | 0 | 0 | 0 | 0 | 0 | 0 | 0 | 0 | 0 | 0 | 0 | 0 | 0 | 0 | 0 | 0 | 0 | 0 | 0
F3_Industrial_Agriculture_Existing_Space Heating_Natural Gas_Windows - High Efficiency_A_Achievable Economic RVT Potential | F3 | Industrial | Agriculture | Existing | Space Heating | Natural Gas | Windows - High Efficiency | A | Integrated Unit Winter Peak Savings (kW) | Achievable Economic RVT Potential | 0 | 0 | 0 | 0 | 0 | 0 | 0 | 0 | 0 | 0 | 0 | 0 | 0 | 0 | 0 | 0 | 0 | 0 | 0 | 0 | 0 | 0 | 0 | 0 | 0 | 0 | 0 | 0 | 0 | 0 | 0
F4_Industrial_Agriculture_Existing_Space Heating_Natural Gas_Windows - High Efficiency_A_Achievable Economic RVT Potential | F4 | Industrial | Agriculture | Existing | Space Heating | Natural Gas | Windows - High Efficiency | A | Incremental Energy Savings (MWh or mTherms) | Achievable Economic RVT Potential | 0 | 0 | 0 | 0 | 0 | 0 | 0 | 0 | 0 | 0 | 0 | 0 | 0 | 0 | 0 | 0 | 0 | 0 | 0 | 0 | 0 | 0 | 0 | 0 | 0 | 0 | 0 | 0 | 0 | 0 | 0
F5_Industrial_Agriculture_Existing_Space Heating_Natural Gas_Windows - High Efficiency_A_Achievable Economic RVT Potential | F5 | Industrial | Agriculture | Existing | Space Heating | Natural Gas | Windows - High Efficiency | A | Incremental Summer Peak Savings (MW) | Achievable Economic RVT Potential | 0 | 0 | 0 | 0 | 0 | 0 | 0 | 0 | 0 | 0 | 0 | 0 | 0 | 0 | 0 | 0 | 0 | 0 | 0 | 0 | 0 | 0 | 0 | 0 | 0 | 0 | 0 | 0 | 0 | 0 | 0
F6_Industrial_Agriculture_Existing_Space Heating_Natural Gas_Windows - High Efficiency_A_Achievable Economic RVT Potential | F6 | Industrial | Agriculture | Existing | Space Heating | Natural Gas | Windows - High Efficiency | A | Incremental Winter Peak Savings (MW) | Achievable Economic RVT Potential | 0 | 0 | 0 | 0 | 0 | 0 | 0 | 0 | 0 | 0 | 0 | 0 | 0 | 0 | 0 | 0 | 0 | 0 | 0 | 0 | 0 | 0 | 0 | 0 | 0 | 0 | 0 | 0 | 0 | 0 | 0
F7_Industrial_Agriculture_Existing_Space Heating_Natural Gas_Windows - High Efficiency_A_Achievable Economic RVT Potential | F7 | Industrial | Agriculture | Existing | Space Heating | Natural Gas | Windows - High Efficiency | A | Cumulative Energy Savings (MWh or mTherms) | Achievable Economic RVT Potential | 0 | 0 | 0 | 0 | 0 | 0 | 0 | 0 | 0 | 0 | 0 | 0 | 0 | 0 | 0 | 0 | 0 | 0 | 0 | 0 | 0 | 0 | 0 | 0 | 0 | 0 | 0 | 0 | 0 | 0 | 0
F8_Industrial_Agriculture_Existing_Space Heating_Natural Gas_Windows - High Efficiency_A_Achievable Economic RVT Potential | F8 | Industrial | Agriculture | Existing | Space Heating | Natural Gas | Windows - High Efficiency | A | Cumulative Summer Peak Savings (MW) | Achievable Economic RVT Potential | 0 | 0 | 0 | 0 | 0 | 0 | 0 | 0 | 0 | 0 | 0 | 0 | 0 | 0 | 0 | 0 | 0 | 0 | 0 | 0 | 0 | 0 | 0 | 0 | 0 | 0 | 0 | 0 | 0 | 0 | 0
F9_Industrial_Agriculture_Existing_Space Heating_Natural Gas_Windows - High Efficiency_A_Achievable Economic RVT Potential | F9 | Industrial | Agriculture | Existing | Space Heating | Natural Gas | Windows - High Efficiency | A | Cumulative Winter Peak Savings (MW) | Achievable Economic RVT Potential | 0 | 0 | 0 | 0 | 0 | 0 | 0 | 0 | 0 | 0 | 0 | 0 | 0 | 0 | 0 | 0 | 0 | 0 | 0 | 0 | 0 | 0 | 0 | 0 | 0 | 0 | 0 | 0 | 0 | 0 | 0
F10_Industrial_Agriculture_Existing_Space Heating_Natural Gas_Windows - High Efficiency_A_Achievable Economic RVT Potential | F10 | Industrial | Agriculture | Existing | Space Heating | Natural Gas | Windows - High Efficiency | A | Purchases (Incremental) | Achievable Economic RVT Potential | 0 | 0 | 0 | 0 | 0 | 0 | 0 | 0 | 0 | 0 | 0 | 0 | 0 | 0 | 0 | 0 | 0 | 0 | 0 | 0 | 0 | 0 | 0 | 0 | 0 | 0 | 0 | 0 | 0 | 0 | 0
F11_Industrial_Agriculture_Existing_Space Heating_Natural Gas_Windows - High Efficiency_A_Achievable Economic RVT Potential | F11 | Industrial | Agriculture | Existing | Space Heating | Natural Gas | Windows - High Efficiency | A | Purchases (Cumulative) | Achievable Economic RVT Potential | 0 | 0 | 0 | 0 | 0 | 0 | 0 | 0 | 0 | 0 | 0 | 0 | 0 | 0 | 0 | 0 | 0 | 0 | 0 | 0 | 0 | 0 | 0 | 0 | 0 | 0 | 0 | 0 | 0 | 0 | 0
F1_Industrial_Agriculture_Existing_Space Heating_Natural Gas_Gas Boiler - Maintenance_A_Achievable Economic RVT Potential | F1 | Industrial | Agriculture | Existing | Space Heating | Natural Gas | Gas Boiler - Maintenance | A | Integrated Unit Energy Savings (kWh or therms) | Achievable Economic RVT Potential | 0 | 0 | 0 | 0 | 0 | 1.1529 | 1.1449 | 1.1367 | 1.1282 | 1.1194 | 1.1104 | 1.1011 | 1.0916 | 1.0816 | 1.0707 | 1.0602 | 1.0495 | 1.039 | 1.0288 | 1.0189 | 1.0094 | 0.99973 | 0.99096 | 0.9827 | 0.97463 | 0.96731 | 0.96105 | 0.95529 | 0.99593 | 0.99184 | 0.9881
F2_Industrial_Agriculture_Existing_Space Heating_Natural Gas_Gas Boiler - Maintenance_A_Achievable Economic RVT Potential | F2 | Industrial | Agriculture | Existing | Space Heating | Natural Gas | Gas Boiler - Maintenance | A | Integrated Unit Summer Peak Savings (kW) | Achievable Economic RVT Potential | 0 | 0 | 0 | 0 | 0 | 0 | 0 | 0 | 0 | 0 | 0 | 0 | 0 | 0 | 0 | 0 | 0 | 0 | 0 | 0 | 0 | 0 | 0 | 0 | 0 | 0 | 0 | 0 | 0 | 0 | 0
F3_Industrial_Agriculture_Existing_Space Heating_Natural Gas_Gas Boiler - Maintenance_A_Achievable Economic RVT Potential | F3 | Industrial | Agriculture | Existing | Space Heating | Natural Gas | Gas Boiler - Maintenance | A | Integrated Unit Winter Peak Savings (kW) | Achievable Economic RVT Potential | 0 | 0 | 0 | 0 | 0 | 0 | 0 | 0 | 0 | 0 | 0 | 0 | 0 | 0 | 0 | 0 | 0 | 0 | 0 | 0 | 0 | 0 | 0 | 0 | 0 | 0 | 0 | 0 | 0 | 0 | 0
F4_Industrial_Agriculture_Existing_Space Heating_Natural Gas_Gas Boiler - Maintenance_A_Achievable Economic RVT Potential | F4 | Industrial | Agriculture | Existing | Space Heating | Natural Gas | Gas Boiler - Maintenance | A | Incremental Energy Savings (MWh or mTherms) | Achievable Economic RVT Potential | 0 | 0 | 0 | 0 | 0 | 0 | 0 | 0 | 0 | 0 | 0 | 0 | 0 | 0 | 0 | 0 | 0 | 0 | 0 | 0 | 0 | 0 | 0 | 0 | 0 | 0 | 0 | 0 | 0 | 0 | 0
F5_Industrial_Agriculture_Existing_Space Heating_Natural Gas_Gas Boiler - Maintenance_A_Achievable Economic RVT Potential | F5 | Industrial | Agriculture | Existing | Space Heating | Natural Gas | Gas Boiler - Maintenance | A | Incremental Summer Peak Savings (MW) | Achievable Economic RVT Potential | 0 | 0 | 0 | 0 | 0 | 0 | 0 | 0 | 0 | 0 | 0 | 0 | 0 | 0 | 0 | 0 | 0 | 0 | 0 | 0 | 0 | 0 | 0 | 0 | 0 | 0 | 0 | 0 | 0 | 0 | 0
F6_Industrial_Agriculture_Existing_Space Heating_Natural Gas_Gas Boiler - Maintenance_A_Achievable Economic RVT Potential | F6 | Industrial | Agriculture | Existing | Space Heating | Natural Gas | Gas Boiler - Maintenance | A | Incremental Winter Peak Savings (MW) | Achievable Economic RVT Potential | 0 | 0 | 0 | 0 | 0 | 0 | 0 | 0 | 0 | 0 | 0 | 0 | 0 | 0 | 0 | 0 | 0 | 0 | 0 | 0 | 0 | 0 | 0 | 0 | 0 | 0 | 0 | 0 | 0 | 0 | 0
F7_Industrial_Agriculture_Existing_Space Heating_Natural Gas_Gas Boiler - Maintenance_A_Achievable Economic RVT Potential | F7 | Industrial | Agriculture | Existing | Space Heating | Natural Gas | Gas Boiler - Maintenance | A | Cumulative Energy Savings (MWh or mTherms) | Achievable Economic RVT Potential | 0 | 0 | 0 | 0 | 0 | 0 | 0 | 0 | 0 | 0 | 0 | 0 | 0 | 0 | 0 | 0 | 0 | 0 | 0 | 0 | 0 | 0 | 0 | 0 | 0 | 0 | 0 | 0 | 0 | 0 | 0
F8_Industrial_Agriculture_Existing_Space Heating_Natural Gas_Gas Boiler - Maintenance_A_Achievable Economic RVT Potential | F8 | Industrial | Agriculture | Existing | Space Heating | Natural Gas | Gas Boiler - Maintenance | A | Cumulative Summer Peak Savings (MW) | Achievable Economic RVT Potential | 0 | 0 | 0 | 0 | 0 | 0 | 0 | 0 | 0 | 0 | 0 | 0 | 0 | 0 | 0 | 0 | 0 | 0 | 0 | 0 | 0 | 0 | 0 | 0 | 0 | 0 | 0 | 0 | 0 | 0 | 0
F9_Industrial_Agriculture_Existing_Space Heating_Natural Gas_Gas Boiler - Maintenance_A_Achievable Economic RVT Potential | F9 | Industrial | Agriculture | Existing | Space Heating | Natural Gas | Gas Boiler - Maintenance | A | Cumulative Winter Peak Savings (MW) | Achievable Economic RVT Potential | 0 | 0 | 0 | 0 | 0 | 0 | 0 | 0 | 0 | 0 | 0 | 0 | 0 | 0 | 0 | 0 | 0 | 0 | 0 | 0 | 0 | 0 | 0 | 0 | 0 | 0 | 0 | 0 | 0 | 0 | 0
F10_Industrial_Agriculture_Existing_Space Heating_Natural Gas_Gas Boiler - Maintenance_A_Achievable Economic RVT Potential | F10 | Industrial | Agriculture | Existing | Space Heating | Natural Gas | Gas Boiler - Maintenance | A | Purchases (Incremental) | Achievable Economic RVT Potential | 0 | 0 | 0 | 0 | 0 | 0 | 0 | 0 | 0 | 0 | 0 | 0 | 0 | 0 | 0 | 0 | 0 | 0 | 0 | 0 | 0 | 0 | 0 | 0 | 0 | 0 | 0 | 0 | 0 | 0 | 0
F11_Industrial_Agriculture_Existing_Space Heating_Natural Gas_Gas Boiler - Maintenance_A_Achievable Economic RVT Potential | F11 | Industrial | Agriculture | Existing | Space Heating | Natural Gas | Gas Boiler - Maintenance | A | Purchases (Cumulative) | Achievable Economic RVT Potential | 0 | 0 | 0 | 0 | 0 | 0 | 0 | 0 | 0 | 0 | 0 | 0 | 0 | 0 | 0 | 0 | 0 | 0 | 0 | 0 | 0 | 0 | 0 | 0 | 0 | 0 | 0 | 0 | 0 | 0 | 0
F1_Industrial_Agriculture_Existing_Process_Natural Gas_Gas Boiler - Maintenance_A_Achievable Economic RVT Potential | F1 | Industrial | Agriculture | Existing | Process | Natural Gas | Gas Boiler - Maintenance | A | Integrated Unit Energy Savings (kWh or therms) | Achievable Economic RVT Potential | 0 | 0 | 0 | 0 | 0 | 1.5559 | 1.5559 | 1.5559 | 1.5559 | 1.5559 | 1.5559 | 1.5559 | 1.5559 | 1.5559 | 1.5559 | 1.5559 | 1.5559 | 1.5559 | 1.5559 | 1.5559 | 1.5559 | 1.5559 | 1.5559 | 1.5559 | 1.5559 | 1.5559 | 1.5559 | 1.5559 | 1.5559 | 1.5559 | 1.5559
F2_Industrial_Agriculture_Existing_Process_Natural Gas_Gas Boiler - Maintenance_A_Achievable Economic RVT Potential | F2 | Industrial | Agriculture | Existing | Process | Natural Gas | Gas Boiler - Maintenance | A | Integrated Unit Summer Peak Savings (kW) | Achievable Economic RVT Potential | 0 | 0 | 0 | 0 | 0 | 0 | 0 | 0 | 0 | 0 | 0 | 0 | 0 | 0 | 0 | 0 | 0 | 0 | 0 | 0 | 0 | 0 | 0 | 0 | 0 | 0 | 0 | 0 | 0 | 0 | 0
F3_Industrial_Agriculture_Existing_Process_Natural Gas_Gas Boiler - Maintenance_A_Achievable Economic RVT Potential | F3 | Industrial | Agriculture | Existing | Process | Natural Gas | Gas Boiler - Maintenance | A | Integrated Unit Winter Peak Savings (kW) | Achievable Economic RVT Potential | 0 | 0 | 0 | 0 | 0 | 0 | 0 | 0 | 0 | 0 | 0 | 0 | 0 | 0 | 0 | 0 | 0 | 0 | 0 | 0 | 0 | 0 | 0 | 0 | 0 | 0 | 0 | 0 | 0 | 0 | 0
F4_Industrial_Agriculture_Existing_Process_Natural Gas_Gas Boiler - Maintenance_A_Achievable Economic RVT Potential | F4 | Industrial | Agriculture | Existing | Process | Natural Gas | Gas Boiler - Maintenance | A | Incremental Energy Savings (MWh or mTherms) | Achievable Economic RVT Potential | 0 | 0 | 0 | 0 | 0 | 0 | 0 | 0 | 0 | 0 | 0 | 0 | 0 | 0 | 0 | 0 | 0 | 0 | 0 | 0 | 0 | 0 | 0 | 0 | 0 | 0 | 0 | 0 | 0 | 0 | 0
F5_Industrial_Agriculture_Existing_Process_Natural Gas_Gas Boiler - Maintenance_A_Achievable Economic RVT Potential | F5 | Industrial | Agriculture | Existing | Process | Natural Gas | Gas Boiler - Maintenance | A | Incremental Summer Peak Savings (MW) | Achievable Economic RVT Potential | 0 | 0 | 0 | 0 | 0 | 0 | 0 | 0 | 0 | 0 | 0 | 0 | 0 | 0 | 0 | 0 | 0 | 0 | 0 | 0 | 0 | 0 | 0 | 0 | 0 | 0 | 0 | 0 | 0 | 0 | 0
F6_Industrial_Agriculture_Existing_Process_Natural Gas_Gas Boiler - Maintenance_A_Achievable Economic RVT Potential | F6 | Industrial | Agriculture | Existing | Process | Natural Gas | Gas Boiler - Maintenance | A | Incremental Winter Peak Savings (MW) | Achievable Economic RVT Potential | 0 | 0 | 0 | 0 | 0 | 0 | 0 | 0 | 0 | 0 | 0 | 0 | 0 | 0 | 0 | 0 | 0 | 0 | 0 | 0 | 0 | 0 | 0 | 0 | 0 | 0 | 0 | 0 | 0 | 0 | 0
F7_Industrial_Agriculture_Existing_Process_Natural Gas_Gas Boiler - Maintenance_A_Achievable Economic RVT Potential | F7 | Industrial | Agriculture | Existing | Process | Natural Gas | Gas Boiler - Maintenance | A | Cumulative Energy Savings (MWh or mTherms) | Achievable Economic RVT Potential | 0 | 0 | 0 | 0 | 0 | 0 | 0 | 0 | 0 | 0 | 0 | 0 | 0 | 0 | 0 | 0 | 0 | 0 | 0 | 0 | 0 | 0 | 0 | 0 | 0 | 0 | 0 | 0 | 0 | 0 | 0
F8_Industrial_Agriculture_Existing_Process_Natural Gas_Gas Boiler - Maintenance_A_Achievable Economic RVT Potential | F8 | Industrial | Agriculture | Existing | Process | Natural Gas | Gas Boiler - Maintenance | A | Cumulative Summer Peak Savings (MW) | Achievable Economic RVT Potential | 0 | 0 | 0 | 0 | 0 | 0 | 0 | 0 | 0 | 0 | 0 | 0 | 0 | 0 | 0 | 0 | 0 | 0 | 0 | 0 | 0 | 0 | 0 | 0 | 0 | 0 | 0 | 0 | 0 | 0 | 0
F9_Industrial_Agriculture_Existing_Process_Natural Gas_Gas Boiler - Maintenance_A_Achievable Economic RVT Potential | F9 | Industrial | Agriculture | Existing | Process | Natural Gas | Gas Boiler - Maintenance | A | Cumulative Winter Peak Savings (MW) | Achievable Economic RVT Potential | 0 | 0 | 0 | 0 | 0 | 0 | 0 | 0 | 0 | 0 | 0 | 0 | 0 | 0 | 0 | 0 | 0 | 0 | 0 | 0 | 0 | 0 | 0 | 0 | 0 | 0 | 0 | 0 | 0 | 0 | 0
F10_Industrial_Agriculture_Existing_Process_Natural Gas_Gas Boiler - Maintenance_A_Achievable Economic RVT Potential | F10 | Industrial | Agriculture | Existing | Process | Natural Gas | Gas Boiler - Maintenance | A | Purchases (Incremental) | Achievable Economic RVT Potential | 0 | 0 | 0 | 0 | 0 | 0 | 0 | 0 | 0 | 0 | 0 | 0 | 0 | 0 | 0 | 0 | 0 | 0 | 0 | 0 | 0 | 0 | 0 | 0 | 0 | 0 | 0 | 0 | 0 | 0 | 0
F11_Industrial_Agriculture_Existing_Process_Natural Gas_Gas Boiler - Maintenance_A_Achievable Economic RVT Potential | F11 | Industrial | Agriculture | Existing | Process | Natural Gas | Gas Boiler - Maintenance | A | Purchases (Cumulative) | Achievable Economic RVT Potential | 0 | 0 | 0 | 0 | 0 | 0 | 0 | 0 | 0 | 0 | 0 | 0 | 0 | 0 | 0 | 0 | 0 | 0 | 0 | 0 | 0 | 0 | 0 | 0 | 0 | 0 | 0 | 0 | 0 | 0 | 0
F1_Industrial_Agriculture_Existing_Space Heating_Natural Gas_Gas Furnace - Maintenance_A_Achievable Economic RVT Potential | F1 | Industrial | Agriculture | Existing | Space Heating | Natural Gas | Gas Furnace - Maintenance | A | Integrated Unit Energy Savings (kWh or therms) | Achievable Economic RVT Potential | 0 | 0 | 0 | 0 | 0 | 0.0091909 | 0.0091039 | 0.008993 | 0.0088784 | 0.0087608 | 0.0086426 | 0.0085229 | 0.0084068 | 0.0082929 | 0.0081748 | 0.0080661 | 0.0079607 | 0.0078609 | 0.007766 | 0.0076737 | 0.0075851 | 0.0074972 | 0.0074126 | 0.0073331 | 0.0072577 | 0.0071888 | 0.0071277 | 0.0070704 | 0.0073847 | 0.0073392 | 0.0072965
F2_Industrial_Agriculture_Existing_Space Heating_Natural Gas_Gas Furnace - Maintenance_A_Achievable Economic RVT Potential | F2 | Industrial | Agriculture | Existing | Space Heating | Natural Gas | Gas Furnace - Maintenance | A | Integrated Unit Summer Peak Savings (kW) | Achievable Economic RVT Potential | 0 | 0 | 0 | 0 | 0 | 0 | 0 | 0 | 0 | 0 | 0 | 0 | 0 | 0 | 0 | 0 | 0 | 0 | 0 | 0 | 0 | 0 | 0 | 0 | 0 | 0 | 0 | 0 | 0 | 0 | 0
F3_Industrial_Agriculture_Existing_Space Heating_Natural Gas_Gas Furnace - Maintenance_A_Achievable Economic RVT Potential | F3 | Industrial | Agriculture | Existing | Space Heating | Natural Gas | Gas Furnace - Maintenance | A | Integrated Unit Winter Peak Savings (kW) | Achievable Economic RVT Potential | 0 | 0 | 0 | 0 | 0 | 0 | 0 | 0 | 0 | 0 | 0 | 0 | 0 | 0 | 0 | 0 | 0 | 0 | 0 | 0 | 0 | 0 | 0 | 0 | 0 | 0 | 0 | 0 | 0 | 0 | 0
F4_Industrial_Agriculture_Existing_Space Heating_Natural Gas_Gas Furnace - Maintenance_A_Achievable Economic RVT Potential | F4 | Industrial | Agriculture | Existing | Space Heating | Natural Gas | Gas Furnace - Maintenance | A | Incremental Energy Savings (MWh or mTherms) | Achievable Economic RVT Potential | 0 | 0 | 0 | 0 | 0 | 0 | 0 | 0 | 0 | 0 | 0 | 0 | 0 | 0 | 0 | 0 | 0 | 0 | 0 | 0 | 0 | 0 | 0 | 0 | 0 | 0 | 0 | 0 | 0 | 0 | 0
F5_Industrial_Agriculture_Existing_Space Heating_Natural Gas_Gas Furnace - Maintenance_A_Achievable Economic RVT Potential | F5 | Industrial | Agriculture | Existing | Space Heating | Natural Gas | Gas Furnace - Maintenance | A | Incremental Summer Peak Savings (MW) | Achievable Economic RVT Potential | 0 | 0 | 0 | 0 | 0 | 0 | 0 | 0 | 0 | 0 | 0 | 0 | 0 | 0 | 0 | 0 | 0 | 0 | 0 | 0 | 0 | 0 | 0 | 0 | 0 | 0 | 0 | 0 | 0 | 0 | 0
F6_Industrial_Agriculture_Existing_Space Heating_Natural Gas_Gas Furnace - Maintenance_A_Achievable Economic RVT Potential | F6 | Industrial | Agriculture | Existing | Space Heating | Natural Gas | Gas Furnace - Maintenance | A | Incremental Winter Peak Savings (MW) | Achievable Economic RVT Potential | 0 | 0 | 0 | 0 | 0 | 0 | 0 | 0 | 0 | 0 | 0 | 0 | 0 | 0 | 0 | 0 | 0 | 0 | 0 | 0 | 0 | 0 | 0 | 0 | 0 | 0 | 0 | 0 | 0 | 0 | 0
F7_Industrial_Agriculture_Existing_Space Heating_Natural Gas_Gas Furnace - Maintenance_A_Achievable Economic RVT Potential | F7 | Industrial | Agriculture | Existing | Space Heating | Natural Gas | Gas Furnace - Maintenance | A | Cumulative Energy Savings (MWh or mTherms) | Achievable Economic RVT Potential | 0 | 0 | 0 | 0 | 0 | 0 | 0 | 0 | 0 | 0 | 0 | 0 | 0 | 0 | 0 | 0 | 0 | 0 | 0 | 0 | 0 | 0 | 0 | 0 | 0 | 0 | 0 | 0 | 0 | 0 | 0
F8_Industrial_Agriculture_Existing_Space Heating_Natural Gas_Gas Furnace - Maintenance_A_Achievable Economic RVT Potential | F8 | Industrial | Agriculture | Existing | Space Heating | Natural Gas | Gas Furnace - Maintenance | A | Cumulative Summer Peak Savings (MW) | Achievable Economic RVT Potential | 0 | 0 | 0 | 0 | 0 | 0 | 0 | 0 | 0 | 0 | 0 | 0 | 0 | 0 | 0 | 0 | 0 | 0 | 0 | 0 | 0 | 0 | 0 | 0 | 0 | 0 | 0 | 0 | 0 | 0 | 0
F9_Industrial_Agriculture_Existing_Space Heating_Natural Gas_Gas Furnace - Maintenance_A_Achievable Economic RVT Potential | F9 | Industrial | Agriculture | Existing | Space Heating | Natural Gas | Gas Furnace - Maintenance | A | Cumulative Winter Peak Savings (MW) | Achievable Economic RVT Potential | 0 | 0 | 0 | 0 | 0 | 0 | 0 | 0 | 0 | 0 | 0 | 0 | 0 | 0 | 0 | 0 | 0 | 0 | 0 | 0 | 0 | 0 | 0 | 0 | 0 | 0 | 0 | 0 | 0 | 0 | 0
F10_Industrial_Agriculture_Existing_Space Heating_Natural Gas_Gas Furnace - Maintenance_A_Achievable Economic RVT Potential | F10 | Industrial | Agriculture | Existing | Space Heating | Natural Gas | Gas Furnace - Maintenance | A | Purchases (Incremental) | Achievable Economic RVT Potential | 0 | 0 | 0 | 0 | 0 | 0 | 0 | 0 | 0 | 0 | 0 | 0 | 0 | 0 | 0 | 0 | 0 | 0 | 0 | 0 | 0 | 0 | 0 | 0 | 0 | 0 | 0 | 0 | 0 | 0 | 0
F11_Industrial_Agriculture_Existing_Space Heating_Natural Gas_Gas Furnace - Maintenance_A_Achievable Economic RVT Potential | F11 | Industrial | Agriculture | Existing | Space Heating | Natural Gas | Gas Furnace - Maintenance | A | Purchases (Cumulative) | Achievable Economic RVT Potential | 0 | 0 | 0 | 0 | 0 | 0 | 0 | 0 | 0 | 0 | 0 | 0 | 0 | 0 | 0 | 0 | 0 | 0 | 0 | 0 | 0 | 0 | 0 | 0 | 0 | 0 | 0 | 0 | 0 | 0 | 0
F1_Industrial_Agriculture_Existing_Space Heating_Natural Gas_Gas Boiler - Hot Water Reset_A_Achievable Economic RVT Potential | F1 | Industrial | Agriculture | Existing | Space Heating | Natural Gas | Gas Boiler - Hot Water Reset | A | Integrated Unit Energy Savings (kWh or therms) | Achievable Economic RVT Potential | 0 | 0 | 0 | 0 | 0 | 4.1913 | 4.1611 | 4.1304 | 4.0985 | 4.0655 | 4.0319 | 3.9973 | 3.9619 | 3.9249 | 3.8847 | 3.8457 | 3.8064 | 3.7678 | 3.7299 | 3.6935 | 3.6586 | 3.623 | 3.5906 | 3.5602 | 3.5304 | 3.5038 | 3.4811 | 3.4603 | 3.6216 | 3.6067 | 3.5931
F2_Industrial_Agriculture_Existing_Space Heating_Natural Gas_Gas Boiler - Hot Water Reset_A_Achievable Economic RVT Potential | F2 | Industrial | Agriculture | Existing | Space Heating | Natural Gas | Gas Boiler - Hot Water Reset | A | Integrated Unit Summer Peak Savings (kW) | Achievable Economic RVT Potential | 0 | 0 | 0 | 0 | 0 | 0 | 0 | 0 | 0 | 0 | 0 | 0 | 0 | 0 | 0 | 0 | 0 | 0 | 0 | 0 | 0 | 0 | 0 | 0 | 0 | 0 | 0 | 0 | 0 | 0 | 0
F3_Industrial_Agriculture_Existing_Space Heating_Natural Gas_Gas Boiler - Hot Water Reset_A_Achievable Economic RVT Potential | F3 | Industrial | Agriculture | Existing | Space Heating | Natural Gas | Gas Boiler - Hot Water Reset | A | Integrated Unit Winter Peak Savings (kW) | Achievable Economic RVT Potential | 0 | 0 | 0 | 0 | 0 | 0 | 0 | 0 | 0 | 0 | 0 | 0 | 0 | 0 | 0 | 0 | 0 | 0 | 0 | 0 | 0 | 0 | 0 | 0 | 0 | 0 | 0 | 0 | 0 | 0 | 0
F4_Industrial_Agriculture_Existing_Space Heating_Natural Gas_Gas Boiler - Hot Water Reset_A_Achievable Economic RVT Potential | F4 | Industrial | Agriculture | Existing | Space Heating | Natural Gas | Gas Boiler - Hot Water Reset | A | Incremental Energy Savings (MWh or mTherms) | Achievable Economic RVT Potential | 0 | 0 | 0 | 0 | 0 | 0 | 0 | 0 | 0 | 0 | 0 | 0 | 0 | 0 | 0 | 0 | 0 | 0 | 0 | 0 | 0 | 0 | 0 | 0 | 0 | 0 | 0 | 0 | 0 | 0 | 0
F5_Industrial_Agriculture_Existing_Space Heating_Natural Gas_Gas Boiler - Hot Water Reset_A_Achievable Economic RVT Potential | F5 | Industrial | Agriculture | Existing | Space Heating | Natural Gas | Gas Boiler - Hot Water Reset | A | Incremental Summer Peak Savings (MW) | Achievable Economic RVT Potential | 0 | 0 | 0 | 0 | 0 | 0 | 0 | 0 | 0 | 0 | 0 | 0 | 0 | 0 | 0 | 0 | 0 | 0 | 0 | 0 | 0 | 0 | 0 | 0 | 0 | 0 | 0 | 0 | 0 | 0 | 0
F6_Industrial_Agriculture_Existing_Space Heating_Natural Gas_Gas Boiler - Hot Water Reset_A_Achievable Economic RVT Potential | F6 | Industrial | Agriculture | Existing | Space Heating | Natural Gas | Gas Boiler - Hot Water Reset | A | Incremental Winter Peak Savings (MW) | Achievable Economic RVT Potential | 0 | 0 | 0 | 0 | 0 | 0 | 0 | 0 | 0 | 0 | 0 | 0 | 0 | 0 | 0 | 0 | 0 | 0 | 0 | 0 | 0 | 0 | 0 | 0 | 0 | 0 | 0 | 0 | 0 | 0 | 0
F7_Industrial_Agriculture_Existing_Space Heating_Natural Gas_Gas Boiler - Hot Water Reset_A_Achievable Economic RVT Potential | F7 | Industrial | Agriculture | Existing | Space Heating | Natural Gas | Gas Boiler - Hot Water Reset | A | Cumulative Energy Savings (MWh or mTherms) | Achievable Economic RVT Potential | 0 | 0 | 0 | 0 | 0 | 0 | 0 | 0 | 0 | 0 | 0 | 0 | 0 | 0 | 0 | 0 | 0 | 0 | 0 | 0 | 0 | 0 | 0 | 0 | 0 | 0 | 0 | 0 | 0 | 0 | 0
F8_Industrial_Agriculture_Existing_Space Heating_Natural Gas_Gas Boiler - Hot Water Reset_A_Achievable Economic RVT Potential | F8 | Industrial | Agriculture | Existing | Space Heating | Natural Gas | Gas Boiler - Hot Water Reset | A | Cumulative Summer Peak Savings (MW) | Achievable Economic RVT Potential | 0 | 0 | 0 | 0 | 0 | 0 | 0 | 0 | 0 | 0 | 0 | 0 | 0 | 0 | 0 | 0 | 0 | 0 | 0 | 0 | 0 | 0 | 0 | 0 | 0 | 0 | 0 | 0 | 0 | 0 | 0
F9_Industrial_Agriculture_Existing_Space Heating_Natural Gas_Gas Boiler - Hot Water Reset_A_Achievable Economic RVT Potential | F9 | Industrial | Agriculture | Existing | Space Heating | Natural Gas | Gas Boiler - Hot Water Reset | A | Cumulative Winter Peak Savings (MW) | Achievable Economic RVT Potential | 0 | 0 | 0 | 0 | 0 | 0 | 0 | 0 | 0 | 0 | 0 | 0 | 0 | 0 | 0 | 0 | 0 | 0 | 0 | 0 | 0 | 0 | 0 | 0 | 0 | 0 | 0 | 0 | 0 | 0 | 0
F10_Industrial_Agriculture_Existing_Space Heating_Natural Gas_Gas Boiler - Hot Water Reset_A_Achievable Economic RVT Potential | F10 | Industrial | Agriculture | Existing | Space Heating | Natural Gas | Gas Boiler - Hot Water Reset | A | Purchases (Incremental) | Achievable Economic RVT Potential | 0 | 0 | 0 | 0 | 0 | 0 | 0 | 0 | 0 | 0 | 0 | 0 | 0 | 0 | 0 | 0 | 0 | 0 | 0 | 0 | 0 | 0 | 0 | 0 | 0 | 0 | 0 | 0 | 0 | 0 | 0
F11_Industrial_Agriculture_Existing_Space Heating_Natural Gas_Gas Boiler - Hot Water Reset_A_Achievable Economic RVT Potential | F11 | Industrial | Agriculture | Existing | Space Heating | Natural Gas | Gas Boiler - Hot Water Reset | A | Purchases (Cumulative) | Achievable Economic RVT Potential | 0 | 0 | 0 | 0 | 0 | 0 | 0 | 0 | 0 | 0 | 0 | 0 | 0 | 0 | 0 | 0 | 0 | 0 | 0 | 0 | 0 | 0 | 0 | 0 | 0 | 0 | 0 | 0 | 0 | 0 | 0
F1_Industrial_Agriculture_Existing_Process_Natural Gas_Gas Boiler - Hot Water Reset_A_Achievable Economic RVT Potential | F1 | Industrial | Agriculture | Existing | Process | Natural Gas | Gas Boiler - Hot Water Reset | A | Integrated Unit Energy Savings (kWh or therms) | Achievable Economic RVT Potential | 0 | 0 | 0 | 0 | 0 | 2.8264 | 2.8241 | 2.8219 | 2.8198 | 2.8177 | 2.8157 | 2.8141 | 2.8128 | 2.8115 | 2.8106 | 2.8097 | 2.809 | 2.8083 | 2.8076 | 2.8072 | 2.8067 | 2.8064 | 2.8061 | 2.8058 | 2.8055 | 2.8054 | 2.8053 | 2.8053 | 2.8289 | 2.8289 | 2.8289
F2_Industrial_Agriculture_Existing_Process_Natural Gas_Gas Boiler - Hot Water Reset_A_Achievable Economic RVT Potential | F2 | Industrial | Agriculture | Existing | Process | Natural Gas | Gas Boiler - Hot Water Reset | A | Integrated Unit Summer Peak Savings (kW) | Achievable Economic RVT Potential | 0 | 0 | 0 | 0 | 0 | 0 | 0 | 0 | 0 | 0 | 0 | 0 | 0 | 0 | 0 | 0 | 0 | 0 | 0 | 0 | 0 | 0 | 0 | 0 | 0 | 0 | 0 | 0 | 0 | 0 | 0
F3_Industrial_Agriculture_Existing_Process_Natural Gas_Gas Boiler - Hot Water Reset_A_Achievable Economic RVT Potential | F3 | Industrial | Agriculture | Existing | Process | Natural Gas | Gas Boiler - Hot Water Reset | A | Integrated Unit Winter Peak Savings (kW) | Achievable Economic RVT Potential | 0 | 0 | 0 | 0 | 0 | 0 | 0 | 0 | 0 | 0 | 0 | 0 | 0 | 0 | 0 | 0 | 0 | 0 | 0 | 0 | 0 | 0 | 0 | 0 | 0 | 0 | 0 | 0 | 0 | 0 | 0
F4_Industrial_Agriculture_Existing_Process_Natural Gas_Gas Boiler - Hot Water Reset_A_Achievable Economic RVT Potential | F4 | Industrial | Agriculture | Existing | Process | Natural Gas | Gas Boiler - Hot Water Reset | A | Incremental Energy Savings (MWh or mTherms) | Achievable Economic RVT Potential | 0 | 0 | 0 | 0 | 0 | 0 | 0 | 0 | 0 | 0 | 0 | 0 | 0 | 0 | 0 | 0 | 0 | 0 | 0 | 0 | 0 | 0 | 0 | 0 | 0 | 0 | 0 | 0 | 0 | 0 | 0
F5_Industrial_Agriculture_Existing_Process_Natural Gas_Gas Boiler - Hot Water Reset_A_Achievable Economic RVT Potential | F5 | Industrial | Agriculture | Existing | Process | Natural Gas | Gas Boiler - Hot Water Reset | A | Incremental Summer Peak Savings (MW) | Achievable Economic RVT Potential | 0 | 0 | 0 | 0 | 0 | 0 | 0 | 0 | 0 | 0 | 0 | 0 | 0 | 0 | 0 | 0 | 0 | 0 | 0 | 0 | 0 | 0 | 0 | 0 | 0 | 0 | 0 | 0 | 0 | 0 | 0
F6_Industrial_Agriculture_Existing_Process_Natural Gas_Gas Boiler - Hot Water Reset_A_Achievable Economic RVT Potential | F6 | Industrial | Agriculture | Existing | Process | Natural Gas | Gas Boiler - Hot Water Reset | A | Incremental Winter Peak Savings (MW) | Achievable Economic RVT Potential | 0 | 0 | 0 | 0 | 0 | 0 | 0 | 0 | 0 | 0 | 0 | 0 | 0 | 0 | 0 | 0 | 0 | 0 | 0 | 0 | 0 | 0 | 0 | 0 | 0 | 0 | 0 | 0 | 0 | 0 | 0
F7_Industrial_Agriculture_Existing_Process_Natural Gas_Gas Boiler - Hot Water Reset_A_Achievable Economic RVT Potential | F7 | Industrial | Agriculture | Existing | Process | Natural Gas | Gas Boiler - Hot Water Reset | A | Cumulative Energy Savings (MWh or mTherms) | Achievable Economic RVT Potential | 0 | 0 | 0 | 0 | 0 | 0 | 0 | 0 | 0 | 0 | 0 | 0 | 0 | 0 | 0 | 0 | 0 | 0 | 0 | 0 | 0 | 0 | 0 | 0 | 0 | 0 | 0 | 0 | 0 | 0 | 0
F8_Industrial_Agriculture_Existing_Process_Natural Gas_Gas Boiler - Hot Water Reset_A_Achievable Economic RVT Potential | F8 | Industrial | Agriculture | Existing | Process | Natural Gas | Gas Boiler - Hot Water Reset | A | Cumulative Summer Peak Savings (MW) | Achievable Economic RVT Potential | 0 | 0 | 0 | 0 | 0 | 0 | 0 | 0 | 0 | 0 | 0 | 0 | 0 | 0 | 0 | 0 | 0 | 0 | 0 | 0 | 0 | 0 | 0 | 0 | 0 | 0 | 0 | 0 | 0 | 0 | 0
F9_Industrial_Agriculture_Existing_Process_Natural Gas_Gas Boiler - Hot Water Reset_A_Achievable Economic RVT Potential | F9 | Industrial | Agriculture | Existing | Process | Natural Gas | Gas Boiler - Hot Water Reset | A | Cumulative Winter Peak Savings (MW) | Achievable Economic RVT Potential | 0 | 0 | 0 | 0 | 0 | 0 | 0 | 0 | 0 | 0 | 0 | 0 | 0 | 0 | 0 | 0 | 0 | 0 | 0 | 0 | 0 | 0 | 0 | 0 | 0 | 0 | 0 | 0 | 0 | 0 | 0
F10_Industrial_Agriculture_Existing_Process_Natural Gas_Gas Boiler - Hot Water Reset_A_Achievable Economic RVT Potential | F10 | Industrial | Agriculture | Existing | Process | Natural Gas | Gas Boiler - Hot Water Reset | A | Purchases (Incremental) | Achievable Economic RVT Potential | 0 | 0 | 0 | 0 | 0 | 0 | 0 | 0 | 0 | 0 | 0 | 0 | 0 | 0 | 0 | 0 | 0 | 0 | 0 | 0 | 0 | 0 | 0 | 0 | 0 | 0 | 0 | 0 | 0 | 0 | 0
F11_Industrial_Agriculture_Existing_Process_Natural Gas_Gas Boiler - Hot Water Reset_A_Achievable Economic RVT Potential | F11 | Industrial | Agriculture | Existing | Process | Natural Gas | Gas Boiler - Hot Water Reset | A | Purchases (Cumulative) | Achievable Economic RVT Potential | 0 | 0 | 0 | 0 | 0 | 0 | 0 | 0 | 0 | 0 | 0 | 0 | 0 | 0 | 0 | 0 | 0 | 0 | 0 | 0 | 0 | 0 | 0 | 0 | 0 | 0 | 0 | 0 | 0 | 0 | 0
F1_Industrial_Agriculture_Existing_Space Heating_Natural Gas_Steam Trap Maintenance_A_Achievable Economic RVT Potential | F1 | Industrial | Agriculture | Existing | Space Heating | Natural Gas | Steam Trap Maintenance | A | Integrated Unit Energy Savings (kWh or therms) | Achievable Economic RVT Potential | 0 | 0 | 0 | 0 | 0 | 1.4807 | 1.4701 | 1.4592 | 1.448 | 1.4364 | 1.4245 | 1.4123 | 1.3998 | 1.3868 | 1.3726 | 1.3588 | 1.345 | 1.3313 | 1.318 | 1.3051 | 1.2928 | 1.2802 | 1.2688 | 1.2581 | 1.2476 | 1.2382 | 1.2302 | 1.2228 | 1.2794 | 1.2742 | 1.2694
F2_Industrial_Agriculture_Existing_Space Heating_Natural Gas_Steam Trap Maintenance_A_Achievable Economic RVT Potential | F2 | Industrial | Agriculture | Existing | Space Heating | Natural Gas | Steam Trap Maintenance | A | Integrated Unit Summer Peak Savings (kW) | Achievable Economic RVT Potential | 0 | 0 | 0 | 0 | 0 | 0 | 0 | 0 | 0 | 0 | 0 | 0 | 0 | 0 | 0 | 0 | 0 | 0 | 0 | 0 | 0 | 0 | 0 | 0 | 0 | 0 | 0 | 0 | 0 | 0 | 0
F3_Industrial_Agriculture_Existing_Space Heating_Natural Gas_Steam Trap Maintenance_A_Achievable Economic RVT Potential | F3 | Industrial | Agriculture | Existing | Space Heating | Natural Gas | Steam Trap Maintenance | A | Integrated Unit Winter Peak Savings (kW) | Achievable Economic RVT Potential | 0 | 0 | 0 | 0 | 0 | 0 | 0 | 0 | 0 | 0 | 0 | 0 | 0 | 0 | 0 | 0 | 0 | 0 | 0 | 0 | 0 | 0 | 0 | 0 | 0 | 0 | 0 | 0 | 0 | 0 | 0
F4_Industrial_Agriculture_Existing_Space Heating_Natural Gas_Steam Trap Maintenance_A_Achievable Economic RVT Potential | F4 | Industrial | Agriculture | Existing | Space Heating | Natural Gas | Steam Trap Maintenance | A | Incremental Energy Savings (MWh or mTherms) | Achievable Economic RVT Potential | 0 | 0 | 0 | 0 | 0 | 0 | 0 | 0 | 0 | 0 | 0 | 0 | 0 | 0 | 0 | 0 | 0 | 0 | 0 | 0 | 0 | 0 | 0 | 0 | 0 | 0 | 0 | 0 | 0 | 0 | 0
F5_Industrial_Agriculture_Existing_Space Heating_Natural Gas_Steam Trap Maintenance_A_Achievable Economic RVT Potential | F5 | Industrial | Agriculture | Existing | Space Heating | Natural Gas | Steam Trap Maintenance | A | Incremental Summer Peak Savings (MW) | Achievable Economic RVT Potential | 0 | 0 | 0 | 0 | 0 | 0 | 0 | 0 | 0 | 0 | 0 | 0 | 0 | 0 | 0 | 0 | 0 | 0 | 0 | 0 | 0 | 0 | 0 | 0 | 0 | 0 | 0 | 0 | 0 | 0 | 0
F6_Industrial_Agriculture_Existing_Space Heating_Natural Gas_Steam Trap Maintenance_A_Achievable Economic RVT Potential | F6 | Industrial | Agriculture | Existing | Space Heating | Natural Gas | Steam Trap Maintenance | A | Incremental Winter Peak Savings (MW) | Achievable Economic RVT Potential | 0 | 0 | 0 | 0 | 0 | 0 | 0 | 0 | 0 | 0 | 0 | 0 | 0 | 0 | 0 | 0 | 0 | 0 | 0 | 0 | 0 | 0 | 0 | 0 | 0 | 0 | 0 | 0 | 0 | 0 | 0
F7_Industrial_Agriculture_Existing_Space Heating_Natural Gas_Steam Trap Maintenance_A_Achievable Economic RVT Potential | F7 | Industrial | Agriculture | Existing | Space Heating | Natural Gas | Steam Trap Maintenance | A | Cumulative Energy Savings (MWh or mTherms) | Achievable Economic RVT Potential | 0 | 0 | 0 | 0 | 0 | 0 | 0 | 0 | 0 | 0 | 0 | 0 | 0 | 0 | 0 | 0 | 0 | 0 | 0 | 0 | 0 | 0 | 0 | 0 | 0 | 0 | 0 | 0 | 0 | 0 | 0
F8_Industrial_Agriculture_Existing_Space Heating_Natural Gas_Steam Trap Maintenance_A_Achievable Economic RVT Potential | F8 | Industrial | Agriculture | Existing | Space Heating | Natural Gas | Steam Trap Maintenance | A | Cumulative Summer Peak Savings (MW) | Achievable Economic RVT Potential | 0 | 0 | 0 | 0 | 0 | 0 | 0 | 0 | 0 | 0 | 0 | 0 | 0 | 0 | 0 | 0 | 0 | 0 | 0 | 0 | 0 | 0 | 0 | 0 | 0 | 0 | 0 | 0 | 0 | 0 | 0
F9_Industrial_Agriculture_Existing_Space Heating_Natural Gas_Steam Trap Maintenance_A_Achievable Economic RVT Potential | F9 | Industrial | Agriculture | Existing | Space Heating | Natural Gas | Steam Trap Maintenance | A | Cumulative Winter Peak Savings (MW) | Achievable Economic RVT Potential | 0 | 0 | 0 | 0 | 0 | 0 | 0 | 0 | 0 | 0 | 0 | 0 | 0 | 0 | 0 | 0 | 0 | 0 | 0 | 0 | 0 | 0 | 0 | 0 | 0 | 0 | 0 | 0 | 0 | 0 | 0
F10_Industrial_Agriculture_Existing_Space Heating_Natural Gas_Steam Trap Maintenance_A_Achievable Economic RVT Potential | F10 | Industrial | Agriculture | Existing | Space Heating | Natural Gas | Steam Trap Maintenance | A | Purchases (Incremental) | Achievable Economic RVT Potential | 0 | 0 | 0 | 0 | 0 | 0 | 0 | 0 | 0 | 0 | 0 | 0 | 0 | 0 | 0 | 0 | 0 | 0 | 0 | 0 | 0 | 0 | 0 | 0 | 0 | 0 | 0 | 0 | 0 | 0 | 0
F11_Industrial_Agriculture_Existing_Space Heating_Natural Gas_Steam Trap Maintenance_A_Achievable Economic RVT Potential | F11 | Industrial | Agriculture | Existing | Space Heating | Natural Gas | Steam Trap Maintenance | A | Purchases (Cumulative) | Achievable Economic RVT Potential | 0 | 0 | 0 | 0 | 0 | 0 | 0 | 0 | 0 | 0 | 0 | 0 | 0 | 0 | 0 | 0 | 0 | 0 | 0 | 0 | 0 | 0 | 0 | 0 | 0 | 0 | 0 | 0 | 0 | 0 | 0
F1_Industrial_Agriculture_Existing_Process_Natural Gas_Steam Trap Maintenance_A_Achievable Economic RVT Potential | F1 | Industrial | Agriculture | Existing | Process | Natural Gas | Steam Trap Maintenance | A | Integrated Unit Energy Savings (kWh or therms) | Achievable Economic RVT Potential | 0 | 0 | 0 | 0 | 0 | 1.9972 | 1.9957 | 1.9943 | 1.993 | 1.9917 | 1.9904 | 1.9894 | 1.9887 | 1.9879 | 1.9874 | 1.9869 | 1.9866 | 1.9863 | 1.986 | 1.9859 | 1.9857 | 1.9856 | 1.9855 | 1.9855 | 1.9854 | 1.9854 | 1.9854 | 1.9853 | 1.9988 | 1.9988 | 1.9988
F2_Industrial_Agriculture_Existing_Process_Natural Gas_Steam Trap Maintenance_A_Achievable Economic RVT Potential | F2 | Industrial | Agriculture | Existing | Process | Natural Gas | Steam Trap Maintenance | A | Integrated Unit Summer Peak Savings (kW) | Achievable Economic RVT Potential | 0 | 0 | 0 | 0 | 0 | 0 | 0 | 0 | 0 | 0 | 0 | 0 | 0 | 0 | 0 | 0 | 0 | 0 | 0 | 0 | 0 | 0 | 0 | 0 | 0 | 0 | 0 | 0 | 0 | 0 | 0
F3_Industrial_Agriculture_Existing_Process_Natural Gas_Steam Trap Maintenance_A_Achievable Economic RVT Potential | F3 | Industrial | Agriculture | Existing | Process | Natural Gas | Steam Trap Maintenance | A | Integrated Unit Winter Peak Savings (kW) | Achievable Economic RVT Potential | 0 | 0 | 0 | 0 | 0 | 0 | 0 | 0 | 0 | 0 | 0 | 0 | 0 | 0 | 0 | 0 | 0 | 0 | 0 | 0 | 0 | 0 | 0 | 0 | 0 | 0 | 0 | 0 | 0 | 0 | 0
F4_Industrial_Agriculture_Existing_Process_Natural Gas_Steam Trap Maintenance_A_Achievable Economic RVT Potential | F4 | Industrial | Agriculture | Existing | Process | Natural Gas | Steam Trap Maintenance | A | Incremental Energy Savings (MWh or mTherms) | Achievable Economic RVT Potential | 0 | 0 | 0 | 0 | 0 | 0 | 0 | 0 | 0 | 0 | 0 | 0 | 0 | 0 | 0 | 0 | 0 | 0 | 0 | 0 | 0 | 0 | 0 | 0 | 0 | 0 | 0 | 0 | 0 | 0 | 0
F5_Industrial_Agriculture_Existing_Process_Natural Gas_Steam Trap Maintenance_A_Achievable Economic RVT Potential | F5 | Industrial | Agriculture | Existing | Process | Natural Gas | Steam Trap Maintenance | A | Incremental Summer Peak Savings (MW) | Achievable Economic RVT Potential | 0 | 0 | 0 | 0 | 0 | 0 | 0 | 0 | 0 | 0 | 0 | 0 | 0 | 0 | 0 | 0 | 0 | 0 | 0 | 0 | 0 | 0 | 0 | 0 | 0 | 0 | 0 | 0 | 0 | 0 | 0
F6_Industrial_Agriculture_Existing_Process_Natural Gas_Steam Trap Maintenance_A_Achievable Economic RVT Potential | F6 | Industrial | Agriculture | Existing | Process | Natural Gas | Steam Trap Maintenance | A | Incremental Winter Peak Savings (MW) | Achievable Economic RVT Potential | 0 | 0 | 0 | 0 | 0 | 0 | 0 | 0 | 0 | 0 | 0 | 0 | 0 | 0 | 0 | 0 | 0 | 0 | 0 | 0 | 0 | 0 | 0 | 0 | 0 | 0 | 0 | 0 | 0 | 0 | 0
F7_Industrial_Agriculture_Existing_Process_Natural Gas_Steam Trap Maintenance_A_Achievable Economic RVT Potential | F7 | Industrial | Agriculture | Existing | Process | Natural Gas | Steam Trap Maintenance | A | Cumulative Energy Savings (MWh or mTherms) | Achievable Economic RVT Potential | 0 | 0 | 0 | 0 | 0 | 0 | 0 | 0 | 0 | 0 | 0 | 0 | 0 | 0 | 0 | 0 | 0 | 0 | 0 | 0 | 0 | 0 | 0 | 0 | 0 | 0 | 0 | 0 | 0 | 0 | 0
F8_Industrial_Agriculture_Existing_Process_Natural Gas_Steam Trap Maintenance_A_Achievable Economic RVT Potential | F8 | Industrial | Agriculture | Existing | Process | Natural Gas | Steam Trap Maintenance | A | Cumulative Summer Peak Savings (MW) | Achievable Economic RVT Potential | 0 | 0 | 0 | 0 | 0 | 0 | 0 | 0 | 0 | 0 | 0 | 0 | 0 | 0 | 0 | 0 | 0 | 0 | 0 | 0 | 0 | 0 | 0 | 0 | 0 | 0 | 0 | 0 | 0 | 0 | 0
F9_Industrial_Agriculture_Existing_Process_Natural Gas_Steam Trap Maintenance_A_Achievable Economic RVT Potential | F9 | Industrial | Agriculture | Existing | Process | Natural Gas | Steam Trap Maintenance | A | Cumulative Winter Peak Savings (MW) | Achievable Economic RVT Potential | 0 | 0 | 0 | 0 | 0 | 0 | 0 | 0 | 0 | 0 | 0 | 0 | 0 | 0 | 0 | 0 | 0 | 0 | 0 | 0 | 0 | 0 | 0 | 0 | 0 | 0 | 0 | 0 | 0 | 0 | 0
F10_Industrial_Agriculture_Existing_Process_Natural Gas_Steam Trap Maintenance_A_Achievable Economic RVT Potential | F10 | Industrial | Agriculture | Existing | Process | Natural Gas | Steam Trap Maintenance | A | Purchases (Incremental) | Achievable Economic RVT Potential | 0 | 0 | 0 | 0 | 0 | 0 | 0 | 0 | 0 | 0 | 0 | 0 | 0 | 0 | 0 | 0 | 0 | 0 | 0 | 0 | 0 | 0 | 0 | 0 | 0 | 0 | 0 | 0 | 0 | 0 | 0
F11_Industrial_Agriculture_Existing_Process_Natural Gas_Steam Trap Maintenance_A_Achievable Economic RVT Potential | F11 | Industrial | Agriculture | Existing | Process | Natural Gas | Steam Trap Maintenance | A | Purchases (Cumulative) | Achievable Economic RVT Potential | 0 | 0 | 0 | 0 | 0 | 0 | 0 | 0 | 0 | 0 | 0 | 0 | 0 | 0 | 0 | 0 | 0 | 0 | 0 | 0 | 0 | 0 | 0 | 0 | 0 | 0 | 0 | 0 | 0 | 0 | 0
F1_Industrial_Agriculture_Existing_Space Heating_Natural Gas_Gas Boiler - High Turndown_A_Achievable Economic RVT Potential | F1 | Industrial | Agriculture | Existing | Space Heating | Natural Gas | Gas Boiler - High Turndown | A | Integrated Unit Energy Savings (kWh or therms) | Achievable Economic RVT Potential | 0 | 0 | 0 | 0 | 0 | 1.5681 | 1.5512 | 1.5321 | 1.5104 | 1.4861 | 1.4592 | 1.431 | 1.4018 | 1.3711 | 1.3418 | 1.3125 | 1.2857 | 1.2602 | 1.236 | 1.2156 | 1.1966 | 1.179 | 1.1637 | 1.1504 | 1.1379 | 1.1286 | 1.1209 | 1.1137 | 1.3581 | 1.3525 | 1.3474
F2_Industrial_Agriculture_Existing_Space Heating_Natural Gas_Gas Boiler - High Turndown_A_Achievable Economic RVT Potential | F2 | Industrial | Agriculture | Existing | Space Heating | Natural Gas | Gas Boiler - High Turndown | A | Integrated Unit Summer Peak Savings (kW) | Achievable Economic RVT Potential | 0 | 0 | 0 | 0 | 0 | 0 | 0 | 0 | 0 | 0 | 0 | 0 | 0 | 0 | 0 | 0 | 0 | 0 | 0 | 0 | 0 | 0 | 0 | 0 | 0 | 0 | 0 | 0 | 0 | 0 | 0
F3_Industrial_Agriculture_Existing_Space Heating_Natural Gas_Gas Boiler - High Turndown_A_Achievable Economic RVT Potential | F3 | Industrial | Agriculture | Existing | Space Heating | Natural Gas | Gas Boiler - High Turndown | A | Integrated Unit Winter Peak Savings (kW) | Achievable Economic RVT Potential | 0 | 0 | 0 | 0 | 0 | 0 | 0 | 0 | 0 | 0 | 0 | 0 | 0 | 0 | 0 | 0 | 0 | 0 | 0 | 0 | 0 | 0 | 0 | 0 | 0 | 0 | 0 | 0 | 0 | 0 | 0
F4_Industrial_Agriculture_Existing_Space Heating_Natural Gas_Gas Boiler - High Turndown_A_Achievable Economic RVT Potential | F4 | Industrial | Agriculture | Existing | Space Heating | Natural Gas | Gas Boiler - High Turndown | A | Incremental Energy Savings (MWh or mTherms) | Achievable Economic RVT Potential | 0 | 0 | 0 | 0 | 0 | 0 | 0 | 0 | 0 | 0 | 0 | 0 | 0 | 0 | 0 | 0 | 0 | 0 | 0 | 0 | 0 | 0 | 0 | 0 | 0 | 0 | 0 | 0 | 0 | 0 | 0
F5_Industrial_Agriculture_Existing_Space Heating_Natural Gas_Gas Boiler - High Turndown_A_Achievable Economic RVT Potential | F5 | Industrial | Agriculture | Existing | Space Heating | Natural Gas | Gas Boiler - High Turndown | A | Incremental Summer Peak Savings (MW) | Achievable Economic RVT Potential | 0 | 0 | 0 | 0 | 0 | 0 | 0 | 0 | 0 | 0 | 0 | 0 | 0 | 0 | 0 | 0 | 0 | 0 | 0 | 0 | 0 | 0 | 0 | 0 | 0 | 0 | 0 | 0 | 0 | 0 | 0
F6_Industrial_Agriculture_Existing_Space Heating_Natural Gas_Gas Boiler - High Turndown_A_Achievable Economic RVT Potential | F6 | Industrial | Agriculture | Existing | Space Heating | Natural Gas | Gas Boiler - High Turndown | A | Incremental Winter Peak Savings (MW) | Achievable Economic RVT Potential | 0 | 0 | 0 | 0 | 0 | 0 | 0 | 0 | 0 | 0 | 0 | 0 | 0 | 0 | 0 | 0 | 0 | 0 | 0 | 0 | 0 | 0 | 0 | 0 | 0 | 0 | 0 | 0 | 0 | 0 | 0
F7_Industrial_Agriculture_Existing_Space Heating_Natural Gas_Gas Boiler - High Turndown_A_Achievable Economic RVT Potential | F7 | Industrial | Agriculture | Existing | Space Heating | Natural Gas | Gas Boiler - High Turndown | A | Cumulative Energy Savings (MWh or mTherms) | Achievable Economic RVT Potential | 0 | 0 | 0 | 0 | 0 | 0 | 0 | 0 | 0 | 0 | 0 | 0 | 0 | 0 | 0 | 0 | 0 | 0 | 0 | 0 | 0 | 0 | 0 | 0 | 0 | 0 | 0 | 0 | 0 | 0 | 0
F8_Industrial_Agriculture_Existing_Space Heating_Natural Gas_Gas Boiler - High Turndown_A_Achievable Economic RVT Potential | F8 | Industrial | Agriculture | Existing | Space Heating | Natural Gas | Gas Boiler - High Turndown | A | Cumulative Summer Peak Savings (MW) | Achievable Economic RVT Potential | 0 | 0 | 0 | 0 | 0 | 0 | 0 | 0 | 0 | 0 | 0 | 0 | 0 | 0 | 0 | 0 | 0 | 0 | 0 | 0 | 0 | 0 | 0 | 0 | 0 | 0 | 0 | 0 | 0 | 0 | 0
F9_Industrial_Agriculture_Existing_Space Heating_Natural Gas_Gas Boiler - High Turndown_A_Achievable Economic RVT Potential | F9 | Industrial | Agriculture | Existing | Space Heating | Natural Gas | Gas Boiler - High Turndown | A | Cumulative Winter Peak Savings (MW) | Achievable Economic RVT Potential | 0 | 0 | 0 | 0 | 0 | 0 | 0 | 0 | 0 | 0 | 0 | 0 | 0 | 0 | 0 | 0 | 0 | 0 | 0 | 0 | 0 | 0 | 0 | 0 | 0 | 0 | 0 | 0 | 0 | 0 | 0
F10_Industrial_Agriculture_Existing_Space Heating_Natural Gas_Gas Boiler - High Turndown_A_Achievable Economic RVT Potential | F10 | Industrial | Agriculture | Existing | Space Heating | Natural Gas | Gas Boiler - High Turndown | A | Purchases (Incremental) | Achievable Economic RVT Potential | 0 | 0 | 0 | 0 | 0 | 0 | 0 | 0 | 0 | 0 | 0 | 0 | 0 | 0 | 0 | 0 | 0 | 0 | 0 | 0 | 0 | 0 | 0 | 0 | 0 | 0 | 0 | 0 | 0 | 0 | 0
F11_Industrial_Agriculture_Existing_Space Heating_Natural Gas_Gas Boiler - High Turndown_A_Achievable Economic RVT Potential | F11 | Industrial | Agriculture | Existing | Space Heating | Natural Gas | Gas Boiler - High Turndown | A | Purchases (Cumulative) | Achievable Economic RVT Potential | 0 | 0 | 0 | 0 | 0 | 0 | 0 | 0 | 0 | 0 | 0 | 0 | 0 | 0 | 0 | 0 | 0 | 0 | 0 | 0 | 0 | 0 | 0 | 0 | 0 | 0 | 0 | 0 | 0 | 0 | 0
F1_Industrial_Agriculture_Existing_Process_Natural Gas_Gas Boiler - High Turndown_A_Achievable Economic RVT Potential | F1 | Industrial | Agriculture | Existing | Process | Natural Gas | Gas Boiler - High Turndown | A | Integrated Unit Energy Savings (kWh or therms) | Achievable Economic RVT Potential | 0 | 0 | 0 | 0 | 0 | 2.1147 | 2.1078 | 2.1009 | 2.094 | 2.087 | 2.0798 | 2.0732 | 2.0669 | 2.0602 | 2.055 | 2.0493 | 2.0446 | 2.0398 | 2.0349 | 2.031 | 2.0267 | 2.0227 | 2.0186 | 2.0146 | 2.0106 | 2.0103 | 2.01 | 2.0098 | 2.1216 | 2.1216 | 2.1216
F2_Industrial_Agriculture_Existing_Process_Natural Gas_Gas Boiler - High Turndown_A_Achievable Economic RVT Potential | F2 | Industrial | Agriculture | Existing | Process | Natural Gas | Gas Boiler - High Turndown | A | Integrated Unit Summer Peak Savings (kW) | Achievable Economic RVT Potential | 0 | 0 | 0 | 0 | 0 | 0 | 0 | 0 | 0 | 0 | 0 | 0 | 0 | 0 | 0 | 0 | 0 | 0 | 0 | 0 | 0 | 0 | 0 | 0 | 0 | 0 | 0 | 0 | 0 | 0 | 0
F3_Industrial_Agriculture_Existing_Process_Natural Gas_Gas Boiler - High Turndown_A_Achievable Economic RVT Potential | F3 | Industrial | Agriculture | Existing | Process | Natural Gas | Gas Boiler - High Turndown | A | Integrated Unit Winter Peak Savings (kW) | Achievable Economic RVT Potential | 0 | 0 | 0 | 0 | 0 | 0 | 0 | 0 | 0 | 0 | 0 | 0 | 0 | 0 | 0 | 0 | 0 | 0 | 0 | 0 | 0 | 0 | 0 | 0 | 0 | 0 | 0 | 0 | 0 | 0 | 0
F4_Industrial_Agriculture_Existing_Process_Natural Gas_Gas Boiler - High Turndown_A_Achievable Economic RVT Potential | F4 | Industrial | Agriculture | Existing | Process | Natural Gas | Gas Boiler - High Turndown | A | Incremental Energy Savings (MWh or mTherms) | Achievable Economic RVT Potential | 0 | 0 | 0 | 0 | 0 | 0 | 0 | 0 | 0 | 0 | 0 | 0 | 0 | 0 | 0 | 0 | 0 | 0 | 0 | 0 | 0 | 0 | 0 | 0 | 0 | 0 | 0 | 0 | 0 | 0 | 0
F5_Industrial_Agriculture_Existing_Process_Natural Gas_Gas Boiler - High Turndown_A_Achievable Economic RVT Potential | F5 | Industrial | Agriculture | Existing | Process | Natural Gas | Gas Boiler - High Turndown | A | Incremental Summer Peak Savings (MW) | Achievable Economic RVT Potential | 0 | 0 | 0 | 0 | 0 | 0 | 0 | 0 | 0 | 0 | 0 | 0 | 0 | 0 | 0 | 0 | 0 | 0 | 0 | 0 | 0 | 0 | 0 | 0 | 0 | 0 | 0 | 0 | 0 | 0 | 0
F6_Industrial_Agriculture_Existing_Process_Natural Gas_Gas Boiler - High Turndown_A_Achievable Economic RVT Potential | F6 | Industrial | Agriculture | Existing | Process | Natural Gas | Gas Boiler - High Turndown | A | Incremental Winter Peak Savings (MW) | Achievable Economic RVT Potential | 0 | 0 | 0 | 0 | 0 | 0 | 0 | 0 | 0 | 0 | 0 | 0 | 0 | 0 | 0 | 0 | 0 | 0 | 0 | 0 | 0 | 0 | 0 | 0 | 0 | 0 | 0 | 0 | 0 | 0 | 0
F7_Industrial_Agriculture_Existing_Process_Natural Gas_Gas Boiler - High Turndown_A_Achievable Economic RVT Potential | F7 | Industrial | Agriculture | Existing | Process | Natural Gas | Gas Boiler - High Turndown | A | Cumulative Energy Savings (MWh or mTherms) | Achievable Economic RVT Potential | 0 | 0 | 0 | 0 | 0 | 0 | 0 | 0 | 0 | 0 | 0 | 0 | 0 | 0 | 0 | 0 | 0 | 0 | 0 | 0 | 0 | 0 | 0 | 0 | 0 | 0 | 0 | 0 | 0 | 0 | 0
F8_Industrial_Agriculture_Existing_Process_Natural Gas_Gas Boiler - High Turndown_A_Achievable Economic RVT Potential | F8 | Industrial | Agriculture | Existing | Process | Natural Gas | Gas Boiler - High Turndown | A | Cumulative Summer Peak Savings (MW) | Achievable Economic RVT Potential | 0 | 0 | 0 | 0 | 0 | 0 | 0 | 0 | 0 | 0 | 0 | 0 | 0 | 0 | 0 | 0 | 0 | 0 | 0 | 0 | 0 | 0 | 0 | 0 | 0 | 0 | 0 | 0 | 0 | 0 | 0
F9_Industrial_Agriculture_Existing_Process_Natural Gas_Gas Boiler - High Turndown_A_Achievable Economic RVT Potential | F9 | Industrial | Agriculture | Existing | Process | Natural Gas | Gas Boiler - High Turndown | A | Cumulative Winter Peak Savings (MW) | Achievable Economic RVT Potential | 0 | 0 | 0 | 0 | 0 | 0 | 0 | 0 | 0 | 0 | 0 | 0 | 0 | 0 | 0 | 0 | 0 | 0 | 0 | 0 | 0 | 0 | 0 | 0 | 0 | 0 | 0 | 0 | 0 | 0 | 0
F10_Industrial_Agriculture_Existing_Process_Natural Gas_Gas Boiler - High Turndown_A_Achievable Economic RVT Potential | F10 | Industrial | Agriculture | Existing | Process | Natural Gas | Gas Boiler - High Turndown | A | Purchases (Incremental) | Achievable Economic RVT Potential | 0 | 0 | 0 | 0 | 0 | 0 | 0 | 0 | 0 | 0 | 0 | 0 | 0 | 0 | 0 | 0 | 0 | 0 | 0 | 0 | 0 | 0 | 0 | 0 | 0 | 0 | 0 | 0 | 0 | 0 | 0
F11_Industrial_Agriculture_Existing_Process_Natural Gas_Gas Boiler - High Turndown_A_Achievable Economic RVT Potential | F11 | Industrial | Agriculture | Existing | Process | Natural Gas | Gas Boiler - High Turndown | A | Purchases (Cumulative) | Achievable Economic RVT Potential | 0 | 0 | 0 | 0 | 0 | 0 | 0 | 0 | 0 | 0 | 0 | 0 | 0 | 0 | 0 | 0 | 0 | 0 | 0 | 0 | 0 | 0 | 0 | 0 | 0 | 0 | 0 | 0 | 0 | 0 | 0
F1_Industrial_Agriculture_Existing_Space Heating_Natural Gas_Gas Boiler - Burner Control Optimization_A_Achievable Economic RVT Potential | F1 | Industrial | Agriculture | Existing | Space Heating | Natural Gas | Gas Boiler - Burner Control Optimization | A | Integrated Unit Energy Savings (kWh or therms) | Achievable Economic RVT Potential | 0 | 0 | 0 | 0 | 0 | 0.45472 | 0.4498 | 0.44425 | 0.43794 | 0.43087 | 0.42305 | 0.41486 | 0.4064 | 0.3975 | 0.38898 | 0.38049 | 0.37272 | 0.36531 | 0.35829 | 0.35239 | 0.34688 | 0.34176 | 0.33734 | 0.33348 | 0.32987 | 0.32716 | 0.32491 | 0.32285 | 0.39384 | 0.39223 | 0.39075
F2_Industrial_Agriculture_Existing_Space Heating_Natural Gas_Gas Boiler - Burner Control Optimization_A_Achievable Economic RVT Potential | F2 | Industrial | Agriculture | Existing | Space Heating | Natural Gas | Gas Boiler - Burner Control Optimization | A | Integrated Unit Summer Peak Savings (kW) | Achievable Economic RVT Potential | 0 | 0 | 0 | 0 | 0 | 0 | 0 | 0 | 0 | 0 | 0 | 0 | 0 | 0 | 0 | 0 | 0 | 0 | 0 | 0 | 0 | 0 | 0 | 0 | 0 | 0 | 0 | 0 | 0 | 0 | 0
F3_Industrial_Agriculture_Existing_Space Heating_Natural Gas_Gas Boiler - Burner Control Optimization_A_Achievable Economic RVT Potential | F3 | Industrial | Agriculture | Existing | Space Heating | Natural Gas | Gas Boiler - Burner Control Optimization | A | Integrated Unit Winter Peak Savings (kW) | Achievable Economic RVT Potential | 0 | 0 | 0 | 0 | 0 | 0 | 0 | 0 | 0 | 0 | 0 | 0 | 0 | 0 | 0 | 0 | 0 | 0 | 0 | 0 | 0 | 0 | 0 | 0 | 0 | 0 | 0 | 0 | 0 | 0 | 0
F4_Industrial_Agriculture_Existing_Space Heating_Natural Gas_Gas Boiler - Burner Control Optimization_A_Achievable Economic RVT Potential | F4 | Industrial | Agriculture | Existing | Space Heating | Natural Gas | Gas Boiler - Burner Control Optimization | A | Incremental Energy Savings (MWh or mTherms) | Achievable Economic RVT Potential | 0 | 0 | 0 | 0 | 0 | 0 | 0 | 0 | 0 | 0 | 0 | 0 | 0 | 0 | 0 | 0 | 0 | 0 | 0 | 0 | 0 | 0 | 0 | 0 | 0 | 0 | 0 | 0 | 0 | 0 | 0
F5_Industrial_Agriculture_Existing_Space Heating_Natural Gas_Gas Boiler - Burner Control Optimization_A_Achievable Economic RVT Potential | F5 | Industrial | Agriculture | Existing | Space Heating | Natural Gas | Gas Boiler - Burner Control Optimization | A | Incremental Summer Peak Savings (MW) | Achievable Economic RVT Potential | 0 | 0 | 0 | 0 | 0 | 0 | 0 | 0 | 0 | 0 | 0 | 0 | 0 | 0 | 0 | 0 | 0 | 0 | 0 | 0 | 0 | 0 | 0 | 0 | 0 | 0 | 0 | 0 | 0 | 0 | 0
F6_Industrial_Agriculture_Existing_Space Heating_Natural Gas_Gas Boiler - Burner Control Optimization_A_Achievable Economic RVT Potential | F6 | Industrial | Agriculture | Existing | Space Heating | Natural Gas | Gas Boiler - Burner Control Optimization | A | Incremental Winter Peak Savings (MW) | Achievable Economic RVT Potential | 0 | 0 | 0 | 0 | 0 | 0 | 0 | 0 | 0 | 0 | 0 | 0 | 0 | 0 | 0 | 0 | 0 | 0 | 0 | 0 | 0 | 0 | 0 | 0 | 0 | 0 | 0 | 0 | 0 | 0 | 0
F7_Industrial_Agriculture_Existing_Space Heating_Natural Gas_Gas Boiler - Burner Control Optimization_A_Achievable Economic RVT Potential | F7 | Industrial | Agriculture | Existing | Space Heating | Natural Gas | Gas Boiler - Burner Control Optimization | A | Cumulative Energy Savings (MWh or mTherms) | Achievable Economic RVT Potential | 0 | 0 | 0 | 0 | 0 | 0 | 0 | 0 | 0 | 0 | 0 | 0 | 0 | 0 | 0 | 0 | 0 | 0 | 0 | 0 | 0 | 0 | 0 | 0 | 0 | 0 | 0 | 0 | 0 | 0 | 0
F8_Industrial_Agriculture_Existing_Space Heating_Natural Gas_Gas Boiler - Burner Control Optimization_A_Achievable Economic RVT Potential | F8 | Industrial | Agriculture | Existing | Space Heating | Natural Gas | Gas Boiler - Burner Control Optimization | A | Cumulative Summer Peak Savings (MW) | Achievable Economic RVT Potential | 0 | 0 | 0 | 0 | 0 | 0 | 0 | 0 | 0 | 0 | 0 | 0 | 0 | 0 | 0 | 0 | 0 | 0 | 0 | 0 | 0 | 0 | 0 | 0 | 0 | 0 | 0 | 0 | 0 | 0 | 0
F9_Industrial_Agriculture_Existing_Space Heating_Natural Gas_Gas Boiler - Burner Control Optimization_A_Achievable Economic RVT Potential | F9 | Industrial | Agriculture | Existing | Space Heating | Natural Gas | Gas Boiler - Burner Control Optimization | A | Cumulative Winter Peak Savings (MW) | Achievable Economic RVT Potential | 0 | 0 | 0 | 0 | 0 | 0 | 0 | 0 | 0 | 0 | 0 | 0 | 0 | 0 | 0 | 0 | 0 | 0 | 0 | 0 | 0 | 0 | 0 | 0 | 0 | 0 | 0 | 0 | 0 | 0 | 0
F10_Industrial_Agriculture_Existing_Space Heating_Natural Gas_Gas Boiler - Burner Control Optimization_A_Achievable Economic RVT Potential | F10 | Industrial | Agriculture | Existing | Space Heating | Natural Gas | Gas Boiler - Burner Control Optimization | A | Purchases (Incremental) | Achievable Economic RVT Potential | 0 | 0 | 0 | 0 | 0 | 0 | 0 | 0 | 0 | 0 | 0 | 0 | 0 | 0 | 0 | 0 | 0 | 0 | 0 | 0 | 0 | 0 | 0 | 0 | 0 | 0 | 0 | 0 | 0 | 0 | 0
F11_Industrial_Agriculture_Existing_Space Heating_Natural Gas_Gas Boiler - Burner Control Optimization_A_Achievable Economic RVT Potential | F11 | Industrial | Agriculture | Existing | Space Heating | Natural Gas | Gas Boiler - Burner Control Optimization | A | Purchases (Cumulative) | Achievable Economic RVT Potential | 0 | 0 | 0 | 0 | 0 | 0 | 0 | 0 | 0 | 0 | 0 | 0 | 0 | 0 | 0 | 0 | 0 | 0 | 0 | 0 | 0 | 0 | 0 | 0 | 0 | 0 | 0 | 0 | 0 | 0 | 0
F1_Industrial_Agriculture_Existing_Process_Natural Gas_Gas Boiler - Burner Control Optimization_A_Achievable Economic RVT Potential | F1 | Industrial | Agriculture | Existing | Process | Natural Gas | Gas Boiler - Burner Control Optimization | A | Integrated Unit Energy Savings (kWh or therms) | Achievable Economic RVT Potential | 0 | 0 | 0 | 0 | 0 | 0.61313 | 0.61099 | 0.60884 | 0.60671 | 0.60456 | 0.60232 | 0.6003 | 0.59841 | 0.59639 | 0.59484 | 0.59314 | 0.59175 | 0.59034 | 0.58889 | 0.58774 | 0.58648 | 0.58531 | 0.58413 | 0.58297 | 0.58181 | 0.58171 | 0.58162 | 0.58154 | 0.61528 | 0.61528 | 0.61528
F2_Industrial_Agriculture_Existing_Process_Natural Gas_Gas Boiler - Burner Control Optimization_A_Achievable Economic RVT Potential | F2 | Industrial | Agriculture | Existing | Process | Natural Gas | Gas Boiler - Burner Control Optimization | A | Integrated Unit Summer Peak Savings (kW) | Achievable Economic RVT Potential | 0 | 0 | 0 | 0 | 0 | 0 | 0 | 0 | 0 | 0 | 0 | 0 | 0 | 0 | 0 | 0 | 0 | 0 | 0 | 0 | 0 | 0 | 0 | 0 | 0 | 0 | 0 | 0 | 0 | 0 | 0
F3_Industrial_Agriculture_Existing_Process_Natural Gas_Gas Boiler - Burner Control Optimization_A_Achievable Economic RVT Potential | F3 | Industrial | Agriculture | Existing | Process | Natural Gas | Gas Boiler - Burner Control Optimization | A | Integrated Unit Winter Peak Savings (kW) | Achievable Economic RVT Potential | 0 | 0 | 0 | 0 | 0 | 0 | 0 | 0 | 0 | 0 | 0 | 0 | 0 | 0 | 0 | 0 | 0 | 0 | 0 | 0 | 0 | 0 | 0 | 0 | 0 | 0 | 0 | 0 | 0 | 0 | 0
F4_Industrial_Agriculture_Existing_Process_Natural Gas_Gas Boiler - Burner Control Optimization_A_Achievable Economic RVT Potential | F4 | Industrial | Agriculture | Existing | Process | Natural Gas | Gas Boiler - Burner Control Optimization | A | Incremental Energy Savings (MWh or mTherms) | Achievable Economic RVT Potential | 0 | 0 | 0 | 0 | 0 | 0 | 0 | 0 | 0 | 0 | 0 | 0 | 0 | 0 | 0 | 0 | 0 | 0 | 0 | 0 | 0 | 0 | 0 | 0 | 0 | 0 | 0 | 0 | 0 | 0 | 0
F5_Industrial_Agriculture_Existing_Process_Natural Gas_Gas Boiler - Burner Control Optimization_A_Achievable Economic RVT Potential | F5 | Industrial | Agriculture | Existing | Process | Natural Gas | Gas Boiler - Burner Control Optimization | A | Incremental Summer Peak Savings (MW) | Achievable Economic RVT Potential | 0 | 0 | 0 | 0 | 0 | 0 | 0 | 0 | 0 | 0 | 0 | 0 | 0 | 0 | 0 | 0 | 0 | 0 | 0 | 0 | 0 | 0 | 0 | 0 | 0 | 0 | 0 | 0 | 0 | 0 | 0
F6_Industrial_Agriculture_Existing_Process_Natural Gas_Gas Boiler - Burner Control Optimization_A_Achievable Economic RVT Potential | F6 | Industrial | Agriculture | Existing | Process | Natural Gas | Gas Boiler - Burner Control Optimization | A | Incremental Winter Peak Savings (MW) | Achievable Economic RVT Potential | 0 | 0 | 0 | 0 | 0 | 0 | 0 | 0 | 0 | 0 | 0 | 0 | 0 | 0 | 0 | 0 | 0 | 0 | 0 | 0 | 0 | 0 | 0 | 0 | 0 | 0 | 0 | 0 | 0 | 0 | 0
F7_Industrial_Agriculture_Existing_Process_Natural Gas_Gas Boiler - Burner Control Optimization_A_Achievable Economic RVT Potential | F7 | Industrial | Agriculture | Existing | Process | Natural Gas | Gas Boiler - Burner Control Optimization | A | Cumulative Energy Savings (MWh or mTherms) | Achievable Economic RVT Potential | 0 | 0 | 0 | 0 | 0 | 0 | 0 | 0 | 0 | 0 | 0 | 0 | 0 | 0 | 0 | 0 | 0 | 0 | 0 | 0 | 0 | 0 | 0 | 0 | 0 | 0 | 0 | 0 | 0 | 0 | 0
F8_Industrial_Agriculture_Existing_Process_Natural Gas_Gas Boiler - Burner Control Optimization_A_Achievable Economic RVT Potential | F8 | Industrial | Agriculture | Existing | Process | Natural Gas | Gas Boiler - Burner Control Optimization | A | Cumulative Summer Peak Savings (MW) | Achievable Economic RVT Potential | 0 | 0 | 0 | 0 | 0 | 0 | 0 | 0 | 0 | 0 | 0 | 0 | 0 | 0 | 0 | 0 | 0 | 0 | 0 | 0 | 0 | 0 | 0 | 0 | 0 | 0 | 0 | 0 | 0 | 0 | 0
F9_Industrial_Agriculture_Existing_Process_Natural Gas_Gas Boiler - Burner Control Optimization_A_Achievable Economic RVT Potential | F9 | Industrial | Agriculture | Existing | Process | Natural Gas | Gas Boiler - Burner Control Optimization | A | Cumulative Winter Peak Savings (MW) | Achievable Economic RVT Potential | 0 | 0 | 0 | 0 | 0 | 0 | 0 | 0 | 0 | 0 | 0 | 0 | 0 | 0 | 0 | 0 | 0 | 0 | 0 | 0 | 0 | 0 | 0 | 0 | 0 | 0 | 0 | 0 | 0 | 0 | 0
F10_Industrial_Agriculture_Existing_Process_Natural Gas_Gas Boiler - Burner Control Optimization_A_Achievable Economic RVT Potential | F10 | Industrial | Agriculture | Existing | Process | Natural Gas | Gas Boiler - Burner Control Optimization | A | Purchases (Incremental) | Achievable Economic RVT Potential | 0 | 0 | 0 | 0 | 0 | 0 | 0 | 0 | 0 | 0 | 0 | 0 | 0 | 0 | 0 | 0 | 0 | 0 | 0 | 0 | 0 | 0 | 0 | 0 | 0 | 0 | 0 | 0 | 0 | 0 | 0
F11_Industrial_Agriculture_Existing_Process_Natural Gas_Gas Boiler - Burner Control Optimization_A_Achievable Economic RVT Potential | F11 | Industrial | Agriculture | Existing | Process | Natural Gas | Gas Boiler - Burner Control Optimization | A | Purchases (Cumulative) | Achievable Economic RVT Potential | 0 | 0 | 0 | 0 | 0 | 0 | 0 | 0 | 0 | 0 | 0 | 0 | 0 | 0 | 0 | 0 | 0 | 0 | 0 | 0 | 0 | 0 | 0 | 0 | 0 | 0 | 0 | 0 | 0 | 0 | 0
F1_Industrial_Agriculture_Existing_Space Heating_Natural Gas_HVAC - Demand Controlled Ventilation_A_Achievable Economic RVT Potential | F1 | Industrial | Agriculture | Existing | Space Heating | Natural Gas | HVAC - Demand Controlled Ventilation | A | Integrated Unit Energy Savings (kWh or therms) | Achievable Economic RVT Potential | 0 | 0 | 0 | 0 | 0 | 0.045684 | 0.045231 | 0.044649 | 0.044036 | 0.043391 | 0.042721 | 0.042021 | 0.041315 | 0.040588 | 0.03983 | 0.039094 | 0.038377 | 0.037686 | 0.03703 | 0.036428 | 0.035866 | 0.035341 | 0.034864 | 0.034436 | 0.034045 | 0.033716 | 0.033424 | 0.033151 | 0.036718 | 0.036492 | 0.03628
F2_Industrial_Agriculture_Existing_Space Heating_Natural Gas_HVAC - Demand Controlled Ventilation_A_Achievable Economic RVT Potential | F2 | Industrial | Agriculture | Existing | Space Heating | Natural Gas | HVAC - Demand Controlled Ventilation | A | Integrated Unit Summer Peak Savings (kW) | Achievable Economic RVT Potential | 0 | 0 | 0 | 0 | 0 | 0 | 0 | 0 | 0 | 0 | 0 | 0 | 0 | 0 | 0 | 0 | 0 | 0 | 0 | 0 | 0 | 0 | 0 | 0 | 0 | 0 | 0 | 0 | 0 | 0 | 0
F3_Industrial_Agriculture_Existing_Space Heating_Natural Gas_HVAC - Demand Controlled Ventilation_A_Achievable Economic RVT Potential | F3 | Industrial | Agriculture | Existing | Space Heating | Natural Gas | HVAC - Demand Controlled Ventilation | A | Integrated Unit Winter Peak Savings (kW) | Achievable Economic RVT Potential | 0 | 0 | 0 | 0 | 0 | 0 | 0 | 0 | 0 | 0 | 0 | 0 | 0 | 0 | 0 | 0 | 0 | 0 | 0 | 0 | 0 | 0 | 0 | 0 | 0 | 0 | 0 | 0 | 0 | 0 | 0
F4_Industrial_Agriculture_Existing_Space Heating_Natural Gas_HVAC - Demand Controlled Ventilation_A_Achievable Economic RVT Potential | F4 | Industrial | Agriculture | Existing | Space Heating | Natural Gas | HVAC - Demand Controlled Ventilation | A | Incremental Energy Savings (MWh or mTherms) | Achievable Economic RVT Potential | 0 | 0 | 0 | 0 | 0 | 0 | 0 | 0 | 0 | 0 | 0 | 0 | 0 | 0 | 0 | 0 | 0 | 0 | 0 | 0 | 0 | 0 | 0 | 0 | 0 | 0 | 0 | 0 | 0 | 0 | 0
F5_Industrial_Agriculture_Existing_Space Heating_Natural Gas_HVAC - Demand Controlled Ventilation_A_Achievable Economic RVT Potential | F5 | Industrial | Agriculture | Existing | Space Heating | Natural Gas | HVAC - Demand Controlled Ventilation | A | Incremental Summer Peak Savings (MW) | Achievable Economic RVT Potential | 0 | 0 | 0 | 0 | 0 | 0 | 0 | 0 | 0 | 0 | 0 | 0 | 0 | 0 | 0 | 0 | 0 | 0 | 0 | 0 | 0 | 0 | 0 | 0 | 0 | 0 | 0 | 0 | 0 | 0 | 0
F6_Industrial_Agriculture_Existing_Space Heating_Natural Gas_HVAC - Demand Controlled Ventilation_A_Achievable Economic RVT Potential | F6 | Industrial | Agriculture | Existing | Space Heating | Natural Gas | HVAC - Demand Controlled Ventilation | A | Incremental Winter Peak Savings (MW) | Achievable Economic RVT Potential | 0 | 0 | 0 | 0 | 0 | 0 | 0 | 0 | 0 | 0 | 0 | 0 | 0 | 0 | 0 | 0 | 0 | 0 | 0 | 0 | 0 | 0 | 0 | 0 | 0 | 0 | 0 | 0 | 0 | 0 | 0
F7_Industrial_Agriculture_Existing_Space Heating_Natural Gas_HVAC - Demand Controlled Ventilation_A_Achievable Economic RVT Potential | F7 | Industrial | Agriculture | Existing | Space Heating | Natural Gas | HVAC - Demand Controlled Ventilation | A | Cumulative Energy Savings (MWh or mTherms) | Achievable Economic RVT Potential | 0 | 0 | 0 | 0 | 0 | 0 | 0 | 0 | 0 | 0 | 0 | 0 | 0 | 0 | 0 | 0 | 0 | 0 | 0 | 0 | 0 | 0 | 0 | 0 | 0 | 0 | 0 | 0 | 0 | 0 | 0
F8_Industrial_Agriculture_Existing_Space Heating_Natural Gas_HVAC - Demand Controlled Ventilation_A_Achievable Economic RVT Potential | F8 | Industrial | Agriculture | Existing | Space Heating | Natural Gas | HVAC - Demand Controlled Ventilation | A | Cumulative Summer Peak Savings (MW) | Achievable Economic RVT Potential | 0 | 0 | 0 | 0 | 0 | 0 | 0 | 0 | 0 | 0 | 0 | 0 | 0 | 0 | 0 | 0 | 0 | 0 | 0 | 0 | 0 | 0 | 0 | 0 | 0 | 0 | 0 | 0 | 0 | 0 | 0
F9_Industrial_Agriculture_Existing_Space Heating_Natural Gas_HVAC - Demand Controlled Ventilation_A_Achievable Economic RVT Potential | F9 | Industrial | Agriculture | Existing | Space Heating | Natural Gas | HVAC - Demand Controlled Ventilation | A | Cumulative Winter Peak Savings (MW) | Achievable Economic RVT Potential | 0 | 0 | 0 | 0 | 0 | 0 | 0 | 0 | 0 | 0 | 0 | 0 | 0 | 0 | 0 | 0 | 0 | 0 | 0 | 0 | 0 | 0 | 0 | 0 | 0 | 0 | 0 | 0 | 0 | 0 | 0
F10_Industrial_Agriculture_Existing_Space Heating_Natural Gas_HVAC - Demand Controlled Ventilation_A_Achievable Economic RVT Potential | F10 | Industrial | Agriculture | Existing | Space Heating | Natural Gas | HVAC - Demand Controlled Ventilation | A | Purchases (Incremental) | Achievable Economic RVT Potential | 0 | 0 | 0 | 0 | 0 | 0 | 0 | 0 | 0 | 0 | 0 | 0 | 0 | 0 | 0 | 0 | 0 | 0 | 0 | 0 | 0 | 0 | 0 | 0 | 0 | 0 | 0 | 0 | 0 | 0 | 0
F11_Industrial_Agriculture_Existing_Space Heating_Natural Gas_HVAC - Demand Controlled Ventilation_A_Achievable Economic RVT Potential | F11 | Industrial | Agriculture | Existing | Space Heating | Natural Gas | HVAC - Demand Controlled Ventilation | A | Purchases (Cumulative) | Achievable Economic RVT Potential | 0 | 0 | 0 | 0 | 0 | 0 | 0 | 0 | 0 | 0 | 0 | 0 | 0 | 0 | 0 | 0 | 0 | 0 | 0 | 0 | 0 | 0 | 0 | 0 | 0 | 0 | 0 | 0 | 0 | 0 | 0
F1_Industrial_Agriculture_Existing_Space Heating_Natural Gas_Gas Boiler - Stack Economizer_A_Achievable Economic RVT Potential | F1 | Industrial | Agriculture | Existing | Space Heating | Natural Gas | Gas Boiler - Stack Economizer | A | Integrated Unit Energy Savings (kWh or therms) | Achievable Economic RVT Potential | 0 | 0 | 0 | 0 | 0 | 1.1476 | 1.1396 | 1.1314 | 1.123 | 1.1142 | 1.1052 | 1.096 | 1.0864 | 1.0765 | 1.0657 | 1.0552 | 1.0445 | 1.0341 | 1.0239 | 1.014 | 1.0046 | 0.995 | 0.98626 | 0.97804 | 0.97 | 0.96272 | 0.95649 | 0.95076 | 0.9914 | 0.98733 | 0.98361
F2_Industrial_Agriculture_Existing_Space Heating_Natural Gas_Gas Boiler - Stack Economizer_A_Achievable Economic RVT Potential | F2 | Industrial | Agriculture | Existing | Space Heating | Natural Gas | Gas Boiler - Stack Economizer | A | Integrated Unit Summer Peak Savings (kW) | Achievable Economic RVT Potential | 0 | 0 | 0 | 0 | 0 | 0 | 0 | 0 | 0 | 0 | 0 | 0 | 0 | 0 | 0 | 0 | 0 | 0 | 0 | 0 | 0 | 0 | 0 | 0 | 0 | 0 | 0 | 0 | 0 | 0 | 0
F3_Industrial_Agriculture_Existing_Space Heating_Natural Gas_Gas Boiler - Stack Economizer_A_Achievable Economic RVT Potential | F3 | Industrial | Agriculture | Existing | Space Heating | Natural Gas | Gas Boiler - Stack Economizer | A | Integrated Unit Winter Peak Savings (kW) | Achievable Economic RVT Potential | 0 | 0 | 0 | 0 | 0 | 0 | 0 | 0 | 0 | 0 | 0 | 0 | 0 | 0 | 0 | 0 | 0 | 0 | 0 | 0 | 0 | 0 | 0 | 0 | 0 | 0 | 0 | 0 | 0 | 0 | 0
F4_Industrial_Agriculture_Existing_Space Heating_Natural Gas_Gas Boiler - Stack Economizer_A_Achievable Economic RVT Potential | F4 | Industrial | Agriculture | Existing | Space Heating | Natural Gas | Gas Boiler - Stack Economizer | A | Incremental Energy Savings (MWh or mTherms) | Achievable Economic RVT Potential | 0 | 0 | 0 | 0 | 0 | 0 | 0 | 0 | 0 | 0 | 0 | 0 | 0 | 0 | 0 | 0 | 0 | 0 | 0 | 0 | 0 | 0 | 0 | 0 | 0 | 0 | 0 | 0 | 0 | 0 | 0
F5_Industrial_Agriculture_Existing_Space Heating_Natural Gas_Gas Boiler - Stack Economizer_A_Achievable Economic RVT Potential | F5 | Industrial | Agriculture | Existing | Space Heating | Natural Gas | Gas Boiler - Stack Economizer | A | Incremental Summer Peak Savings (MW) | Achievable Economic RVT Potential | 0 | 0 | 0 | 0 | 0 | 0 | 0 | 0 | 0 | 0 | 0 | 0 | 0 | 0 | 0 | 0 | 0 | 0 | 0 | 0 | 0 | 0 | 0 | 0 | 0 | 0 | 0 | 0 | 0 | 0 | 0
F6_Industrial_Agriculture_Existing_Space Heating_Natural Gas_Gas Boiler - Stack Economizer_A_Achievable Economic RVT Potential | F6 | Industrial | Agriculture | Existing | Space Heating | Natural Gas | Gas Boiler - Stack Economizer | A | Incremental Winter Peak Savings (MW) | Achievable Economic RVT Potential | 0 | 0 | 0 | 0 | 0 | 0 | 0 | 0 | 0 | 0 | 0 | 0 | 0 | 0 | 0 | 0 | 0 | 0 | 0 | 0 | 0 | 0 | 0 | 0 | 0 | 0 | 0 | 0 | 0 | 0 | 0
F7_Industrial_Agriculture_Existing_Space Heating_Natural Gas_Gas Boiler - Stack Economizer_A_Achievable Economic RVT Potential | F7 | Industrial | Agriculture | Existing | Space Heating | Natural Gas | Gas Boiler - Stack Economizer | A | Cumulative Energy Savings (MWh or mTherms) | Achievable Economic RVT Potential | 0 | 0 | 0 | 0 | 0 | 0 | 0 | 0 | 0 | 0 | 0 | 0 | 0 | 0 | 0 | 0 | 0 | 0 | 0 | 0 | 0 | 0 | 0 | 0 | 0 | 0 | 0 | 0 | 0 | 0 | 0
F8_Industrial_Agriculture_Existing_Space Heating_Natural Gas_Gas Boiler - Stack Economizer_A_Achievable Economic RVT Potential | F8 | Industrial | Agriculture | Existing | Space Heating | Natural Gas | Gas Boiler - Stack Economizer | A | Cumulative Summer Peak Savings (MW) | Achievable Economic RVT Potential | 0 | 0 | 0 | 0 | 0 | 0 | 0 | 0 | 0 | 0 | 0 | 0 | 0 | 0 | 0 | 0 | 0 | 0 | 0 | 0 | 0 | 0 | 0 | 0 | 0 | 0 | 0 | 0 | 0 | 0 | 0
F9_Industrial_Agriculture_Existing_Space Heating_Natural Gas_Gas Boiler - Stack Economizer_A_Achievable Economic RVT Potential | F9 | Industrial | Agriculture | Existing | Space Heating | Natural Gas | Gas Boiler - Stack Economizer | A | Cumulative Winter Peak Savings (MW) | Achievable Economic RVT Potential | 0 | 0 | 0 | 0 | 0 | 0 | 0 | 0 | 0 | 0 | 0 | 0 | 0 | 0 | 0 | 0 | 0 | 0 | 0 | 0 | 0 | 0 | 0 | 0 | 0 | 0 | 0 | 0 | 0 | 0 | 0
F10_Industrial_Agriculture_Existing_Space Heating_Natural Gas_Gas Boiler - Stack Economizer_A_Achievable Economic RVT Potential | F10 | Industrial | Agriculture | Existing | Space Heating | Natural Gas | Gas Boiler - Stack Economizer | A | Purchases (Incremental) | Achievable Economic RVT Potential | 0 | 0 | 0 | 0 | 0 | 0 | 0 | 0 | 0 | 0 | 0 | 0 | 0 | 0 | 0 | 0 | 0 | 0 | 0 | 0 | 0 | 0 | 0 | 0 | 0 | 0 | 0 | 0 | 0 | 0 | 0
F11_Industrial_Agriculture_Existing_Space Heating_Natural Gas_Gas Boiler - Stack Economizer_A_Achievable Economic RVT Potential | F11 | Industrial | Agriculture | Existing | Space Heating | Natural Gas | Gas Boiler - Stack Economizer | A | Purchases (Cumulative) | Achievable Economic RVT Potential | 0 | 0 | 0 | 0 | 0 | 0 | 0 | 0 | 0 | 0 | 0 | 0 | 0 | 0 | 0 | 0 | 0 | 0 | 0 | 0 | 0 | 0 | 0 | 0 | 0 | 0 | 0 | 0 | 0 | 0 | 0
F1_Industrial_Agriculture_Existing_Process_Natural Gas_Gas Boiler - Stack Economizer_A_Achievable Economic RVT Potential | F1 | Industrial | Agriculture | Existing | Process | Natural Gas | Gas Boiler - Stack Economizer | A | Integrated Unit Energy Savings (kWh or therms) | Achievable Economic RVT Potential | 0 | 0 | 0 | 0 | 0 | 2.0363 | 2.036 | 2.0358 | 2.0356 | 2.0355 | 2.0353 | 2.0352 | 2.0351 | 2.035 | 2.0349 | 2.0349 | 2.0348 | 2.0348 | 2.0347 | 2.0347 | 2.0347 | 2.0347 | 2.0346 | 2.0346 | 2.0346 | 2.0346 | 2.0346 | 2.0346 | 2.0368 | 2.0368 | 2.0368
F2_Industrial_Agriculture_Existing_Process_Natural Gas_Gas Boiler - Stack Economizer_A_Achievable Economic RVT Potential | F2 | Industrial | Agriculture | Existing | Process | Natural Gas | Gas Boiler - Stack Economizer | A | Integrated Unit Summer Peak Savings (kW) | Achievable Economic RVT Potential | 0 | 0 | 0 | 0 | 0 | 0 | 0 | 0 | 0 | 0 | 0 | 0 | 0 | 0 | 0 | 0 | 0 | 0 | 0 | 0 | 0 | 0 | 0 | 0 | 0 | 0 | 0 | 0 | 0 | 0 | 0
F3_Industrial_Agriculture_Existing_Process_Natural Gas_Gas Boiler - Stack Economizer_A_Achievable Economic RVT Potential | F3 | Industrial | Agriculture | Existing | Process | Natural Gas | Gas Boiler - Stack Economizer | A | Integrated Unit Winter Peak Savings (kW) | Achievable Economic RVT Potential | 0 | 0 | 0 | 0 | 0 | 0 | 0 | 0 | 0 | 0 | 0 | 0 | 0 | 0 | 0 | 0 | 0 | 0 | 0 | 0 | 0 | 0 | 0 | 0 | 0 | 0 | 0 | 0 | 0 | 0 | 0
F4_Industrial_Agriculture_Existing_Process_Natural Gas_Gas Boiler - Stack Economizer_A_Achievable Economic RVT Potential | F4 | Industrial | Agriculture | Existing | Process | Natural Gas | Gas Boiler - Stack Economizer | A | Incremental Energy Savings (MWh or mTherms) | Achievable Economic RVT Potential | 0 | 0 | 0 | 0 | 0 | 0 | 0 | 0 | 0 | 0 | 0 | 0 | 0 | 0 | 0 | 0 | 0 | 0 | 0 | 0 | 0 | 0 | 0 | 0 | 0 | 0 | 0 | 0 | 0 | 0 | 0
F5_Industrial_Agriculture_Existing_Process_Natural Gas_Gas Boiler - Stack Economizer_A_Achievable Economic RVT Potential | F5 | Industrial | Agriculture | Existing | Process | Natural Gas | Gas Boiler - Stack Economizer | A | Incremental Summer Peak Savings (MW) | Achievable Economic RVT Potential | 0 | 0 | 0 | 0 | 0 | 0 | 0 | 0 | 0 | 0 | 0 | 0 | 0 | 0 | 0 | 0 | 0 | 0 | 0 | 0 | 0 | 0 | 0 | 0 | 0 | 0 | 0 | 0 | 0 | 0 | 0
F6_Industrial_Agriculture_Existing_Process_Natural Gas_Gas Boiler - Stack Economizer_A_Achievable Economic RVT Potential | F6 | Industrial | Agriculture | Existing | Process | Natural Gas | Gas Boiler - Stack Economizer | A | Incremental Winter Peak Savings (MW) | Achievable Economic RVT Potential | 0 | 0 | 0 | 0 | 0 | 0 | 0 | 0 | 0 | 0 | 0 | 0 | 0 | 0 | 0 | 0 | 0 | 0 | 0 | 0 | 0 | 0 | 0 | 0 | 0 | 0 | 0 | 0 | 0 | 0 | 0
F7_Industrial_Agriculture_Existing_Process_Natural Gas_Gas Boiler - Stack Economizer_A_Achievable Economic RVT Potential | F7 | Industrial | Agriculture | Existing | Process | Natural Gas | Gas Boiler - Stack Economizer | A | Cumulative Energy Savings (MWh or mTherms) | Achievable Economic RVT Potential | 0 | 0 | 0 | 0 | 0 | 0 | 0 | 0 | 0 | 0 | 0 | 0 | 0 | 0 | 0 | 0 | 0 | 0 | 0 | 0 | 0 | 0 | 0 | 0 | 0 | 0 | 0 | 0 | 0 | 0 | 0
F8_Industrial_Agriculture_Existing_Process_Natural Gas_Gas Boiler - Stack Economizer_A_Achievable Economic RVT Potential | F8 | Industrial | Agriculture | Existing | Process | Natural Gas | Gas Boiler - Stack Economizer | A | Cumulative Summer Peak Savings (MW) | Achievable Economic RVT Potential | 0 | 0 | 0 | 0 | 0 | 0 | 0 | 0 | 0 | 0 | 0 | 0 | 0 | 0 | 0 | 0 | 0 | 0 | 0 | 0 | 0 | 0 | 0 | 0 | 0 | 0 | 0 | 0 | 0 | 0 | 0
F9_Industrial_Agriculture_Existing_Process_Natural Gas_Gas Boiler - Stack Economizer_A_Achievable Economic RVT Potential | F9 | Industrial | Agriculture | Existing | Process | Natural Gas | Gas Boiler - Stack Economizer | A | Cumulative Winter Peak Savings (MW) | Achievable Economic RVT Potential | 0 | 0 | 0 | 0 | 0 | 0 | 0 | 0 | 0 | 0 | 0 | 0 | 0 | 0 | 0 | 0 | 0 | 0 | 0 | 0 | 0 | 0 | 0 | 0 | 0 | 0 | 0 | 0 | 0 | 0 | 0
F10_Industrial_Agriculture_Existing_Process_Natural Gas_Gas Boiler - Stack Economizer_A_Achievable Economic RVT Potential | F10 | Industrial | Agriculture | Existing | Process | Natural Gas | Gas Boiler - Stack Economizer | A | Purchases (Incremental) | Achievable Economic RVT Potential | 0 | 0 | 0 | 0 | 0 | 0 | 0 | 0 | 0 | 0 | 0 | 0 | 0 | 0 | 0 | 0 | 0 | 0 | 0 | 0 | 0 | 0 | 0 | 0 | 0 | 0 | 0 | 0 | 0 | 0 | 0
F11_Industrial_Agriculture_Existing_Process_Natural Gas_Gas Boiler - Stack Economizer_A_Achievable Economic RVT Potential | F11 | Industrial | Agriculture | Existing | Process | Natural Gas | Gas Boiler - Stack Economizer | A | Purchases (Cumulative) | Achievable Economic RVT Potential | 0 | 0 | 0 | 0 | 0 | 0 | 0 | 0 | 0 | 0 | 0 | 0 | 0 | 0 | 0 | 0 | 0 | 0 | 0 | 0 | 0 | 0 | 0 | 0 | 0 | 0 | 0 | 0 | 0 | 0 | 0
F1_Industrial_Agriculture_Existing_Space Heating_Natural Gas_Gas Furnace Tube Inserts_A_Achievable Economic RVT Potential | F1 | Industrial | Agriculture | Existing | Space Heating | Natural Gas | Gas Furnace Tube Inserts | A | Integrated Unit Energy Savings (kWh or therms) | Achievable Economic RVT Potential | 0 | 0 | 0 | 0 | 0 | 0.086176 | 0.085373 | 0.084345 | 0.083282 | 0.082189 | 0.081092 | 0.079981 | 0.078903 | 0.077846 | 0.076747 | 0.075738 | 0.074759 | 0.073832 | 0.072952 | 0.072096 | 0.071273 | 0.070458 | 0.069674 | 0.068936 | 0.068237 | 0.06759 | 0.067016 | 0.066478 | 0.069231 | 0.068805 | 0.068405
F2_Industrial_Agriculture_Existing_Space Heating_Natural Gas_Gas Furnace Tube Inserts_A_Achievable Economic RVT Potential | F2 | Industrial | Agriculture | Existing | Space Heating | Natural Gas | Gas Furnace Tube Inserts | A | Integrated Unit Summer Peak Savings (kW) | Achievable Economic RVT Potential | 0 | 0 | 0 | 0 | 0 | 0 | 0 | 0 | 0 | 0 | 0 | 0 | 0 | 0 | 0 | 0 | 0 | 0 | 0 | 0 | 0 | 0 | 0 | 0 | 0 | 0 | 0 | 0 | 0 | 0 | 0
F3_Industrial_Agriculture_Existing_Space Heating_Natural Gas_Gas Furnace Tube Inserts_A_Achievable Economic RVT Potential | F3 | Industrial | Agriculture | Existing | Space Heating | Natural Gas | Gas Furnace Tube Inserts | A | Integrated Unit Winter Peak Savings (kW) | Achievable Economic RVT Potential | 0 | 0 | 0 | 0 | 0 | 0 | 0 | 0 | 0 | 0 | 0 | 0 | 0 | 0 | 0 | 0 | 0 | 0 | 0 | 0 | 0 | 0 | 0 | 0 | 0 | 0 | 0 | 0 | 0 | 0 | 0
F4_Industrial_Agriculture_Existing_Space Heating_Natural Gas_Gas Furnace Tube Inserts_A_Achievable Economic RVT Potential | F4 | Industrial | Agriculture | Existing | Space Heating | Natural Gas | Gas Furnace Tube Inserts | A | Incremental Energy Savings (MWh or mTherms) | Achievable Economic RVT Potential | 0 | 0 | 0 | 0 | 0 | 0 | 0 | 0 | 0 | 0 | 0 | 0 | 0 | 0 | 0 | 0 | 0 | 0 | 0 | 0 | 0 | 0 | 0 | 0 | 0 | 0 | 0 | 0 | 0 | 0 | 0
F5_Industrial_Agriculture_Existing_Space Heating_Natural Gas_Gas Furnace Tube Inserts_A_Achievable Economic RVT Potential | F5 | Industrial | Agriculture | Existing | Space Heating | Natural Gas | Gas Furnace Tube Inserts | A | Incremental Summer Peak Savings (MW) | Achievable Economic RVT Potential | 0 | 0 | 0 | 0 | 0 | 0 | 0 | 0 | 0 | 0 | 0 | 0 | 0 | 0 | 0 | 0 | 0 | 0 | 0 | 0 | 0 | 0 | 0 | 0 | 0 | 0 | 0 | 0 | 0 | 0 | 0
F6_Industrial_Agriculture_Existing_Space Heating_Natural Gas_Gas Furnace Tube Inserts_A_Achievable Economic RVT Potential | F6 | Industrial | Agriculture | Existing | Space Heating | Natural Gas | Gas Furnace Tube Inserts | A | Incremental Winter Peak Savings (MW) | Achievable Economic RVT Potential | 0 | 0 | 0 | 0 | 0 | 0 | 0 | 0 | 0 | 0 | 0 | 0 | 0 | 0 | 0 | 0 | 0 | 0 | 0 | 0 | 0 | 0 | 0 | 0 | 0 | 0 | 0 | 0 | 0 | 0 | 0
F7_Industrial_Agriculture_Existing_Space Heating_Natural Gas_Gas Furnace Tube Inserts_A_Achievable Economic RVT Potential | F7 | Industrial | Agriculture | Existing | Space Heating | Natural Gas | Gas Furnace Tube Inserts | A | Cumulative Energy Savings (MWh or mTherms) | Achievable Economic RVT Potential | 0 | 0 | 0 | 0 | 0 | 0 | 0 | 0 | 0 | 0 | 0 | 0 | 0 | 0 | 0 | 0 | 0 | 0 | 0 | 0 | 0 | 0 | 0 | 0 | 0 | 0 | 0 | 0 | 0 | 0 | 0
F8_Industrial_Agriculture_Existing_Space Heating_Natural Gas_Gas Furnace Tube Inserts_A_Achievable Economic RVT Potential | F8 | Industrial | Agriculture | Existing | Space Heating | Natural Gas | Gas Furnace Tube Inserts | A | Cumulative Summer Peak Savings (MW) | Achievable Economic RVT Potential | 0 | 0 | 0 | 0 | 0 | 0 | 0 | 0 | 0 | 0 | 0 | 0 | 0 | 0 | 0 | 0 | 0 | 0 | 0 | 0 | 0 | 0 | 0 | 0 | 0 | 0 | 0 | 0 | 0 | 0 | 0
F9_Industrial_Agriculture_Existing_Space Heating_Natural Gas_Gas Furnace Tube Inserts_A_Achievable Economic RVT Potential | F9 | Industrial | Agriculture | Existing | Space Heating | Natural Gas | Gas Furnace Tube Inserts | A | Cumulative Winter Peak Savings (MW) | Achievable Economic RVT Potential | 0 | 0 | 0 | 0 | 0 | 0 | 0 | 0 | 0 | 0 | 0 | 0 | 0 | 0 | 0 | 0 | 0 | 0 | 0 | 0 | 0 | 0 | 0 | 0 | 0 | 0 | 0 | 0 | 0 | 0 | 0
F10_Industrial_Agriculture_Existing_Space Heating_Natural Gas_Gas Furnace Tube Inserts_A_Achievable Economic RVT Potential | F10 | Industrial | Agriculture | Existing | Space Heating | Natural Gas | Gas Furnace Tube Inserts | A | Purchases (Incremental) | Achievable Economic RVT Potential | 0 | 0 | 0 | 0 | 0 | 0 | 0 | 0 | 0 | 0 | 0 | 0 | 0 | 0 | 0 | 0 | 0 | 0 | 0 | 0 | 0 | 0 | 0 | 0 | 0 | 0 | 0 | 0 | 0 | 0 | 0
F11_Industrial_Agriculture_Existing_Space Heating_Natural Gas_Gas Furnace Tube Inserts_A_Achievable Economic RVT Potential | F11 | Industrial | Agriculture | Existing | Space Heating | Natural Gas | Gas Furnace Tube Inserts | A | Purchases (Cumulative) | Achievable Economic RVT Potential | 0 | 0 | 0 | 0 | 0 | 0 | 0 | 0 | 0 | 0 | 0 | 0 | 0 | 0 | 0 | 0 | 0 | 0 | 0 | 0 | 0 | 0 | 0 | 0 | 0 | 0 | 0 | 0 | 0 | 0 | 0
F1_Industrial_Agriculture_Existing_Space Heating_Natural Gas_Space Heating - Heat Recovery Ventilator_A_Achievable Economic RVT Potential | F1 | Industrial | Agriculture | Existing | Space Heating | Natural Gas | Space Heating - Heat Recovery Ventilator | A | Integrated Unit Energy Savings (kWh or therms) | Achievable Economic RVT Potential | 0 | 0 | 0 | 0 | 0 | 0.013189 | 0.013071 | 0.012918 | 0.012739 | 0.012533 | 0.012301 | 0.012055 | 0.0118 | 0.011531 | 0.011272 | 0.011013 | 0.010776 | 0.010554 | 0.010348 | 0.010176 | 0.010018 | 0.0098724 | 0.0097516 | 0.0096484 | 0.0095552 | 0.0094872 | 0.0094309 | 0.0093785 | 0 | 0 | 0
F2_Industrial_Agriculture_Existing_Space Heating_Natural Gas_Space Heating - Heat Recovery Ventilator_A_Achievable Economic RVT Potential | F2 | Industrial | Agriculture | Existing | Space Heating | Natural Gas | Space Heating - Heat Recovery Ventilator | A | Integrated Unit Summer Peak Savings (kW) | Achievable Economic RVT Potential | 0 | 0 | 0 | 0 | 0 | 0 | 0 | 0 | 0 | 0 | 0 | 0 | 0 | 0 | 0 | 0 | 0 | 0 | 0 | 0 | 0 | 0 | 0 | 0 | 0 | 0 | 0 | 0 | 0 | 0 | 0
F3_Industrial_Agriculture_Existing_Space Heating_Natural Gas_Space Heating - Heat Recovery Ventilator_A_Achievable Economic RVT Potential | F3 | Industrial | Agriculture | Existing | Space Heating | Natural Gas | Space Heating - Heat Recovery Ventilator | A | Integrated Unit Winter Peak Savings (kW) | Achievable Economic RVT Potential | 0 | 0 | 0 | 0 | 0 | 0 | 0 | 0 | 0 | 0 | 0 | 0 | 0 | 0 | 0 | 0 | 0 | 0 | 0 | 0 | 0 | 0 | 0 | 0 | 0 | 0 | 0 | 0 | 0 | 0 | 0
F4_Industrial_Agriculture_Existing_Space Heating_Natural Gas_Space Heating - Heat Recovery Ventilator_A_Achievable Economic RVT Potential | F4 | Industrial | Agriculture | Existing | Space Heating | Natural Gas | Space Heating - Heat Recovery Ventilator | A | Incremental Energy Savings (MWh or mTherms) | Achievable Economic RVT Potential | 0 | 0 | 0 | 0 | 0 | 0 | 0 | 0 | 0 | 0 | 0 | 0 | 0 | 0 | 0 | 0 | 0 | 0 | 0 | 0 | 0 | 0 | 0 | 0 | 0 | 0 | 0 | 0 | 0 | 0 | 0
F5_Industrial_Agriculture_Existing_Space Heating_Natural Gas_Space Heating - Heat Recovery Ventilator_A_Achievable Economic RVT Potential | F5 | Industrial | Agriculture | Existing | Space Heating | Natural Gas | Space Heating - Heat Recovery Ventilator | A | Incremental Summer Peak Savings (MW) | Achievable Economic RVT Potential | 0 | 0 | 0 | 0 | 0 | 0 | 0 | 0 | 0 | 0 | 0 | 0 | 0 | 0 | 0 | 0 | 0 | 0 | 0 | 0 | 0 | 0 | 0 | 0 | 0 | 0 | 0 | 0 | 0 | 0 | 0
F6_Industrial_Agriculture_Existing_Space Heating_Natural Gas_Space Heating - Heat Recovery Ventilator_A_Achievable Economic RVT Potential | F6 | Industrial | Agriculture | Existing | Space Heating | Natural Gas | Space Heating - Heat Recovery Ventilator | A | Incremental Winter Peak Savings (MW) | Achievable Economic RVT Potential | 0 | 0 | 0 | 0 | 0 | 0 | 0 | 0 | 0 | 0 | 0 | 0 | 0 | 0 | 0 | 0 | 0 | 0 | 0 | 0 | 0 | 0 | 0 | 0 | 0 | 0 | 0 | 0 | 0 | 0 | 0
F7_Industrial_Agriculture_Existing_Space Heating_Natural Gas_Space Heating - Heat Recovery Ventilator_A_Achievable Economic RVT Potential | F7 | Industrial | Agriculture | Existing | Space Heating | Natural Gas | Space Heating - Heat Recovery Ventilator | A | Cumulative Energy Savings (MWh or mTherms) | Achievable Economic RVT Potential | 0 | 0 | 0 | 0 | 0 | 0 | 0 | 0 | 0 | 0 | 0 | 0 | 0 | 0 | 0 | 0 | 0 | 0 | 0 | 0 | 0 | 0 | 0 | 0 | 0 | 0 | 0 | 0 | 0 | 0 | 0
F8_Industrial_Agriculture_Existing_Space Heating_Natural Gas_Space Heating - Heat Recovery Ventilator_A_Achievable Economic RVT Potential | F8 | Industrial | Agriculture | Existing | Space Heating | Natural Gas | Space Heating - Heat Recovery Ventilator | A | Cumulative Summer Peak Savings (MW) | Achievable Economic RVT Potential | 0 | 0 | 0 | 0 | 0 | 0 | 0 | 0 | 0 | 0 | 0 | 0 | 0 | 0 | 0 | 0 | 0 | 0 | 0 | 0 | 0 | 0 | 0 | 0 | 0 | 0 | 0 | 0 | 0 | 0 | 0
F9_Industrial_Agriculture_Existing_Space Heating_Natural Gas_Space Heating - Heat Recovery Ventilator_A_Achievable Economic RVT Potential | F9 | Industrial | Agriculture | Existing | Space Heating | Natural Gas | Space Heating - Heat Recovery Ventilator | A | Cumulative Winter Peak Savings (MW) | Achievable Economic RVT Potential | 0 | 0 | 0 | 0 | 0 | 0 | 0 | 0 | 0 | 0 | 0 | 0 | 0 | 0 | 0 | 0 | 0 | 0 | 0 | 0 | 0 | 0 | 0 | 0 | 0 | 0 | 0 | 0 | 0 | 0 | 0
F10_Industrial_Agriculture_Existing_Space Heating_Natural Gas_Space Heating - Heat Recovery Ventilator_A_Achievable Economic RVT Potential | F10 | Industrial | Agriculture | Existing | Space Heating | Natural Gas | Space Heating - Heat Recovery Ventilator | A | Purchases (Incremental) | Achievable Economic RVT Potential | 0 | 0 | 0 | 0 | 0 | 0 | 0 | 0 | 0 | 0 | 0 | 0 | 0 | 0 | 0 | 0 | 0 | 0 | 0 | 0 | 0 | 0 | 0 | 0 | 0 | 0 | 0 | 0 | 0 | 0 | 0
F11_Industrial_Agriculture_Existing_Space Heating_Natural Gas_Space Heating - Heat Recovery Ventilator_A_Achievable Economic RVT Potential | F11 | Industrial | Agriculture | Existing | Space Heating | Natural Gas | Space Heating - Heat Recovery Ventilator | A | Purchases (Cumulative) | Achievable Economic RVT Potential | 0 | 0 | 0 | 0 | 0 | 0 | 0 | 0 | 0 | 0 | 0 | 0 | 0 | 0 | 0 | 0 | 0 | 0 | 0 | 0 | 0 | 0 | 0 | 0 | 0 | 0 | 0 | 0 | 0 | 0 | 0
F1_Industrial_Agriculture_Existing_Space Heating_Natural Gas_Thermostat - Programmable_A_Achievable Economic RVT Potential | F1 | Industrial | Agriculture | Existing | Space Heating | Natural Gas | Thermostat - Programmable | A | Integrated Unit Energy Savings (kWh or therms) | Achievable Economic RVT Potential | 0 | 0 | 0 | 0 | 0 | 0.0065521 | 0.0064934 | 0.0064175 | 0.0063285 | 0.0062262 | 0.006111 | 0.0059886 | 0.0058621 | 0.0057287 | 0.0055996 | 0.0054712 | 0.0053534 | 0.005243 | 0.0051406 | 0.0050554 | 0.0049767 | 0.0049045 | 0.0048444 | 0.0047932 | 0.0047469 | 0.0047131 | 0.0046851 | 0.0046591 | 0 | 0 | 0
F2_Industrial_Agriculture_Existing_Space Heating_Natural Gas_Thermostat - Programmable_A_Achievable Economic RVT Potential | F2 | Industrial | Agriculture | Existing | Space Heating | Natural Gas | Thermostat - Programmable | A | Integrated Unit Summer Peak Savings (kW) | Achievable Economic RVT Potential | 0 | 0 | 0 | 0 | 0 | 0 | 0 | 0 | 0 | 0 | 0 | 0 | 0 | 0 | 0 | 0 | 0 | 0 | 0 | 0 | 0 | 0 | 0 | 0 | 0 | 0 | 0 | 0 | 0 | 0 | 0
F3_Industrial_Agriculture_Existing_Space Heating_Natural Gas_Thermostat - Programmable_A_Achievable Economic RVT Potential | F3 | Industrial | Agriculture | Existing | Space Heating | Natural Gas | Thermostat - Programmable | A | Integrated Unit Winter Peak Savings (kW) | Achievable Economic RVT Potential | 0 | 0 | 0 | 0 | 0 | 0 | 0 | 0 | 0 | 0 | 0 | 0 | 0 | 0 | 0 | 0 | 0 | 0 | 0 | 0 | 0 | 0 | 0 | 0 | 0 | 0 | 0 | 0 | 0 | 0 | 0
F4_Industrial_Agriculture_Existing_Space Heating_Natural Gas_Thermostat - Programmable_A_Achievable Economic RVT Potential | F4 | Industrial | Agriculture | Existing | Space Heating | Natural Gas | Thermostat - Programmable | A | Incremental Energy Savings (MWh or mTherms) | Achievable Economic RVT Potential | 0 | 0 | 0 | 0 | 0 | 0 | 0 | 0 | 0 | 0 | 0 | 0 | 0 | 0 | 0 | 0 | 0 | 0 | 0 | 0 | 0 | 0 | 0 | 0 | 0 | 0 | 0 | 0 | 0 | 0 | 0
F5_Industrial_Agriculture_Existing_Space Heating_Natural Gas_Thermostat - Programmable_A_Achievable Economic RVT Potential | F5 | Industrial | Agriculture | Existing | Space Heating | Natural Gas | Thermostat - Programmable | A | Incremental Summer Peak Savings (MW) | Achievable Economic RVT Potential | 0 | 0 | 0 | 0 | 0 | 0 | 0 | 0 | 0 | 0 | 0 | 0 | 0 | 0 | 0 | 0 | 0 | 0 | 0 | 0 | 0 | 0 | 0 | 0 | 0 | 0 | 0 | 0 | 0 | 0 | 0
F6_Industrial_Agriculture_Existing_Space Heating_Natural Gas_Thermostat - Programmable_A_Achievable Economic RVT Potential | F6 | Industrial | Agriculture | Existing | Space Heating | Natural Gas | Thermostat - Programmable | A | Incremental Winter Peak Savings (MW) | Achievable Economic RVT Potential | 0 | 0 | 0 | 0 | 0 | 0 | 0 | 0 | 0 | 0 | 0 | 0 | 0 | 0 | 0 | 0 | 0 | 0 | 0 | 0 | 0 | 0 | 0 | 0 | 0 | 0 | 0 | 0 | 0 | 0 | 0
F7_Industrial_Agriculture_Existing_Space Heating_Natural Gas_Thermostat - Programmable_A_Achievable Economic RVT Potential | F7 | Industrial | Agriculture | Existing | Space Heating | Natural Gas | Thermostat - Programmable | A | Cumulative Energy Savings (MWh or mTherms) | Achievable Economic RVT Potential | 0 | 0 | 0 | 0 | 0 | 0 | 0 | 0 | 0 | 0 | 0 | 0 | 0 | 0 | 0 | 0 | 0 | 0 | 0 | 0 | 0 | 0 | 0 | 0 | 0 | 0 | 0 | 0 | 0 | 0 | 0
F8_Industrial_Agriculture_Existing_Space Heating_Natural Gas_Thermostat - Programmable_A_Achievable Economic RVT Potential | F8 | Industrial | Agriculture | Existing | Space Heating | Natural Gas | Thermostat - Programmable | A | Cumulative Summer Peak Savings (MW) | Achievable Economic RVT Potential | 0 | 0 | 0 | 0 | 0 | 0 | 0 | 0 | 0 | 0 | 0 | 0 | 0 | 0 | 0 | 0 | 0 | 0 | 0 | 0 | 0 | 0 | 0 | 0 | 0 | 0 | 0 | 0 | 0 | 0 | 0
F9_Industrial_Agriculture_Existing_Space Heating_Natural Gas_Thermostat - Programmable_A_Achievable Economic RVT Potential | F9 | Industrial | Agriculture | Existing | Space Heating | Natural Gas | Thermostat - Programmable | A | Cumulative Winter Peak Savings (MW) | Achievable Economic RVT Potential | 0 | 0 | 0 | 0 | 0 | 0 | 0 | 0 | 0 | 0 | 0 | 0 | 0 | 0 | 0 | 0 | 0 | 0 | 0 | 0 | 0 | 0 | 0 | 0 | 0 | 0 | 0 | 0 | 0 | 0 | 0
F10_Industrial_Agriculture_Existing_Space Heating_Natural Gas_Thermostat - Programmable_A_Achievable Economic RVT Potential | F10 | Industrial | Agriculture | Existing | Space Heating | Natural Gas | Thermostat - Programmable | A | Purchases (Incremental) | Achievable Economic RVT Potential | 0 | 0 | 0 | 0 | 0 | 0 | 0 | 0 | 0 | 0 | 0 | 0 | 0 | 0 | 0 | 0 | 0 | 0 | 0 | 0 | 0 | 0 | 0 | 0 | 0 | 0 | 0 | 0 | 0 | 0 | 0
F11_Industrial_Agriculture_Existing_Space Heating_Natural Gas_Thermostat - Programmable_A_Achievable Economic RVT Potential | F11 | Industrial | Agriculture | Existing | Space Heating | Natural Gas | Thermostat - Programmable | A | Purchases (Cumulative) | Achievable Economic RVT Potential | 0 | 0 | 0 | 0 | 0 | 0 | 0 | 0 | 0 | 0 | 0 | 0 | 0 | 0 | 0 | 0 | 0 | 0 | 0 | 0 | 0 | 0 | 0 | 0 | 0 | 0 | 0 | 0 | 0 | 0 | 0
F1_Industrial_Agriculture_Existing_Space Heating_Natural Gas_ENERGY STAR Connected Thermostat_A_Achievable Economic RVT Potential | F1 | Industrial | Agriculture | Existing | Space Heating | Natural Gas | ENERGY STAR Connected Thermostat | A | Integrated Unit Energy Savings (kWh or therms) | Achievable Economic RVT Potential | 0 | 0 | 0 | 0 | 0 | 0.015424 | 0.015286 | 0.015107 | 0.014897 | 0.014657 | 0.014385 | 0.014097 | 0.0138 | 0.013485 | 0.013182 | 0.012879 | 0.012602 | 0.012342 | 0.012101 | 0.0119 | 0.011715 | 0.011545 | 0.011404 | 0.011283 | 0.011174 | 0.011095 | 0.011029 | 0.010968 | 0 | 0 | 0
F2_Industrial_Agriculture_Existing_Space Heating_Natural Gas_ENERGY STAR Connected Thermostat_A_Achievable Economic RVT Potential | F2 | Industrial | Agriculture | Existing | Space Heating | Natural Gas | ENERGY STAR Connected Thermostat | A | Integrated Unit Summer Peak Savings (kW) | Achievable Economic RVT Potential | 0 | 0 | 0 | 0 | 0 | 0 | 0 | 0 | 0 | 0 | 0 | 0 | 0 | 0 | 0 | 0 | 0 | 0 | 0 | 0 | 0 | 0 | 0 | 0 | 0 | 0 | 0 | 0 | 0 | 0 | 0
F3_Industrial_Agriculture_Existing_Space Heating_Natural Gas_ENERGY STAR Connected Thermostat_A_Achievable Economic RVT Potential | F3 | Industrial | Agriculture | Existing | Space Heating | Natural Gas | ENERGY STAR Connected Thermostat | A | Integrated Unit Winter Peak Savings (kW) | Achievable Economic RVT Potential | 0 | 0 | 0 | 0 | 0 | 0 | 0 | 0 | 0 | 0 | 0 | 0 | 0 | 0 | 0 | 0 | 0 | 0 | 0 | 0 | 0 | 0 | 0 | 0 | 0 | 0 | 0 | 0 | 0 | 0 | 0
F4_Industrial_Agriculture_Existing_Space Heating_Natural Gas_ENERGY STAR Connected Thermostat_A_Achievable Economic RVT Potential | F4 | Industrial | Agriculture | Existing | Space Heating | Natural Gas | ENERGY STAR Connected Thermostat | A | Incremental Energy Savings (MWh or mTherms) | Achievable Economic RVT Potential | 0 | 0 | 0 | 0 | 0 | 0 | 0 | 0 | 0 | 0 | 0 | 0 | 0 | 0 | 0 | 0 | 0 | 0 | 0 | 0 | 0 | 0 | 0 | 0 | 0 | 0 | 0 | 0 | 0 | 0 | 0
F5_Industrial_Agriculture_Existing_Space Heating_Natural Gas_ENERGY STAR Connected Thermostat_A_Achievable Economic RVT Potential | F5 | Industrial | Agriculture | Existing | Space Heating | Natural Gas | ENERGY STAR Connected Thermostat | A | Incremental Summer Peak Savings (MW) | Achievable Economic RVT Potential | 0 | 0 | 0 | 0 | 0 | 0 | 0 | 0 | 0 | 0 | 0 | 0 | 0 | 0 | 0 | 0 | 0 | 0 | 0 | 0 | 0 | 0 | 0 | 0 | 0 | 0 | 0 | 0 | 0 | 0 | 0
F6_Industrial_Agriculture_Existing_Space Heating_Natural Gas_ENERGY STAR Connected Thermostat_A_Achievable Economic RVT Potential | F6 | Industrial | Agriculture | Existing | Space Heating | Natural Gas | ENERGY STAR Connected Thermostat | A | Incremental Winter Peak Savings (MW) | Achievable Economic RVT Potential | 0 | 0 | 0 | 0 | 0 | 0 | 0 | 0 | 0 | 0 | 0 | 0 | 0 | 0 | 0 | 0 | 0 | 0 | 0 | 0 | 0 | 0 | 0 | 0 | 0 | 0 | 0 | 0 | 0 | 0 | 0
F7_Industrial_Agriculture_Existing_Space Heating_Natural Gas_ENERGY STAR Connected Thermostat_A_Achievable Economic RVT Potential | F7 | Industrial | Agriculture | Existing | Space Heating | Natural Gas | ENERGY STAR Connected Thermostat | A | Cumulative Energy Savings (MWh or mTherms) | Achievable Economic RVT Potential | 0 | 0 | 0 | 0 | 0 | 0 | 0 | 0 | 0 | 0 | 0 | 0 | 0 | 0 | 0 | 0 | 0 | 0 | 0 | 0 | 0 | 0 | 0 | 0 | 0 | 0 | 0 | 0 | 0 | 0 | 0
F8_Industrial_Agriculture_Existing_Space Heating_Natural Gas_ENERGY STAR Connected Thermostat_A_Achievable Economic RVT Potential | F8 | Industrial | Agriculture | Existing | Space Heating | Natural Gas | ENERGY STAR Connected Thermostat | A | Cumulative Summer Peak Savings (MW) | Achievable Economic RVT Potential | 0 | 0 | 0 | 0 | 0 | 0 | 0 | 0 | 0 | 0 | 0 | 0 | 0 | 0 | 0 | 0 | 0 | 0 | 0 | 0 | 0 | 0 | 0 | 0 | 0 | 0 | 0 | 0 | 0 | 0 | 0
F9_Industrial_Agriculture_Existing_Space Heating_Natural Gas_ENERGY STAR Connected Thermostat_A_Achievable Economic RVT Potential | F9 | Industrial | Agriculture | Existing | Space Heating | Natural Gas | ENERGY STAR Connected Thermostat | A | Cumulative Winter Peak Savings (MW) | Achievable Economic RVT Potential | 0 | 0 | 0 | 0 | 0 | 0 | 0 | 0 | 0 | 0 | 0 | 0 | 0 | 0 | 0 | 0 | 0 | 0 | 0 | 0 | 0 | 0 | 0 | 0 | 0 | 0 | 0 | 0 | 0 | 0 | 0
F10_Industrial_Agriculture_Existing_Space Heating_Natural Gas_ENERGY STAR Connected Thermostat_A_Achievable Economic RVT Potential | F10 | Industrial | Agriculture | Existing | Space Heating | Natural Gas | ENERGY STAR Connected Thermostat | A | Purchases (Incremental) | Achievable Economic RVT Potential | 0 | 0 | 0 | 0 | 0 | 0 | 0 | 0 | 0 | 0 | 0 | 0 | 0 | 0 | 0 | 0 | 0 | 0 | 0 | 0 | 0 | 0 | 0 | 0 | 0 | 0 | 0 | 0 | 0 | 0 | 0
F11_Industrial_Agriculture_Existing_Space Heating_Natural Gas_ENERGY STAR Connected Thermostat_A_Achievable Economic RVT Potential | F11 | Industrial | Agriculture | Existing | Space Heating | Natural Gas | ENERGY STAR Connected Thermostat | A | Purchases (Cumulative) | Achievable Economic RVT Potential | 0 | 0 | 0 | 0 | 0 | 0 | 0 | 0 | 0 | 0 | 0 | 0 | 0 | 0 | 0 | 0 | 0 | 0 | 0 | 0 | 0 | 0 | 0 | 0 | 0 | 0 | 0 | 0 | 0 | 0 | 0
F1_Industrial_Agriculture_Existing_Space Heating_Natural Gas_Destratification Fans (HVLS)_A_Achievable Economic RVT Potential | F1 | Industrial | Agriculture | Existing | Space Heating | Natural Gas | Destratification Fans (HVLS) | A | Integrated Unit Energy Savings (kWh or therms) | Achievable Economic RVT Potential | 0 | 0 | 0 | 0 | 0 | 0.015424 | 0.015286 | 0.015107 | 0.014897 | 0.014657 | 0.014385 | 0.014097 | 0.0138 | 0.013485 | 0.013182 | 0.012879 | 0.012602 | 0.012342 | 0.012101 | 0.0119 | 0.011715 | 0.011545 | 0.011404 | 0.011283 | 0.011174 | 0.011095 | 0.011029 | 0.010968 | 0 | 0 | 0
F2_Industrial_Agriculture_Existing_Space Heating_Natural Gas_Destratification Fans (HVLS)_A_Achievable Economic RVT Potential | F2 | Industrial | Agriculture | Existing | Space Heating | Natural Gas | Destratification Fans (HVLS) | A | Integrated Unit Summer Peak Savings (kW) | Achievable Economic RVT Potential | 0 | 0 | 0 | 0 | 0 | 0 | 0 | 0 | 0 | 0 | 0 | 0 | 0 | 0 | 0 | 0 | 0 | 0 | 0 | 0 | 0 | 0 | 0 | 0 | 0 | 0 | 0 | 0 | 0 | 0 | 0
F3_Industrial_Agriculture_Existing_Space Heating_Natural Gas_Destratification Fans (HVLS)_A_Achievable Economic RVT Potential | F3 | Industrial | Agriculture | Existing | Space Heating | Natural Gas | Destratification Fans (HVLS) | A | Integrated Unit Winter Peak Savings (kW) | Achievable Economic RVT Potential | 0 | 0 | 0 | 0 | 0 | 0 | 0 | 0 | 0 | 0 | 0 | 0 | 0 | 0 | 0 | 0 | 0 | 0 | 0 | 0 | 0 | 0 | 0 | 0 | 0 | 0 | 0 | 0 | 0 | 0 | 0
F4_Industrial_Agriculture_Existing_Space Heating_Natural Gas_Destratification Fans (HVLS)_A_Achievable Economic RVT Potential | F4 | Industrial | Agriculture | Existing | Space Heating | Natural Gas | Destratification Fans (HVLS) | A | Incremental Energy Savings (MWh or mTherms) | Achievable Economic RVT Potential | 0 | 0 | 0 | 0 | 0 | 0 | 0 | 0 | 0 | 0 | 0 | 0 | 0 | 0 | 0 | 0 | 0 | 0 | 0 | 0 | 0 | 0 | 0 | 0 | 0 | 0 | 0 | 0 | 0 | 0 | 0
F5_Industrial_Agriculture_Existing_Space Heating_Natural Gas_Destratification Fans (HVLS)_A_Achievable Economic RVT Potential | F5 | Industrial | Agriculture | Existing | Space Heating | Natural Gas | Destratification Fans (HVLS) | A | Incremental Summer Peak Savings (MW) | Achievable Economic RVT Potential | 0 | 0 | 0 | 0 | 0 | 0 | 0 | 0 | 0 | 0 | 0 | 0 | 0 | 0 | 0 | 0 | 0 | 0 | 0 | 0 | 0 | 0 | 0 | 0 | 0 | 0 | 0 | 0 | 0 | 0 | 0
F6_Industrial_Agriculture_Existing_Space Heating_Natural Gas_Destratification Fans (HVLS)_A_Achievable Economic RVT Potential | F6 | Industrial | Agriculture | Existing | Space Heating | Natural Gas | Destratification Fans (HVLS) | A | Incremental Winter Peak Savings (MW) | Achievable Economic RVT Potential | 0 | 0 | 0 | 0 | 0 | 0 | 0 | 0 | 0 | 0 | 0 | 0 | 0 | 0 | 0 | 0 | 0 | 0 | 0 | 0 | 0 | 0 | 0 | 0 | 0 | 0 | 0 | 0 | 0 | 0 | 0
F7_Industrial_Agriculture_Existing_Space Heating_Natural Gas_Destratification Fans (HVLS)_A_Achievable Economic RVT Potential | F7 | Industrial | Agriculture | Existing | Space Heating | Natural Gas | Destratification Fans (HVLS) | A | Cumulative Energy Savings (MWh or mTherms) | Achievable Economic RVT Potential | 0 | 0 | 0 | 0 | 0 | 0 | 0 | 0 | 0 | 0 | 0 | 0 | 0 | 0 | 0 | 0 | 0 | 0 | 0 | 0 | 0 | 0 | 0 | 0 | 0 | 0 | 0 | 0 | 0 | 0 | 0
F8_Industrial_Agriculture_Existing_Space Heating_Natural Gas_Destratification Fans (HVLS)_A_Achievable Economic RVT Potential | F8 | Industrial | Agriculture | Existing | Space Heating | Natural Gas | Destratification Fans (HVLS) | A | Cumulative Summer Peak Savings (MW) | Achievable Economic RVT Potential | 0 | 0 | 0 | 0 | 0 | 0 | 0 | 0 | 0 | 0 | 0 | 0 | 0 | 0 | 0 | 0 | 0 | 0 | 0 | 0 | 0 | 0 | 0 | 0 | 0 | 0 | 0 | 0 | 0 | 0 | 0
F9_Industrial_Agriculture_Existing_Space Heating_Natural Gas_Destratification Fans (HVLS)_A_Achievable Economic RVT Potential | F9 | Industrial | Agriculture | Existing | Space Heating | Natural Gas | Destratification Fans (HVLS) | A | Cumulative Winter Peak Savings (MW) | Achievable Economic RVT Potential | 0 | 0 | 0 | 0 | 0 | 0 | 0 | 0 | 0 | 0 | 0 | 0 | 0 | 0 | 0 | 0 | 0 | 0 | 0 | 0 | 0 | 0 | 0 | 0 | 0 | 0 | 0 | 0 | 0 | 0 | 0
F10_Industrial_Agriculture_Existing_Space Heating_Natural Gas_Destratification Fans (HVLS)_A_Achievable Economic RVT Potential | F10 | Industrial | Agriculture | Existing | Space Heating | Natural Gas | Destratification Fans (HVLS) | A | Purchases (Incremental) | Achievable Economic RVT Potential | 0 | 0 | 0 | 0 | 0 | 0 | 0 | 0 | 0 | 0 | 0 | 0 | 0 | 0 | 0 | 0 | 0 | 0 | 0 | 0 | 0 | 0 | 0 | 0 | 0 | 0 | 0 | 0 | 0 | 0 | 0
F11_Industrial_Agriculture_Existing_Space Heating_Natural Gas_Destratification Fans (HVLS)_A_Achievable Economic RVT Potential | F11 | Industrial | Agriculture | Existing | Space Heating | Natural Gas | Destratification Fans (HVLS) | A | Purchases (Cumulative) | Achievable Economic RVT Potential | 0 | 0 | 0 | 0 | 0 | 0 | 0 | 0 | 0 | 0 | 0 | 0 | 0 | 0 | 0 | 0 | 0 | 0 | 0 | 0 | 0 | 0 | 0 | 0 | 0 | 0 | 0 | 0 | 0 | 0 | 0
F1_Industrial_Agriculture_Existing_Space Heating_Natural Gas_Gas Boiler - Insulate Steam Lines/Condensate Tank_A_Achievable Economic RVT Potential | F1 | Industrial | Agriculture | Existing | Space Heating | Natural Gas | Gas Boiler - Insulate Steam Lines/Condensate Tank | A | Integrated Unit Energy Savings (kWh or therms) | Achievable Economic RVT Potential | 0 | 0 | 0 | 0 | 0 | 12.4786 | 12.3797 | 12.2766 | 12.1668 | 12.0488 | 11.9223 | 11.7871 | 11.6417 | 11.4828 | 11.3116 | 11.1362 | 10.9607 | 10.7869 | 10.6178 | 10.4652 | 10.3231 | 10.1883 | 10.0723 | 9.969 | 9.8724 | 9.7941 | 9.7292 | 9.6694 | 10.7858 | 10.7415 | 10.701
F2_Industrial_Agriculture_Existing_Space Heating_Natural Gas_Gas Boiler - Insulate Steam Lines/Condensate Tank_A_Achievable Economic RVT Potential | F2 | Industrial | Agriculture | Existing | Space Heating | Natural Gas | Gas Boiler - Insulate Steam Lines/Condensate Tank | A | Integrated Unit Summer Peak Savings (kW) | Achievable Economic RVT Potential | 0 | 0 | 0 | 0 | 0 | 0 | 0 | 0 | 0 | 0 | 0 | 0 | 0 | 0 | 0 | 0 | 0 | 0 | 0 | 0 | 0 | 0 | 0 | 0 | 0 | 0 | 0 | 0 | 0 | 0 | 0
F3_Industrial_Agriculture_Existing_Space Heating_Natural Gas_Gas Boiler - Insulate Steam Lines/Condensate Tank_A_Achievable Economic RVT Potential | F3 | Industrial | Agriculture | Existing | Space Heating | Natural Gas | Gas Boiler - Insulate Steam Lines/Condensate Tank | A | Integrated Unit Winter Peak Savings (kW) | Achievable Economic RVT Potential | 0 | 0 | 0 | 0 | 0 | 0 | 0 | 0 | 0 | 0 | 0 | 0 | 0 | 0 | 0 | 0 | 0 | 0 | 0 | 0 | 0 | 0 | 0 | 0 | 0 | 0 | 0 | 0 | 0 | 0 | 0
F4_Industrial_Agriculture_Existing_Space Heating_Natural Gas_Gas Boiler - Insulate Steam Lines/Condensate Tank_A_Achievable Economic RVT Potential | F4 | Industrial | Agriculture | Existing | Space Heating | Natural Gas | Gas Boiler - Insulate Steam Lines/Condensate Tank | A | Incremental Energy Savings (MWh or mTherms) | Achievable Economic RVT Potential | 0 | 0 | 0 | 0 | 0 | 0 | 0 | 0 | 0 | 0 | 0 | 0 | 0 | 0 | 0 | 0 | 0 | 0 | 0 | 0 | 0 | 0 | 0 | 0 | 0 | 0 | 0 | 0 | 0 | 0 | 0
F5_Industrial_Agriculture_Existing_Space Heating_Natural Gas_Gas Boiler - Insulate Steam Lines/Condensate Tank_A_Achievable Economic RVT Potential | F5 | Industrial | Agriculture | Existing | Space Heating | Natural Gas | Gas Boiler - Insulate Steam Lines/Condensate Tank | A | Incremental Summer Peak Savings (MW) | Achievable Economic RVT Potential | 0 | 0 | 0 | 0 | 0 | 0 | 0 | 0 | 0 | 0 | 0 | 0 | 0 | 0 | 0 | 0 | 0 | 0 | 0 | 0 | 0 | 0 | 0 | 0 | 0 | 0 | 0 | 0 | 0 | 0 | 0
F6_Industrial_Agriculture_Existing_Space Heating_Natural Gas_Gas Boiler - Insulate Steam Lines/Condensate Tank_A_Achievable Economic RVT Potential | F6 | Industrial | Agriculture | Existing | Space Heating | Natural Gas | Gas Boiler - Insulate Steam Lines/Condensate Tank | A | Incremental Winter Peak Savings (MW) | Achievable Economic RVT Potential | 0 | 0 | 0 | 0 | 0 | 0 | 0 | 0 | 0 | 0 | 0 | 0 | 0 | 0 | 0 | 0 | 0 | 0 | 0 | 0 | 0 | 0 | 0 | 0 | 0 | 0 | 0 | 0 | 0 | 0 | 0
F7_Industrial_Agriculture_Existing_Space Heating_Natural Gas_Gas Boiler - Insulate Steam Lines/Condensate Tank_A_Achievable Economic RVT Potential | F7 | Industrial | Agriculture | Existing | Space Heating | Natural Gas | Gas Boiler - Insulate Steam Lines/Condensate Tank | A | Cumulative Energy Savings (MWh or mTherms) | Achievable Economic RVT Potential | 0 | 0 | 0 | 0 | 0 | 0 | 0 | 0 | 0 | 0 | 0 | 0 | 0 | 0 | 0 | 0 | 0 | 0 | 0 | 0 | 0 | 0 | 0 | 0 | 0 | 0 | 0 | 0 | 0 | 0 | 0
F8_Industrial_Agriculture_Existing_Space Heating_Natural Gas_Gas Boiler - Insulate Steam Lines/Condensate Tank_A_Achievable Economic RVT Potential | F8 | Industrial | Agriculture | Existing | Space Heating | Natural Gas | Gas Boiler - Insulate Steam Lines/Condensate Tank | A | Cumulative Summer Peak Savings (MW) | Achievable Economic RVT Potential | 0 | 0 | 0 | 0 | 0 | 0 | 0 | 0 | 0 | 0 | 0 | 0 | 0 | 0 | 0 | 0 | 0 | 0 | 0 | 0 | 0 | 0 | 0 | 0 | 0 | 0 | 0 | 0 | 0 | 0 | 0
F9_Industrial_Agriculture_Existing_Space Heating_Natural Gas_Gas Boiler - Insulate Steam Lines/Condensate Tank_A_Achievable Economic RVT Potential | F9 | Industrial | Agriculture | Existing | Space Heating | Natural Gas | Gas Boiler - Insulate Steam Lines/Condensate Tank | A | Cumulative Winter Peak Savings (MW) | Achievable Economic RVT Potential | 0 | 0 | 0 | 0 | 0 | 0 | 0 | 0 | 0 | 0 | 0 | 0 | 0 | 0 | 0 | 0 | 0 | 0 | 0 | 0 | 0 | 0 | 0 | 0 | 0 | 0 | 0 | 0 | 0 | 0 | 0
F10_Industrial_Agriculture_Existing_Space Heating_Natural Gas_Gas Boiler - Insulate Steam Lines/Condensate Tank_A_Achievable Economic RVT Potential | F10 | Industrial | Agriculture | Existing | Space Heating | Natural Gas | Gas Boiler - Insulate Steam Lines/Condensate Tank | A | Purchases (Incremental) | Achievable Economic RVT Potential | 0 | 0 | 0 | 0 | 0 | 0 | 0 | 0 | 0 | 0 | 0 | 0 | 0 | 0 | 0 | 0 | 0 | 0 | 0 | 0 | 0 | 0 | 0 | 0 | 0 | 0 | 0 | 0 | 0 | 0 | 0
F11_Industrial_Agriculture_Existing_Space Heating_Natural Gas_Gas Boiler - Insulate Steam Lines/Condensate Tank_A_Achievable Economic RVT Potential | F11 | Industrial | Agriculture | Existing | Space Heating | Natural Gas | Gas Boiler - Insulate Steam Lines/Condensate Tank | A | Purchases (Cumulative) | Achievable Economic RVT Potential | 0 | 0 | 0 | 0 | 0 | 0 | 0 | 0 | 0 | 0 | 0 | 0 | 0 | 0 | 0 | 0 | 0 | 0 | 0 | 0 | 0 | 0 | 0 | 0 | 0 | 0 | 0 | 0 | 0 | 0 | 0
F1_Industrial_Agriculture_Existing_Process_Natural Gas_Gas Boiler - Insulate Steam Lines/Condensate Tank_A_Achievable Economic RVT Potential | F1 | Industrial | Agriculture | Existing | Process | Natural Gas | Gas Boiler - Insulate Steam Lines/Condensate Tank | A | Integrated Unit Energy Savings (kWh or therms) | Achievable Economic RVT Potential | 0 | 0 | 0 | 0 | 0 | 16.8213 | 16.7932 | 16.7646 | 16.736 | 16.7069 | 16.676 | 16.6475 | 16.6206 | 16.5921 | 16.5704 | 16.5474 | 16.5297 | 16.5124 | 16.4951 | 16.4822 | 16.4679 | 16.4546 | 16.4415 | 16.4285 | 16.4155 | 16.4143 | 16.4131 | 16.412 | 16.8499 | 16.8499 | 16.8499
F2_Industrial_Agriculture_Existing_Process_Natural Gas_Gas Boiler - Insulate Steam Lines/Condensate Tank_A_Achievable Economic RVT Potential | F2 | Industrial | Agriculture | Existing | Process | Natural Gas | Gas Boiler - Insulate Steam Lines/Condensate Tank | A | Integrated Unit Summer Peak Savings (kW) | Achievable Economic RVT Potential | 0 | 0 | 0 | 0 | 0 | 0 | 0 | 0 | 0 | 0 | 0 | 0 | 0 | 0 | 0 | 0 | 0 | 0 | 0 | 0 | 0 | 0 | 0 | 0 | 0 | 0 | 0 | 0 | 0 | 0 | 0
F3_Industrial_Agriculture_Existing_Process_Natural Gas_Gas Boiler - Insulate Steam Lines/Condensate Tank_A_Achievable Economic RVT Potential | F3 | Industrial | Agriculture | Existing | Process | Natural Gas | Gas Boiler - Insulate Steam Lines/Condensate Tank | A | Integrated Unit Winter Peak Savings (kW) | Achievable Economic RVT Potential | 0 | 0 | 0 | 0 | 0 | 0 | 0 | 0 | 0 | 0 | 0 | 0 | 0 | 0 | 0 | 0 | 0 | 0 | 0 | 0 | 0 | 0 | 0 | 0 | 0 | 0 | 0 | 0 | 0 | 0 | 0
F4_Industrial_Agriculture_Existing_Process_Natural Gas_Gas Boiler - Insulate Steam Lines/Condensate Tank_A_Achievable Economic RVT Potential | F4 | Industrial | Agriculture | Existing | Process | Natural Gas | Gas Boiler - Insulate Steam Lines/Condensate Tank | A | Incremental Energy Savings (MWh or mTherms) | Achievable Economic RVT Potential | 0 | 0 | 0 | 0 | 0 | 0 | 0 | 0 | 0 | 0 | 0 | 0 | 0 | 0 | 0 | 0 | 0 | 0 | 0 | 0 | 0 | 0 | 0 | 0 | 0 | 0 | 0 | 0 | 0 | 0 | 0
F5_Industrial_Agriculture_Existing_Process_Natural Gas_Gas Boiler - Insulate Steam Lines/Condensate Tank_A_Achievable Economic RVT Potential | F5 | Industrial | Agriculture | Existing | Process | Natural Gas | Gas Boiler - Insulate Steam Lines/Condensate Tank | A | Incremental Summer Peak Savings (MW) | Achievable Economic RVT Potential | 0 | 0 | 0 | 0 | 0 | 0 | 0 | 0 | 0 | 0 | 0 | 0 | 0 | 0 | 0 | 0 | 0 | 0 | 0 | 0 | 0 | 0 | 0 | 0 | 0 | 0 | 0 | 0 | 0 | 0 | 0
F6_Industrial_Agriculture_Existing_Process_Natural Gas_Gas Boiler - Insulate Steam Lines/Condensate Tank_A_Achievable Economic RVT Potential | F6 | Industrial | Agriculture | Existing | Process | Natural Gas | Gas Boiler - Insulate Steam Lines/Condensate Tank | A | Incremental Winter Peak Savings (MW) | Achievable Economic RVT Potential | 0 | 0 | 0 | 0 | 0 | 0 | 0 | 0 | 0 | 0 | 0 | 0 | 0 | 0 | 0 | 0 | 0 | 0 | 0 | 0 | 0 | 0 | 0 | 0 | 0 | 0 | 0 | 0 | 0 | 0 | 0
F7_Industrial_Agriculture_Existing_Process_Natural Gas_Gas Boiler - Insulate Steam Lines/Condensate Tank_A_Achievable Economic RVT Potential | F7 | Industrial | Agriculture | Existing | Process | Natural Gas | Gas Boiler - Insulate Steam Lines/Condensate Tank | A | Cumulative Energy Savings (MWh or mTherms) | Achievable Economic RVT Potential | 0 | 0 | 0 | 0 | 0 | 0 | 0 | 0 | 0 | 0 | 0 | 0 | 0 | 0 | 0 | 0 | 0 | 0 | 0 | 0 | 0 | 0 | 0 | 0 | 0 | 0 | 0 | 0 | 0 | 0 | 0
F8_Industrial_Agriculture_Existing_Process_Natural Gas_Gas Boiler - Insulate Steam Lines/Condensate Tank_A_Achievable Economic RVT Potential | F8 | Industrial | Agriculture | Existing | Process | Natural Gas | Gas Boiler - Insulate Steam Lines/Condensate Tank | A | Cumulative Summer Peak Savings (MW) | Achievable Economic RVT Potential | 0 | 0 | 0 | 0 | 0 | 0 | 0 | 0 | 0 | 0 | 0 | 0 | 0 | 0 | 0 | 0 | 0 | 0 | 0 | 0 | 0 | 0 | 0 | 0 | 0 | 0 | 0 | 0 | 0 | 0 | 0
F9_Industrial_Agriculture_Existing_Process_Natural Gas_Gas Boiler - Insulate Steam Lines/Condensate Tank_A_Achievable Economic RVT Potential | F9 | Industrial | Agriculture | Existing | Process | Natural Gas | Gas Boiler - Insulate Steam Lines/Condensate Tank | A | Cumulative Winter Peak Savings (MW) | Achievable Economic RVT Potential | 0 | 0 | 0 | 0 | 0 | 0 | 0 | 0 | 0 | 0 | 0 | 0 | 0 | 0 | 0 | 0 | 0 | 0 | 0 | 0 | 0 | 0 | 0 | 0 | 0 | 0 | 0 | 0 | 0 | 0 | 0
F10_Industrial_Agriculture_Existing_Process_Natural Gas_Gas Boiler - Insulate Steam Lines/Condensate Tank_A_Achievable Economic RVT Potential | F10 | Industrial | Agriculture | Existing | Process | Natural Gas | Gas Boiler - Insulate Steam Lines/Condensate Tank | A | Purchases (Incremental) | Achievable Economic RVT Potential | 0 | 0 | 0 | 0 | 0 | 0 | 0 | 0 | 0 | 0 | 0 | 0 | 0 | 0 | 0 | 0 | 0 | 0 | 0 | 0 | 0 | 0 | 0 | 0 | 0 | 0 | 0 | 0 | 0 | 0 | 0
F11_Industrial_Agriculture_Existing_Process_Natural Gas_Gas Boiler - Insulate Steam Lines/Condensate Tank_A_Achievable Economic RVT Potential | F11 | Industrial | Agriculture | Existing | Process | Natural Gas | Gas Boiler - Insulate Steam Lines/Condensate Tank | A | Purchases (Cumulative) | Achievable Economic RVT Potential | 0 | 0 | 0 | 0 | 0 | 0 | 0 | 0 | 0 | 0 | 0 | 0 | 0 | 0 | 0 | 0 | 0 | 0 | 0 | 0 | 0 | 0 | 0 | 0 | 0 | 0 | 0 | 0 | 0 | 0 | 0
F1_Industrial_Agriculture_Existing_Space Heating_Natural Gas_Gas Boiler - Insulate Hot Water Lines_A_Achievable Economic RVT Potential | F1 | Industrial | Agriculture | Existing | Space Heating | Natural Gas | Gas Boiler - Insulate Hot Water Lines | A | Integrated Unit Energy Savings (kWh or therms) | Achievable Economic RVT Potential | 0 | 0 | 0 | 0 | 0 | 14.1082 | 14.0052 | 13.9003 | 13.7914 | 13.6782 | 13.5626 | 13.444 | 13.322 | 13.1952 | 13.0581 | 12.9252 | 12.7919 | 12.6615 | 12.5336 | 12.4112 | 12.2939 | 12.1741 | 12.0653 | 11.9629 | 11.8628 | 11.7736 | 11.6973 | 11.6271 | 12.1913 | 12.1412 | 12.0955
F2_Industrial_Agriculture_Existing_Space Heating_Natural Gas_Gas Boiler - Insulate Hot Water Lines_A_Achievable Economic RVT Potential | F2 | Industrial | Agriculture | Existing | Space Heating | Natural Gas | Gas Boiler - Insulate Hot Water Lines | A | Integrated Unit Summer Peak Savings (kW) | Achievable Economic RVT Potential | 0 | 0 | 0 | 0 | 0 | 0 | 0 | 0 | 0 | 0 | 0 | 0 | 0 | 0 | 0 | 0 | 0 | 0 | 0 | 0 | 0 | 0 | 0 | 0 | 0 | 0 | 0 | 0 | 0 | 0 | 0
F3_Industrial_Agriculture_Existing_Space Heating_Natural Gas_Gas Boiler - Insulate Hot Water Lines_A_Achievable Economic RVT Potential | F3 | Industrial | Agriculture | Existing | Space Heating | Natural Gas | Gas Boiler - Insulate Hot Water Lines | A | Integrated Unit Winter Peak Savings (kW) | Achievable Economic RVT Potential | 0 | 0 | 0 | 0 | 0 | 0 | 0 | 0 | 0 | 0 | 0 | 0 | 0 | 0 | 0 | 0 | 0 | 0 | 0 | 0 | 0 | 0 | 0 | 0 | 0 | 0 | 0 | 0 | 0 | 0 | 0
F4_Industrial_Agriculture_Existing_Space Heating_Natural Gas_Gas Boiler - Insulate Hot Water Lines_A_Achievable Economic RVT Potential | F4 | Industrial | Agriculture | Existing | Space Heating | Natural Gas | Gas Boiler - Insulate Hot Water Lines | A | Incremental Energy Savings (MWh or mTherms) | Achievable Economic RVT Potential | 0 | 0 | 0 | 0 | 0 | 0 | 0 | 0 | 0 | 0 | 0 | 0 | 0 | 0 | 0 | 0 | 0 | 0 | 0 | 0 | 0 | 0 | 0 | 0 | 0 | 0 | 0 | 0 | 0 | 0 | 0
F5_Industrial_Agriculture_Existing_Space Heating_Natural Gas_Gas Boiler - Insulate Hot Water Lines_A_Achievable Economic RVT Potential | F5 | Industrial | Agriculture | Existing | Space Heating | Natural Gas | Gas Boiler - Insulate Hot Water Lines | A | Incremental Summer Peak Savings (MW) | Achievable Economic RVT Potential | 0 | 0 | 0 | 0 | 0 | 0 | 0 | 0 | 0 | 0 | 0 | 0 | 0 | 0 | 0 | 0 | 0 | 0 | 0 | 0 | 0 | 0 | 0 | 0 | 0 | 0 | 0 | 0 | 0 | 0 | 0
F6_Industrial_Agriculture_Existing_Space Heating_Natural Gas_Gas Boiler - Insulate Hot Water Lines_A_Achievable Economic RVT Potential | F6 | Industrial | Agriculture | Existing | Space Heating | Natural Gas | Gas Boiler - Insulate Hot Water Lines | A | Incremental Winter Peak Savings (MW) | Achievable Economic RVT Potential | 0 | 0 | 0 | 0 | 0 | 0 | 0 | 0 | 0 | 0 | 0 | 0 | 0 | 0 | 0 | 0 | 0 | 0 | 0 | 0 | 0 | 0 | 0 | 0 | 0 | 0 | 0 | 0 | 0 | 0 | 0
F7_Industrial_Agriculture_Existing_Space Heating_Natural Gas_Gas Boiler - Insulate Hot Water Lines_A_Achievable Economic RVT Potential | F7 | Industrial | Agriculture | Existing | Space Heating | Natural Gas | Gas Boiler - Insulate Hot Water Lines | A | Cumulative Energy Savings (MWh or mTherms) | Achievable Economic RVT Potential | 0 | 0 | 0 | 0 | 0 | 0 | 0 | 0 | 0 | 0 | 0 | 0 | 0 | 0 | 0 | 0 | 0 | 0 | 0 | 0 | 0 | 0 | 0 | 0 | 0 | 0 | 0 | 0 | 0 | 0 | 0
F8_Industrial_Agriculture_Existing_Space Heating_Natural Gas_Gas Boiler - Insulate Hot Water Lines_A_Achievable Economic RVT Potential | F8 | Industrial | Agriculture | Existing | Space Heating | Natural Gas | Gas Boiler - Insulate Hot Water Lines | A | Cumulative Summer Peak Savings (MW) | Achievable Economic RVT Potential | 0 | 0 | 0 | 0 | 0 | 0 | 0 | 0 | 0 | 0 | 0 | 0 | 0 | 0 | 0 | 0 | 0 | 0 | 0 | 0 | 0 | 0 | 0 | 0 | 0 | 0 | 0 | 0 | 0 | 0 | 0
F9_Industrial_Agriculture_Existing_Space Heating_Natural Gas_Gas Boiler - Insulate Hot Water Lines_A_Achievable Economic RVT Potential | F9 | Industrial | Agriculture | Existing | Space Heating | Natural Gas | Gas Boiler - Insulate Hot Water Lines | A | Cumulative Winter Peak Savings (MW) | Achievable Economic RVT Potential | 0 | 0 | 0 | 0 | 0 | 0 | 0 | 0 | 0 | 0 | 0 | 0 | 0 | 0 | 0 | 0 | 0 | 0 | 0 | 0 | 0 | 0 | 0 | 0 | 0 | 0 | 0 | 0 | 0 | 0 | 0
F10_Industrial_Agriculture_Existing_Space Heating_Natural Gas_Gas Boiler - Insulate Hot Water Lines_A_Achievable Economic RVT Potential | F10 | Industrial | Agriculture | Existing | Space Heating | Natural Gas | Gas Boiler - Insulate Hot Water Lines | A | Purchases (Incremental) | Achievable Economic RVT Potential | 0 | 0 | 0 | 0 | 0 | 0 | 0 | 0 | 0 | 0 | 0 | 0 | 0 | 0 | 0 | 0 | 0 | 0 | 0 | 0 | 0 | 0 | 0 | 0 | 0 | 0 | 0 | 0 | 0 | 0 | 0
F11_Industrial_Agriculture_Existing_Space Heating_Natural Gas_Gas Boiler - Insulate Hot Water Lines_A_Achievable Economic RVT Potential | F11 | Industrial | Agriculture | Existing | Space Heating | Natural Gas | Gas Boiler - Insulate Hot Water Lines | A | Purchases (Cumulative) | Achievable Economic RVT Potential | 0 | 0 | 0 | 0 | 0 | 0 | 0 | 0 | 0 | 0 | 0 | 0 | 0 | 0 | 0 | 0 | 0 | 0 | 0 | 0 | 0 | 0 | 0 | 0 | 0 | 0 | 0 | 0 | 0 | 0 | 0
F1_Industrial_Agriculture_Existing_Process_Natural Gas_Gas Boiler - Insulate Hot Water Lines_A_Achievable Economic RVT Potential | F1 | Industrial | Agriculture | Existing | Process | Natural Gas | Gas Boiler - Insulate Hot Water Lines | A | Integrated Unit Energy Savings (kWh or therms) | Achievable Economic RVT Potential | 0 | 0 | 0 | 0 | 0 | 19.0252 | 19.0051 | 18.9846 | 18.964 | 18.9428 | 18.9201 | 18.8998 | 18.8811 | 18.862 | 18.8487 | 18.8354 | 18.827 | 18.8197 | 18.8132 | 18.81 | 18.8061 | 18.8035 | 18.801 | 18.7986 | 18.7963 | 18.7956 | 18.7949 | 18.7943 | 19.0457 | 19.0457 | 19.0457
F2_Industrial_Agriculture_Existing_Process_Natural Gas_Gas Boiler - Insulate Hot Water Lines_A_Achievable Economic RVT Potential | F2 | Industrial | Agriculture | Existing | Process | Natural Gas | Gas Boiler - Insulate Hot Water Lines | A | Integrated Unit Summer Peak Savings (kW) | Achievable Economic RVT Potential | 0 | 0 | 0 | 0 | 0 | 0 | 0 | 0 | 0 | 0 | 0 | 0 | 0 | 0 | 0 | 0 | 0 | 0 | 0 | 0 | 0 | 0 | 0 | 0 | 0 | 0 | 0 | 0 | 0 | 0 | 0
F3_Industrial_Agriculture_Existing_Process_Natural Gas_Gas Boiler - Insulate Hot Water Lines_A_Achievable Economic RVT Potential | F3 | Industrial | Agriculture | Existing | Process | Natural Gas | Gas Boiler - Insulate Hot Water Lines | A | Integrated Unit Winter Peak Savings (kW) | Achievable Economic RVT Potential | 0 | 0 | 0 | 0 | 0 | 0 | 0 | 0 | 0 | 0 | 0 | 0 | 0 | 0 | 0 | 0 | 0 | 0 | 0 | 0 | 0 | 0 | 0 | 0 | 0 | 0 | 0 | 0 | 0 | 0 | 0
F4_Industrial_Agriculture_Existing_Process_Natural Gas_Gas Boiler - Insulate Hot Water Lines_A_Achievable Economic RVT Potential | F4 | Industrial | Agriculture | Existing | Process | Natural Gas | Gas Boiler - Insulate Hot Water Lines | A | Incremental Energy Savings (MWh or mTherms) | Achievable Economic RVT Potential | 0 | 0 | 0 | 0 | 0 | 0 | 0 | 0 | 0 | 0 | 0 | 0 | 0 | 0 | 0 | 0 | 0 | 0 | 0 | 0 | 0 | 0 | 0 | 0 | 0 | 0 | 0 | 0 | 0 | 0 | 0
F5_Industrial_Agriculture_Existing_Process_Natural Gas_Gas Boiler - Insulate Hot Water Lines_A_Achievable Economic RVT Potential | F5 | Industrial | Agriculture | Existing | Process | Natural Gas | Gas Boiler - Insulate Hot Water Lines | A | Incremental Summer Peak Savings (MW) | Achievable Economic RVT Potential | 0 | 0 | 0 | 0 | 0 | 0 | 0 | 0 | 0 | 0 | 0 | 0 | 0 | 0 | 0 | 0 | 0 | 0 | 0 | 0 | 0 | 0 | 0 | 0 | 0 | 0 | 0 | 0 | 0 | 0 | 0
F6_Industrial_Agriculture_Existing_Process_Natural Gas_Gas Boiler - Insulate Hot Water Lines_A_Achievable Economic RVT Potential | F6 | Industrial | Agriculture | Existing | Process | Natural Gas | Gas Boiler - Insulate Hot Water Lines | A | Incremental Winter Peak Savings (MW) | Achievable Economic RVT Potential | 0 | 0 | 0 | 0 | 0 | 0 | 0 | 0 | 0 | 0 | 0 | 0 | 0 | 0 | 0 | 0 | 0 | 0 | 0 | 0 | 0 | 0 | 0 | 0 | 0 | 0 | 0 | 0 | 0 | 0 | 0
F7_Industrial_Agriculture_Existing_Process_Natural Gas_Gas Boiler - Insulate Hot Water Lines_A_Achievable Economic RVT Potential | F7 | Industrial | Agriculture | Existing | Process | Natural Gas | Gas Boiler - Insulate Hot Water Lines | A | Cumulative Energy Savings (MWh or mTherms) | Achievable Economic RVT Potential | 0 | 0 | 0 | 0 | 0 | 0 | 0 | 0 | 0 | 0 | 0 | 0 | 0 | 0 | 0 | 0 | 0 | 0 | 0 | 0 | 0 | 0 | 0 | 0 | 0 | 0 | 0 | 0 | 0 | 0 | 0
F8_Industrial_Agriculture_Existing_Process_Natural Gas_Gas Boiler - Insulate Hot Water Lines_A_Achievable Economic RVT Potential | F8 | Industrial | Agriculture | Existing | Process | Natural Gas | Gas Boiler - Insulate Hot Water Lines | A | Cumulative Summer Peak Savings (MW) | Achievable Economic RVT Potential | 0 | 0 | 0 | 0 | 0 | 0 | 0 | 0 | 0 | 0 | 0 | 0 | 0 | 0 | 0 | 0 | 0 | 0 | 0 | 0 | 0 | 0 | 0 | 0 | 0 | 0 | 0 | 0 | 0 | 0 | 0
F9_Industrial_Agriculture_Existing_Process_Natural Gas_Gas Boiler - Insulate Hot Water Lines_A_Achievable Economic RVT Potential | F9 | Industrial | Agriculture | Existing | Process | Natural Gas | Gas Boiler - Insulate Hot Water Lines | A | Cumulative Winter Peak Savings (MW) | Achievable Economic RVT Potential | 0 | 0 | 0 | 0 | 0 | 0 | 0 | 0 | 0 | 0 | 0 | 0 | 0 | 0 | 0 | 0 | 0 | 0 | 0 | 0 | 0 | 0 | 0 | 0 | 0 | 0 | 0 | 0 | 0 | 0 | 0
F10_Industrial_Agriculture_Existing_Process_Natural Gas_Gas Boiler - Insulate Hot Water Lines_A_Achievable Economic RVT Potential | F10 | Industrial | Agriculture | Existing | Process | Natural Gas | Gas Boiler - Insulate Hot Water Lines | A | Purchases (Incremental) | Achievable Economic RVT Potential | 0 | 0 | 0 | 0 | 0 | 0 | 0 | 0 | 0 | 0 | 0 | 0 | 0 | 0 | 0 | 0 | 0 | 0 | 0 | 0 | 0 | 0 | 0 | 0 | 0 | 0 | 0 | 0 | 0 | 0 | 0
F11_Industrial_Agriculture_Existing_Process_Natural Gas_Gas Boiler - Insulate Hot Water Lines_A_Achievable Economic RVT Potential | F11 | Industrial | Agriculture | Existing | Process | Natural Gas | Gas Boiler - Insulate Hot Water Lines | A | Purchases (Cumulative) | Achievable Economic RVT Potential | 0 | 0 | 0 | 0 | 0 | 0 | 0 | 0 | 0 | 0 | 0 | 0 | 0 | 0 | 0 | 0 | 0 | 0 | 0 | 0 | 0 | 0 | 0 | 0 | 0 | 0 | 0 | 0 | 0 | 0 | 0
F1_Industrial_Agriculture_Existing_Process_Natural Gas_Process - Insulate Heated Process Fluids_A_Achievable Economic RVT Potential | F1 | Industrial | Agriculture | Existing | Process | Natural Gas | Process - Insulate Heated Process Fluids | A | Integrated Unit Energy Savings (kWh or therms) | Achievable Economic RVT Potential | 0 | 0 | 0 | 0 | 0 | 13.5824 | 13.5559 | 13.5291 | 13.5024 | 13.4752 | 13.4463 | 13.4197 | 13.3942 | 13.3671 | 13.3461 | 13.3236 | 13.3057 | 13.2878 | 13.2699 | 13.2559 | 13.2405 | 13.226 | 13.2116 | 13.1972 | 13.183 | 13.1817 | 13.1806 | 13.1796 | 13.6092 | 13.6092 | 13.6092
F2_Industrial_Agriculture_Existing_Process_Natural Gas_Process - Insulate Heated Process Fluids_A_Achievable Economic RVT Potential | F2 | Industrial | Agriculture | Existing | Process | Natural Gas | Process - Insulate Heated Process Fluids | A | Integrated Unit Summer Peak Savings (kW) | Achievable Economic RVT Potential | 0 | 0 | 0 | 0 | 0 | 0 | 0 | 0 | 0 | 0 | 0 | 0 | 0 | 0 | 0 | 0 | 0 | 0 | 0 | 0 | 0 | 0 | 0 | 0 | 0 | 0 | 0 | 0 | 0 | 0 | 0
F3_Industrial_Agriculture_Existing_Process_Natural Gas_Process - Insulate Heated Process Fluids_A_Achievable Economic RVT Potential | F3 | Industrial | Agriculture | Existing | Process | Natural Gas | Process - Insulate Heated Process Fluids | A | Integrated Unit Winter Peak Savings (kW) | Achievable Economic RVT Potential | 0 | 0 | 0 | 0 | 0 | 0 | 0 | 0 | 0 | 0 | 0 | 0 | 0 | 0 | 0 | 0 | 0 | 0 | 0 | 0 | 0 | 0 | 0 | 0 | 0 | 0 | 0 | 0 | 0 | 0 | 0
F4_Industrial_Agriculture_Existing_Process_Natural Gas_Process - Insulate Heated Process Fluids_A_Achievable Economic RVT Potential | F4 | Industrial | Agriculture | Existing | Process | Natural Gas | Process - Insulate Heated Process Fluids | A | Incremental Energy Savings (MWh or mTherms) | Achievable Economic RVT Potential | 0 | 0 | 0 | 0 | 0 | 0 | 0 | 0 | 0 | 0 | 0 | 0 | 0 | 0 | 0 | 0 | 0 | 0 | 0 | 0 | 0 | 0 | 0 | 0 | 0 | 0 | 0 | 0 | 0 | 0 | 0
F5_Industrial_Agriculture_Existing_Process_Natural Gas_Process - Insulate Heated Process Fluids_A_Achievable Economic RVT Potential | F5 | Industrial | Agriculture | Existing | Process | Natural Gas | Process - Insulate Heated Process Fluids | A | Incremental Summer Peak Savings (MW) | Achievable Economic RVT Potential | 0 | 0 | 0 | 0 | 0 | 0 | 0 | 0 | 0 | 0 | 0 | 0 | 0 | 0 | 0 | 0 | 0 | 0 | 0 | 0 | 0 | 0 | 0 | 0 | 0 | 0 | 0 | 0 | 0 | 0 | 0
F6_Industrial_Agriculture_Existing_Process_Natural Gas_Process - Insulate Heated Process Fluids_A_Achievable Economic RVT Potential | F6 | Industrial | Agriculture | Existing | Process | Natural Gas | Process - Insulate Heated Process Fluids | A | Incremental Winter Peak Savings (MW) | Achievable Economic RVT Potential | 0 | 0 | 0 | 0 | 0 | 0 | 0 | 0 | 0 | 0 | 0 | 0 | 0 | 0 | 0 | 0 | 0 | 0 | 0 | 0 | 0 | 0 | 0 | 0 | 0 | 0 | 0 | 0 | 0 | 0 | 0
F7_Industrial_Agriculture_Existing_Process_Natural Gas_Process - Insulate Heated Process Fluids_A_Achievable Economic RVT Potential | F7 | Industrial | Agriculture | Existing | Process | Natural Gas | Process - Insulate Heated Process Fluids | A | Cumulative Energy Savings (MWh or mTherms) | Achievable Economic RVT Potential | 0 | 0 | 0 | 0 | 0 | 0 | 0 | 0 | 0 | 0 | 0 | 0 | 0 | 0 | 0 | 0 | 0 | 0 | 0 | 0 | 0 | 0 | 0 | 0 | 0 | 0 | 0 | 0 | 0 | 0 | 0
F8_Industrial_Agriculture_Existing_Process_Natural Gas_Process - Insulate Heated Process Fluids_A_Achievable Economic RVT Potential | F8 | Industrial | Agriculture | Existing | Process | Natural Gas | Process - Insulate Heated Process Fluids | A | Cumulative Summer Peak Savings (MW) | Achievable Economic RVT Potential | 0 | 0 | 0 | 0 | 0 | 0 | 0 | 0 | 0 | 0 | 0 | 0 | 0 | 0 | 0 | 0 | 0 | 0 | 0 | 0 | 0 | 0 | 0 | 0 | 0 | 0 | 0 | 0 | 0 | 0 | 0
F9_Industrial_Agriculture_Existing_Process_Natural Gas_Process - Insulate Heated Process Fluids_A_Achievable Economic RVT Potential | F9 | Industrial | Agriculture | Existing | Process | Natural Gas | Process - Insulate Heated Process Fluids | A | Cumulative Winter Peak Savings (MW) | Achievable Economic RVT Potential | 0 | 0 | 0 | 0 | 0 | 0 | 0 | 0 | 0 | 0 | 0 | 0 | 0 | 0 | 0 | 0 | 0 | 0 | 0 | 0 | 0 | 0 | 0 | 0 | 0 | 0 | 0 | 0 | 0 | 0 | 0
F10_Industrial_Agriculture_Existing_Process_Natural Gas_Process - Insulate Heated Process Fluids_A_Achievable Economic RVT Potential | F10 | Industrial | Agriculture | Existing | Process | Natural Gas | Process - Insulate Heated Process Fluids | A | Purchases (Incremental) | Achievable Economic RVT Potential | 0 | 0 | 0 | 0 | 0 | 0 | 0 | 0 | 0 | 0 | 0 | 0 | 0 | 0 | 0 | 0 | 0 | 0 | 0 | 0 | 0 | 0 | 0 | 0 | 0 | 0 | 0 | 0 | 0 | 0 | 0
F11_Industrial_Agriculture_Existing_Process_Natural Gas_Process - Insulate Heated Process Fluids_A_Achievable Economic RVT Potential | F11 | Industrial | Agriculture | Existing | Process | Natural Gas | Process - Insulate Heated Process Fluids | A | Purchases (Cumulative) | Achievable Economic RVT Potential | 0 | 0 | 0 | 0 | 0 | 0 | 0 | 0 | 0 | 0 | 0 | 0 | 0 | 0 | 0 | 0 | 0 | 0 | 0 | 0 | 0 | 0 | 0 | 0 | 0 | 0 | 0 | 0 | 0 | 0 | 0
F1_Industrial_Agriculture_Existing_Process_Natural Gas_Process Heat Recovery_A_Achievable Economic RVT Potential | F1 | Industrial | Agriculture | Existing | Process | Natural Gas | Process Heat Recovery | A | Integrated Unit Energy Savings (kWh or therms) | Achievable Economic RVT Potential | 0 | 0 | 0 | 0 | 0 | 0.13582 | 0.13534 | 0.13485 | 0.13437 | 0.13387 | 0.13335 | 0.13287 | 0.1324 | 0.13191 | 0.13152 | 0.1311 | 0.13076 | 0.13042 | 0.13007 | 0.1298 | 0.12951 | 0.12924 | 0.12897 | 0.12871 | 0.12845 | 0.12843 | 0.12841 | 0.12839 | 0 | 0 | 0
F2_Industrial_Agriculture_Existing_Process_Natural Gas_Process Heat Recovery_A_Achievable Economic RVT Potential | F2 | Industrial | Agriculture | Existing | Process | Natural Gas | Process Heat Recovery | A | Integrated Unit Summer Peak Savings (kW) | Achievable Economic RVT Potential | 0 | 0 | 0 | 0 | 0 | 0 | 0 | 0 | 0 | 0 | 0 | 0 | 0 | 0 | 0 | 0 | 0 | 0 | 0 | 0 | 0 | 0 | 0 | 0 | 0 | 0 | 0 | 0 | 0 | 0 | 0
F3_Industrial_Agriculture_Existing_Process_Natural Gas_Process Heat Recovery_A_Achievable Economic RVT Potential | F3 | Industrial | Agriculture | Existing | Process | Natural Gas | Process Heat Recovery | A | Integrated Unit Winter Peak Savings (kW) | Achievable Economic RVT Potential | 0 | 0 | 0 | 0 | 0 | 0 | 0 | 0 | 0 | 0 | 0 | 0 | 0 | 0 | 0 | 0 | 0 | 0 | 0 | 0 | 0 | 0 | 0 | 0 | 0 | 0 | 0 | 0 | 0 | 0 | 0
F4_Industrial_Agriculture_Existing_Process_Natural Gas_Process Heat Recovery_A_Achievable Economic RVT Potential | F4 | Industrial | Agriculture | Existing | Process | Natural Gas | Process Heat Recovery | A | Incremental Energy Savings (MWh or mTherms) | Achievable Economic RVT Potential | 0 | 0 | 0 | 0 | 0 | 0 | 0 | 0 | 0 | 0 | 0 | 0 | 0 | 0 | 0 | 0 | 0 | 0 | 0 | 0 | 0 | 0 | 0 | 0 | 0 | 0 | 0 | 0 | 0 | 0 | 0
F5_Industrial_Agriculture_Existing_Process_Natural Gas_Process Heat Recovery_A_Achievable Economic RVT Potential | F5 | Industrial | Agriculture | Existing | Process | Natural Gas | Process Heat Recovery | A | Incremental Summer Peak Savings (MW) | Achievable Economic RVT Potential | 0 | 0 | 0 | 0 | 0 | 0 | 0 | 0 | 0 | 0 | 0 | 0 | 0 | 0 | 0 | 0 | 0 | 0 | 0 | 0 | 0 | 0 | 0 | 0 | 0 | 0 | 0 | 0 | 0 | 0 | 0
F6_Industrial_Agriculture_Existing_Process_Natural Gas_Process Heat Recovery_A_Achievable Economic RVT Potential | F6 | Industrial | Agriculture | Existing | Process | Natural Gas | Process Heat Recovery | A | Incremental Winter Peak Savings (MW) | Achievable Economic RVT Potential | 0 | 0 | 0 | 0 | 0 | 0 | 0 | 0 | 0 | 0 | 0 | 0 | 0 | 0 | 0 | 0 | 0 | 0 | 0 | 0 | 0 | 0 | 0 | 0 | 0 | 0 | 0 | 0 | 0 | 0 | 0
F7_Industrial_Agriculture_Existing_Process_Natural Gas_Process Heat Recovery_A_Achievable Economic RVT Potential | F7 | Industrial | Agriculture | Existing | Process | Natural Gas | Process Heat Recovery | A | Cumulative Energy Savings (MWh or mTherms) | Achievable Economic RVT Potential | 0 | 0 | 0 | 0 | 0 | 0 | 0 | 0 | 0 | 0 | 0 | 0 | 0 | 0 | 0 | 0 | 0 | 0 | 0 | 0 | 0 | 0 | 0 | 0 | 0 | 0 | 0 | 0 | 0 | 0 | 0
F8_Industrial_Agriculture_Existing_Process_Natural Gas_Process Heat Recovery_A_Achievable Economic RVT Potential | F8 | Industrial | Agriculture | Existing | Process | Natural Gas | Process Heat Recovery | A | Cumulative Summer Peak Savings (MW) | Achievable Economic RVT Potential | 0 | 0 | 0 | 0 | 0 | 0 | 0 | 0 | 0 | 0 | 0 | 0 | 0 | 0 | 0 | 0 | 0 | 0 | 0 | 0 | 0 | 0 | 0 | 0 | 0 | 0 | 0 | 0 | 0 | 0 | 0
F9_Industrial_Agriculture_Existing_Process_Natural Gas_Process Heat Recovery_A_Achievable Economic RVT Potential | F9 | Industrial | Agriculture | Existing | Process | Natural Gas | Process Heat Recovery | A | Cumulative Winter Peak Savings (MW) | Achievable Economic RVT Potential | 0 | 0 | 0 | 0 | 0 | 0 | 0 | 0 | 0 | 0 | 0 | 0 | 0 | 0 | 0 | 0 | 0 | 0 | 0 | 0 | 0 | 0 | 0 | 0 | 0 | 0 | 0 | 0 | 0 | 0 | 0
F10_Industrial_Agriculture_Existing_Process_Natural Gas_Process Heat Recovery_A_Achievable Economic RVT Potential | F10 | Industrial | Agriculture | Existing | Process | Natural Gas | Process Heat Recovery | A | Purchases (Incremental) | Achievable Economic RVT Potential | 0 | 0 | 0 | 0 | 0 | 0 | 0 | 0 | 0 | 0 | 0 | 0 | 0 | 0 | 0 | 0 | 0 | 0 | 0 | 0 | 0 | 0 | 0 | 0 | 0 | 0 | 0 | 0 | 0 | 0 | 0
F11_Industrial_Agriculture_Existing_Process_Natural Gas_Process Heat Recovery_A_Achievable Economic RVT Potential | F11 | Industrial | Agriculture | Existing | Process | Natural Gas | Process Heat Recovery | A | Purchases (Cumulative) | Achievable Economic RVT Potential | 0 | 0 | 0 | 0 | 0 | 0 | 0 | 0 | 0 | 0 | 0 | 0 | 0 | 0 | 0 | 0 | 0 | 0 | 0 | 0 | 0 | 0 | 0 | 0 | 0 | 0 | 0 | 0 | 0 | 0 | 0
F1_Industrial_Agriculture_Existing_Space Heating_Natural Gas_Building Automation System_A_Achievable Economic RVT Potential | F1 | Industrial | Agriculture | Existing | Space Heating | Natural Gas | Building Automation System | A | Integrated Unit Energy Savings (kWh or therms) | Achievable Economic RVT Potential | 0 | 0 | 0 | 0 | 0 | 0.015458 | 0.015372 | 0.015266 | 0.015151 | 0.015026 | 0.014894 | 0.014755 | 0.014612 | 0.014462 | 0.014299 | 0.014141 | 0.013983 | 0.013834 | 0.013692 | 0.01356 | 0.013434 | 0.013308 | 0.013198 | 0.013097 | 0.013002 | 0.012918 | 0.012847 | 0.01278 | 0 | 0 | 0
F2_Industrial_Agriculture_Existing_Space Heating_Natural Gas_Building Automation System_A_Achievable Economic RVT Potential | F2 | Industrial | Agriculture | Existing | Space Heating | Natural Gas | Building Automation System | A | Integrated Unit Summer Peak Savings (kW) | Achievable Economic RVT Potential | 0 | 0 | 0 | 0 | 0 | 0 | 0 | 0 | 0 | 0 | 0 | 0 | 0 | 0 | 0 | 0 | 0 | 0 | 0 | 0 | 0 | 0 | 0 | 0 | 0 | 0 | 0 | 0 | 0 | 0 | 0
F3_Industrial_Agriculture_Existing_Space Heating_Natural Gas_Building Automation System_A_Achievable Economic RVT Potential | F3 | Industrial | Agriculture | Existing | Space Heating | Natural Gas | Building Automation System | A | Integrated Unit Winter Peak Savings (kW) | Achievable Economic RVT Potential | 0 | 0 | 0 | 0 | 0 | 0 | 0 | 0 | 0 | 0 | 0 | 0 | 0 | 0 | 0 | 0 | 0 | 0 | 0 | 0 | 0 | 0 | 0 | 0 | 0 | 0 | 0 | 0 | 0 | 0 | 0
F4_Industrial_Agriculture_Existing_Space Heating_Natural Gas_Building Automation System_A_Achievable Economic RVT Potential | F4 | Industrial | Agriculture | Existing | Space Heating | Natural Gas | Building Automation System | A | Incremental Energy Savings (MWh or mTherms) | Achievable Economic RVT Potential | 0 | 0 | 0 | 0 | 0 | 0.11222 | 0.22296 | 0.39083 | 0.63127 | 0.95107 | 1.333 | 1.7914 | 2.2951 | 2.7651 | 3.2362 | 3.5564 | 3.7415 | 3.6983 | 3.4199 | 2.9812 | 2.4325 | 1.8355 | 1.2557 | 0.79337 | 0.51206 | 0 | 0 | 0 | 0 | 0 | 0
F5_Industrial_Agriculture_Existing_Space Heating_Natural Gas_Building Automation System_A_Achievable Economic RVT Potential | F5 | Industrial | Agriculture | Existing | Space Heating | Natural Gas | Building Automation System | A | Incremental Summer Peak Savings (MW) | Achievable Economic RVT Potential | 0 | 0 | 0 | 0 | 0 | 0 | 0 | 0 | 0 | 0 | 0 | 0 | 0 | 0 | 0 | 0 | 0 | 0 | 0 | 0 | 0 | 0 | 0 | 0 | 0 | 0 | 0 | 0 | 0 | 0 | 0
F6_Industrial_Agriculture_Existing_Space Heating_Natural Gas_Building Automation System_A_Achievable Economic RVT Potential | F6 | Industrial | Agriculture | Existing | Space Heating | Natural Gas | Building Automation System | A | Incremental Winter Peak Savings (MW) | Achievable Economic RVT Potential | 0 | 0 | 0 | 0 | 0 | 0 | 0 | 0 | 0 | 0 | 0 | 0 | 0 | 0 | 0 | 0 | 0 | 0 | 0 | 0 | 0 | 0 | 0 | 0 | 0 | 0 | 0 | 0 | 0 | 0 | 0
F7_Industrial_Agriculture_Existing_Space Heating_Natural Gas_Building Automation System_A_Achievable Economic RVT Potential | F7 | Industrial | Agriculture | Existing | Space Heating | Natural Gas | Building Automation System | A | Cumulative Energy Savings (MWh or mTherms) | Achievable Economic RVT Potential | 0 | 0 | 0 | 0 | 0 | 0.11222 | 0.33456 | 0.72308 | 1.3489 | 2.2888 | 3.6018 | 5.3596 | 7.6027 | 10.2901 | 13.4104 | 16.8183 | 20.3716 | 23.8525 | 27.0287 | 29.7481 | 31.9053 | 33.4401 | 34.4206 | 34.95 | 35.2092 | 34.9824 | 34.7887 | 34.6079 | 0 | 0 | 0
F8_Industrial_Agriculture_Existing_Space Heating_Natural Gas_Building Automation System_A_Achievable Economic RVT Potential | F8 | Industrial | Agriculture | Existing | Space Heating | Natural Gas | Building Automation System | A | Cumulative Summer Peak Savings (MW) | Achievable Economic RVT Potential | 0 | 0 | 0 | 0 | 0 | 0 | 0 | 0 | 0 | 0 | 0 | 0 | 0 | 0 | 0 | 0 | 0 | 0 | 0 | 0 | 0 | 0 | 0 | 0 | 0 | 0 | 0 | 0 | 0 | 0 | 0
F9_Industrial_Agriculture_Existing_Space Heating_Natural Gas_Building Automation System_A_Achievable Economic RVT Potential | F9 | Industrial | Agriculture | Existing | Space Heating | Natural Gas | Building Automation System | A | Cumulative Winter Peak Savings (MW) | Achievable Economic RVT Potential | 0 | 0 | 0 | 0 | 0 | 0 | 0 | 0 | 0 | 0 | 0 | 0 | 0 | 0 | 0 | 0 | 0 | 0 | 0 | 0 | 0 | 0 | 0 | 0 | 0 | 0 | 0 | 0 | 0 | 0 | 0
F10_Industrial_Agriculture_Existing_Space Heating_Natural Gas_Building Automation System_A_Achievable Economic RVT Potential | F10 | Industrial | Agriculture | Existing | Space Heating | Natural Gas | Building Automation System | A | Purchases (Incremental) | Achievable Economic RVT Potential | 0 | 0 | 0 | 0 | 0 | 7259.9213 | 14504.1417 | 25600.8871 | 41665.866 | 63295.2593 | 89501.1447 | 121413.4437 | 157076.0934 | 191191.019 | 226320.4416 | 251495.3996 | 267578.4746 | 267343.2228 | 249768.1057 | 219862.1576 | 181071.6911 | 137928.0449 | 95140.7193 | 60577.784 | 39382.6662 | 0 | 0 | 0 | 0 | 0 | 0
F11_Industrial_Agriculture_Existing_Space Heating_Natural Gas_Building Automation System_A_Achievable Economic RVT Potential | F11 | Industrial | Agriculture | Existing | Space Heating | Natural Gas | Building Automation System | A | Purchases (Cumulative) | Achievable Economic RVT Potential | 0 | 0 | 0 | 0 | 0 | 7259.9213 | 21764.063 | 47364.9502 | 89030.8161 | 152326.0754 | 241827.2201 | 363240.6638 | 520316.7571 | 711507.7761 | 937828.2177 | 1189323.6173 | 1456902.0919 | 1724245.3147 | 1974013.4205 | 2193875.5781 | 2374947.2692 | 2512875.3141 | 2608016.0334 | 2668593.8174 | 2707976.4836 | 2707976.4836 | 2707976.4836 | 2707976.4836 | 2707976.4836 | 2707976.4836 | 2707976.4836
F1_Industrial_Agriculture_Existing_Space Heating_Natural Gas_Steam System Efficiency Improvements_A_Achievable Economic RVT Potential | F1 | Industrial | Agriculture | Existing | Space Heating | Natural Gas | Steam System Efficiency Improvements | A | Integrated Unit Energy Savings (kWh or therms) | Achievable Economic RVT Potential | 0 | 0 | 0 | 0 | 0 | 0.13742 | 0.13593 | 0.13425 | 0.13235 | 0.13021 | 0.12784 | 0.12535 | 0.12279 | 0.12009 | 0.11751 | 0.11494 | 0.11259 | 0.11034 | 0.10822 | 0.10644 | 0.10477 | 0.10322 | 0.10189 | 0.10072 | 0.099627 | 0.098811 | 0.098132 | 0.097508 | 0.11902 | 0.11854 | 0.11809
F2_Industrial_Agriculture_Existing_Space Heating_Natural Gas_Steam System Efficiency Improvements_A_Achievable Economic RVT Potential | F2 | Industrial | Agriculture | Existing | Space Heating | Natural Gas | Steam System Efficiency Improvements | A | Integrated Unit Summer Peak Savings (kW) | Achievable Economic RVT Potential | 0 | 0 | 0 | 0 | 0 | 0 | 0 | 0 | 0 | 0 | 0 | 0 | 0 | 0 | 0 | 0 | 0 | 0 | 0 | 0 | 0 | 0 | 0 | 0 | 0 | 0 | 0 | 0 | 0 | 0 | 0
F3_Industrial_Agriculture_Existing_Space Heating_Natural Gas_Steam System Efficiency Improvements_A_Achievable Economic RVT Potential | F3 | Industrial | Agriculture | Existing | Space Heating | Natural Gas | Steam System Efficiency Improvements | A | Integrated Unit Winter Peak Savings (kW) | Achievable Economic RVT Potential | 0 | 0 | 0 | 0 | 0 | 0 | 0 | 0 | 0 | 0 | 0 | 0 | 0 | 0 | 0 | 0 | 0 | 0 | 0 | 0 | 0 | 0 | 0 | 0 | 0 | 0 | 0 | 0 | 0 | 0 | 0
F4_Industrial_Agriculture_Existing_Space Heating_Natural Gas_Steam System Efficiency Improvements_A_Achievable Economic RVT Potential | F4 | Industrial | Agriculture | Existing | Space Heating | Natural Gas | Steam System Efficiency Improvements | A | Incremental Energy Savings (MWh or mTherms) | Achievable Economic RVT Potential | 0 | 0 | 0 | 0 | 0 | 0 | 0 | 0 | 0 | 0 | 0 | 0 | 0 | 0 | 0 | 0 | 0 | 0 | 0 | 0 | 0 | 0 | 0 | 0 | 0 | 0 | 0 | 0 | 0 | 0 | 0
F5_Industrial_Agriculture_Existing_Space Heating_Natural Gas_Steam System Efficiency Improvements_A_Achievable Economic RVT Potential | F5 | Industrial | Agriculture | Existing | Space Heating | Natural Gas | Steam System Efficiency Improvements | A | Incremental Summer Peak Savings (MW) | Achievable Economic RVT Potential | 0 | 0 | 0 | 0 | 0 | 0 | 0 | 0 | 0 | 0 | 0 | 0 | 0 | 0 | 0 | 0 | 0 | 0 | 0 | 0 | 0 | 0 | 0 | 0 | 0 | 0 | 0 | 0 | 0 | 0 | 0
F6_Industrial_Agriculture_Existing_Space Heating_Natural Gas_Steam System Efficiency Improvements_A_Achievable Economic RVT Potential | F6 | Industrial | Agriculture | Existing | Space Heating | Natural Gas | Steam System Efficiency Improvements | A | Incremental Winter Peak Savings (MW) | Achievable Economic RVT Potential | 0 | 0 | 0 | 0 | 0 | 0 | 0 | 0 | 0 | 0 | 0 | 0 | 0 | 0 | 0 | 0 | 0 | 0 | 0 | 0 | 0 | 0 | 0 | 0 | 0 | 0 | 0 | 0 | 0 | 0 | 0
F7_Industrial_Agriculture_Existing_Space Heating_Natural Gas_Steam System Efficiency Improvements_A_Achievable Economic RVT Potential | F7 | Industrial | Agriculture | Existing | Space Heating | Natural Gas | Steam System Efficiency Improvements | A | Cumulative Energy Savings (MWh or mTherms) | Achievable Economic RVT Potential | 0 | 0 | 0 | 0 | 0 | 0 | 0 | 0 | 0 | 0 | 0 | 0 | 0 | 0 | 0 | 0 | 0 | 0 | 0 | 0 | 0 | 0 | 0 | 0 | 0 | 0 | 0 | 0 | 0 | 0 | 0
F8_Industrial_Agriculture_Existing_Space Heating_Natural Gas_Steam System Efficiency Improvements_A_Achievable Economic RVT Potential | F8 | Industrial | Agriculture | Existing | Space Heating | Natural Gas | Steam System Efficiency Improvements | A | Cumulative Summer Peak Savings (MW) | Achievable Economic RVT Potential | 0 | 0 | 0 | 0 | 0 | 0 | 0 | 0 | 0 | 0 | 0 | 0 | 0 | 0 | 0 | 0 | 0 | 0 | 0 | 0 | 0 | 0 | 0 | 0 | 0 | 0 | 0 | 0 | 0 | 0 | 0
F9_Industrial_Agriculture_Existing_Space Heating_Natural Gas_Steam System Efficiency Improvements_A_Achievable Economic RVT Potential | F9 | Industrial | Agriculture | Existing | Space Heating | Natural Gas | Steam System Efficiency Improvements | A | Cumulative Winter Peak Savings (MW) | Achievable Economic RVT Potential | 0 | 0 | 0 | 0 | 0 | 0 | 0 | 0 | 0 | 0 | 0 | 0 | 0 | 0 | 0 | 0 | 0 | 0 | 0 | 0 | 0 | 0 | 0 | 0 | 0 | 0 | 0 | 0 | 0 | 0 | 0
F10_Industrial_Agriculture_Existing_Space Heating_Natural Gas_Steam System Efficiency Improvements_A_Achievable Economic RVT Potential | F10 | Industrial | Agriculture | Existing | Space Heating | Natural Gas | Steam System Efficiency Improvements | A | Purchases (Incremental) | Achievable Economic RVT Potential | 0 | 0 | 0 | 0 | 0 | 0 | 0 | 0 | 0 | 0 | 0 | 0 | 0 | 0 | 0 | 0 | 0 | 0 | 0 | 0 | 0 | 0 | 0 | 0 | 0 | 0 | 0 | 0 | 0 | 0 | 0
F11_Industrial_Agriculture_Existing_Space Heating_Natural Gas_Steam System Efficiency Improvements_A_Achievable Economic RVT Potential | F11 | Industrial | Agriculture | Existing | Space Heating | Natural Gas | Steam System Efficiency Improvements | A | Purchases (Cumulative) | Achievable Economic RVT Potential | 0 | 0 | 0 | 0 | 0 | 0 | 0 | 0 | 0 | 0 | 0 | 0 | 0 | 0 | 0 | 0 | 0 | 0 | 0 | 0 | 0 | 0 | 0 | 0 | 0 | 0 | 0 | 0 | 0 | 0 | 0
F1_Industrial_Agriculture_Existing_Process_Natural Gas_Steam System Efficiency Improvements_A_Achievable Economic RVT Potential | F1 | Industrial | Agriculture | Existing | Process | Natural Gas | Steam System Efficiency Improvements | A | Integrated Unit Energy Savings (kWh or therms) | Achievable Economic RVT Potential | 0 | 0 | 0 | 0 | 0 | 0.18529 | 0.18464 | 0.18398 | 0.18332 | 0.18264 | 0.18192 | 0.18127 | 0.18064 | 0.17996 | 0.17943 | 0.17886 | 0.17839 | 0.17792 | 0.17745 | 0.17709 | 0.17669 | 0.17632 | 0.17596 | 0.1756 | 0.17525 | 0.17522 | 0.17519 | 0.17516 | 0.18594 | 0.18594 | 0.18594
F2_Industrial_Agriculture_Existing_Process_Natural Gas_Steam System Efficiency Improvements_A_Achievable Economic RVT Potential | F2 | Industrial | Agriculture | Existing | Process | Natural Gas | Steam System Efficiency Improvements | A | Integrated Unit Summer Peak Savings (kW) | Achievable Economic RVT Potential | 0 | 0 | 0 | 0 | 0 | 0 | 0 | 0 | 0 | 0 | 0 | 0 | 0 | 0 | 0 | 0 | 0 | 0 | 0 | 0 | 0 | 0 | 0 | 0 | 0 | 0 | 0 | 0 | 0 | 0 | 0
F3_Industrial_Agriculture_Existing_Process_Natural Gas_Steam System Efficiency Improvements_A_Achievable Economic RVT Potential | F3 | Industrial | Agriculture | Existing | Process | Natural Gas | Steam System Efficiency Improvements | A | Integrated Unit Winter Peak Savings (kW) | Achievable Economic RVT Potential | 0 | 0 | 0 | 0 | 0 | 0 | 0 | 0 | 0 | 0 | 0 | 0 | 0 | 0 | 0 | 0 | 0 | 0 | 0 | 0 | 0 | 0 | 0 | 0 | 0 | 0 | 0 | 0 | 0 | 0 | 0
F4_Industrial_Agriculture_Existing_Process_Natural Gas_Steam System Efficiency Improvements_A_Achievable Economic RVT Potential | F4 | Industrial | Agriculture | Existing | Process | Natural Gas | Steam System Efficiency Improvements | A | Incremental Energy Savings (MWh or mTherms) | Achievable Economic RVT Potential | 0 | 0 | 0 | 0 | 0 | 0 | 0 | 0 | 0 | 0 | 0 | 0 | 0 | 0 | 0 | 0 | 0 | 0 | 0 | 0 | 0 | 0 | 0 | 0 | 0 | 0 | 0 | 0 | 0 | 0 | 0
F5_Industrial_Agriculture_Existing_Process_Natural Gas_Steam System Efficiency Improvements_A_Achievable Economic RVT Potential | F5 | Industrial | Agriculture | Existing | Process | Natural Gas | Steam System Efficiency Improvements | A | Incremental Summer Peak Savings (MW) | Achievable Economic RVT Potential | 0 | 0 | 0 | 0 | 0 | 0 | 0 | 0 | 0 | 0 | 0 | 0 | 0 | 0 | 0 | 0 | 0 | 0 | 0 | 0 | 0 | 0 | 0 | 0 | 0 | 0 | 0 | 0 | 0 | 0 | 0
F6_Industrial_Agriculture_Existing_Process_Natural Gas_Steam System Efficiency Improvements_A_Achievable Economic RVT Potential | F6 | Industrial | Agriculture | Existing | Process | Natural Gas | Steam System Efficiency Improvements | A | Incremental Winter Peak Savings (MW) | Achievable Economic RVT Potential | 0 | 0 | 0 | 0 | 0 | 0 | 0 | 0 | 0 | 0 | 0 | 0 | 0 | 0 | 0 | 0 | 0 | 0 | 0 | 0 | 0 | 0 | 0 | 0 | 0 | 0 | 0 | 0 | 0 | 0 | 0
F7_Industrial_Agriculture_Existing_Process_Natural Gas_Steam System Efficiency Improvements_A_Achievable Economic RVT Potential | F7 | Industrial | Agriculture | Existing | Process | Natural Gas | Steam System Efficiency Improvements | A | Cumulative Energy Savings (MWh or mTherms) | Achievable Economic RVT Potential | 0 | 0 | 0 | 0 | 0 | 0 | 0 | 0 | 0 | 0 | 0 | 0 | 0 | 0 | 0 | 0 | 0 | 0 | 0 | 0 | 0 | 0 | 0 | 0 | 0 | 0 | 0 | 0 | 0 | 0 | 0
F8_Industrial_Agriculture_Existing_Process_Natural Gas_Steam System Efficiency Improvements_A_Achievable Economic RVT Potential | F8 | Industrial | Agriculture | Existing | Process | Natural Gas | Steam System Efficiency Improvements | A | Cumulative Summer Peak Savings (MW) | Achievable Economic RVT Potential | 0 | 0 | 0 | 0 | 0 | 0 | 0 | 0 | 0 | 0 | 0 | 0 | 0 | 0 | 0 | 0 | 0 | 0 | 0 | 0 | 0 | 0 | 0 | 0 | 0 | 0 | 0 | 0 | 0 | 0 | 0
F9_Industrial_Agriculture_Existing_Process_Natural Gas_Steam System Efficiency Improvements_A_Achievable Economic RVT Potential | F9 | Industrial | Agriculture | Existing | Process | Natural Gas | Steam System Efficiency Improvements | A | Cumulative Winter Peak Savings (MW) | Achievable Economic RVT Potential | 0 | 0 | 0 | 0 | 0 | 0 | 0 | 0 | 0 | 0 | 0 | 0 | 0 | 0 | 0 | 0 | 0 | 0 | 0 | 0 | 0 | 0 | 0 | 0 | 0 | 0 | 0 | 0 | 0 | 0 | 0
F10_Industrial_Agriculture_Existing_Process_Natural Gas_Steam System Efficiency Improvements_A_Achievable Economic RVT Potential | F10 | Industrial | Agriculture | Existing | Process | Natural Gas | Steam System Efficiency Improvements | A | Purchases (Incremental) | Achievable Economic RVT Potential | 0 | 0 | 0 | 0 | 0 | 0 | 0 | 0 | 0 | 0 | 0 | 0 | 0 | 0 | 0 | 0 | 0 | 0 | 0 | 0 | 0 | 0 | 0 | 0 | 0 | 0 | 0 | 0 | 0 | 0 | 0
F11_Industrial_Agriculture_Existing_Process_Natural Gas_Steam System Efficiency Improvements_A_Achievable Economic RVT Potential | F11 | Industrial | Agriculture | Existing | Process | Natural Gas | Steam System Efficiency Improvements | A | Purchases (Cumulative) | Achievable Economic RVT Potential | 0 | 0 | 0 | 0 | 0 | 0 | 0 | 0 | 0 | 0 | 0 | 0 | 0 | 0 | 0 | 0 | 0 | 0 | 0 | 0 | 0 | 0 | 0 | 0 | 0 | 0 | 0 | 0 | 0 | 0 | 0
F1_Industrial_Agriculture_Existing_Space Heating_Natural Gas_Strategic Energy Management_A_Achievable Economic RVT Potential | F1 | Industrial | Agriculture | Existing | Space Heating | Natural Gas | Strategic Energy Management | A | Integrated Unit Energy Savings (kWh or therms) | Achievable Economic RVT Potential | 0 | 0 | 0 | 0 | 0 | 4.0753 | 4.0505 | 4.0194 | 3.9848 | 3.9463 | 3.9038 | 3.8575 | 3.8078 | 3.7534 | 3.6944 | 3.6341 | 3.5738 | 3.5157 | 3.4605 | 3.4112 | 3.3658 | 3.3232 | 3.2879 | 3.2571 | 3.2294 | 3.2073 | 3.1891 | 3.172 | 0 | 0 | 0
F2_Industrial_Agriculture_Existing_Space Heating_Natural Gas_Strategic Energy Management_A_Achievable Economic RVT Potential | F2 | Industrial | Agriculture | Existing | Space Heating | Natural Gas | Strategic Energy Management | A | Integrated Unit Summer Peak Savings (kW) | Achievable Economic RVT Potential | 0 | 0 | 0 | 0 | 0 | 0 | 0 | 0 | 0 | 0 | 0 | 0 | 0 | 0 | 0 | 0 | 0 | 0 | 0 | 0 | 0 | 0 | 0 | 0 | 0 | 0 | 0 | 0 | 0 | 0 | 0
F3_Industrial_Agriculture_Existing_Space Heating_Natural Gas_Strategic Energy Management_A_Achievable Economic RVT Potential | F3 | Industrial | Agriculture | Existing | Space Heating | Natural Gas | Strategic Energy Management | A | Integrated Unit Winter Peak Savings (kW) | Achievable Economic RVT Potential | 0 | 0 | 0 | 0 | 0 | 0 | 0 | 0 | 0 | 0 | 0 | 0 | 0 | 0 | 0 | 0 | 0 | 0 | 0 | 0 | 0 | 0 | 0 | 0 | 0 | 0 | 0 | 0 | 0 | 0 | 0
F4_Industrial_Agriculture_Existing_Space Heating_Natural Gas_Strategic Energy Management_A_Achievable Economic RVT Potential | F4 | Industrial | Agriculture | Existing | Space Heating | Natural Gas | Strategic Energy Management | A | Incremental Energy Savings (MWh or mTherms) | Achievable Economic RVT Potential | 0 | 0 | 0 | 0 | 0 | 0 | 0 | 0 | 0 | 0 | 0 | 0 | 0 | 0 | 0 | 0 | 0 | 0 | 0 | 0 | 0 | 0 | 0 | 0 | 0 | 0 | 0 | 0 | 0 | 0 | 0
F5_Industrial_Agriculture_Existing_Space Heating_Natural Gas_Strategic Energy Management_A_Achievable Economic RVT Potential | F5 | Industrial | Agriculture | Existing | Space Heating | Natural Gas | Strategic Energy Management | A | Incremental Summer Peak Savings (MW) | Achievable Economic RVT Potential | 0 | 0 | 0 | 0 | 0 | 0 | 0 | 0 | 0 | 0 | 0 | 0 | 0 | 0 | 0 | 0 | 0 | 0 | 0 | 0 | 0 | 0 | 0 | 0 | 0 | 0 | 0 | 0 | 0 | 0 | 0
F6_Industrial_Agriculture_Existing_Space Heating_Natural Gas_Strategic Energy Management_A_Achievable Economic RVT Potential | F6 | Industrial | Agriculture | Existing | Space Heating | Natural Gas | Strategic Energy Management | A | Incremental Winter Peak Savings (MW) | Achievable Economic RVT Potential | 0 | 0 | 0 | 0 | 0 | 0 | 0 | 0 | 0 | 0 | 0 | 0 | 0 | 0 | 0 | 0 | 0 | 0 | 0 | 0 | 0 | 0 | 0 | 0 | 0 | 0 | 0 | 0 | 0 | 0 | 0
F7_Industrial_Agriculture_Existing_Space Heating_Natural Gas_Strategic Energy Management_A_Achievable Economic RVT Potential | F7 | Industrial | Agriculture | Existing | Space Heating | Natural Gas | Strategic Energy Management | A | Cumulative Energy Savings (MWh or mTherms) | Achievable Economic RVT Potential | 0 | 0 | 0 | 0 | 0 | 0 | 0 | 0 | 0 | 0 | 0 | 0 | 0 | 0 | 0 | 0 | 0 | 0 | 0 | 0 | 0 | 0 | 0 | 0 | 0 | 0 | 0 | 0 | 0 | 0 | 0
F8_Industrial_Agriculture_Existing_Space Heating_Natural Gas_Strategic Energy Management_A_Achievable Economic RVT Potential | F8 | Industrial | Agriculture | Existing | Space Heating | Natural Gas | Strategic Energy Management | A | Cumulative Summer Peak Savings (MW) | Achievable Economic RVT Potential | 0 | 0 | 0 | 0 | 0 | 0 | 0 | 0 | 0 | 0 | 0 | 0 | 0 | 0 | 0 | 0 | 0 | 0 | 0 | 0 | 0 | 0 | 0 | 0 | 0 | 0 | 0 | 0 | 0 | 0 | 0
F9_Industrial_Agriculture_Existing_Space Heating_Natural Gas_Strategic Energy Management_A_Achievable Economic RVT Potential | F9 | Industrial | Agriculture | Existing | Space Heating | Natural Gas | Strategic Energy Management | A | Cumulative Winter Peak Savings (MW) | Achievable Economic RVT Potential | 0 | 0 | 0 | 0 | 0 | 0 | 0 | 0 | 0 | 0 | 0 | 0 | 0 | 0 | 0 | 0 | 0 | 0 | 0 | 0 | 0 | 0 | 0 | 0 | 0 | 0 | 0 | 0 | 0 | 0 | 0
F10_Industrial_Agriculture_Existing_Space Heating_Natural Gas_Strategic Energy Management_A_Achievable Economic RVT Potential | F10 | Industrial | Agriculture | Existing | Space Heating | Natural Gas | Strategic Energy Management | A | Purchases (Incremental) | Achievable Economic RVT Potential | 0 | 0 | 0 | 0 | 0 | 0 | 0 | 0 | 0 | 0 | 0 | 0 | 0 | 0 | 0 | 0 | 0 | 0 | 0 | 0 | 0 | 0 | 0 | 0 | 0 | 0 | 0 | 0 | 0 | 0 | 0
F11_Industrial_Agriculture_Existing_Space Heating_Natural Gas_Strategic Energy Management_A_Achievable Economic RVT Potential | F11 | Industrial | Agriculture | Existing | Space Heating | Natural Gas | Strategic Energy Management | A | Purchases (Cumulative) | Achievable Economic RVT Potential | 0 | 0 | 0 | 0 | 0 | 0 | 0 | 0 | 0 | 0 | 0 | 0 | 0 | 0 | 0 | 0 | 0 | 0 | 0 | 0 | 0 | 0 | 0 | 0 | 0 | 0 | 0 | 0 | 0 | 0 | 0
F1_Industrial_Agriculture_Existing_Process_Natural Gas_Strategic Energy Management_A_Achievable Economic RVT Potential | F1 | Industrial | Agriculture | Existing | Process | Natural Gas | Strategic Energy Management | A | Integrated Unit Energy Savings (kWh or therms) | Achievable Economic RVT Potential | 0 | 0 | 0 | 0 | 0 | 1.4031 | 1.3997 | 1.3962 | 1.3928 | 1.3893 | 1.3857 | 1.3825 | 1.3795 | 1.3763 | 1.3739 | 1.3713 | 1.3693 | 1.3673 | 1.3653 | 1.3638 | 1.3621 | 1.3606 | 1.3591 | 1.3576 | 1.3561 | 1.356 | 1.3559 | 1.3557 | 0 | 0 | 0
F2_Industrial_Agriculture_Existing_Process_Natural Gas_Strategic Energy Management_A_Achievable Economic RVT Potential | F2 | Industrial | Agriculture | Existing | Process | Natural Gas | Strategic Energy Management | A | Integrated Unit Summer Peak Savings (kW) | Achievable Economic RVT Potential | 0 | 0 | 0 | 0 | 0 | 0 | 0 | 0 | 0 | 0 | 0 | 0 | 0 | 0 | 0 | 0 | 0 | 0 | 0 | 0 | 0 | 0 | 0 | 0 | 0 | 0 | 0 | 0 | 0 | 0 | 0
F3_Industrial_Agriculture_Existing_Process_Natural Gas_Strategic Energy Management_A_Achievable Economic RVT Potential | F3 | Industrial | Agriculture | Existing | Process | Natural Gas | Strategic Energy Management | A | Integrated Unit Winter Peak Savings (kW) | Achievable Economic RVT Potential | 0 | 0 | 0 | 0 | 0 | 0 | 0 | 0 | 0 | 0 | 0 | 0 | 0 | 0 | 0 | 0 | 0 | 0 | 0 | 0 | 0 | 0 | 0 | 0 | 0 | 0 | 0 | 0 | 0 | 0 | 0
F4_Industrial_Agriculture_Existing_Process_Natural Gas_Strategic Energy Management_A_Achievable Economic RVT Potential | F4 | Industrial | Agriculture | Existing | Process | Natural Gas | Strategic Energy Management | A | Incremental Energy Savings (MWh or mTherms) | Achievable Economic RVT Potential | 0 | 0 | 0 | 0 | 0 | 0 | 0 | 0 | 0 | 0 | 0 | 0 | 0 | 0 | 0 | 0 | 0 | 0 | 0 | 0 | 0 | 0 | 0 | 0 | 0 | 0 | 0 | 0 | 0 | 0 | 0
F5_Industrial_Agriculture_Existing_Process_Natural Gas_Strategic Energy Management_A_Achievable Economic RVT Potential | F5 | Industrial | Agriculture | Existing | Process | Natural Gas | Strategic Energy Management | A | Incremental Summer Peak Savings (MW) | Achievable Economic RVT Potential | 0 | 0 | 0 | 0 | 0 | 0 | 0 | 0 | 0 | 0 | 0 | 0 | 0 | 0 | 0 | 0 | 0 | 0 | 0 | 0 | 0 | 0 | 0 | 0 | 0 | 0 | 0 | 0 | 0 | 0 | 0
F6_Industrial_Agriculture_Existing_Process_Natural Gas_Strategic Energy Management_A_Achievable Economic RVT Potential | F6 | Industrial | Agriculture | Existing | Process | Natural Gas | Strategic Energy Management | A | Incremental Winter Peak Savings (MW) | Achievable Economic RVT Potential | 0 | 0 | 0 | 0 | 0 | 0 | 0 | 0 | 0 | 0 | 0 | 0 | 0 | 0 | 0 | 0 | 0 | 0 | 0 | 0 | 0 | 0 | 0 | 0 | 0 | 0 | 0 | 0 | 0 | 0 | 0
F7_Industrial_Agriculture_Existing_Process_Natural Gas_Strategic Energy Management_A_Achievable Economic RVT Potential | F7 | Industrial | Agriculture | Existing | Process | Natural Gas | Strategic Energy Management | A | Cumulative Energy Savings (MWh or mTherms) | Achievable Economic RVT Potential | 0 | 0 | 0 | 0 | 0 | 0 | 0 | 0 | 0 | 0 | 0 | 0 | 0 | 0 | 0 | 0 | 0 | 0 | 0 | 0 | 0 | 0 | 0 | 0 | 0 | 0 | 0 | 0 | 0 | 0 | 0
F8_Industrial_Agriculture_Existing_Process_Natural Gas_Strategic Energy Management_A_Achievable Economic RVT Potential | F8 | Industrial | Agriculture | Existing | Process | Natural Gas | Strategic Energy Management | A | Cumulative Summer Peak Savings (MW) | Achievable Economic RVT Potential | 0 | 0 | 0 | 0 | 0 | 0 | 0 | 0 | 0 | 0 | 0 | 0 | 0 | 0 | 0 | 0 | 0 | 0 | 0 | 0 | 0 | 0 | 0 | 0 | 0 | 0 | 0 | 0 | 0 | 0 | 0
F9_Industrial_Agriculture_Existing_Process_Natural Gas_Strategic Energy Management_A_Achievable Economic RVT Potential | F9 | Industrial | Agriculture | Existing | Process | Natural Gas | Strategic Energy Management | A | Cumulative Winter Peak Savings (MW) | Achievable Economic RVT Potential | 0 | 0 | 0 | 0 | 0 | 0 | 0 | 0 | 0 | 0 | 0 | 0 | 0 | 0 | 0 | 0 | 0 | 0 | 0 | 0 | 0 | 0 | 0 | 0 | 0 | 0 | 0 | 0 | 0 | 0 | 0
F10_Industrial_Agriculture_Existing_Process_Natural Gas_Strategic Energy Management_A_Achievable Economic RVT Potential | F10 | Industrial | Agriculture | Existing | Process | Natural Gas | Strategic Energy Management | A | Purchases (Incremental) | Achievable Economic RVT Potential | 0 | 0 | 0 | 0 | 0 | 0 | 0 | 0 | 0 | 0 | 0 | 0 | 0 | 0 | 0 | 0 | 0 | 0 | 0 | 0 | 0 | 0 | 0 | 0 | 0 | 0 | 0 | 0 | 0 | 0 | 0
F11_Industrial_Agriculture_Existing_Process_Natural Gas_Strategic Energy Management_A_Achievable Economic RVT Potential | F11 | Industrial | Agriculture | Existing | Process | Natural Gas | Strategic Energy Management | A | Purchases (Cumulative) | Achievable Economic RVT Potential | 0 | 0 | 0 | 0 | 0 | 0 | 0 | 0 | 0 | 0 | 0 | 0 | 0 | 0 | 0 | 0 | 0 | 0 | 0 | 0 | 0 | 0 | 0 | 0 | 0 | 0 | 0 | 0 | 0 | 0 | 0
F1_Industrial_Agriculture_Existing_Miscellaneous_Natural Gas_Strategic Energy Management_A_Achievable Economic RVT Potential | F1 | Industrial | Agriculture | Existing | Miscellaneous | Natural Gas | Strategic Energy Management | A | Integrated Unit Energy Savings (kWh or therms) | Achievable Economic RVT Potential | 0 | 0 | 0 | 0 | 0 | 0.89787 | 0.89787 | 0.89787 | 0.89787 | 0.89787 | 0.89787 | 0.89787 | 0.89787 | 0.89787 | 0.89787 | 0.89787 | 0.89787 | 0.89787 | 0.89787 | 0.89787 | 0.89787 | 0.89787 | 0.89787 | 0.89787 | 0.89787 | 0.89787 | 0.89787 | 0.89787 | 0 | 0 | 0
F2_Industrial_Agriculture_Existing_Miscellaneous_Natural Gas_Strategic Energy Management_A_Achievable Economic RVT Potential | F2 | Industrial | Agriculture | Existing | Miscellaneous | Natural Gas | Strategic Energy Management | A | Integrated Unit Summer Peak Savings (kW) | Achievable Economic RVT Potential | 0 | 0 | 0 | 0 | 0 | 0 | 0 | 0 | 0 | 0 | 0 | 0 | 0 | 0 | 0 | 0 | 0 | 0 | 0 | 0 | 0 | 0 | 0 | 0 | 0 | 0 | 0 | 0 | 0 | 0 | 0
F3_Industrial_Agriculture_Existing_Miscellaneous_Natural Gas_Strategic Energy Management_A_Achievable Economic RVT Potential | F3 | Industrial | Agriculture | Existing | Miscellaneous | Natural Gas | Strategic Energy Management | A | Integrated Unit Winter Peak Savings (kW) | Achievable Economic RVT Potential | 0 | 0 | 0 | 0 | 0 | 0 | 0 | 0 | 0 | 0 | 0 | 0 | 0 | 0 | 0 | 0 | 0 | 0 | 0 | 0 | 0 | 0 | 0 | 0 | 0 | 0 | 0 | 0 | 0 | 0 | 0
F4_Industrial_Agriculture_Existing_Miscellaneous_Natural Gas_Strategic Energy Management_A_Achievable Economic RVT Potential | F4 | Industrial | Agriculture | Existing | Miscellaneous | Natural Gas | Strategic Energy Management | A | Incremental Energy Savings (MWh or mTherms) | Achievable Economic RVT Potential | 0 | 0 | 0 | 0 | 0 | 0 | 0 | 0 | 0 | 0 | 0 | 0 | 0 | 0 | 0 | 0 | 0 | 0 | 0 | 0 | 0 | 0 | 0 | 0 | 0 | 0 | 0 | 0 | 0 | 0 | 0
F5_Industrial_Agriculture_Existing_Miscellaneous_Natural Gas_Strategic Energy Management_A_Achievable Economic RVT Potential | F5 | Industrial | Agriculture | Existing | Miscellaneous | Natural Gas | Strategic Energy Management | A | Incremental Summer Peak Savings (MW) | Achievable Economic RVT Potential | 0 | 0 | 0 | 0 | 0 | 0 | 0 | 0 | 0 | 0 | 0 | 0 | 0 | 0 | 0 | 0 | 0 | 0 | 0 | 0 | 0 | 0 | 0 | 0 | 0 | 0 | 0 | 0 | 0 | 0 | 0
F6_Industrial_Agriculture_Existing_Miscellaneous_Natural Gas_Strategic Energy Management_A_Achievable Economic RVT Potential | F6 | Industrial | Agriculture | Existing | Miscellaneous | Natural Gas | Strategic Energy Management | A | Incremental Winter Peak Savings (MW) | Achievable Economic RVT Potential | 0 | 0 | 0 | 0 | 0 | 0 | 0 | 0 | 0 | 0 | 0 | 0 | 0 | 0 | 0 | 0 | 0 | 0 | 0 | 0 | 0 | 0 | 0 | 0 | 0 | 0 | 0 | 0 | 0 | 0 | 0
F7_Industrial_Agriculture_Existing_Miscellaneous_Natural Gas_Strategic Energy Management_A_Achievable Economic RVT Potential | F7 | Industrial | Agriculture | Existing | Miscellaneous | Natural Gas | Strategic Energy Management | A | Cumulative Energy Savings (MWh or mTherms) | Achievable Economic RVT Potential | 0 | 0 | 0 | 0 | 0 | 0 | 0 | 0 | 0 | 0 | 0 | 0 | 0 | 0 | 0 | 0 | 0 | 0 | 0 | 0 | 0 | 0 | 0 | 0 | 0 | 0 | 0 | 0 | 0 | 0 | 0
F8_Industrial_Agriculture_Existing_Miscellaneous_Natural Gas_Strategic Energy Management_A_Achievable Economic RVT Potential | F8 | Industrial | Agriculture | Existing | Miscellaneous | Natural Gas | Strategic Energy Management | A | Cumulative Summer Peak Savings (MW) | Achievable Economic RVT Potential | 0 | 0 | 0 | 0 | 0 | 0 | 0 | 0 | 0 | 0 | 0 | 0 | 0 | 0 | 0 | 0 | 0 | 0 | 0 | 0 | 0 | 0 | 0 | 0 | 0 | 0 | 0 | 0 | 0 | 0 | 0
F9_Industrial_Agriculture_Existing_Miscellaneous_Natural Gas_Strategic Energy Management_A_Achievable Economic RVT Potential | F9 | Industrial | Agriculture | Existing | Miscellaneous | Natural Gas | Strategic Energy Management | A | Cumulative Winter Peak Savings (MW) | Achievable Economic RVT Potential | 0 | 0 | 0 | 0 | 0 | 0 | 0 | 0 | 0 | 0 | 0 | 0 | 0 | 0 | 0 | 0 | 0 | 0 | 0 | 0 | 0 | 0 | 0 | 0 | 0 | 0 | 0 | 0 | 0 | 0 | 0
F10_Industrial_Agriculture_Existing_Miscellaneous_Natural Gas_Strategic Energy Management_A_Achievable Economic RVT Potential | F10 | Industrial | Agriculture | Existing | Miscellaneous | Natural Gas | Strategic Energy Management | A | Purchases (Incremental) | Achievable Economic RVT Potential | 0 | 0 | 0 | 0 | 0 | 0 | 0 | 0 | 0 | 0 | 0 | 0 | 0 | 0 | 0 | 0 | 0 | 0 | 0 | 0 | 0 | 0 | 0 | 0 | 0 | 0 | 0 | 0 | 0 | 0 | 0
F11_Industrial_Agriculture_Existing_Miscellaneous_Natural Gas_Strategic Energy Management_A_Achievable Economic RVT Potential | F11 | Industrial | Agriculture | Existing | Miscellaneous | Natural Gas | Strategic Energy Management | A | Purchases (Cumulative) | Achievable Economic RVT Potential | 0 | 0 | 0 | 0 | 0 | 0 | 0 | 0 | 0 | 0 | 0 | 0 | 0 | 0 | 0 | 0 | 0 | 0 | 0 | 0 | 0 | 0 | 0 | 0 | 0 | 0 | 0 | 0 | 0 | 0 | 0
F1_Industrial_Agriculture_Existing_Space Heating_Natural Gas_Commissioning_A_Achievable Economic RVT Potential | F1 | Industrial | Agriculture | Existing | Space Heating | Natural Gas | Commissioning | A | Integrated Unit Energy Savings (kWh or therms) | Achievable Economic RVT Potential | 0 | 0 | 0 | 0 | 0 | 3.7623 | 3.7431 | 3.7189 | 3.6925 | 3.6638 | 3.6336 | 3.6015 | 3.5683 | 3.5338 | 3.4954 | 3.4583 | 3.4208 | 3.3854 | 3.352 | 3.3204 | 3.2906 | 3.2605 | 3.2346 | 3.2107 | 3.1883 | 3.1678 | 3.1504 | 3.134 | 0 | 0 | 0
F2_Industrial_Agriculture_Existing_Space Heating_Natural Gas_Commissioning_A_Achievable Economic RVT Potential | F2 | Industrial | Agriculture | Existing | Space Heating | Natural Gas | Commissioning | A | Integrated Unit Summer Peak Savings (kW) | Achievable Economic RVT Potential | 0 | 0 | 0 | 0 | 0 | 0 | 0 | 0 | 0 | 0 | 0 | 0 | 0 | 0 | 0 | 0 | 0 | 0 | 0 | 0 | 0 | 0 | 0 | 0 | 0 | 0 | 0 | 0 | 0 | 0 | 0
F3_Industrial_Agriculture_Existing_Space Heating_Natural Gas_Commissioning_A_Achievable Economic RVT Potential | F3 | Industrial | Agriculture | Existing | Space Heating | Natural Gas | Commissioning | A | Integrated Unit Winter Peak Savings (kW) | Achievable Economic RVT Potential | 0 | 0 | 0 | 0 | 0 | 0 | 0 | 0 | 0 | 0 | 0 | 0 | 0 | 0 | 0 | 0 | 0 | 0 | 0 | 0 | 0 | 0 | 0 | 0 | 0 | 0 | 0 | 0 | 0 | 0 | 0
F4_Industrial_Agriculture_Existing_Space Heating_Natural Gas_Commissioning_A_Achievable Economic RVT Potential | F4 | Industrial | Agriculture | Existing | Space Heating | Natural Gas | Commissioning | A | Incremental Energy Savings (MWh or mTherms) | Achievable Economic RVT Potential | 0 | 0 | 0 | 0 | 0 | 0 | 0 | 0 | 0 | 0 | 0 | 0 | 0 | 0 | 0 | 0 | 0 | 0 | 0 | 0 | 0 | 0 | 0 | 0 | 0 | 0 | 0 | 0 | 0 | 0 | 0
F5_Industrial_Agriculture_Existing_Space Heating_Natural Gas_Commissioning_A_Achievable Economic RVT Potential | F5 | Industrial | Agriculture | Existing | Space Heating | Natural Gas | Commissioning | A | Incremental Summer Peak Savings (MW) | Achievable Economic RVT Potential | 0 | 0 | 0 | 0 | 0 | 0 | 0 | 0 | 0 | 0 | 0 | 0 | 0 | 0 | 0 | 0 | 0 | 0 | 0 | 0 | 0 | 0 | 0 | 0 | 0 | 0 | 0 | 0 | 0 | 0 | 0
F6_Industrial_Agriculture_Existing_Space Heating_Natural Gas_Commissioning_A_Achievable Economic RVT Potential | F6 | Industrial | Agriculture | Existing | Space Heating | Natural Gas | Commissioning | A | Incremental Winter Peak Savings (MW) | Achievable Economic RVT Potential | 0 | 0 | 0 | 0 | 0 | 0 | 0 | 0 | 0 | 0 | 0 | 0 | 0 | 0 | 0 | 0 | 0 | 0 | 0 | 0 | 0 | 0 | 0 | 0 | 0 | 0 | 0 | 0 | 0 | 0 | 0
F7_Industrial_Agriculture_Existing_Space Heating_Natural Gas_Commissioning_A_Achievable Economic RVT Potential | F7 | Industrial | Agriculture | Existing | Space Heating | Natural Gas | Commissioning | A | Cumulative Energy Savings (MWh or mTherms) | Achievable Economic RVT Potential | 0 | 0 | 0 | 0 | 0 | 0 | 0 | 0 | 0 | 0 | 0 | 0 | 0 | 0 | 0 | 0 | 0 | 0 | 0 | 0 | 0 | 0 | 0 | 0 | 0 | 0 | 0 | 0 | 0 | 0 | 0
F8_Industrial_Agriculture_Existing_Space Heating_Natural Gas_Commissioning_A_Achievable Economic RVT Potential | F8 | Industrial | Agriculture | Existing | Space Heating | Natural Gas | Commissioning | A | Cumulative Summer Peak Savings (MW) | Achievable Economic RVT Potential | 0 | 0 | 0 | 0 | 0 | 0 | 0 | 0 | 0 | 0 | 0 | 0 | 0 | 0 | 0 | 0 | 0 | 0 | 0 | 0 | 0 | 0 | 0 | 0 | 0 | 0 | 0 | 0 | 0 | 0 | 0
F9_Industrial_Agriculture_Existing_Space Heating_Natural Gas_Commissioning_A_Achievable Economic RVT Potential | F9 | Industrial | Agriculture | Existing | Space Heating | Natural Gas | Commissioning | A | Cumulative Winter Peak Savings (MW) | Achievable Economic RVT Potential | 0 | 0 | 0 | 0 | 0 | 0 | 0 | 0 | 0 | 0 | 0 | 0 | 0 | 0 | 0 | 0 | 0 | 0 | 0 | 0 | 0 | 0 | 0 | 0 | 0 | 0 | 0 | 0 | 0 | 0 | 0
F10_Industrial_Agriculture_Existing_Space Heating_Natural Gas_Commissioning_A_Achievable Economic RVT Potential | F10 | Industrial | Agriculture | Existing | Space Heating | Natural Gas | Commissioning | A | Purchases (Incremental) | Achievable Economic RVT Potential | 0 | 0 | 0 | 0 | 0 | 0 | 0 | 0 | 0 | 0 | 0 | 0 | 0 | 0 | 0 | 0 | 0 | 0 | 0 | 0 | 0 | 0 | 0 | 0 | 0 | 0 | 0 | 0 | 0 | 0 | 0
F11_Industrial_Agriculture_Existing_Space Heating_Natural Gas_Commissioning_A_Achievable Economic RVT Potential | F11 | Industrial | Agriculture | Existing | Space Heating | Natural Gas | Commissioning | A | Purchases (Cumulative) | Achievable Economic RVT Potential | 0 | 0 | 0 | 0 | 0 | 0 | 0 | 0 | 0 | 0 | 0 | 0 | 0 | 0 | 0 | 0 | 0 | 0 | 0 | 0 | 0 | 0 | 0 | 0 | 0 | 0 | 0 | 0 | 0 | 0 | 0
F1_Industrial_Agriculture_Existing_Process_Natural Gas_Commissioning_A_Achievable Economic RVT Potential | F1 | Industrial | Agriculture | Existing | Process | Natural Gas | Commissioning | A | Integrated Unit Energy Savings (kWh or therms) | Achievable Economic RVT Potential | 0 | 0 | 0 | 0 | 0 | 7.8488 | 7.8476 | 7.8467 | 7.846 | 7.8455 | 7.8449 | 7.8444 | 7.8441 | 7.8437 | 7.8434 | 7.8431 | 7.843 | 7.8428 | 7.8426 | 7.8426 | 7.8425 | 7.8424 | 7.8423 | 7.8422 | 7.8422 | 7.8421 | 7.8421 | 7.8421 | 0 | 0 | 0
F2_Industrial_Agriculture_Existing_Process_Natural Gas_Commissioning_A_Achievable Economic RVT Potential | F2 | Industrial | Agriculture | Existing | Process | Natural Gas | Commissioning | A | Integrated Unit Summer Peak Savings (kW) | Achievable Economic RVT Potential | 0 | 0 | 0 | 0 | 0 | 0 | 0 | 0 | 0 | 0 | 0 | 0 | 0 | 0 | 0 | 0 | 0 | 0 | 0 | 0 | 0 | 0 | 0 | 0 | 0 | 0 | 0 | 0 | 0 | 0 | 0
F3_Industrial_Agriculture_Existing_Process_Natural Gas_Commissioning_A_Achievable Economic RVT Potential | F3 | Industrial | Agriculture | Existing | Process | Natural Gas | Commissioning | A | Integrated Unit Winter Peak Savings (kW) | Achievable Economic RVT Potential | 0 | 0 | 0 | 0 | 0 | 0 | 0 | 0 | 0 | 0 | 0 | 0 | 0 | 0 | 0 | 0 | 0 | 0 | 0 | 0 | 0 | 0 | 0 | 0 | 0 | 0 | 0 | 0 | 0 | 0 | 0
F4_Industrial_Agriculture_Existing_Process_Natural Gas_Commissioning_A_Achievable Economic RVT Potential | F4 | Industrial | Agriculture | Existing | Process | Natural Gas | Commissioning | A | Incremental Energy Savings (MWh or mTherms) | Achievable Economic RVT Potential | 0 | 0 | 0 | 0 | 0 | 0 | 0 | 0 | 0 | 0 | 0 | 0 | 0 | 0 | 0 | 0 | 0 | 0 | 0 | 0 | 0 | 0 | 0 | 0 | 0 | 0 | 0 | 0 | 0 | 0 | 0
F5_Industrial_Agriculture_Existing_Process_Natural Gas_Commissioning_A_Achievable Economic RVT Potential | F5 | Industrial | Agriculture | Existing | Process | Natural Gas | Commissioning | A | Incremental Summer Peak Savings (MW) | Achievable Economic RVT Potential | 0 | 0 | 0 | 0 | 0 | 0 | 0 | 0 | 0 | 0 | 0 | 0 | 0 | 0 | 0 | 0 | 0 | 0 | 0 | 0 | 0 | 0 | 0 | 0 | 0 | 0 | 0 | 0 | 0 | 0 | 0
F6_Industrial_Agriculture_Existing_Process_Natural Gas_Commissioning_A_Achievable Economic RVT Potential | F6 | Industrial | Agriculture | Existing | Process | Natural Gas | Commissioning | A | Incremental Winter Peak Savings (MW) | Achievable Economic RVT Potential | 0 | 0 | 0 | 0 | 0 | 0 | 0 | 0 | 0 | 0 | 0 | 0 | 0 | 0 | 0 | 0 | 0 | 0 | 0 | 0 | 0 | 0 | 0 | 0 | 0 | 0 | 0 | 0 | 0 | 0 | 0
F7_Industrial_Agriculture_Existing_Process_Natural Gas_Commissioning_A_Achievable Economic RVT Potential | F7 | Industrial | Agriculture | Existing | Process | Natural Gas | Commissioning | A | Cumulative Energy Savings (MWh or mTherms) | Achievable Economic RVT Potential | 0 | 0 | 0 | 0 | 0 | 0 | 0 | 0 | 0 | 0 | 0 | 0 | 0 | 0 | 0 | 0 | 0 | 0 | 0 | 0 | 0 | 0 | 0 | 0 | 0 | 0 | 0 | 0 | 0 | 0 | 0
F8_Industrial_Agriculture_Existing_Process_Natural Gas_Commissioning_A_Achievable Economic RVT Potential | F8 | Industrial | Agriculture | Existing | Process | Natural Gas | Commissioning | A | Cumulative Summer Peak Savings (MW) | Achievable Economic RVT Potential | 0 | 0 | 0 | 0 | 0 | 0 | 0 | 0 | 0 | 0 | 0 | 0 | 0 | 0 | 0 | 0 | 0 | 0 | 0 | 0 | 0 | 0 | 0 | 0 | 0 | 0 | 0 | 0 | 0 | 0 | 0
F9_Industrial_Agriculture_Existing_Process_Natural Gas_Commissioning_A_Achievable Economic RVT Potential | F9 | Industrial | Agriculture | Existing | Process | Natural Gas | Commissioning | A | Cumulative Winter Peak Savings (MW) | Achievable Economic RVT Potential | 0 | 0 | 0 | 0 | 0 | 0 | 0 | 0 | 0 | 0 | 0 | 0 | 0 | 0 | 0 | 0 | 0 | 0 | 0 | 0 | 0 | 0 | 0 | 0 | 0 | 0 | 0 | 0 | 0 | 0 | 0
F10_Industrial_Agriculture_Existing_Process_Natural Gas_Commissioning_A_Achievable Economic RVT Potential | F10 | Industrial | Agriculture | Existing | Process | Natural Gas | Commissioning | A | Purchases (Incremental) | Achievable Economic RVT Potential | 0 | 0 | 0 | 0 | 0 | 0 | 0 | 0 | 0 | 0 | 0 | 0 | 0 | 0 | 0 | 0 | 0 | 0 | 0 | 0 | 0 | 0 | 0 | 0 | 0 | 0 | 0 | 0 | 0 | 0 | 0
F11_Industrial_Agriculture_Existing_Process_Natural Gas_Commissioning_A_Achievable Economic RVT Potential | F11 | Industrial | Agriculture | Existing | Process | Natural Gas | Commissioning | A | Purchases (Cumulative) | Achievable Economic RVT Potential | 0 | 0 | 0 | 0 | 0 | 0 | 0 | 0 | 0 | 0 | 0 | 0 | 0 | 0 | 0 | 0 | 0 | 0 | 0 | 0 | 0 | 0 | 0 | 0 | 0 | 0 | 0 | 0 | 0 | 0 | 0
F1_Industrial_Agriculture_Existing_Space Heating_Natural Gas_Retrocommissioning_A_Achievable Economic RVT Potential | F1 | Industrial | Agriculture | Existing | Space Heating | Natural Gas | Retrocommissioning | A | Integrated Unit Energy Savings (kWh or therms) | Achievable Economic RVT Potential | 0 | 0 | 0 | 0 | 0 | 0.52251 | 0.5198 | 0.5164 | 0.5127 | 0.50867 | 0.50443 | 0.49994 | 0.49532 | 0.4905 | 0.48516 | 0.47999 | 0.47478 | 0.46986 | 0.46521 | 0.46083 | 0.45669 | 0.45251 | 0.44891 | 0.44559 | 0.44249 | 0.43964 | 0.43721 | 0.43495 | 0 | 0 | 0
F2_Industrial_Agriculture_Existing_Space Heating_Natural Gas_Retrocommissioning_A_Achievable Economic RVT Potential | F2 | Industrial | Agriculture | Existing | Space Heating | Natural Gas | Retrocommissioning | A | Integrated Unit Summer Peak Savings (kW) | Achievable Economic RVT Potential | 0 | 0 | 0 | 0 | 0 | 0 | 0 | 0 | 0 | 0 | 0 | 0 | 0 | 0 | 0 | 0 | 0 | 0 | 0 | 0 | 0 | 0 | 0 | 0 | 0 | 0 | 0 | 0 | 0 | 0 | 0
F3_Industrial_Agriculture_Existing_Space Heating_Natural Gas_Retrocommissioning_A_Achievable Economic RVT Potential | F3 | Industrial | Agriculture | Existing | Space Heating | Natural Gas | Retrocommissioning | A | Integrated Unit Winter Peak Savings (kW) | Achievable Economic RVT Potential | 0 | 0 | 0 | 0 | 0 | 0 | 0 | 0 | 0 | 0 | 0 | 0 | 0 | 0 | 0 | 0 | 0 | 0 | 0 | 0 | 0 | 0 | 0 | 0 | 0 | 0 | 0 | 0 | 0 | 0 | 0
F4_Industrial_Agriculture_Existing_Space Heating_Natural Gas_Retrocommissioning_A_Achievable Economic RVT Potential | F4 | Industrial | Agriculture | Existing | Space Heating | Natural Gas | Retrocommissioning | A | Incremental Energy Savings (MWh or mTherms) | Achievable Economic RVT Potential | 0 | 0 | 0 | 0 | 0 | 0 | 0 | 0 | 0 | 0 | 0 | 0 | 0 | 0 | 0 | 0 | 0 | 0 | 0 | 0 | 0 | 0 | 0 | 0 | 0 | 0 | 0 | 0 | 0 | 0 | 0
F5_Industrial_Agriculture_Existing_Space Heating_Natural Gas_Retrocommissioning_A_Achievable Economic RVT Potential | F5 | Industrial | Agriculture | Existing | Space Heating | Natural Gas | Retrocommissioning | A | Incremental Summer Peak Savings (MW) | Achievable Economic RVT Potential | 0 | 0 | 0 | 0 | 0 | 0 | 0 | 0 | 0 | 0 | 0 | 0 | 0 | 0 | 0 | 0 | 0 | 0 | 0 | 0 | 0 | 0 | 0 | 0 | 0 | 0 | 0 | 0 | 0 | 0 | 0
F6_Industrial_Agriculture_Existing_Space Heating_Natural Gas_Retrocommissioning_A_Achievable Economic RVT Potential | F6 | Industrial | Agriculture | Existing | Space Heating | Natural Gas | Retrocommissioning | A | Incremental Winter Peak Savings (MW) | Achievable Economic RVT Potential | 0 | 0 | 0 | 0 | 0 | 0 | 0 | 0 | 0 | 0 | 0 | 0 | 0 | 0 | 0 | 0 | 0 | 0 | 0 | 0 | 0 | 0 | 0 | 0 | 0 | 0 | 0 | 0 | 0 | 0 | 0
F7_Industrial_Agriculture_Existing_Space Heating_Natural Gas_Retrocommissioning_A_Achievable Economic RVT Potential | F7 | Industrial | Agriculture | Existing | Space Heating | Natural Gas | Retrocommissioning | A | Cumulative Energy Savings (MWh or mTherms) | Achievable Economic RVT Potential | 0 | 0 | 0 | 0 | 0 | 0 | 0 | 0 | 0 | 0 | 0 | 0 | 0 | 0 | 0 | 0 | 0 | 0 | 0 | 0 | 0 | 0 | 0 | 0 | 0 | 0 | 0 | 0 | 0 | 0 | 0
F8_Industrial_Agriculture_Existing_Space Heating_Natural Gas_Retrocommissioning_A_Achievable Economic RVT Potential | F8 | Industrial | Agriculture | Existing | Space Heating | Natural Gas | Retrocommissioning | A | Cumulative Summer Peak Savings (MW) | Achievable Economic RVT Potential | 0 | 0 | 0 | 0 | 0 | 0 | 0 | 0 | 0 | 0 | 0 | 0 | 0 | 0 | 0 | 0 | 0 | 0 | 0 | 0 | 0 | 0 | 0 | 0 | 0 | 0 | 0 | 0 | 0 | 0 | 0
F9_Industrial_Agriculture_Existing_Space Heating_Natural Gas_Retrocommissioning_A_Achievable Economic RVT Potential | F9 | Industrial | Agriculture | Existing | Space Heating | Natural Gas | Retrocommissioning | A | Cumulative Winter Peak Savings (MW) | Achievable Economic RVT Potential | 0 | 0 | 0 | 0 | 0 | 0 | 0 | 0 | 0 | 0 | 0 | 0 | 0 | 0 | 0 | 0 | 0 | 0 | 0 | 0 | 0 | 0 | 0 | 0 | 0 | 0 | 0 | 0 | 0 | 0 | 0
F10_Industrial_Agriculture_Existing_Space Heating_Natural Gas_Retrocommissioning_A_Achievable Economic RVT Potential | F10 | Industrial | Agriculture | Existing | Space Heating | Natural Gas | Retrocommissioning | A | Purchases (Incremental) | Achievable Economic RVT Potential | 0 | 0 | 0 | 0 | 0 | 0 | 0 | 0 | 0 | 0 | 0 | 0 | 0 | 0 | 0 | 0 | 0 | 0 | 0 | 0 | 0 | 0 | 0 | 0 | 0 | 0 | 0 | 0 | 0 | 0 | 0
F11_Industrial_Agriculture_Existing_Space Heating_Natural Gas_Retrocommissioning_A_Achievable Economic RVT Potential | F11 | Industrial | Agriculture | Existing | Space Heating | Natural Gas | Retrocommissioning | A | Purchases (Cumulative) | Achievable Economic RVT Potential | 0 | 0 | 0 | 0 | 0 | 0 | 0 | 0 | 0 | 0 | 0 | 0 | 0 | 0 | 0 | 0 | 0 | 0 | 0 | 0 | 0 | 0 | 0 | 0 | 0 | 0 | 0 | 0 | 0 | 0 | 0
F1_Industrial_Agriculture_Existing_Process_Natural Gas_Retrocommissioning_A_Achievable Economic RVT Potential | F1 | Industrial | Agriculture | Existing | Process | Natural Gas | Retrocommissioning | A | Integrated Unit Energy Savings (kWh or therms) | Achievable Economic RVT Potential | 0 | 0 | 0 | 0 | 0 | 0 | 0 | 0 | 0 | 0 | 0 | 0 | 0 | 0 | 0 | 0 | 0 | 0 | 0 | 0 | 0 | 0 | 0 | 0 | 0 | 0 | 0 | 0 | 0 | 0 | 0
F2_Industrial_Agriculture_Existing_Process_Natural Gas_Retrocommissioning_A_Achievable Economic RVT Potential | F2 | Industrial | Agriculture | Existing | Process | Natural Gas | Retrocommissioning | A | Integrated Unit Summer Peak Savings (kW) | Achievable Economic RVT Potential | 0 | 0 | 0 | 0 | 0 | 0 | 0 | 0 | 0 | 0 | 0 | 0 | 0 | 0 | 0 | 0 | 0 | 0 | 0 | 0 | 0 | 0 | 0 | 0 | 0 | 0 | 0 | 0 | 0 | 0 | 0
F3_Industrial_Agriculture_Existing_Process_Natural Gas_Retrocommissioning_A_Achievable Economic RVT Potential | F3 | Industrial | Agriculture | Existing | Process | Natural Gas | Retrocommissioning | A | Integrated Unit Winter Peak Savings (kW) | Achievable Economic RVT Potential | 0 | 0 | 0 | 0 | 0 | 0 | 0 | 0 | 0 | 0 | 0 | 0 | 0 | 0 | 0 | 0 | 0 | 0 | 0 | 0 | 0 | 0 | 0 | 0 | 0 | 0 | 0 | 0 | 0 | 0 | 0
F4_Industrial_Agriculture_Existing_Process_Natural Gas_Retrocommissioning_A_Achievable Economic RVT Potential | F4 | Industrial | Agriculture | Existing | Process | Natural Gas | Retrocommissioning | A | Incremental Energy Savings (MWh or mTherms) | Achievable Economic RVT Potential | 0 | 0 | 0 | 0 | 0 | 0 | 0 | 0 | 0 | 0 | 0 | 0 | 0 | 0 | 0 | 0 | 0 | 0 | 0 | 0 | 0 | 0 | 0 | 0 | 0 | 0 | 0 | 0 | 0 | 0 | 0
F5_Industrial_Agriculture_Existing_Process_Natural Gas_Retrocommissioning_A_Achievable Economic RVT Potential | F5 | Industrial | Agriculture | Existing | Process | Natural Gas | Retrocommissioning | A | Incremental Summer Peak Savings (MW) | Achievable Economic RVT Potential | 0 | 0 | 0 | 0 | 0 | 0 | 0 | 0 | 0 | 0 | 0 | 0 | 0 | 0 | 0 | 0 | 0 | 0 | 0 | 0 | 0 | 0 | 0 | 0 | 0 | 0 | 0 | 0 | 0 | 0 | 0
F6_Industrial_Agriculture_Existing_Process_Natural Gas_Retrocommissioning_A_Achievable Economic RVT Potential | F6 | Industrial | Agriculture | Existing | Process | Natural Gas | Retrocommissioning | A | Incremental Winter Peak Savings (MW) | Achievable Economic RVT Potential | 0 | 0 | 0 | 0 | 0 | 0 | 0 | 0 | 0 | 0 | 0 | 0 | 0 | 0 | 0 | 0 | 0 | 0 | 0 | 0 | 0 | 0 | 0 | 0 | 0 | 0 | 0 | 0 | 0 | 0 | 0
F7_Industrial_Agriculture_Existing_Process_Natural Gas_Retrocommissioning_A_Achievable Economic RVT Potential | F7 | Industrial | Agriculture | Existing | Process | Natural Gas | Retrocommissioning | A | Cumulative Energy Savings (MWh or mTherms) | Achievable Economic RVT Potential | 0 | 0 | 0 | 0 | 0 | 0 | 0 | 0 | 0 | 0 | 0 | 0 | 0 | 0 | 0 | 0 | 0 | 0 | 0 | 0 | 0 | 0 | 0 | 0 | 0 | 0 | 0 | 0 | 0 | 0 | 0
F8_Industrial_Agriculture_Existing_Process_Natural Gas_Retrocommissioning_A_Achievable Economic RVT Potential | F8 | Industrial | Agriculture | Existing | Process | Natural Gas | Retrocommissioning | A | Cumulative Summer Peak Savings (MW) | Achievable Economic RVT Potential | 0 | 0 | 0 | 0 | 0 | 0 | 0 | 0 | 0 | 0 | 0 | 0 | 0 | 0 | 0 | 0 | 0 | 0 | 0 | 0 | 0 | 0 | 0 | 0 | 0 | 0 | 0 | 0 | 0 | 0 | 0
F9_Industrial_Agriculture_Existing_Process_Natural Gas_Retrocommissioning_A_Achievable Economic RVT Potential | F9 | Industrial | Agriculture | Existing | Process | Natural Gas | Retrocommissioning | A | Cumulative Winter Peak Savings (MW) | Achievable Economic RVT Potential | 0 | 0 | 0 | 0 | 0 | 0 | 0 | 0 | 0 | 0 | 0 | 0 | 0 | 0 | 0 | 0 | 0 | 0 | 0 | 0 | 0 | 0 | 0 | 0 | 0 | 0 | 0 | 0 | 0 | 0 | 0
F10_Industrial_Agriculture_Existing_Process_Natural Gas_Retrocommissioning_A_Achievable Economic RVT Potential | F10 | Industrial | Agriculture | Existing | Process | Natural Gas | Retrocommissioning | A | Purchases (Incremental) | Achievable Economic RVT Potential | 0 | 0 | 0 | 0 | 0 | 0 | 0 | 0 | 0 | 0 | 0 | 0 | 0 | 0 | 0 | 0 | 0 | 0 | 0 | 0 | 0 | 0 | 0 | 0 | 0 | 0 | 0 | 0 | 0 | 0 | 0
F11_Industrial_Agriculture_Existing_Process_Natural Gas_Retrocommissioning_A_Achievable Economic RVT Potential | F11 | Industrial | Agriculture | Existing | Process | Natural Gas | Retrocommissioning | A | Purchases (Cumulative) | Achievable Economic RVT Potential | 0 | 0 | 0 | 0 | 0 | 0 | 0 | 0 | 0 | 0 | 0 | 0 | 0 | 0 | 0 | 0 | 0 | 0 | 0 | 0 | 0 | 0 | 0 | 0 | 0 | 0 | 0 | 0 | 0 | 0 | 0
F1_Industrial_Agriculture_New_Space Heating_Natural Gas_Insulation - Roof/Ceiling_A_Achievable Economic RVT Potential | F1 | Industrial | Agriculture | New | Space Heating | Natural Gas | Insulation - Roof/Ceiling | A | Integrated Unit Energy Savings (kWh or therms) | Achievable Economic RVT Potential | 0 | 0 | 0 | 0 | 0 | 0.093613 | 0.092021 | 0.090688 | 0.089517 | 0.088438 | 0.087455 | 0.086269 | 0.084967 | 0.08362 | 0.082263 | 0.080997 | 0.079828 | 0.078818 | 0.077584 | 0.076631 | 0.075921 | 0.075387 | 0.075118 | 0.074983 | 0.074946 | 0.074977 | 0.075026 | 0.075094 | 0 | 0 | 0
F2_Industrial_Agriculture_New_Space Heating_Natural Gas_Insulation - Roof/Ceiling_A_Achievable Economic RVT Potential | F2 | Industrial | Agriculture | New | Space Heating | Natural Gas | Insulation - Roof/Ceiling | A | Integrated Unit Summer Peak Savings (kW) | Achievable Economic RVT Potential | 0 | 0 | 0 | 0 | 0 | 0 | 0 | 0 | 0 | 0 | 0 | 0 | 0 | 0 | 0 | 0 | 0 | 0 | 0 | 0 | 0 | 0 | 0 | 0 | 0 | 0 | 0 | 0 | 0 | 0 | 0
F3_Industrial_Agriculture_New_Space Heating_Natural Gas_Insulation - Roof/Ceiling_A_Achievable Economic RVT Potential | F3 | Industrial | Agriculture | New | Space Heating | Natural Gas | Insulation - Roof/Ceiling | A | Integrated Unit Winter Peak Savings (kW) | Achievable Economic RVT Potential | 0 | 0 | 0 | 0 | 0 | 0 | 0 | 0 | 0 | 0 | 0 | 0 | 0 | 0 | 0 | 0 | 0 | 0 | 0 | 0 | 0 | 0 | 0 | 0 | 0 | 0 | 0 | 0 | 0 | 0 | 0
F4_Industrial_Agriculture_New_Space Heating_Natural Gas_Insulation - Roof/Ceiling_A_Achievable Economic RVT Potential | F4 | Industrial | Agriculture | New | Space Heating | Natural Gas | Insulation - Roof/Ceiling | A | Incremental Energy Savings (MWh or mTherms) | Achievable Economic RVT Potential | 0 | 0 | 0 | 0 | 0 | 0 | 0 | 0 | 0 | 0 | 0 | 0 | 0 | 0 | 0 | 0 | 0 | 0 | 0 | 0 | 0 | 0 | 0 | 0 | 0 | 0 | 0 | 0 | 0 | 0 | 0
F5_Industrial_Agriculture_New_Space Heating_Natural Gas_Insulation - Roof/Ceiling_A_Achievable Economic RVT Potential | F5 | Industrial | Agriculture | New | Space Heating | Natural Gas | Insulation - Roof/Ceiling | A | Incremental Summer Peak Savings (MW) | Achievable Economic RVT Potential | 0 | 0 | 0 | 0 | 0 | 0 | 0 | 0 | 0 | 0 | 0 | 0 | 0 | 0 | 0 | 0 | 0 | 0 | 0 | 0 | 0 | 0 | 0 | 0 | 0 | 0 | 0 | 0 | 0 | 0 | 0
F6_Industrial_Agriculture_New_Space Heating_Natural Gas_Insulation - Roof/Ceiling_A_Achievable Economic RVT Potential | F6 | Industrial | Agriculture | New | Space Heating | Natural Gas | Insulation - Roof/Ceiling | A | Incremental Winter Peak Savings (MW) | Achievable Economic RVT Potential | 0 | 0 | 0 | 0 | 0 | 0 | 0 | 0 | 0 | 0 | 0 | 0 | 0 | 0 | 0 | 0 | 0 | 0 | 0 | 0 | 0 | 0 | 0 | 0 | 0 | 0 | 0 | 0 | 0 | 0 | 0
F7_Industrial_Agriculture_New_Space Heating_Natural Gas_Insulation - Roof/Ceiling_A_Achievable Economic RVT Potential | F7 | Industrial | Agriculture | New | Space Heating | Natural Gas | Insulation - Roof/Ceiling | A | Cumulative Energy Savings (MWh or mTherms) | Achievable Economic RVT Potential | 0 | 0 | 0 | 0 | 0 | 0 | 0 | 0 | 0 | 0 | 0 | 0 | 0 | 0 | 0 | 0 | 0 | 0 | 0 | 0 | 0 | 0 | 0 | 0 | 0 | 0 | 0 | 0 | 0 | 0 | 0
F8_Industrial_Agriculture_New_Space Heating_Natural Gas_Insulation - Roof/Ceiling_A_Achievable Economic RVT Potential | F8 | Industrial | Agriculture | New | Space Heating | Natural Gas | Insulation - Roof/Ceiling | A | Cumulative Summer Peak Savings (MW) | Achievable Economic RVT Potential | 0 | 0 | 0 | 0 | 0 | 0 | 0 | 0 | 0 | 0 | 0 | 0 | 0 | 0 | 0 | 0 | 0 | 0 | 0 | 0 | 0 | 0 | 0 | 0 | 0 | 0 | 0 | 0 | 0 | 0 | 0
F9_Industrial_Agriculture_New_Space Heating_Natural Gas_Insulation - Roof/Ceiling_A_Achievable Economic RVT Potential | F9 | Industrial | Agriculture | New | Space Heating | Natural Gas | Insulation - Roof/Ceiling | A | Cumulative Winter Peak Savings (MW) | Achievable Economic RVT Potential | 0 | 0 | 0 | 0 | 0 | 0 | 0 | 0 | 0 | 0 | 0 | 0 | 0 | 0 | 0 | 0 | 0 | 0 | 0 | 0 | 0 | 0 | 0 | 0 | 0 | 0 | 0 | 0 | 0 | 0 | 0
F10_Industrial_Agriculture_New_Space Heating_Natural Gas_Insulation - Roof/Ceiling_A_Achievable Economic RVT Potential | F10 | Industrial | Agriculture | New | Space Heating | Natural Gas | Insulation - Roof/Ceiling | A | Purchases (Incremental) | Achievable Economic RVT Potential | 0 | 0 | 0 | 0 | 0 | 0 | 0 | 0 | 0 | 0 | 0 | 0 | 0 | 0 | 0 | 0 | 0 | 0 | 0 | 0 | 0 | 0 | 0 | 0 | 0 | 0 | 0 | 0 | 0 | 0 | 0
F11_Industrial_Agriculture_New_Space Heating_Natural Gas_Insulation - Roof/Ceiling_A_Achievable Economic RVT Potential | F11 | Industrial | Agriculture | New | Space Heating | Natural Gas | Insulation - Roof/Ceiling | A | Purchases (Cumulative) | Achievable Economic RVT Potential | 0 | 0 | 0 | 0 | 0 | 0 | 0 | 0 | 0 | 0 | 0 | 0 | 0 | 0 | 0 | 0 | 0 | 0 | 0 | 0 | 0 | 0 | 0 | 0 | 0 | 0 | 0 | 0 | 0 | 0 | 0
F1_Industrial_Agriculture_New_Space Heating_Natural Gas_Insulation - Wall Cavity_A_Achievable Economic RVT Potential | F1 | Industrial | Agriculture | New | Space Heating | Natural Gas | Insulation - Wall Cavity | A | Integrated Unit Energy Savings (kWh or therms) | Achievable Economic RVT Potential | 0 | 0 | 0 | 0 | 0 | 0.016859 | 0.016572 | 0.016332 | 0.016121 | 0.015927 | 0.01575 | 0.015536 | 0.015302 | 0.015059 | 0.014815 | 0.014587 | 0.014376 | 0.014194 | 0.013972 | 0.0138 | 0.013673 | 0.013577 | 0.013528 | 0.013504 | 0.013497 | 0.013503 | 0.013511 | 0.013524 | 0 | 0 | 0
F2_Industrial_Agriculture_New_Space Heating_Natural Gas_Insulation - Wall Cavity_A_Achievable Economic RVT Potential | F2 | Industrial | Agriculture | New | Space Heating | Natural Gas | Insulation - Wall Cavity | A | Integrated Unit Summer Peak Savings (kW) | Achievable Economic RVT Potential | 0 | 0 | 0 | 0 | 0 | 0 | 0 | 0 | 0 | 0 | 0 | 0 | 0 | 0 | 0 | 0 | 0 | 0 | 0 | 0 | 0 | 0 | 0 | 0 | 0 | 0 | 0 | 0 | 0 | 0 | 0
F3_Industrial_Agriculture_New_Space Heating_Natural Gas_Insulation - Wall Cavity_A_Achievable Economic RVT Potential | F3 | Industrial | Agriculture | New | Space Heating | Natural Gas | Insulation - Wall Cavity | A | Integrated Unit Winter Peak Savings (kW) | Achievable Economic RVT Potential | 0 | 0 | 0 | 0 | 0 | 0 | 0 | 0 | 0 | 0 | 0 | 0 | 0 | 0 | 0 | 0 | 0 | 0 | 0 | 0 | 0 | 0 | 0 | 0 | 0 | 0 | 0 | 0 | 0 | 0 | 0
F4_Industrial_Agriculture_New_Space Heating_Natural Gas_Insulation - Wall Cavity_A_Achievable Economic RVT Potential | F4 | Industrial | Agriculture | New | Space Heating | Natural Gas | Insulation - Wall Cavity | A | Incremental Energy Savings (MWh or mTherms) | Achievable Economic RVT Potential | 0 | 0 | 0 | 0 | 0 | 0 | 0 | 0 | 0 | 0 | 0 | 0 | 0 | 0 | 0 | 0 | 0 | 0 | 0 | 0 | 0 | 0 | 0 | 0 | 0 | 0 | 0 | 0 | 0 | 0 | 0
F5_Industrial_Agriculture_New_Space Heating_Natural Gas_Insulation - Wall Cavity_A_Achievable Economic RVT Potential | F5 | Industrial | Agriculture | New | Space Heating | Natural Gas | Insulation - Wall Cavity | A | Incremental Summer Peak Savings (MW) | Achievable Economic RVT Potential | 0 | 0 | 0 | 0 | 0 | 0 | 0 | 0 | 0 | 0 | 0 | 0 | 0 | 0 | 0 | 0 | 0 | 0 | 0 | 0 | 0 | 0 | 0 | 0 | 0 | 0 | 0 | 0 | 0 | 0 | 0
F6_Industrial_Agriculture_New_Space Heating_Natural Gas_Insulation - Wall Cavity_A_Achievable Economic RVT Potential | F6 | Industrial | Agriculture | New | Space Heating | Natural Gas | Insulation - Wall Cavity | A | Incremental Winter Peak Savings (MW) | Achievable Economic RVT Potential | 0 | 0 | 0 | 0 | 0 | 0 | 0 | 0 | 0 | 0 | 0 | 0 | 0 | 0 | 0 | 0 | 0 | 0 | 0 | 0 | 0 | 0 | 0 | 0 | 0 | 0 | 0 | 0 | 0 | 0 | 0
F7_Industrial_Agriculture_New_Space Heating_Natural Gas_Insulation - Wall Cavity_A_Achievable Economic RVT Potential | F7 | Industrial | Agriculture | New | Space Heating | Natural Gas | Insulation - Wall Cavity | A | Cumulative Energy Savings (MWh or mTherms) | Achievable Economic RVT Potential | 0 | 0 | 0 | 0 | 0 | 0 | 0 | 0 | 0 | 0 | 0 | 0 | 0 | 0 | 0 | 0 | 0 | 0 | 0 | 0 | 0 | 0 | 0 | 0 | 0 | 0 | 0 | 0 | 0 | 0 | 0
F8_Industrial_Agriculture_New_Space Heating_Natural Gas_Insulation - Wall Cavity_A_Achievable Economic RVT Potential | F8 | Industrial | Agriculture | New | Space Heating | Natural Gas | Insulation - Wall Cavity | A | Cumulative Summer Peak Savings (MW) | Achievable Economic RVT Potential | 0 | 0 | 0 | 0 | 0 | 0 | 0 | 0 | 0 | 0 | 0 | 0 | 0 | 0 | 0 | 0 | 0 | 0 | 0 | 0 | 0 | 0 | 0 | 0 | 0 | 0 | 0 | 0 | 0 | 0 | 0
F9_Industrial_Agriculture_New_Space Heating_Natural Gas_Insulation - Wall Cavity_A_Achievable Economic RVT Potential | F9 | Industrial | Agriculture | New | Space Heating | Natural Gas | Insulation - Wall Cavity | A | Cumulative Winter Peak Savings (MW) | Achievable Economic RVT Potential | 0 | 0 | 0 | 0 | 0 | 0 | 0 | 0 | 0 | 0 | 0 | 0 | 0 | 0 | 0 | 0 | 0 | 0 | 0 | 0 | 0 | 0 | 0 | 0 | 0 | 0 | 0 | 0 | 0 | 0 | 0
F10_Industrial_Agriculture_New_Space Heating_Natural Gas_Insulation - Wall Cavity_A_Achievable Economic RVT Potential | F10 | Industrial | Agriculture | New | Space Heating | Natural Gas | Insulation - Wall Cavity | A | Purchases (Incremental) | Achievable Economic RVT Potential | 0 | 0 | 0 | 0 | 0 | 0 | 0 | 0 | 0 | 0 | 0 | 0 | 0 | 0 | 0 | 0 | 0 | 0 | 0 | 0 | 0 | 0 | 0 | 0 | 0 | 0 | 0 | 0 | 0 | 0 | 0
F11_Industrial_Agriculture_New_Space Heating_Natural Gas_Insulation - Wall Cavity_A_Achievable Economic RVT Potential | F11 | Industrial | Agriculture | New | Space Heating | Natural Gas | Insulation - Wall Cavity | A | Purchases (Cumulative) | Achievable Economic RVT Potential | 0 | 0 | 0 | 0 | 0 | 0 | 0 | 0 | 0 | 0 | 0 | 0 | 0 | 0 | 0 | 0 | 0 | 0 | 0 | 0 | 0 | 0 | 0 | 0 | 0 | 0 | 0 | 0 | 0 | 0 | 0
F1_Industrial_Agriculture_New_Space Heating_Natural Gas_Insulation - Ducting_A_Achievable Economic RVT Potential | F1 | Industrial | Agriculture | New | Space Heating | Natural Gas | Insulation - Ducting | A | Integrated Unit Energy Savings (kWh or therms) | Achievable Economic RVT Potential | 0 | 0 | 0 | 0 | 0 | 0 | 0 | 0 | 0 | 0 | 0 | 0 | 0 | 0 | 0 | 0 | 0 | 0 | 0 | 0 | 0 | 0 | 0 | 0 | 0 | 0 | 0 | 0 | 0 | 0 | 0
F2_Industrial_Agriculture_New_Space Heating_Natural Gas_Insulation - Ducting_A_Achievable Economic RVT Potential | F2 | Industrial | Agriculture | New | Space Heating | Natural Gas | Insulation - Ducting | A | Integrated Unit Summer Peak Savings (kW) | Achievable Economic RVT Potential | 0 | 0 | 0 | 0 | 0 | 0 | 0 | 0 | 0 | 0 | 0 | 0 | 0 | 0 | 0 | 0 | 0 | 0 | 0 | 0 | 0 | 0 | 0 | 0 | 0 | 0 | 0 | 0 | 0 | 0 | 0
F3_Industrial_Agriculture_New_Space Heating_Natural Gas_Insulation - Ducting_A_Achievable Economic RVT Potential | F3 | Industrial | Agriculture | New | Space Heating | Natural Gas | Insulation - Ducting | A | Integrated Unit Winter Peak Savings (kW) | Achievable Economic RVT Potential | 0 | 0 | 0 | 0 | 0 | 0 | 0 | 0 | 0 | 0 | 0 | 0 | 0 | 0 | 0 | 0 | 0 | 0 | 0 | 0 | 0 | 0 | 0 | 0 | 0 | 0 | 0 | 0 | 0 | 0 | 0
F4_Industrial_Agriculture_New_Space Heating_Natural Gas_Insulation - Ducting_A_Achievable Economic RVT Potential | F4 | Industrial | Agriculture | New | Space Heating | Natural Gas | Insulation - Ducting | A | Incremental Energy Savings (MWh or mTherms) | Achievable Economic RVT Potential | 0 | 0 | 0 | 0 | 0 | 0 | 0 | 0 | 0 | 0 | 0 | 0 | 0 | 0 | 0 | 0 | 0 | 0 | 0 | 0 | 0 | 0 | 0 | 0 | 0 | 0 | 0 | 0 | 0 | 0 | 0
F5_Industrial_Agriculture_New_Space Heating_Natural Gas_Insulation - Ducting_A_Achievable Economic RVT Potential | F5 | Industrial | Agriculture | New | Space Heating | Natural Gas | Insulation - Ducting | A | Incremental Summer Peak Savings (MW) | Achievable Economic RVT Potential | 0 | 0 | 0 | 0 | 0 | 0 | 0 | 0 | 0 | 0 | 0 | 0 | 0 | 0 | 0 | 0 | 0 | 0 | 0 | 0 | 0 | 0 | 0 | 0 | 0 | 0 | 0 | 0 | 0 | 0 | 0
F6_Industrial_Agriculture_New_Space Heating_Natural Gas_Insulation - Ducting_A_Achievable Economic RVT Potential | F6 | Industrial | Agriculture | New | Space Heating | Natural Gas | Insulation - Ducting | A | Incremental Winter Peak Savings (MW) | Achievable Economic RVT Potential | 0 | 0 | 0 | 0 | 0 | 0 | 0 | 0 | 0 | 0 | 0 | 0 | 0 | 0 | 0 | 0 | 0 | 0 | 0 | 0 | 0 | 0 | 0 | 0 | 0 | 0 | 0 | 0 | 0 | 0 | 0
F7_Industrial_Agriculture_New_Space Heating_Natural Gas_Insulation - Ducting_A_Achievable Economic RVT Potential | F7 | Industrial | Agriculture | New | Space Heating | Natural Gas | Insulation - Ducting | A | Cumulative Energy Savings (MWh or mTherms) | Achievable Economic RVT Potential | 0 | 0 | 0 | 0 | 0 | 0 | 0 | 0 | 0 | 0 | 0 | 0 | 0 | 0 | 0 | 0 | 0 | 0 | 0 | 0 | 0 | 0 | 0 | 0 | 0 | 0 | 0 | 0 | 0 | 0 | 0
F8_Industrial_Agriculture_New_Space Heating_Natural Gas_Insulation - Ducting_A_Achievable Economic RVT Potential | F8 | Industrial | Agriculture | New | Space Heating | Natural Gas | Insulation - Ducting | A | Cumulative Summer Peak Savings (MW) | Achievable Economic RVT Potential | 0 | 0 | 0 | 0 | 0 | 0 | 0 | 0 | 0 | 0 | 0 | 0 | 0 | 0 | 0 | 0 | 0 | 0 | 0 | 0 | 0 | 0 | 0 | 0 | 0 | 0 | 0 | 0 | 0 | 0 | 0
F9_Industrial_Agriculture_New_Space Heating_Natural Gas_Insulation - Ducting_A_Achievable Economic RVT Potential | F9 | Industrial | Agriculture | New | Space Heating | Natural Gas | Insulation - Ducting | A | Cumulative Winter Peak Savings (MW) | Achievable Economic RVT Potential | 0 | 0 | 0 | 0 | 0 | 0 | 0 | 0 | 0 | 0 | 0 | 0 | 0 | 0 | 0 | 0 | 0 | 0 | 0 | 0 | 0 | 0 | 0 | 0 | 0 | 0 | 0 | 0 | 0 | 0 | 0
F10_Industrial_Agriculture_New_Space Heating_Natural Gas_Insulation - Ducting_A_Achievable Economic RVT Potential | F10 | Industrial | Agriculture | New | Space Heating | Natural Gas | Insulation - Ducting | A | Purchases (Incremental) | Achievable Economic RVT Potential | 0 | 0 | 0 | 0 | 0 | 0 | 0 | 0 | 0 | 0 | 0 | 0 | 0 | 0 | 0 | 0 | 0 | 0 | 0 | 0 | 0 | 0 | 0 | 0 | 0 | 0 | 0 | 0 | 0 | 0 | 0
F11_Industrial_Agriculture_New_Space Heating_Natural Gas_Insulation - Ducting_A_Achievable Economic RVT Potential | F11 | Industrial | Agriculture | New | Space Heating | Natural Gas | Insulation - Ducting | A | Purchases (Cumulative) | Achievable Economic RVT Potential | 0 | 0 | 0 | 0 | 0 | 0 | 0 | 0 | 0 | 0 | 0 | 0 | 0 | 0 | 0 | 0 | 0 | 0 | 0 | 0 | 0 | 0 | 0 | 0 | 0 | 0 | 0 | 0 | 0 | 0 | 0
F1_Industrial_Agriculture_New_Space Heating_Natural Gas_HVAC - Duct Repair and Sealing_A_Achievable Economic RVT Potential | F1 | Industrial | Agriculture | New | Space Heating | Natural Gas | HVAC - Duct Repair and Sealing | A | Integrated Unit Energy Savings (kWh or therms) | Achievable Economic RVT Potential | 0 | 0 | 0 | 0 | 0 | 0 | 0 | 0 | 0 | 0 | 0 | 0 | 0 | 0 | 0 | 0 | 0 | 0 | 0 | 0 | 0 | 0 | 0 | 0 | 0 | 0 | 0 | 0 | 0 | 0 | 0
F2_Industrial_Agriculture_New_Space Heating_Natural Gas_HVAC - Duct Repair and Sealing_A_Achievable Economic RVT Potential | F2 | Industrial | Agriculture | New | Space Heating | Natural Gas | HVAC - Duct Repair and Sealing | A | Integrated Unit Summer Peak Savings (kW) | Achievable Economic RVT Potential | 0 | 0 | 0 | 0 | 0 | 0 | 0 | 0 | 0 | 0 | 0 | 0 | 0 | 0 | 0 | 0 | 0 | 0 | 0 | 0 | 0 | 0 | 0 | 0 | 0 | 0 | 0 | 0 | 0 | 0 | 0
F3_Industrial_Agriculture_New_Space Heating_Natural Gas_HVAC - Duct Repair and Sealing_A_Achievable Economic RVT Potential | F3 | Industrial | Agriculture | New | Space Heating | Natural Gas | HVAC - Duct Repair and Sealing | A | Integrated Unit Winter Peak Savings (kW) | Achievable Economic RVT Potential | 0 | 0 | 0 | 0 | 0 | 0 | 0 | 0 | 0 | 0 | 0 | 0 | 0 | 0 | 0 | 0 | 0 | 0 | 0 | 0 | 0 | 0 | 0 | 0 | 0 | 0 | 0 | 0 | 0 | 0 | 0
F4_Industrial_Agriculture_New_Space Heating_Natural Gas_HVAC - Duct Repair and Sealing_A_Achievable Economic RVT Potential | F4 | Industrial | Agriculture | New | Space Heating | Natural Gas | HVAC - Duct Repair and Sealing | A | Incremental Energy Savings (MWh or mTherms) | Achievable Economic RVT Potential | 0 | 0 | 0 | 0 | 0 | 0 | 0 | 0 | 0 | 0 | 0 | 0 | 0 | 0 | 0 | 0 | 0 | 0 | 0 | 0 | 0 | 0 | 0 | 0 | 0 | 0 | 0 | 0 | 0 | 0 | 0
F5_Industrial_Agriculture_New_Space Heating_Natural Gas_HVAC - Duct Repair and Sealing_A_Achievable Economic RVT Potential | F5 | Industrial | Agriculture | New | Space Heating | Natural Gas | HVAC - Duct Repair and Sealing | A | Incremental Summer Peak Savings (MW) | Achievable Economic RVT Potential | 0 | 0 | 0 | 0 | 0 | 0 | 0 | 0 | 0 | 0 | 0 | 0 | 0 | 0 | 0 | 0 | 0 | 0 | 0 | 0 | 0 | 0 | 0 | 0 | 0 | 0 | 0 | 0 | 0 | 0 | 0
F6_Industrial_Agriculture_New_Space Heating_Natural Gas_HVAC - Duct Repair and Sealing_A_Achievable Economic RVT Potential | F6 | Industrial | Agriculture | New | Space Heating | Natural Gas | HVAC - Duct Repair and Sealing | A | Incremental Winter Peak Savings (MW) | Achievable Economic RVT Potential | 0 | 0 | 0 | 0 | 0 | 0 | 0 | 0 | 0 | 0 | 0 | 0 | 0 | 0 | 0 | 0 | 0 | 0 | 0 | 0 | 0 | 0 | 0 | 0 | 0 | 0 | 0 | 0 | 0 | 0 | 0
F7_Industrial_Agriculture_New_Space Heating_Natural Gas_HVAC - Duct Repair and Sealing_A_Achievable Economic RVT Potential | F7 | Industrial | Agriculture | New | Space Heating | Natural Gas | HVAC - Duct Repair and Sealing | A | Cumulative Energy Savings (MWh or mTherms) | Achievable Economic RVT Potential | 0 | 0 | 0 | 0 | 0 | 0 | 0 | 0 | 0 | 0 | 0 | 0 | 0 | 0 | 0 | 0 | 0 | 0 | 0 | 0 | 0 | 0 | 0 | 0 | 0 | 0 | 0 | 0 | 0 | 0 | 0
F8_Industrial_Agriculture_New_Space Heating_Natural Gas_HVAC - Duct Repair and Sealing_A_Achievable Economic RVT Potential | F8 | Industrial | Agriculture | New | Space Heating | Natural Gas | HVAC - Duct Repair and Sealing | A | Cumulative Summer Peak Savings (MW) | Achievable Economic RVT Potential | 0 | 0 | 0 | 0 | 0 | 0 | 0 | 0 | 0 | 0 | 0 | 0 | 0 | 0 | 0 | 0 | 0 | 0 | 0 | 0 | 0 | 0 | 0 | 0 | 0 | 0 | 0 | 0 | 0 | 0 | 0
F9_Industrial_Agriculture_New_Space Heating_Natural Gas_HVAC - Duct Repair and Sealing_A_Achievable Economic RVT Potential | F9 | Industrial | Agriculture | New | Space Heating | Natural Gas | HVAC - Duct Repair and Sealing | A | Cumulative Winter Peak Savings (MW) | Achievable Economic RVT Potential | 0 | 0 | 0 | 0 | 0 | 0 | 0 | 0 | 0 | 0 | 0 | 0 | 0 | 0 | 0 | 0 | 0 | 0 | 0 | 0 | 0 | 0 | 0 | 0 | 0 | 0 | 0 | 0 | 0 | 0 | 0
F10_Industrial_Agriculture_New_Space Heating_Natural Gas_HVAC - Duct Repair and Sealing_A_Achievable Economic RVT Potential | F10 | Industrial | Agriculture | New | Space Heating | Natural Gas | HVAC - Duct Repair and Sealing | A | Purchases (Incremental) | Achievable Economic RVT Potential | 0 | 0 | 0 | 0 | 0 | 0 | 0 | 0 | 0 | 0 | 0 | 0 | 0 | 0 | 0 | 0 | 0 | 0 | 0 | 0 | 0 | 0 | 0 | 0 | 0 | 0 | 0 | 0 | 0 | 0 | 0
F11_Industrial_Agriculture_New_Space Heating_Natural Gas_HVAC - Duct Repair and Sealing_A_Achievable Economic RVT Potential | F11 | Industrial | Agriculture | New | Space Heating | Natural Gas | HVAC - Duct Repair and Sealing | A | Purchases (Cumulative) | Achievable Economic RVT Potential | 0 | 0 | 0 | 0 | 0 | 0 | 0 | 0 | 0 | 0 | 0 | 0 | 0 | 0 | 0 | 0 | 0 | 0 | 0 | 0 | 0 | 0 | 0 | 0 | 0 | 0 | 0 | 0 | 0 | 0 | 0
F1_Industrial_Agriculture_New_Space Heating_Natural Gas_Windows - High Efficiency_A_Achievable Economic RVT Potential | F1 | Industrial | Agriculture | New | Space Heating | Natural Gas | Windows - High Efficiency | A | Integrated Unit Energy Savings (kWh or therms) | Achievable Economic RVT Potential | 0 | 0 | 0 | 0 | 0 | 0.0053504 | 0.0052594 | 0.0051833 | 0.0051163 | 0.0050546 | 0.0049985 | 0.0049307 | 0.0048563 | 0.0047793 | 0.0047017 | 0.0046294 | 0.0045625 | 0.0045048 | 0.0044343 | 0.0043798 | 0.0043392 | 0.0043087 | 0.0042933 | 0.0042856 | 0.0042835 | 0.0042853 | 0.0042881 | 0.004292 | 0 | 0 | 0
F2_Industrial_Agriculture_New_Space Heating_Natural Gas_Windows - High Efficiency_A_Achievable Economic RVT Potential | F2 | Industrial | Agriculture | New | Space Heating | Natural Gas | Windows - High Efficiency | A | Integrated Unit Summer Peak Savings (kW) | Achievable Economic RVT Potential | 0 | 0 | 0 | 0 | 0 | 0 | 0 | 0 | 0 | 0 | 0 | 0 | 0 | 0 | 0 | 0 | 0 | 0 | 0 | 0 | 0 | 0 | 0 | 0 | 0 | 0 | 0 | 0 | 0 | 0 | 0
F3_Industrial_Agriculture_New_Space Heating_Natural Gas_Windows - High Efficiency_A_Achievable Economic RVT Potential | F3 | Industrial | Agriculture | New | Space Heating | Natural Gas | Windows - High Efficiency | A | Integrated Unit Winter Peak Savings (kW) | Achievable Economic RVT Potential | 0 | 0 | 0 | 0 | 0 | 0 | 0 | 0 | 0 | 0 | 0 | 0 | 0 | 0 | 0 | 0 | 0 | 0 | 0 | 0 | 0 | 0 | 0 | 0 | 0 | 0 | 0 | 0 | 0 | 0 | 0
F4_Industrial_Agriculture_New_Space Heating_Natural Gas_Windows - High Efficiency_A_Achievable Economic RVT Potential | F4 | Industrial | Agriculture | New | Space Heating | Natural Gas | Windows - High Efficiency | A | Incremental Energy Savings (MWh or mTherms) | Achievable Economic RVT Potential | 0 | 0 | 0 | 0 | 0 | 0 | 0 | 0 | 0 | 0 | 0 | 0 | 0 | 0 | 0 | 0 | 0 | 0 | 0 | 0 | 0 | 0 | 0 | 0 | 0 | 0 | 0 | 0 | 0 | 0 | 0
F5_Industrial_Agriculture_New_Space Heating_Natural Gas_Windows - High Efficiency_A_Achievable Economic RVT Potential | F5 | Industrial | Agriculture | New | Space Heating | Natural Gas | Windows - High Efficiency | A | Incremental Summer Peak Savings (MW) | Achievable Economic RVT Potential | 0 | 0 | 0 | 0 | 0 | 0 | 0 | 0 | 0 | 0 | 0 | 0 | 0 | 0 | 0 | 0 | 0 | 0 | 0 | 0 | 0 | 0 | 0 | 0 | 0 | 0 | 0 | 0 | 0 | 0 | 0
F6_Industrial_Agriculture_New_Space Heating_Natural Gas_Windows - High Efficiency_A_Achievable Economic RVT Potential | F6 | Industrial | Agriculture | New | Space Heating | Natural Gas | Windows - High Efficiency | A | Incremental Winter Peak Savings (MW) | Achievable Economic RVT Potential | 0 | 0 | 0 | 0 | 0 | 0 | 0 | 0 | 0 | 0 | 0 | 0 | 0 | 0 | 0 | 0 | 0 | 0 | 0 | 0 | 0 | 0 | 0 | 0 | 0 | 0 | 0 | 0 | 0 | 0 | 0
F7_Industrial_Agriculture_New_Space Heating_Natural Gas_Windows - High Efficiency_A_Achievable Economic RVT Potential | F7 | Industrial | Agriculture | New | Space Heating | Natural Gas | Windows - High Efficiency | A | Cumulative Energy Savings (MWh or mTherms) | Achievable Economic RVT Potential | 0 | 0 | 0 | 0 | 0 | 0 | 0 | 0 | 0 | 0 | 0 | 0 | 0 | 0 | 0 | 0 | 0 | 0 | 0 | 0 | 0 | 0 | 0 | 0 | 0 | 0 | 0 | 0 | 0 | 0 | 0
F8_Industrial_Agriculture_New_Space Heating_Natural Gas_Windows - High Efficiency_A_Achievable Economic RVT Potential | F8 | Industrial | Agriculture | New | Space Heating | Natural Gas | Windows - High Efficiency | A | Cumulative Summer Peak Savings (MW) | Achievable Economic RVT Potential | 0 | 0 | 0 | 0 | 0 | 0 | 0 | 0 | 0 | 0 | 0 | 0 | 0 | 0 | 0 | 0 | 0 | 0 | 0 | 0 | 0 | 0 | 0 | 0 | 0 | 0 | 0 | 0 | 0 | 0 | 0
F9_Industrial_Agriculture_New_Space Heating_Natural Gas_Windows - High Efficiency_A_Achievable Economic RVT Potential | F9 | Industrial | Agriculture | New | Space Heating | Natural Gas | Windows - High Efficiency | A | Cumulative Winter Peak Savings (MW) | Achievable Economic RVT Potential | 0 | 0 | 0 | 0 | 0 | 0 | 0 | 0 | 0 | 0 | 0 | 0 | 0 | 0 | 0 | 0 | 0 | 0 | 0 | 0 | 0 | 0 | 0 | 0 | 0 | 0 | 0 | 0 | 0 | 0 | 0
F10_Industrial_Agriculture_New_Space Heating_Natural Gas_Windows - High Efficiency_A_Achievable Economic RVT Potential | F10 | Industrial | Agriculture | New | Space Heating | Natural Gas | Windows - High Efficiency | A | Purchases (Incremental) | Achievable Economic RVT Potential | 0 | 0 | 0 | 0 | 0 | 0 | 0 | 0 | 0 | 0 | 0 | 0 | 0 | 0 | 0 | 0 | 0 | 0 | 0 | 0 | 0 | 0 | 0 | 0 | 0 | 0 | 0 | 0 | 0 | 0 | 0
F11_Industrial_Agriculture_New_Space Heating_Natural Gas_Windows - High Efficiency_A_Achievable Economic RVT Potential | F11 | Industrial | Agriculture | New | Space Heating | Natural Gas | Windows - High Efficiency | A | Purchases (Cumulative) | Achievable Economic RVT Potential | 0 | 0 | 0 | 0 | 0 | 0 | 0 | 0 | 0 | 0 | 0 | 0 | 0 | 0 | 0 | 0 | 0 | 0 | 0 | 0 | 0 | 0 | 0 | 0 | 0 | 0 | 0 | 0 | 0 | 0 | 0
F1_Industrial_Agriculture_New_Space Heating_Natural Gas_Gas Boiler - Maintenance_A_Achievable Economic RVT Potential | F1 | Industrial | Agriculture | New | Space Heating | Natural Gas | Gas Boiler - Maintenance | A | Integrated Unit Energy Savings (kWh or therms) | Achievable Economic RVT Potential | 0 | 0 | 0 | 0 | 0 | 0 | 0 | 0 | 0 | 0 | 0 | 0 | 0 | 0 | 0 | 0 | 0 | 0 | 0 | 0 | 0 | 0 | 0 | 0 | 0 | 0 | 0 | 0 | 0 | 0 | 0
F2_Industrial_Agriculture_New_Space Heating_Natural Gas_Gas Boiler - Maintenance_A_Achievable Economic RVT Potential | F2 | Industrial | Agriculture | New | Space Heating | Natural Gas | Gas Boiler - Maintenance | A | Integrated Unit Summer Peak Savings (kW) | Achievable Economic RVT Potential | 0 | 0 | 0 | 0 | 0 | 0 | 0 | 0 | 0 | 0 | 0 | 0 | 0 | 0 | 0 | 0 | 0 | 0 | 0 | 0 | 0 | 0 | 0 | 0 | 0 | 0 | 0 | 0 | 0 | 0 | 0
F3_Industrial_Agriculture_New_Space Heating_Natural Gas_Gas Boiler - Maintenance_A_Achievable Economic RVT Potential | F3 | Industrial | Agriculture | New | Space Heating | Natural Gas | Gas Boiler - Maintenance | A | Integrated Unit Winter Peak Savings (kW) | Achievable Economic RVT Potential | 0 | 0 | 0 | 0 | 0 | 0 | 0 | 0 | 0 | 0 | 0 | 0 | 0 | 0 | 0 | 0 | 0 | 0 | 0 | 0 | 0 | 0 | 0 | 0 | 0 | 0 | 0 | 0 | 0 | 0 | 0
F4_Industrial_Agriculture_New_Space Heating_Natural Gas_Gas Boiler - Maintenance_A_Achievable Economic RVT Potential | F4 | Industrial | Agriculture | New | Space Heating | Natural Gas | Gas Boiler - Maintenance | A | Incremental Energy Savings (MWh or mTherms) | Achievable Economic RVT Potential | 0 | 0 | 0 | 0 | 0 | 0 | 0 | 0 | 0 | 0 | 0 | 0 | 0 | 0 | 0 | 0 | 0 | 0 | 0 | 0 | 0 | 0 | 0 | 0 | 0 | 0 | 0 | 0 | 0 | 0 | 0
F5_Industrial_Agriculture_New_Space Heating_Natural Gas_Gas Boiler - Maintenance_A_Achievable Economic RVT Potential | F5 | Industrial | Agriculture | New | Space Heating | Natural Gas | Gas Boiler - Maintenance | A | Incremental Summer Peak Savings (MW) | Achievable Economic RVT Potential | 0 | 0 | 0 | 0 | 0 | 0 | 0 | 0 | 0 | 0 | 0 | 0 | 0 | 0 | 0 | 0 | 0 | 0 | 0 | 0 | 0 | 0 | 0 | 0 | 0 | 0 | 0 | 0 | 0 | 0 | 0
F6_Industrial_Agriculture_New_Space Heating_Natural Gas_Gas Boiler - Maintenance_A_Achievable Economic RVT Potential | F6 | Industrial | Agriculture | New | Space Heating | Natural Gas | Gas Boiler - Maintenance | A | Incremental Winter Peak Savings (MW) | Achievable Economic RVT Potential | 0 | 0 | 0 | 0 | 0 | 0 | 0 | 0 | 0 | 0 | 0 | 0 | 0 | 0 | 0 | 0 | 0 | 0 | 0 | 0 | 0 | 0 | 0 | 0 | 0 | 0 | 0 | 0 | 0 | 0 | 0
F7_Industrial_Agriculture_New_Space Heating_Natural Gas_Gas Boiler - Maintenance_A_Achievable Economic RVT Potential | F7 | Industrial | Agriculture | New | Space Heating | Natural Gas | Gas Boiler - Maintenance | A | Cumulative Energy Savings (MWh or mTherms) | Achievable Economic RVT Potential | 0 | 0 | 0 | 0 | 0 | 0 | 0 | 0 | 0 | 0 | 0 | 0 | 0 | 0 | 0 | 0 | 0 | 0 | 0 | 0 | 0 | 0 | 0 | 0 | 0 | 0 | 0 | 0 | 0 | 0 | 0
F8_Industrial_Agriculture_New_Space Heating_Natural Gas_Gas Boiler - Maintenance_A_Achievable Economic RVT Potential | F8 | Industrial | Agriculture | New | Space Heating | Natural Gas | Gas Boiler - Maintenance | A | Cumulative Summer Peak Savings (MW) | Achievable Economic RVT Potential | 0 | 0 | 0 | 0 | 0 | 0 | 0 | 0 | 0 | 0 | 0 | 0 | 0 | 0 | 0 | 0 | 0 | 0 | 0 | 0 | 0 | 0 | 0 | 0 | 0 | 0 | 0 | 0 | 0 | 0 | 0
F9_Industrial_Agriculture_New_Space Heating_Natural Gas_Gas Boiler - Maintenance_A_Achievable Economic RVT Potential | F9 | Industrial | Agriculture | New | Space Heating | Natural Gas | Gas Boiler - Maintenance | A | Cumulative Winter Peak Savings (MW) | Achievable Economic RVT Potential | 0 | 0 | 0 | 0 | 0 | 0 | 0 | 0 | 0 | 0 | 0 | 0 | 0 | 0 | 0 | 0 | 0 | 0 | 0 | 0 | 0 | 0 | 0 | 0 | 0 | 0 | 0 | 0 | 0 | 0 | 0
F10_Industrial_Agriculture_New_Space Heating_Natural Gas_Gas Boiler - Maintenance_A_Achievable Economic RVT Potential | F10 | Industrial | Agriculture | New | Space Heating | Natural Gas | Gas Boiler - Maintenance | A | Purchases (Incremental) | Achievable Economic RVT Potential | 0 | 0 | 0 | 0 | 0 | 0 | 0 | 0 | 0 | 0 | 0 | 0 | 0 | 0 | 0 | 0 | 0 | 0 | 0 | 0 | 0 | 0 | 0 | 0 | 0 | 0 | 0 | 0 | 0 | 0 | 0
F11_Industrial_Agriculture_New_Space Heating_Natural Gas_Gas Boiler - Maintenance_A_Achievable Economic RVT Potential | F11 | Industrial | Agriculture | New | Space Heating | Natural Gas | Gas Boiler - Maintenance | A | Purchases (Cumulative) | Achievable Economic RVT Potential | 0 | 0 | 0 | 0 | 0 | 0 | 0 | 0 | 0 | 0 | 0 | 0 | 0 | 0 | 0 | 0 | 0 | 0 | 0 | 0 | 0 | 0 | 0 | 0 | 0 | 0 | 0 | 0 | 0 | 0 | 0
F1_Industrial_Agriculture_New_Process_Natural Gas_Gas Boiler - Maintenance_A_Achievable Economic RVT Potential | F1 | Industrial | Agriculture | New | Process | Natural Gas | Gas Boiler - Maintenance | A | Integrated Unit Energy Savings (kWh or therms) | Achievable Economic RVT Potential | 0 | 0 | 0 | 0 | 0 | 1.5559 | 1.5559 | 1.5559 | 1.5559 | 1.5559 | 1.5559 | 1.5559 | 1.5559 | 1.5559 | 1.5559 | 1.5559 | 1.5559 | 1.5559 | 1.5559 | 1.5559 | 1.5559 | 1.5559 | 1.5559 | 1.5559 | 1.5559 | 1.5559 | 1.5559 | 1.5559 | 1.5559 | 1.5559 | 1.5559
F2_Industrial_Agriculture_New_Process_Natural Gas_Gas Boiler - Maintenance_A_Achievable Economic RVT Potential | F2 | Industrial | Agriculture | New | Process | Natural Gas | Gas Boiler - Maintenance | A | Integrated Unit Summer Peak Savings (kW) | Achievable Economic RVT Potential | 0 | 0 | 0 | 0 | 0 | 0 | 0 | 0 | 0 | 0 | 0 | 0 | 0 | 0 | 0 | 0 | 0 | 0 | 0 | 0 | 0 | 0 | 0 | 0 | 0 | 0 | 0 | 0 | 0 | 0 | 0
F3_Industrial_Agriculture_New_Process_Natural Gas_Gas Boiler - Maintenance_A_Achievable Economic RVT Potential | F3 | Industrial | Agriculture | New | Process | Natural Gas | Gas Boiler - Maintenance | A | Integrated Unit Winter Peak Savings (kW) | Achievable Economic RVT Potential | 0 | 0 | 0 | 0 | 0 | 0 | 0 | 0 | 0 | 0 | 0 | 0 | 0 | 0 | 0 | 0 | 0 | 0 | 0 | 0 | 0 | 0 | 0 | 0 | 0 | 0 | 0 | 0 | 0 | 0 | 0
F4_Industrial_Agriculture_New_Process_Natural Gas_Gas Boiler - Maintenance_A_Achievable Economic RVT Potential | F4 | Industrial | Agriculture | New | Process | Natural Gas | Gas Boiler - Maintenance | A | Incremental Energy Savings (MWh or mTherms) | Achievable Economic RVT Potential | 0 | 0 | 0 | 0 | 0 | 0 | 0 | 0 | 0 | 0 | 0 | 0 | 0 | 0 | 0 | 0 | 0 | 0 | 0 | 0 | 0 | 0 | 0 | 0 | 0 | 0 | 0 | 0 | 0 | 0 | 0
F5_Industrial_Agriculture_New_Process_Natural Gas_Gas Boiler - Maintenance_A_Achievable Economic RVT Potential | F5 | Industrial | Agriculture | New | Process | Natural Gas | Gas Boiler - Maintenance | A | Incremental Summer Peak Savings (MW) | Achievable Economic RVT Potential | 0 | 0 | 0 | 0 | 0 | 0 | 0 | 0 | 0 | 0 | 0 | 0 | 0 | 0 | 0 | 0 | 0 | 0 | 0 | 0 | 0 | 0 | 0 | 0 | 0 | 0 | 0 | 0 | 0 | 0 | 0
F6_Industrial_Agriculture_New_Process_Natural Gas_Gas Boiler - Maintenance_A_Achievable Economic RVT Potential | F6 | Industrial | Agriculture | New | Process | Natural Gas | Gas Boiler - Maintenance | A | Incremental Winter Peak Savings (MW) | Achievable Economic RVT Potential | 0 | 0 | 0 | 0 | 0 | 0 | 0 | 0 | 0 | 0 | 0 | 0 | 0 | 0 | 0 | 0 | 0 | 0 | 0 | 0 | 0 | 0 | 0 | 0 | 0 | 0 | 0 | 0 | 0 | 0 | 0
F7_Industrial_Agriculture_New_Process_Natural Gas_Gas Boiler - Maintenance_A_Achievable Economic RVT Potential | F7 | Industrial | Agriculture | New | Process | Natural Gas | Gas Boiler - Maintenance | A | Cumulative Energy Savings (MWh or mTherms) | Achievable Economic RVT Potential | 0 | 0 | 0 | 0 | 0 | 0 | 0 | 0 | 0 | 0 | 0 | 0 | 0 | 0 | 0 | 0 | 0 | 0 | 0 | 0 | 0 | 0 | 0 | 0 | 0 | 0 | 0 | 0 | 0 | 0 | 0
F8_Industrial_Agriculture_New_Process_Natural Gas_Gas Boiler - Maintenance_A_Achievable Economic RVT Potential | F8 | Industrial | Agriculture | New | Process | Natural Gas | Gas Boiler - Maintenance | A | Cumulative Summer Peak Savings (MW) | Achievable Economic RVT Potential | 0 | 0 | 0 | 0 | 0 | 0 | 0 | 0 | 0 | 0 | 0 | 0 | 0 | 0 | 0 | 0 | 0 | 0 | 0 | 0 | 0 | 0 | 0 | 0 | 0 | 0 | 0 | 0 | 0 | 0 | 0
F9_Industrial_Agriculture_New_Process_Natural Gas_Gas Boiler - Maintenance_A_Achievable Economic RVT Potential | F9 | Industrial | Agriculture | New | Process | Natural Gas | Gas Boiler - Maintenance | A | Cumulative Winter Peak Savings (MW) | Achievable Economic RVT Potential | 0 | 0 | 0 | 0 | 0 | 0 | 0 | 0 | 0 | 0 | 0 | 0 | 0 | 0 | 0 | 0 | 0 | 0 | 0 | 0 | 0 | 0 | 0 | 0 | 0 | 0 | 0 | 0 | 0 | 0 | 0
F10_Industrial_Agriculture_New_Process_Natural Gas_Gas Boiler - Maintenance_A_Achievable Economic RVT Potential | F10 | Industrial | Agriculture | New | Process | Natural Gas | Gas Boiler - Maintenance | A | Purchases (Incremental) | Achievable Economic RVT Potential | 0 | 0 | 0 | 0 | 0 | 0 | 0 | 0 | 0 | 0 | 0 | 0 | 0 | 0 | 0 | 0 | 0 | 0 | 0 | 0 | 0 | 0 | 0 | 0 | 0 | 0 | 0 | 0 | 0 | 0 | 0
F11_Industrial_Agriculture_New_Process_Natural Gas_Gas Boiler - Maintenance_A_Achievable Economic RVT Potential | F11 | Industrial | Agriculture | New | Process | Natural Gas | Gas Boiler - Maintenance | A | Purchases (Cumulative) | Achievable Economic RVT Potential | 0 | 0 | 0 | 0 | 0 | 0 | 0 | 0 | 0 | 0 | 0 | 0 | 0 | 0 | 0 | 0 | 0 | 0 | 0 | 0 | 0 | 0 | 0 | 0 | 0 | 0 | 0 | 0 | 0 | 0 | 0
F1_Industrial_Agriculture_New_Space Heating_Natural Gas_Gas Furnace - Maintenance_A_Achievable Economic RVT Potential | F1 | Industrial | Agriculture | New | Space Heating | Natural Gas | Gas Furnace - Maintenance | A | Integrated Unit Energy Savings (kWh or therms) | Achievable Economic RVT Potential | 0 | 0 | 0 | 0 | 0 | 0 | 0 | 0 | 0 | 0 | 0 | 0 | 0 | 0 | 0 | 0 | 0 | 0 | 0 | 0 | 0 | 0 | 0 | 0 | 0 | 0 | 0 | 0 | 0 | 0 | 0
F2_Industrial_Agriculture_New_Space Heating_Natural Gas_Gas Furnace - Maintenance_A_Achievable Economic RVT Potential | F2 | Industrial | Agriculture | New | Space Heating | Natural Gas | Gas Furnace - Maintenance | A | Integrated Unit Summer Peak Savings (kW) | Achievable Economic RVT Potential | 0 | 0 | 0 | 0 | 0 | 0 | 0 | 0 | 0 | 0 | 0 | 0 | 0 | 0 | 0 | 0 | 0 | 0 | 0 | 0 | 0 | 0 | 0 | 0 | 0 | 0 | 0 | 0 | 0 | 0 | 0
F3_Industrial_Agriculture_New_Space Heating_Natural Gas_Gas Furnace - Maintenance_A_Achievable Economic RVT Potential | F3 | Industrial | Agriculture | New | Space Heating | Natural Gas | Gas Furnace - Maintenance | A | Integrated Unit Winter Peak Savings (kW) | Achievable Economic RVT Potential | 0 | 0 | 0 | 0 | 0 | 0 | 0 | 0 | 0 | 0 | 0 | 0 | 0 | 0 | 0 | 0 | 0 | 0 | 0 | 0 | 0 | 0 | 0 | 0 | 0 | 0 | 0 | 0 | 0 | 0 | 0
F4_Industrial_Agriculture_New_Space Heating_Natural Gas_Gas Furnace - Maintenance_A_Achievable Economic RVT Potential | F4 | Industrial | Agriculture | New | Space Heating | Natural Gas | Gas Furnace - Maintenance | A | Incremental Energy Savings (MWh or mTherms) | Achievable Economic RVT Potential | 0 | 0 | 0 | 0 | 0 | 0 | 0 | 0 | 0 | 0 | 0 | 0 | 0 | 0 | 0 | 0 | 0 | 0 | 0 | 0 | 0 | 0 | 0 | 0 | 0 | 0 | 0 | 0 | 0 | 0 | 0
F5_Industrial_Agriculture_New_Space Heating_Natural Gas_Gas Furnace - Maintenance_A_Achievable Economic RVT Potential | F5 | Industrial | Agriculture | New | Space Heating | Natural Gas | Gas Furnace - Maintenance | A | Incremental Summer Peak Savings (MW) | Achievable Economic RVT Potential | 0 | 0 | 0 | 0 | 0 | 0 | 0 | 0 | 0 | 0 | 0 | 0 | 0 | 0 | 0 | 0 | 0 | 0 | 0 | 0 | 0 | 0 | 0 | 0 | 0 | 0 | 0 | 0 | 0 | 0 | 0
F6_Industrial_Agriculture_New_Space Heating_Natural Gas_Gas Furnace - Maintenance_A_Achievable Economic RVT Potential | F6 | Industrial | Agriculture | New | Space Heating | Natural Gas | Gas Furnace - Maintenance | A | Incremental Winter Peak Savings (MW) | Achievable Economic RVT Potential | 0 | 0 | 0 | 0 | 0 | 0 | 0 | 0 | 0 | 0 | 0 | 0 | 0 | 0 | 0 | 0 | 0 | 0 | 0 | 0 | 0 | 0 | 0 | 0 | 0 | 0 | 0 | 0 | 0 | 0 | 0
F7_Industrial_Agriculture_New_Space Heating_Natural Gas_Gas Furnace - Maintenance_A_Achievable Economic RVT Potential | F7 | Industrial | Agriculture | New | Space Heating | Natural Gas | Gas Furnace - Maintenance | A | Cumulative Energy Savings (MWh or mTherms) | Achievable Economic RVT Potential | 0 | 0 | 0 | 0 | 0 | 0 | 0 | 0 | 0 | 0 | 0 | 0 | 0 | 0 | 0 | 0 | 0 | 0 | 0 | 0 | 0 | 0 | 0 | 0 | 0 | 0 | 0 | 0 | 0 | 0 | 0
F8_Industrial_Agriculture_New_Space Heating_Natural Gas_Gas Furnace - Maintenance_A_Achievable Economic RVT Potential | F8 | Industrial | Agriculture | New | Space Heating | Natural Gas | Gas Furnace - Maintenance | A | Cumulative Summer Peak Savings (MW) | Achievable Economic RVT Potential | 0 | 0 | 0 | 0 | 0 | 0 | 0 | 0 | 0 | 0 | 0 | 0 | 0 | 0 | 0 | 0 | 0 | 0 | 0 | 0 | 0 | 0 | 0 | 0 | 0 | 0 | 0 | 0 | 0 | 0 | 0
F9_Industrial_Agriculture_New_Space Heating_Natural Gas_Gas Furnace - Maintenance_A_Achievable Economic RVT Potential | F9 | Industrial | Agriculture | New | Space Heating | Natural Gas | Gas Furnace - Maintenance | A | Cumulative Winter Peak Savings (MW) | Achievable Economic RVT Potential | 0 | 0 | 0 | 0 | 0 | 0 | 0 | 0 | 0 | 0 | 0 | 0 | 0 | 0 | 0 | 0 | 0 | 0 | 0 | 0 | 0 | 0 | 0 | 0 | 0 | 0 | 0 | 0 | 0 | 0 | 0
F10_Industrial_Agriculture_New_Space Heating_Natural Gas_Gas Furnace - Maintenance_A_Achievable Economic RVT Potential | F10 | Industrial | Agriculture | New | Space Heating | Natural Gas | Gas Furnace - Maintenance | A | Purchases (Incremental) | Achievable Economic RVT Potential | 0 | 0 | 0 | 0 | 0 | 0 | 0 | 0 | 0 | 0 | 0 | 0 | 0 | 0 | 0 | 0 | 0 | 0 | 0 | 0 | 0 | 0 | 0 | 0 | 0 | 0 | 0 | 0 | 0 | 0 | 0
F11_Industrial_Agriculture_New_Space Heating_Natural Gas_Gas Furnace - Maintenance_A_Achievable Economic RVT Potential | F11 | Industrial | Agriculture | New | Space Heating | Natural Gas | Gas Furnace - Maintenance | A | Purchases (Cumulative) | Achievable Economic RVT Potential | 0 | 0 | 0 | 0 | 0 | 0 | 0 | 0 | 0 | 0 | 0 | 0 | 0 | 0 | 0 | 0 | 0 | 0 | 0 | 0 | 0 | 0 | 0 | 0 | 0 | 0 | 0 | 0 | 0 | 0 | 0
F1_Industrial_Agriculture_New_Space Heating_Natural Gas_Gas Boiler - Hot Water Reset_A_Achievable Economic RVT Potential | F1 | Industrial | Agriculture | New | Space Heating | Natural Gas | Gas Boiler - Hot Water Reset | A | Integrated Unit Energy Savings (kWh or therms) | Achievable Economic RVT Potential | 0 | 0 | 0 | 0 | 0 | 0 | 0 | 0 | 0 | 0 | 0 | 0 | 0 | 0 | 0 | 0 | 0 | 0 | 0 | 0 | 0 | 0 | 0 | 0 | 0 | 0 | 0 | 0 | 0 | 0 | 0
F2_Industrial_Agriculture_New_Space Heating_Natural Gas_Gas Boiler - Hot Water Reset_A_Achievable Economic RVT Potential | F2 | Industrial | Agriculture | New | Space Heating | Natural Gas | Gas Boiler - Hot Water Reset | A | Integrated Unit Summer Peak Savings (kW) | Achievable Economic RVT Potential | 0 | 0 | 0 | 0 | 0 | 0 | 0 | 0 | 0 | 0 | 0 | 0 | 0 | 0 | 0 | 0 | 0 | 0 | 0 | 0 | 0 | 0 | 0 | 0 | 0 | 0 | 0 | 0 | 0 | 0 | 0
F3_Industrial_Agriculture_New_Space Heating_Natural Gas_Gas Boiler - Hot Water Reset_A_Achievable Economic RVT Potential | F3 | Industrial | Agriculture | New | Space Heating | Natural Gas | Gas Boiler - Hot Water Reset | A | Integrated Unit Winter Peak Savings (kW) | Achievable Economic RVT Potential | 0 | 0 | 0 | 0 | 0 | 0 | 0 | 0 | 0 | 0 | 0 | 0 | 0 | 0 | 0 | 0 | 0 | 0 | 0 | 0 | 0 | 0 | 0 | 0 | 0 | 0 | 0 | 0 | 0 | 0 | 0
F4_Industrial_Agriculture_New_Space Heating_Natural Gas_Gas Boiler - Hot Water Reset_A_Achievable Economic RVT Potential | F4 | Industrial | Agriculture | New | Space Heating | Natural Gas | Gas Boiler - Hot Water Reset | A | Incremental Energy Savings (MWh or mTherms) | Achievable Economic RVT Potential | 0 | 0 | 0 | 0 | 0 | 0 | 0 | 0 | 0 | 0 | 0 | 0 | 0 | 0 | 0 | 0 | 0 | 0 | 0 | 0 | 0 | 0 | 0 | 0 | 0 | 0 | 0 | 0 | 0 | 0 | 0
F5_Industrial_Agriculture_New_Space Heating_Natural Gas_Gas Boiler - Hot Water Reset_A_Achievable Economic RVT Potential | F5 | Industrial | Agriculture | New | Space Heating | Natural Gas | Gas Boiler - Hot Water Reset | A | Incremental Summer Peak Savings (MW) | Achievable Economic RVT Potential | 0 | 0 | 0 | 0 | 0 | 0 | 0 | 0 | 0 | 0 | 0 | 0 | 0 | 0 | 0 | 0 | 0 | 0 | 0 | 0 | 0 | 0 | 0 | 0 | 0 | 0 | 0 | 0 | 0 | 0 | 0
F6_Industrial_Agriculture_New_Space Heating_Natural Gas_Gas Boiler - Hot Water Reset_A_Achievable Economic RVT Potential | F6 | Industrial | Agriculture | New | Space Heating | Natural Gas | Gas Boiler - Hot Water Reset | A | Incremental Winter Peak Savings (MW) | Achievable Economic RVT Potential | 0 | 0 | 0 | 0 | 0 | 0 | 0 | 0 | 0 | 0 | 0 | 0 | 0 | 0 | 0 | 0 | 0 | 0 | 0 | 0 | 0 | 0 | 0 | 0 | 0 | 0 | 0 | 0 | 0 | 0 | 0
F7_Industrial_Agriculture_New_Space Heating_Natural Gas_Gas Boiler - Hot Water Reset_A_Achievable Economic RVT Potential | F7 | Industrial | Agriculture | New | Space Heating | Natural Gas | Gas Boiler - Hot Water Reset | A | Cumulative Energy Savings (MWh or mTherms) | Achievable Economic RVT Potential | 0 | 0 | 0 | 0 | 0 | 0 | 0 | 0 | 0 | 0 | 0 | 0 | 0 | 0 | 0 | 0 | 0 | 0 | 0 | 0 | 0 | 0 | 0 | 0 | 0 | 0 | 0 | 0 | 0 | 0 | 0
F8_Industrial_Agriculture_New_Space Heating_Natural Gas_Gas Boiler - Hot Water Reset_A_Achievable Economic RVT Potential | F8 | Industrial | Agriculture | New | Space Heating | Natural Gas | Gas Boiler - Hot Water Reset | A | Cumulative Summer Peak Savings (MW) | Achievable Economic RVT Potential | 0 | 0 | 0 | 0 | 0 | 0 | 0 | 0 | 0 | 0 | 0 | 0 | 0 | 0 | 0 | 0 | 0 | 0 | 0 | 0 | 0 | 0 | 0 | 0 | 0 | 0 | 0 | 0 | 0 | 0 | 0
F9_Industrial_Agriculture_New_Space Heating_Natural Gas_Gas Boiler - Hot Water Reset_A_Achievable Economic RVT Potential | F9 | Industrial | Agriculture | New | Space Heating | Natural Gas | Gas Boiler - Hot Water Reset | A | Cumulative Winter Peak Savings (MW) | Achievable Economic RVT Potential | 0 | 0 | 0 | 0 | 0 | 0 | 0 | 0 | 0 | 0 | 0 | 0 | 0 | 0 | 0 | 0 | 0 | 0 | 0 | 0 | 0 | 0 | 0 | 0 | 0 | 0 | 0 | 0 | 0 | 0 | 0
F10_Industrial_Agriculture_New_Space Heating_Natural Gas_Gas Boiler - Hot Water Reset_A_Achievable Economic RVT Potential | F10 | Industrial | Agriculture | New | Space Heating | Natural Gas | Gas Boiler - Hot Water Reset | A | Purchases (Incremental) | Achievable Economic RVT Potential | 0 | 0 | 0 | 0 | 0 | 0 | 0 | 0 | 0 | 0 | 0 | 0 | 0 | 0 | 0 | 0 | 0 | 0 | 0 | 0 | 0 | 0 | 0 | 0 | 0 | 0 | 0 | 0 | 0 | 0 | 0
F11_Industrial_Agriculture_New_Space Heating_Natural Gas_Gas Boiler - Hot Water Reset_A_Achievable Economic RVT Potential | F11 | Industrial | Agriculture | New | Space Heating | Natural Gas | Gas Boiler - Hot Water Reset | A | Purchases (Cumulative) | Achievable Economic RVT Potential | 0 | 0 | 0 | 0 | 0 | 0 | 0 | 0 | 0 | 0 | 0 | 0 | 0 | 0 | 0 | 0 | 0 | 0 | 0 | 0 | 0 | 0 | 0 | 0 | 0 | 0 | 0 | 0 | 0 | 0 | 0
F1_Industrial_Agriculture_New_Process_Natural Gas_Gas Boiler - Hot Water Reset_A_Achievable Economic RVT Potential | F1 | Industrial | Agriculture | New | Process | Natural Gas | Gas Boiler - Hot Water Reset | A | Integrated Unit Energy Savings (kWh or therms) | Achievable Economic RVT Potential | 0 | 0 | 0 | 0 | 0 | 2.8269 | 2.8254 | 2.824 | 2.823 | 2.822 | 2.8211 | 2.8206 | 2.8203 | 2.8202 | 2.8202 | 2.8203 | 2.8204 | 2.8205 | 2.8207 | 2.8209 | 2.8213 | 2.8217 | 2.822 | 2.8222 | 2.8225 | 2.8227 | 2.823 | 2.8232 | 2.8289 | 2.8289 | 2.8289
F2_Industrial_Agriculture_New_Process_Natural Gas_Gas Boiler - Hot Water Reset_A_Achievable Economic RVT Potential | F2 | Industrial | Agriculture | New | Process | Natural Gas | Gas Boiler - Hot Water Reset | A | Integrated Unit Summer Peak Savings (kW) | Achievable Economic RVT Potential | 0 | 0 | 0 | 0 | 0 | 0 | 0 | 0 | 0 | 0 | 0 | 0 | 0 | 0 | 0 | 0 | 0 | 0 | 0 | 0 | 0 | 0 | 0 | 0 | 0 | 0 | 0 | 0 | 0 | 0 | 0
F3_Industrial_Agriculture_New_Process_Natural Gas_Gas Boiler - Hot Water Reset_A_Achievable Economic RVT Potential | F3 | Industrial | Agriculture | New | Process | Natural Gas | Gas Boiler - Hot Water Reset | A | Integrated Unit Winter Peak Savings (kW) | Achievable Economic RVT Potential | 0 | 0 | 0 | 0 | 0 | 0 | 0 | 0 | 0 | 0 | 0 | 0 | 0 | 0 | 0 | 0 | 0 | 0 | 0 | 0 | 0 | 0 | 0 | 0 | 0 | 0 | 0 | 0 | 0 | 0 | 0
F4_Industrial_Agriculture_New_Process_Natural Gas_Gas Boiler - Hot Water Reset_A_Achievable Economic RVT Potential | F4 | Industrial | Agriculture | New | Process | Natural Gas | Gas Boiler - Hot Water Reset | A | Incremental Energy Savings (MWh or mTherms) | Achievable Economic RVT Potential | 0 | 0 | 0 | 0 | 0 | 0 | 0 | 0 | 0 | 0 | 0 | 0 | 0 | 0 | 0 | 0 | 0 | 0 | 0 | 0 | 0 | 0 | 0 | 0 | 0 | 0 | 0 | 0 | 0 | 0 | 0
F5_Industrial_Agriculture_New_Process_Natural Gas_Gas Boiler - Hot Water Reset_A_Achievable Economic RVT Potential | F5 | Industrial | Agriculture | New | Process | Natural Gas | Gas Boiler - Hot Water Reset | A | Incremental Summer Peak Savings (MW) | Achievable Economic RVT Potential | 0 | 0 | 0 | 0 | 0 | 0 | 0 | 0 | 0 | 0 | 0 | 0 | 0 | 0 | 0 | 0 | 0 | 0 | 0 | 0 | 0 | 0 | 0 | 0 | 0 | 0 | 0 | 0 | 0 | 0 | 0
F6_Industrial_Agriculture_New_Process_Natural Gas_Gas Boiler - Hot Water Reset_A_Achievable Economic RVT Potential | F6 | Industrial | Agriculture | New | Process | Natural Gas | Gas Boiler - Hot Water Reset | A | Incremental Winter Peak Savings (MW) | Achievable Economic RVT Potential | 0 | 0 | 0 | 0 | 0 | 0 | 0 | 0 | 0 | 0 | 0 | 0 | 0 | 0 | 0 | 0 | 0 | 0 | 0 | 0 | 0 | 0 | 0 | 0 | 0 | 0 | 0 | 0 | 0 | 0 | 0
F7_Industrial_Agriculture_New_Process_Natural Gas_Gas Boiler - Hot Water Reset_A_Achievable Economic RVT Potential | F7 | Industrial | Agriculture | New | Process | Natural Gas | Gas Boiler - Hot Water Reset | A | Cumulative Energy Savings (MWh or mTherms) | Achievable Economic RVT Potential | 0 | 0 | 0 | 0 | 0 | 0 | 0 | 0 | 0 | 0 | 0 | 0 | 0 | 0 | 0 | 0 | 0 | 0 | 0 | 0 | 0 | 0 | 0 | 0 | 0 | 0 | 0 | 0 | 0 | 0 | 0
F8_Industrial_Agriculture_New_Process_Natural Gas_Gas Boiler - Hot Water Reset_A_Achievable Economic RVT Potential | F8 | Industrial | Agriculture | New | Process | Natural Gas | Gas Boiler - Hot Water Reset | A | Cumulative Summer Peak Savings (MW) | Achievable Economic RVT Potential | 0 | 0 | 0 | 0 | 0 | 0 | 0 | 0 | 0 | 0 | 0 | 0 | 0 | 0 | 0 | 0 | 0 | 0 | 0 | 0 | 0 | 0 | 0 | 0 | 0 | 0 | 0 | 0 | 0 | 0 | 0
F9_Industrial_Agriculture_New_Process_Natural Gas_Gas Boiler - Hot Water Reset_A_Achievable Economic RVT Potential | F9 | Industrial | Agriculture | New | Process | Natural Gas | Gas Boiler - Hot Water Reset | A | Cumulative Winter Peak Savings (MW) | Achievable Economic RVT Potential | 0 | 0 | 0 | 0 | 0 | 0 | 0 | 0 | 0 | 0 | 0 | 0 | 0 | 0 | 0 | 0 | 0 | 0 | 0 | 0 | 0 | 0 | 0 | 0 | 0 | 0 | 0 | 0 | 0 | 0 | 0
F10_Industrial_Agriculture_New_Process_Natural Gas_Gas Boiler - Hot Water Reset_A_Achievable Economic RVT Potential | F10 | Industrial | Agriculture | New | Process | Natural Gas | Gas Boiler - Hot Water Reset | A | Purchases (Incremental) | Achievable Economic RVT Potential | 0 | 0 | 0 | 0 | 0 | 0 | 0 | 0 | 0 | 0 | 0 | 0 | 0 | 0 | 0 | 0 | 0 | 0 | 0 | 0 | 0 | 0 | 0 | 0 | 0 | 0 | 0 | 0 | 0 | 0 | 0
F11_Industrial_Agriculture_New_Process_Natural Gas_Gas Boiler - Hot Water Reset_A_Achievable Economic RVT Potential | F11 | Industrial | Agriculture | New | Process | Natural Gas | Gas Boiler - Hot Water Reset | A | Purchases (Cumulative) | Achievable Economic RVT Potential | 0 | 0 | 0 | 0 | 0 | 0 | 0 | 0 | 0 | 0 | 0 | 0 | 0 | 0 | 0 | 0 | 0 | 0 | 0 | 0 | 0 | 0 | 0 | 0 | 0 | 0 | 0 | 0 | 0 | 0 | 0
F1_Industrial_Agriculture_New_Space Heating_Natural Gas_Steam Trap Maintenance_A_Achievable Economic RVT Potential | F1 | Industrial | Agriculture | New | Space Heating | Natural Gas | Steam Trap Maintenance | A | Integrated Unit Energy Savings (kWh or therms) | Achievable Economic RVT Potential | 0 | 0 | 0 | 0 | 0 | 0 | 0 | 0 | 0 | 0 | 0 | 0 | 0 | 0 | 0 | 0 | 0 | 0 | 0 | 0 | 0 | 0 | 0 | 0 | 0 | 0 | 0 | 0 | 0 | 0 | 0
F2_Industrial_Agriculture_New_Space Heating_Natural Gas_Steam Trap Maintenance_A_Achievable Economic RVT Potential | F2 | Industrial | Agriculture | New | Space Heating | Natural Gas | Steam Trap Maintenance | A | Integrated Unit Summer Peak Savings (kW) | Achievable Economic RVT Potential | 0 | 0 | 0 | 0 | 0 | 0 | 0 | 0 | 0 | 0 | 0 | 0 | 0 | 0 | 0 | 0 | 0 | 0 | 0 | 0 | 0 | 0 | 0 | 0 | 0 | 0 | 0 | 0 | 0 | 0 | 0
F3_Industrial_Agriculture_New_Space Heating_Natural Gas_Steam Trap Maintenance_A_Achievable Economic RVT Potential | F3 | Industrial | Agriculture | New | Space Heating | Natural Gas | Steam Trap Maintenance | A | Integrated Unit Winter Peak Savings (kW) | Achievable Economic RVT Potential | 0 | 0 | 0 | 0 | 0 | 0 | 0 | 0 | 0 | 0 | 0 | 0 | 0 | 0 | 0 | 0 | 0 | 0 | 0 | 0 | 0 | 0 | 0 | 0 | 0 | 0 | 0 | 0 | 0 | 0 | 0
F4_Industrial_Agriculture_New_Space Heating_Natural Gas_Steam Trap Maintenance_A_Achievable Economic RVT Potential | F4 | Industrial | Agriculture | New | Space Heating | Natural Gas | Steam Trap Maintenance | A | Incremental Energy Savings (MWh or mTherms) | Achievable Economic RVT Potential | 0 | 0 | 0 | 0 | 0 | 0 | 0 | 0 | 0 | 0 | 0 | 0 | 0 | 0 | 0 | 0 | 0 | 0 | 0 | 0 | 0 | 0 | 0 | 0 | 0 | 0 | 0 | 0 | 0 | 0 | 0
F5_Industrial_Agriculture_New_Space Heating_Natural Gas_Steam Trap Maintenance_A_Achievable Economic RVT Potential | F5 | Industrial | Agriculture | New | Space Heating | Natural Gas | Steam Trap Maintenance | A | Incremental Summer Peak Savings (MW) | Achievable Economic RVT Potential | 0 | 0 | 0 | 0 | 0 | 0 | 0 | 0 | 0 | 0 | 0 | 0 | 0 | 0 | 0 | 0 | 0 | 0 | 0 | 0 | 0 | 0 | 0 | 0 | 0 | 0 | 0 | 0 | 0 | 0 | 0
F6_Industrial_Agriculture_New_Space Heating_Natural Gas_Steam Trap Maintenance_A_Achievable Economic RVT Potential | F6 | Industrial | Agriculture | New | Space Heating | Natural Gas | Steam Trap Maintenance | A | Incremental Winter Peak Savings (MW) | Achievable Economic RVT Potential | 0 | 0 | 0 | 0 | 0 | 0 | 0 | 0 | 0 | 0 | 0 | 0 | 0 | 0 | 0 | 0 | 0 | 0 | 0 | 0 | 0 | 0 | 0 | 0 | 0 | 0 | 0 | 0 | 0 | 0 | 0
F7_Industrial_Agriculture_New_Space Heating_Natural Gas_Steam Trap Maintenance_A_Achievable Economic RVT Potential | F7 | Industrial | Agriculture | New | Space Heating | Natural Gas | Steam Trap Maintenance | A | Cumulative Energy Savings (MWh or mTherms) | Achievable Economic RVT Potential | 0 | 0 | 0 | 0 | 0 | 0 | 0 | 0 | 0 | 0 | 0 | 0 | 0 | 0 | 0 | 0 | 0 | 0 | 0 | 0 | 0 | 0 | 0 | 0 | 0 | 0 | 0 | 0 | 0 | 0 | 0
F8_Industrial_Agriculture_New_Space Heating_Natural Gas_Steam Trap Maintenance_A_Achievable Economic RVT Potential | F8 | Industrial | Agriculture | New | Space Heating | Natural Gas | Steam Trap Maintenance | A | Cumulative Summer Peak Savings (MW) | Achievable Economic RVT Potential | 0 | 0 | 0 | 0 | 0 | 0 | 0 | 0 | 0 | 0 | 0 | 0 | 0 | 0 | 0 | 0 | 0 | 0 | 0 | 0 | 0 | 0 | 0 | 0 | 0 | 0 | 0 | 0 | 0 | 0 | 0
F9_Industrial_Agriculture_New_Space Heating_Natural Gas_Steam Trap Maintenance_A_Achievable Economic RVT Potential | F9 | Industrial | Agriculture | New | Space Heating | Natural Gas | Steam Trap Maintenance | A | Cumulative Winter Peak Savings (MW) | Achievable Economic RVT Potential | 0 | 0 | 0 | 0 | 0 | 0 | 0 | 0 | 0 | 0 | 0 | 0 | 0 | 0 | 0 | 0 | 0 | 0 | 0 | 0 | 0 | 0 | 0 | 0 | 0 | 0 | 0 | 0 | 0 | 0 | 0
F10_Industrial_Agriculture_New_Space Heating_Natural Gas_Steam Trap Maintenance_A_Achievable Economic RVT Potential | F10 | Industrial | Agriculture | New | Space Heating | Natural Gas | Steam Trap Maintenance | A | Purchases (Incremental) | Achievable Economic RVT Potential | 0 | 0 | 0 | 0 | 0 | 0 | 0 | 0 | 0 | 0 | 0 | 0 | 0 | 0 | 0 | 0 | 0 | 0 | 0 | 0 | 0 | 0 | 0 | 0 | 0 | 0 | 0 | 0 | 0 | 0 | 0
F11_Industrial_Agriculture_New_Space Heating_Natural Gas_Steam Trap Maintenance_A_Achievable Economic RVT Potential | F11 | Industrial | Agriculture | New | Space Heating | Natural Gas | Steam Trap Maintenance | A | Purchases (Cumulative) | Achievable Economic RVT Potential | 0 | 0 | 0 | 0 | 0 | 0 | 0 | 0 | 0 | 0 | 0 | 0 | 0 | 0 | 0 | 0 | 0 | 0 | 0 | 0 | 0 | 0 | 0 | 0 | 0 | 0 | 0 | 0 | 0 | 0 | 0
F1_Industrial_Agriculture_New_Process_Natural Gas_Steam Trap Maintenance_A_Achievable Economic RVT Potential | F1 | Industrial | Agriculture | New | Process | Natural Gas | Steam Trap Maintenance | A | Integrated Unit Energy Savings (kWh or therms) | Achievable Economic RVT Potential | 0 | 0 | 0 | 0 | 0 | 1.9974 | 1.9963 | 1.9953 | 1.9946 | 1.9939 | 1.9933 | 1.9929 | 1.9927 | 1.9926 | 1.9926 | 1.9927 | 1.9928 | 1.9929 | 1.993 | 1.9932 | 1.9934 | 1.9937 | 1.9939 | 1.9941 | 1.9943 | 1.9944 | 1.9946 | 1.9947 | 1.9988 | 1.9988 | 1.9988
F2_Industrial_Agriculture_New_Process_Natural Gas_Steam Trap Maintenance_A_Achievable Economic RVT Potential | F2 | Industrial | Agriculture | New | Process | Natural Gas | Steam Trap Maintenance | A | Integrated Unit Summer Peak Savings (kW) | Achievable Economic RVT Potential | 0 | 0 | 0 | 0 | 0 | 0 | 0 | 0 | 0 | 0 | 0 | 0 | 0 | 0 | 0 | 0 | 0 | 0 | 0 | 0 | 0 | 0 | 0 | 0 | 0 | 0 | 0 | 0 | 0 | 0 | 0
F3_Industrial_Agriculture_New_Process_Natural Gas_Steam Trap Maintenance_A_Achievable Economic RVT Potential | F3 | Industrial | Agriculture | New | Process | Natural Gas | Steam Trap Maintenance | A | Integrated Unit Winter Peak Savings (kW) | Achievable Economic RVT Potential | 0 | 0 | 0 | 0 | 0 | 0 | 0 | 0 | 0 | 0 | 0 | 0 | 0 | 0 | 0 | 0 | 0 | 0 | 0 | 0 | 0 | 0 | 0 | 0 | 0 | 0 | 0 | 0 | 0 | 0 | 0
F4_Industrial_Agriculture_New_Process_Natural Gas_Steam Trap Maintenance_A_Achievable Economic RVT Potential | F4 | Industrial | Agriculture | New | Process | Natural Gas | Steam Trap Maintenance | A | Incremental Energy Savings (MWh or mTherms) | Achievable Economic RVT Potential | 0 | 0 | 0 | 0 | 0 | 0 | 0 | 0 | 0 | 0 | 0 | 0 | 0 | 0 | 0 | 0 | 0 | 0 | 0 | 0 | 0 | 0 | 0 | 0 | 0 | 0 | 0 | 0 | 0 | 0 | 0
F5_Industrial_Agriculture_New_Process_Natural Gas_Steam Trap Maintenance_A_Achievable Economic RVT Potential | F5 | Industrial | Agriculture | New | Process | Natural Gas | Steam Trap Maintenance | A | Incremental Summer Peak Savings (MW) | Achievable Economic RVT Potential | 0 | 0 | 0 | 0 | 0 | 0 | 0 | 0 | 0 | 0 | 0 | 0 | 0 | 0 | 0 | 0 | 0 | 0 | 0 | 0 | 0 | 0 | 0 | 0 | 0 | 0 | 0 | 0 | 0 | 0 | 0
F6_Industrial_Agriculture_New_Process_Natural Gas_Steam Trap Maintenance_A_Achievable Economic RVT Potential | F6 | Industrial | Agriculture | New | Process | Natural Gas | Steam Trap Maintenance | A | Incremental Winter Peak Savings (MW) | Achievable Economic RVT Potential | 0 | 0 | 0 | 0 | 0 | 0 | 0 | 0 | 0 | 0 | 0 | 0 | 0 | 0 | 0 | 0 | 0 | 0 | 0 | 0 | 0 | 0 | 0 | 0 | 0 | 0 | 0 | 0 | 0 | 0 | 0
F7_Industrial_Agriculture_New_Process_Natural Gas_Steam Trap Maintenance_A_Achievable Economic RVT Potential | F7 | Industrial | Agriculture | New | Process | Natural Gas | Steam Trap Maintenance | A | Cumulative Energy Savings (MWh or mTherms) | Achievable Economic RVT Potential | 0 | 0 | 0 | 0 | 0 | 0 | 0 | 0 | 0 | 0 | 0 | 0 | 0 | 0 | 0 | 0 | 0 | 0 | 0 | 0 | 0 | 0 | 0 | 0 | 0 | 0 | 0 | 0 | 0 | 0 | 0
F8_Industrial_Agriculture_New_Process_Natural Gas_Steam Trap Maintenance_A_Achievable Economic RVT Potential | F8 | Industrial | Agriculture | New | Process | Natural Gas | Steam Trap Maintenance | A | Cumulative Summer Peak Savings (MW) | Achievable Economic RVT Potential | 0 | 0 | 0 | 0 | 0 | 0 | 0 | 0 | 0 | 0 | 0 | 0 | 0 | 0 | 0 | 0 | 0 | 0 | 0 | 0 | 0 | 0 | 0 | 0 | 0 | 0 | 0 | 0 | 0 | 0 | 0
F9_Industrial_Agriculture_New_Process_Natural Gas_Steam Trap Maintenance_A_Achievable Economic RVT Potential | F9 | Industrial | Agriculture | New | Process | Natural Gas | Steam Trap Maintenance | A | Cumulative Winter Peak Savings (MW) | Achievable Economic RVT Potential | 0 | 0 | 0 | 0 | 0 | 0 | 0 | 0 | 0 | 0 | 0 | 0 | 0 | 0 | 0 | 0 | 0 | 0 | 0 | 0 | 0 | 0 | 0 | 0 | 0 | 0 | 0 | 0 | 0 | 0 | 0
F10_Industrial_Agriculture_New_Process_Natural Gas_Steam Trap Maintenance_A_Achievable Economic RVT Potential | F10 | Industrial | Agriculture | New | Process | Natural Gas | Steam Trap Maintenance | A | Purchases (Incremental) | Achievable Economic RVT Potential | 0 | 0 | 0 | 0 | 0 | 0 | 0 | 0 | 0 | 0 | 0 | 0 | 0 | 0 | 0 | 0 | 0 | 0 | 0 | 0 | 0 | 0 | 0 | 0 | 0 | 0 | 0 | 0 | 0 | 0 | 0
F11_Industrial_Agriculture_New_Process_Natural Gas_Steam Trap Maintenance_A_Achievable Economic RVT Potential | F11 | Industrial | Agriculture | New | Process | Natural Gas | Steam Trap Maintenance | A | Purchases (Cumulative) | Achievable Economic RVT Potential | 0 | 0 | 0 | 0 | 0 | 0 | 0 | 0 | 0 | 0 | 0 | 0 | 0 | 0 | 0 | 0 | 0 | 0 | 0 | 0 | 0 | 0 | 0 | 0 | 0 | 0 | 0 | 0 | 0 | 0 | 0
F1_Industrial_Agriculture_New_Space Heating_Natural Gas_Gas Boiler - High Turndown_A_Achievable Economic RVT Potential | F1 | Industrial | Agriculture | New | Space Heating | Natural Gas | Gas Boiler - High Turndown | A | Integrated Unit Energy Savings (kWh or therms) | Achievable Economic RVT Potential | 0 | 0 | 0 | 0 | 0 | 0 | 0 | 0 | 0 | 0 | 0 | 0 | 0 | 0 | 0 | 0 | 0 | 0 | 0 | 0 | 0 | 0 | 0 | 0 | 0 | 0 | 0 | 0 | 0 | 0 | 0
F2_Industrial_Agriculture_New_Space Heating_Natural Gas_Gas Boiler - High Turndown_A_Achievable Economic RVT Potential | F2 | Industrial | Agriculture | New | Space Heating | Natural Gas | Gas Boiler - High Turndown | A | Integrated Unit Summer Peak Savings (kW) | Achievable Economic RVT Potential | 0 | 0 | 0 | 0 | 0 | 0 | 0 | 0 | 0 | 0 | 0 | 0 | 0 | 0 | 0 | 0 | 0 | 0 | 0 | 0 | 0 | 0 | 0 | 0 | 0 | 0 | 0 | 0 | 0 | 0 | 0
F3_Industrial_Agriculture_New_Space Heating_Natural Gas_Gas Boiler - High Turndown_A_Achievable Economic RVT Potential | F3 | Industrial | Agriculture | New | Space Heating | Natural Gas | Gas Boiler - High Turndown | A | Integrated Unit Winter Peak Savings (kW) | Achievable Economic RVT Potential | 0 | 0 | 0 | 0 | 0 | 0 | 0 | 0 | 0 | 0 | 0 | 0 | 0 | 0 | 0 | 0 | 0 | 0 | 0 | 0 | 0 | 0 | 0 | 0 | 0 | 0 | 0 | 0 | 0 | 0 | 0
F4_Industrial_Agriculture_New_Space Heating_Natural Gas_Gas Boiler - High Turndown_A_Achievable Economic RVT Potential | F4 | Industrial | Agriculture | New | Space Heating | Natural Gas | Gas Boiler - High Turndown | A | Incremental Energy Savings (MWh or mTherms) | Achievable Economic RVT Potential | 0 | 0 | 0 | 0 | 0 | 0 | 0 | 0 | 0 | 0 | 0 | 0 | 0 | 0 | 0 | 0 | 0 | 0 | 0 | 0 | 0 | 0 | 0 | 0 | 0 | 0 | 0 | 0 | 0 | 0 | 0
F5_Industrial_Agriculture_New_Space Heating_Natural Gas_Gas Boiler - High Turndown_A_Achievable Economic RVT Potential | F5 | Industrial | Agriculture | New | Space Heating | Natural Gas | Gas Boiler - High Turndown | A | Incremental Summer Peak Savings (MW) | Achievable Economic RVT Potential | 0 | 0 | 0 | 0 | 0 | 0 | 0 | 0 | 0 | 0 | 0 | 0 | 0 | 0 | 0 | 0 | 0 | 0 | 0 | 0 | 0 | 0 | 0 | 0 | 0 | 0 | 0 | 0 | 0 | 0 | 0
F6_Industrial_Agriculture_New_Space Heating_Natural Gas_Gas Boiler - High Turndown_A_Achievable Economic RVT Potential | F6 | Industrial | Agriculture | New | Space Heating | Natural Gas | Gas Boiler - High Turndown | A | Incremental Winter Peak Savings (MW) | Achievable Economic RVT Potential | 0 | 0 | 0 | 0 | 0 | 0 | 0 | 0 | 0 | 0 | 0 | 0 | 0 | 0 | 0 | 0 | 0 | 0 | 0 | 0 | 0 | 0 | 0 | 0 | 0 | 0 | 0 | 0 | 0 | 0 | 0
F7_Industrial_Agriculture_New_Space Heating_Natural Gas_Gas Boiler - High Turndown_A_Achievable Economic RVT Potential | F7 | Industrial | Agriculture | New | Space Heating | Natural Gas | Gas Boiler - High Turndown | A | Cumulative Energy Savings (MWh or mTherms) | Achievable Economic RVT Potential | 0 | 0 | 0 | 0 | 0 | 0 | 0 | 0 | 0 | 0 | 0 | 0 | 0 | 0 | 0 | 0 | 0 | 0 | 0 | 0 | 0 | 0 | 0 | 0 | 0 | 0 | 0 | 0 | 0 | 0 | 0
F8_Industrial_Agriculture_New_Space Heating_Natural Gas_Gas Boiler - High Turndown_A_Achievable Economic RVT Potential | F8 | Industrial | Agriculture | New | Space Heating | Natural Gas | Gas Boiler - High Turndown | A | Cumulative Summer Peak Savings (MW) | Achievable Economic RVT Potential | 0 | 0 | 0 | 0 | 0 | 0 | 0 | 0 | 0 | 0 | 0 | 0 | 0 | 0 | 0 | 0 | 0 | 0 | 0 | 0 | 0 | 0 | 0 | 0 | 0 | 0 | 0 | 0 | 0 | 0 | 0
F9_Industrial_Agriculture_New_Space Heating_Natural Gas_Gas Boiler - High Turndown_A_Achievable Economic RVT Potential | F9 | Industrial | Agriculture | New | Space Heating | Natural Gas | Gas Boiler - High Turndown | A | Cumulative Winter Peak Savings (MW) | Achievable Economic RVT Potential | 0 | 0 | 0 | 0 | 0 | 0 | 0 | 0 | 0 | 0 | 0 | 0 | 0 | 0 | 0 | 0 | 0 | 0 | 0 | 0 | 0 | 0 | 0 | 0 | 0 | 0 | 0 | 0 | 0 | 0 | 0
F10_Industrial_Agriculture_New_Space Heating_Natural Gas_Gas Boiler - High Turndown_A_Achievable Economic RVT Potential | F10 | Industrial | Agriculture | New | Space Heating | Natural Gas | Gas Boiler - High Turndown | A | Purchases (Incremental) | Achievable Economic RVT Potential | 0 | 0 | 0 | 0 | 0 | 0 | 0 | 0 | 0 | 0 | 0 | 0 | 0 | 0 | 0 | 0 | 0 | 0 | 0 | 0 | 0 | 0 | 0 | 0 | 0 | 0 | 0 | 0 | 0 | 0 | 0
F11_Industrial_Agriculture_New_Space Heating_Natural Gas_Gas Boiler - High Turndown_A_Achievable Economic RVT Potential | F11 | Industrial | Agriculture | New | Space Heating | Natural Gas | Gas Boiler - High Turndown | A | Purchases (Cumulative) | Achievable Economic RVT Potential | 0 | 0 | 0 | 0 | 0 | 0 | 0 | 0 | 0 | 0 | 0 | 0 | 0 | 0 | 0 | 0 | 0 | 0 | 0 | 0 | 0 | 0 | 0 | 0 | 0 | 0 | 0 | 0 | 0 | 0 | 0
F1_Industrial_Agriculture_New_Process_Natural Gas_Gas Boiler - High Turndown_A_Achievable Economic RVT Potential | F1 | Industrial | Agriculture | New | Process | Natural Gas | Gas Boiler - High Turndown | A | Integrated Unit Energy Savings (kWh or therms) | Achievable Economic RVT Potential | 0 | 0 | 0 | 0 | 0 | 2.1158 | 2.1108 | 2.1063 | 2.1022 | 2.0982 | 2.0954 | 2.093 | 2.091 | 2.0893 | 2.088 | 2.087 | 2.0863 | 2.0859 | 2.0856 | 2.0854 | 2.0854 | 2.0854 | 2.0853 | 2.0852 | 2.0851 | 2.0865 | 2.0877 | 2.0889 | 2.1216 | 2.1216 | 2.1216
F2_Industrial_Agriculture_New_Process_Natural Gas_Gas Boiler - High Turndown_A_Achievable Economic RVT Potential | F2 | Industrial | Agriculture | New | Process | Natural Gas | Gas Boiler - High Turndown | A | Integrated Unit Summer Peak Savings (kW) | Achievable Economic RVT Potential | 0 | 0 | 0 | 0 | 0 | 0 | 0 | 0 | 0 | 0 | 0 | 0 | 0 | 0 | 0 | 0 | 0 | 0 | 0 | 0 | 0 | 0 | 0 | 0 | 0 | 0 | 0 | 0 | 0 | 0 | 0
F3_Industrial_Agriculture_New_Process_Natural Gas_Gas Boiler - High Turndown_A_Achievable Economic RVT Potential | F3 | Industrial | Agriculture | New | Process | Natural Gas | Gas Boiler - High Turndown | A | Integrated Unit Winter Peak Savings (kW) | Achievable Economic RVT Potential | 0 | 0 | 0 | 0 | 0 | 0 | 0 | 0 | 0 | 0 | 0 | 0 | 0 | 0 | 0 | 0 | 0 | 0 | 0 | 0 | 0 | 0 | 0 | 0 | 0 | 0 | 0 | 0 | 0 | 0 | 0
F4_Industrial_Agriculture_New_Process_Natural Gas_Gas Boiler - High Turndown_A_Achievable Economic RVT Potential | F4 | Industrial | Agriculture | New | Process | Natural Gas | Gas Boiler - High Turndown | A | Incremental Energy Savings (MWh or mTherms) | Achievable Economic RVT Potential | 0 | 0 | 0 | 0 | 0 | 0 | 0 | 0 | 0 | 0 | 0 | 0 | 0 | 0 | 0 | 0 | 0 | 0 | 0 | 0 | 0 | 0 | 0 | 0 | 0 | 0 | 0 | 0 | 0 | 0 | 0
F5_Industrial_Agriculture_New_Process_Natural Gas_Gas Boiler - High Turndown_A_Achievable Economic RVT Potential | F5 | Industrial | Agriculture | New | Process | Natural Gas | Gas Boiler - High Turndown | A | Incremental Summer Peak Savings (MW) | Achievable Economic RVT Potential | 0 | 0 | 0 | 0 | 0 | 0 | 0 | 0 | 0 | 0 | 0 | 0 | 0 | 0 | 0 | 0 | 0 | 0 | 0 | 0 | 0 | 0 | 0 | 0 | 0 | 0 | 0 | 0 | 0 | 0 | 0
F6_Industrial_Agriculture_New_Process_Natural Gas_Gas Boiler - High Turndown_A_Achievable Economic RVT Potential | F6 | Industrial | Agriculture | New | Process | Natural Gas | Gas Boiler - High Turndown | A | Incremental Winter Peak Savings (MW) | Achievable Economic RVT Potential | 0 | 0 | 0 | 0 | 0 | 0 | 0 | 0 | 0 | 0 | 0 | 0 | 0 | 0 | 0 | 0 | 0 | 0 | 0 | 0 | 0 | 0 | 0 | 0 | 0 | 0 | 0 | 0 | 0 | 0 | 0
F7_Industrial_Agriculture_New_Process_Natural Gas_Gas Boiler - High Turndown_A_Achievable Economic RVT Potential | F7 | Industrial | Agriculture | New | Process | Natural Gas | Gas Boiler - High Turndown | A | Cumulative Energy Savings (MWh or mTherms) | Achievable Economic RVT Potential | 0 | 0 | 0 | 0 | 0 | 0 | 0 | 0 | 0 | 0 | 0 | 0 | 0 | 0 | 0 | 0 | 0 | 0 | 0 | 0 | 0 | 0 | 0 | 0 | 0 | 0 | 0 | 0 | 0 | 0 | 0
F8_Industrial_Agriculture_New_Process_Natural Gas_Gas Boiler - High Turndown_A_Achievable Economic RVT Potential | F8 | Industrial | Agriculture | New | Process | Natural Gas | Gas Boiler - High Turndown | A | Cumulative Summer Peak Savings (MW) | Achievable Economic RVT Potential | 0 | 0 | 0 | 0 | 0 | 0 | 0 | 0 | 0 | 0 | 0 | 0 | 0 | 0 | 0 | 0 | 0 | 0 | 0 | 0 | 0 | 0 | 0 | 0 | 0 | 0 | 0 | 0 | 0 | 0 | 0
F9_Industrial_Agriculture_New_Process_Natural Gas_Gas Boiler - High Turndown_A_Achievable Economic RVT Potential | F9 | Industrial | Agriculture | New | Process | Natural Gas | Gas Boiler - High Turndown | A | Cumulative Winter Peak Savings (MW) | Achievable Economic RVT Potential | 0 | 0 | 0 | 0 | 0 | 0 | 0 | 0 | 0 | 0 | 0 | 0 | 0 | 0 | 0 | 0 | 0 | 0 | 0 | 0 | 0 | 0 | 0 | 0 | 0 | 0 | 0 | 0 | 0 | 0 | 0
F10_Industrial_Agriculture_New_Process_Natural Gas_Gas Boiler - High Turndown_A_Achievable Economic RVT Potential | F10 | Industrial | Agriculture | New | Process | Natural Gas | Gas Boiler - High Turndown | A | Purchases (Incremental) | Achievable Economic RVT Potential | 0 | 0 | 0 | 0 | 0 | 0 | 0 | 0 | 0 | 0 | 0 | 0 | 0 | 0 | 0 | 0 | 0 | 0 | 0 | 0 | 0 | 0 | 0 | 0 | 0 | 0 | 0 | 0 | 0 | 0 | 0
F11_Industrial_Agriculture_New_Process_Natural Gas_Gas Boiler - High Turndown_A_Achievable Economic RVT Potential | F11 | Industrial | Agriculture | New | Process | Natural Gas | Gas Boiler - High Turndown | A | Purchases (Cumulative) | Achievable Economic RVT Potential | 0 | 0 | 0 | 0 | 0 | 0 | 0 | 0 | 0 | 0 | 0 | 0 | 0 | 0 | 0 | 0 | 0 | 0 | 0 | 0 | 0 | 0 | 0 | 0 | 0 | 0 | 0 | 0 | 0 | 0 | 0
F1_Industrial_Agriculture_New_Space Heating_Natural Gas_Gas Boiler - Burner Control Optimization_A_Achievable Economic RVT Potential | F1 | Industrial | Agriculture | New | Space Heating | Natural Gas | Gas Boiler - Burner Control Optimization | A | Integrated Unit Energy Savings (kWh or therms) | Achievable Economic RVT Potential | 0 | 0 | 0 | 0 | 0 | 0 | 0 | 0 | 0 | 0 | 0 | 0 | 0 | 0 | 0 | 0 | 0 | 0 | 0 | 0 | 0 | 0 | 0 | 0 | 0 | 0 | 0 | 0 | 0 | 0 | 0
F2_Industrial_Agriculture_New_Space Heating_Natural Gas_Gas Boiler - Burner Control Optimization_A_Achievable Economic RVT Potential | F2 | Industrial | Agriculture | New | Space Heating | Natural Gas | Gas Boiler - Burner Control Optimization | A | Integrated Unit Summer Peak Savings (kW) | Achievable Economic RVT Potential | 0 | 0 | 0 | 0 | 0 | 0 | 0 | 0 | 0 | 0 | 0 | 0 | 0 | 0 | 0 | 0 | 0 | 0 | 0 | 0 | 0 | 0 | 0 | 0 | 0 | 0 | 0 | 0 | 0 | 0 | 0
F3_Industrial_Agriculture_New_Space Heating_Natural Gas_Gas Boiler - Burner Control Optimization_A_Achievable Economic RVT Potential | F3 | Industrial | Agriculture | New | Space Heating | Natural Gas | Gas Boiler - Burner Control Optimization | A | Integrated Unit Winter Peak Savings (kW) | Achievable Economic RVT Potential | 0 | 0 | 0 | 0 | 0 | 0 | 0 | 0 | 0 | 0 | 0 | 0 | 0 | 0 | 0 | 0 | 0 | 0 | 0 | 0 | 0 | 0 | 0 | 0 | 0 | 0 | 0 | 0 | 0 | 0 | 0
F4_Industrial_Agriculture_New_Space Heating_Natural Gas_Gas Boiler - Burner Control Optimization_A_Achievable Economic RVT Potential | F4 | Industrial | Agriculture | New | Space Heating | Natural Gas | Gas Boiler - Burner Control Optimization | A | Incremental Energy Savings (MWh or mTherms) | Achievable Economic RVT Potential | 0 | 0 | 0 | 0 | 0 | 0 | 0 | 0 | 0 | 0 | 0 | 0 | 0 | 0 | 0 | 0 | 0 | 0 | 0 | 0 | 0 | 0 | 0 | 0 | 0 | 0 | 0 | 0 | 0 | 0 | 0
F5_Industrial_Agriculture_New_Space Heating_Natural Gas_Gas Boiler - Burner Control Optimization_A_Achievable Economic RVT Potential | F5 | Industrial | Agriculture | New | Space Heating | Natural Gas | Gas Boiler - Burner Control Optimization | A | Incremental Summer Peak Savings (MW) | Achievable Economic RVT Potential | 0 | 0 | 0 | 0 | 0 | 0 | 0 | 0 | 0 | 0 | 0 | 0 | 0 | 0 | 0 | 0 | 0 | 0 | 0 | 0 | 0 | 0 | 0 | 0 | 0 | 0 | 0 | 0 | 0 | 0 | 0
F6_Industrial_Agriculture_New_Space Heating_Natural Gas_Gas Boiler - Burner Control Optimization_A_Achievable Economic RVT Potential | F6 | Industrial | Agriculture | New | Space Heating | Natural Gas | Gas Boiler - Burner Control Optimization | A | Incremental Winter Peak Savings (MW) | Achievable Economic RVT Potential | 0 | 0 | 0 | 0 | 0 | 0 | 0 | 0 | 0 | 0 | 0 | 0 | 0 | 0 | 0 | 0 | 0 | 0 | 0 | 0 | 0 | 0 | 0 | 0 | 0 | 0 | 0 | 0 | 0 | 0 | 0
F7_Industrial_Agriculture_New_Space Heating_Natural Gas_Gas Boiler - Burner Control Optimization_A_Achievable Economic RVT Potential | F7 | Industrial | Agriculture | New | Space Heating | Natural Gas | Gas Boiler - Burner Control Optimization | A | Cumulative Energy Savings (MWh or mTherms) | Achievable Economic RVT Potential | 0 | 0 | 0 | 0 | 0 | 0 | 0 | 0 | 0 | 0 | 0 | 0 | 0 | 0 | 0 | 0 | 0 | 0 | 0 | 0 | 0 | 0 | 0 | 0 | 0 | 0 | 0 | 0 | 0 | 0 | 0
F8_Industrial_Agriculture_New_Space Heating_Natural Gas_Gas Boiler - Burner Control Optimization_A_Achievable Economic RVT Potential | F8 | Industrial | Agriculture | New | Space Heating | Natural Gas | Gas Boiler - Burner Control Optimization | A | Cumulative Summer Peak Savings (MW) | Achievable Economic RVT Potential | 0 | 0 | 0 | 0 | 0 | 0 | 0 | 0 | 0 | 0 | 0 | 0 | 0 | 0 | 0 | 0 | 0 | 0 | 0 | 0 | 0 | 0 | 0 | 0 | 0 | 0 | 0 | 0 | 0 | 0 | 0
F9_Industrial_Agriculture_New_Space Heating_Natural Gas_Gas Boiler - Burner Control Optimization_A_Achievable Economic RVT Potential | F9 | Industrial | Agriculture | New | Space Heating | Natural Gas | Gas Boiler - Burner Control Optimization | A | Cumulative Winter Peak Savings (MW) | Achievable Economic RVT Potential | 0 | 0 | 0 | 0 | 0 | 0 | 0 | 0 | 0 | 0 | 0 | 0 | 0 | 0 | 0 | 0 | 0 | 0 | 0 | 0 | 0 | 0 | 0 | 0 | 0 | 0 | 0 | 0 | 0 | 0 | 0
F10_Industrial_Agriculture_New_Space Heating_Natural Gas_Gas Boiler - Burner Control Optimization_A_Achievable Economic RVT Potential | F10 | Industrial | Agriculture | New | Space Heating | Natural Gas | Gas Boiler - Burner Control Optimization | A | Purchases (Incremental) | Achievable Economic RVT Potential | 0 | 0 | 0 | 0 | 0 | 0 | 0 | 0 | 0 | 0 | 0 | 0 | 0 | 0 | 0 | 0 | 0 | 0 | 0 | 0 | 0 | 0 | 0 | 0 | 0 | 0 | 0 | 0 | 0 | 0 | 0
F11_Industrial_Agriculture_New_Space Heating_Natural Gas_Gas Boiler - Burner Control Optimization_A_Achievable Economic RVT Potential | F11 | Industrial | Agriculture | New | Space Heating | Natural Gas | Gas Boiler - Burner Control Optimization | A | Purchases (Cumulative) | Achievable Economic RVT Potential | 0 | 0 | 0 | 0 | 0 | 0 | 0 | 0 | 0 | 0 | 0 | 0 | 0 | 0 | 0 | 0 | 0 | 0 | 0 | 0 | 0 | 0 | 0 | 0 | 0 | 0 | 0 | 0 | 0 | 0 | 0
F1_Industrial_Agriculture_New_Process_Natural Gas_Gas Boiler - Burner Control Optimization_A_Achievable Economic RVT Potential | F1 | Industrial | Agriculture | New | Process | Natural Gas | Gas Boiler - Burner Control Optimization | A | Integrated Unit Energy Savings (kWh or therms) | Achievable Economic RVT Potential | 0 | 0 | 0 | 0 | 0 | 0.61357 | 0.61213 | 0.61082 | 0.60949 | 0.60822 | 0.6073 | 0.6065 | 0.60581 | 0.60525 | 0.60481 | 0.60449 | 0.60427 | 0.60414 | 0.60406 | 0.60401 | 0.60401 | 0.60402 | 0.60402 | 0.60402 | 0.60401 | 0.60443 | 0.60482 | 0.60518 | 0.61528 | 0.61528 | 0.61528
F2_Industrial_Agriculture_New_Process_Natural Gas_Gas Boiler - Burner Control Optimization_A_Achievable Economic RVT Potential | F2 | Industrial | Agriculture | New | Process | Natural Gas | Gas Boiler - Burner Control Optimization | A | Integrated Unit Summer Peak Savings (kW) | Achievable Economic RVT Potential | 0 | 0 | 0 | 0 | 0 | 0 | 0 | 0 | 0 | 0 | 0 | 0 | 0 | 0 | 0 | 0 | 0 | 0 | 0 | 0 | 0 | 0 | 0 | 0 | 0 | 0 | 0 | 0 | 0 | 0 | 0
F3_Industrial_Agriculture_New_Process_Natural Gas_Gas Boiler - Burner Control Optimization_A_Achievable Economic RVT Potential | F3 | Industrial | Agriculture | New | Process | Natural Gas | Gas Boiler - Burner Control Optimization | A | Integrated Unit Winter Peak Savings (kW) | Achievable Economic RVT Potential | 0 | 0 | 0 | 0 | 0 | 0 | 0 | 0 | 0 | 0 | 0 | 0 | 0 | 0 | 0 | 0 | 0 | 0 | 0 | 0 | 0 | 0 | 0 | 0 | 0 | 0 | 0 | 0 | 0 | 0 | 0
F4_Industrial_Agriculture_New_Process_Natural Gas_Gas Boiler - Burner Control Optimization_A_Achievable Economic RVT Potential | F4 | Industrial | Agriculture | New | Process | Natural Gas | Gas Boiler - Burner Control Optimization | A | Incremental Energy Savings (MWh or mTherms) | Achievable Economic RVT Potential | 0 | 0 | 0 | 0 | 0 | 0 | 0 | 0 | 0 | 0 | 0 | 0 | 0 | 0 | 0 | 0 | 0 | 0 | 0 | 0 | 0 | 0 | 0 | 0 | 0 | 0 | 0 | 0 | 0 | 0 | 0
F5_Industrial_Agriculture_New_Process_Natural Gas_Gas Boiler - Burner Control Optimization_A_Achievable Economic RVT Potential | F5 | Industrial | Agriculture | New | Process | Natural Gas | Gas Boiler - Burner Control Optimization | A | Incremental Summer Peak Savings (MW) | Achievable Economic RVT Potential | 0 | 0 | 0 | 0 | 0 | 0 | 0 | 0 | 0 | 0 | 0 | 0 | 0 | 0 | 0 | 0 | 0 | 0 | 0 | 0 | 0 | 0 | 0 | 0 | 0 | 0 | 0 | 0 | 0 | 0 | 0
F6_Industrial_Agriculture_New_Process_Natural Gas_Gas Boiler - Burner Control Optimization_A_Achievable Economic RVT Potential | F6 | Industrial | Agriculture | New | Process | Natural Gas | Gas Boiler - Burner Control Optimization | A | Incremental Winter Peak Savings (MW) | Achievable Economic RVT Potential | 0 | 0 | 0 | 0 | 0 | 0 | 0 | 0 | 0 | 0 | 0 | 0 | 0 | 0 | 0 | 0 | 0 | 0 | 0 | 0 | 0 | 0 | 0 | 0 | 0 | 0 | 0 | 0 | 0 | 0 | 0
F7_Industrial_Agriculture_New_Process_Natural Gas_Gas Boiler - Burner Control Optimization_A_Achievable Economic RVT Potential | F7 | Industrial | Agriculture | New | Process | Natural Gas | Gas Boiler - Burner Control Optimization | A | Cumulative Energy Savings (MWh or mTherms) | Achievable Economic RVT Potential | 0 | 0 | 0 | 0 | 0 | 0 | 0 | 0 | 0 | 0 | 0 | 0 | 0 | 0 | 0 | 0 | 0 | 0 | 0 | 0 | 0 | 0 | 0 | 0 | 0 | 0 | 0 | 0 | 0 | 0 | 0
F8_Industrial_Agriculture_New_Process_Natural Gas_Gas Boiler - Burner Control Optimization_A_Achievable Economic RVT Potential | F8 | Industrial | Agriculture | New | Process | Natural Gas | Gas Boiler - Burner Control Optimization | A | Cumulative Summer Peak Savings (MW) | Achievable Economic RVT Potential | 0 | 0 | 0 | 0 | 0 | 0 | 0 | 0 | 0 | 0 | 0 | 0 | 0 | 0 | 0 | 0 | 0 | 0 | 0 | 0 | 0 | 0 | 0 | 0 | 0 | 0 | 0 | 0 | 0 | 0 | 0
F9_Industrial_Agriculture_New_Process_Natural Gas_Gas Boiler - Burner Control Optimization_A_Achievable Economic RVT Potential | F9 | Industrial | Agriculture | New | Process | Natural Gas | Gas Boiler - Burner Control Optimization | A | Cumulative Winter Peak Savings (MW) | Achievable Economic RVT Potential | 0 | 0 | 0 | 0 | 0 | 0 | 0 | 0 | 0 | 0 | 0 | 0 | 0 | 0 | 0 | 0 | 0 | 0 | 0 | 0 | 0 | 0 | 0 | 0 | 0 | 0 | 0 | 0 | 0 | 0 | 0
F10_Industrial_Agriculture_New_Process_Natural Gas_Gas Boiler - Burner Control Optimization_A_Achievable Economic RVT Potential | F10 | Industrial | Agriculture | New | Process | Natural Gas | Gas Boiler - Burner Control Optimization | A | Purchases (Incremental) | Achievable Economic RVT Potential | 0 | 0 | 0 | 0 | 0 | 0 | 0 | 0 | 0 | 0 | 0 | 0 | 0 | 0 | 0 | 0 | 0 | 0 | 0 | 0 | 0 | 0 | 0 | 0 | 0 | 0 | 0 | 0 | 0 | 0 | 0
F11_Industrial_Agriculture_New_Process_Natural Gas_Gas Boiler - Burner Control Optimization_A_Achievable Economic RVT Potential | F11 | Industrial | Agriculture | New | Process | Natural Gas | Gas Boiler - Burner Control Optimization | A | Purchases (Cumulative) | Achievable Economic RVT Potential | 0 | 0 | 0 | 0 | 0 | 0 | 0 | 0 | 0 | 0 | 0 | 0 | 0 | 0 | 0 | 0 | 0 | 0 | 0 | 0 | 0 | 0 | 0 | 0 | 0 | 0 | 0 | 0 | 0 | 0 | 0
F1_Industrial_Agriculture_New_Space Heating_Natural Gas_HVAC - Demand Controlled Ventilation_A_Achievable Economic RVT Potential | F1 | Industrial | Agriculture | New | Space Heating | Natural Gas | HVAC - Demand Controlled Ventilation | A | Integrated Unit Energy Savings (kWh or therms) | Achievable Economic RVT Potential | 0 | 0 | 0 | 0 | 0 | 0 | 0 | 0 | 0 | 0 | 0 | 0 | 0 | 0 | 0 | 0 | 0 | 0 | 0 | 0 | 0 | 0 | 0 | 0 | 0 | 0 | 0 | 0 | 0 | 0 | 0
F2_Industrial_Agriculture_New_Space Heating_Natural Gas_HVAC - Demand Controlled Ventilation_A_Achievable Economic RVT Potential | F2 | Industrial | Agriculture | New | Space Heating | Natural Gas | HVAC - Demand Controlled Ventilation | A | Integrated Unit Summer Peak Savings (kW) | Achievable Economic RVT Potential | 0 | 0 | 0 | 0 | 0 | 0 | 0 | 0 | 0 | 0 | 0 | 0 | 0 | 0 | 0 | 0 | 0 | 0 | 0 | 0 | 0 | 0 | 0 | 0 | 0 | 0 | 0 | 0 | 0 | 0 | 0
F3_Industrial_Agriculture_New_Space Heating_Natural Gas_HVAC - Demand Controlled Ventilation_A_Achievable Economic RVT Potential | F3 | Industrial | Agriculture | New | Space Heating | Natural Gas | HVAC - Demand Controlled Ventilation | A | Integrated Unit Winter Peak Savings (kW) | Achievable Economic RVT Potential | 0 | 0 | 0 | 0 | 0 | 0 | 0 | 0 | 0 | 0 | 0 | 0 | 0 | 0 | 0 | 0 | 0 | 0 | 0 | 0 | 0 | 0 | 0 | 0 | 0 | 0 | 0 | 0 | 0 | 0 | 0
F4_Industrial_Agriculture_New_Space Heating_Natural Gas_HVAC - Demand Controlled Ventilation_A_Achievable Economic RVT Potential | F4 | Industrial | Agriculture | New | Space Heating | Natural Gas | HVAC - Demand Controlled Ventilation | A | Incremental Energy Savings (MWh or mTherms) | Achievable Economic RVT Potential | 0 | 0 | 0 | 0 | 0 | 0 | 0 | 0 | 0 | 0 | 0 | 0 | 0 | 0 | 0 | 0 | 0 | 0 | 0 | 0 | 0 | 0 | 0 | 0 | 0 | 0 | 0 | 0 | 0 | 0 | 0
F5_Industrial_Agriculture_New_Space Heating_Natural Gas_HVAC - Demand Controlled Ventilation_A_Achievable Economic RVT Potential | F5 | Industrial | Agriculture | New | Space Heating | Natural Gas | HVAC - Demand Controlled Ventilation | A | Incremental Summer Peak Savings (MW) | Achievable Economic RVT Potential | 0 | 0 | 0 | 0 | 0 | 0 | 0 | 0 | 0 | 0 | 0 | 0 | 0 | 0 | 0 | 0 | 0 | 0 | 0 | 0 | 0 | 0 | 0 | 0 | 0 | 0 | 0 | 0 | 0 | 0 | 0
F6_Industrial_Agriculture_New_Space Heating_Natural Gas_HVAC - Demand Controlled Ventilation_A_Achievable Economic RVT Potential | F6 | Industrial | Agriculture | New | Space Heating | Natural Gas | HVAC - Demand Controlled Ventilation | A | Incremental Winter Peak Savings (MW) | Achievable Economic RVT Potential | 0 | 0 | 0 | 0 | 0 | 0 | 0 | 0 | 0 | 0 | 0 | 0 | 0 | 0 | 0 | 0 | 0 | 0 | 0 | 0 | 0 | 0 | 0 | 0 | 0 | 0 | 0 | 0 | 0 | 0 | 0
F7_Industrial_Agriculture_New_Space Heating_Natural Gas_HVAC - Demand Controlled Ventilation_A_Achievable Economic RVT Potential | F7 | Industrial | Agriculture | New | Space Heating | Natural Gas | HVAC - Demand Controlled Ventilation | A | Cumulative Energy Savings (MWh or mTherms) | Achievable Economic RVT Potential | 0 | 0 | 0 | 0 | 0 | 0 | 0 | 0 | 0 | 0 | 0 | 0 | 0 | 0 | 0 | 0 | 0 | 0 | 0 | 0 | 0 | 0 | 0 | 0 | 0 | 0 | 0 | 0 | 0 | 0 | 0
F8_Industrial_Agriculture_New_Space Heating_Natural Gas_HVAC - Demand Controlled Ventilation_A_Achievable Economic RVT Potential | F8 | Industrial | Agriculture | New | Space Heating | Natural Gas | HVAC - Demand Controlled Ventilation | A | Cumulative Summer Peak Savings (MW) | Achievable Economic RVT Potential | 0 | 0 | 0 | 0 | 0 | 0 | 0 | 0 | 0 | 0 | 0 | 0 | 0 | 0 | 0 | 0 | 0 | 0 | 0 | 0 | 0 | 0 | 0 | 0 | 0 | 0 | 0 | 0 | 0 | 0 | 0
F9_Industrial_Agriculture_New_Space Heating_Natural Gas_HVAC - Demand Controlled Ventilation_A_Achievable Economic RVT Potential | F9 | Industrial | Agriculture | New | Space Heating | Natural Gas | HVAC - Demand Controlled Ventilation | A | Cumulative Winter Peak Savings (MW) | Achievable Economic RVT Potential | 0 | 0 | 0 | 0 | 0 | 0 | 0 | 0 | 0 | 0 | 0 | 0 | 0 | 0 | 0 | 0 | 0 | 0 | 0 | 0 | 0 | 0 | 0 | 0 | 0 | 0 | 0 | 0 | 0 | 0 | 0
F10_Industrial_Agriculture_New_Space Heating_Natural Gas_HVAC - Demand Controlled Ventilation_A_Achievable Economic RVT Potential | F10 | Industrial | Agriculture | New | Space Heating | Natural Gas | HVAC - Demand Controlled Ventilation | A | Purchases (Incremental) | Achievable Economic RVT Potential | 0 | 0 | 0 | 0 | 0 | 0 | 0 | 0 | 0 | 0 | 0 | 0 | 0 | 0 | 0 | 0 | 0 | 0 | 0 | 0 | 0 | 0 | 0 | 0 | 0 | 0 | 0 | 0 | 0 | 0 | 0
F11_Industrial_Agriculture_New_Space Heating_Natural Gas_HVAC - Demand Controlled Ventilation_A_Achievable Economic RVT Potential | F11 | Industrial | Agriculture | New | Space Heating | Natural Gas | HVAC - Demand Controlled Ventilation | A | Purchases (Cumulative) | Achievable Economic RVT Potential | 0 | 0 | 0 | 0 | 0 | 0 | 0 | 0 | 0 | 0 | 0 | 0 | 0 | 0 | 0 | 0 | 0 | 0 | 0 | 0 | 0 | 0 | 0 | 0 | 0 | 0 | 0 | 0 | 0 | 0 | 0
F1_Industrial_Agriculture_New_Space Heating_Natural Gas_Gas Boiler - Stack Economizer_A_Achievable Economic RVT Potential | F1 | Industrial | Agriculture | New | Space Heating | Natural Gas | Gas Boiler - Stack Economizer | A | Integrated Unit Energy Savings (kWh or therms) | Achievable Economic RVT Potential | 0 | 0 | 0 | 0 | 0 | 0 | 0 | 0 | 0 | 0 | 0 | 0 | 0 | 0 | 0 | 0 | 0 | 0 | 0 | 0 | 0 | 0 | 0 | 0 | 0 | 0 | 0 | 0 | 0 | 0 | 0
F2_Industrial_Agriculture_New_Space Heating_Natural Gas_Gas Boiler - Stack Economizer_A_Achievable Economic RVT Potential | F2 | Industrial | Agriculture | New | Space Heating | Natural Gas | Gas Boiler - Stack Economizer | A | Integrated Unit Summer Peak Savings (kW) | Achievable Economic RVT Potential | 0 | 0 | 0 | 0 | 0 | 0 | 0 | 0 | 0 | 0 | 0 | 0 | 0 | 0 | 0 | 0 | 0 | 0 | 0 | 0 | 0 | 0 | 0 | 0 | 0 | 0 | 0 | 0 | 0 | 0 | 0
F3_Industrial_Agriculture_New_Space Heating_Natural Gas_Gas Boiler - Stack Economizer_A_Achievable Economic RVT Potential | F3 | Industrial | Agriculture | New | Space Heating | Natural Gas | Gas Boiler - Stack Economizer | A | Integrated Unit Winter Peak Savings (kW) | Achievable Economic RVT Potential | 0 | 0 | 0 | 0 | 0 | 0 | 0 | 0 | 0 | 0 | 0 | 0 | 0 | 0 | 0 | 0 | 0 | 0 | 0 | 0 | 0 | 0 | 0 | 0 | 0 | 0 | 0 | 0 | 0 | 0 | 0
F4_Industrial_Agriculture_New_Space Heating_Natural Gas_Gas Boiler - Stack Economizer_A_Achievable Economic RVT Potential | F4 | Industrial | Agriculture | New | Space Heating | Natural Gas | Gas Boiler - Stack Economizer | A | Incremental Energy Savings (MWh or mTherms) | Achievable Economic RVT Potential | 0 | 0 | 0 | 0 | 0 | 0 | 0 | 0 | 0 | 0 | 0 | 0 | 0 | 0 | 0 | 0 | 0 | 0 | 0 | 0 | 0 | 0 | 0 | 0 | 0 | 0 | 0 | 0 | 0 | 0 | 0
F5_Industrial_Agriculture_New_Space Heating_Natural Gas_Gas Boiler - Stack Economizer_A_Achievable Economic RVT Potential | F5 | Industrial | Agriculture | New | Space Heating | Natural Gas | Gas Boiler - Stack Economizer | A | Incremental Summer Peak Savings (MW) | Achievable Economic RVT Potential | 0 | 0 | 0 | 0 | 0 | 0 | 0 | 0 | 0 | 0 | 0 | 0 | 0 | 0 | 0 | 0 | 0 | 0 | 0 | 0 | 0 | 0 | 0 | 0 | 0 | 0 | 0 | 0 | 0 | 0 | 0
F6_Industrial_Agriculture_New_Space Heating_Natural Gas_Gas Boiler - Stack Economizer_A_Achievable Economic RVT Potential | F6 | Industrial | Agriculture | New | Space Heating | Natural Gas | Gas Boiler - Stack Economizer | A | Incremental Winter Peak Savings (MW) | Achievable Economic RVT Potential | 0 | 0 | 0 | 0 | 0 | 0 | 0 | 0 | 0 | 0 | 0 | 0 | 0 | 0 | 0 | 0 | 0 | 0 | 0 | 0 | 0 | 0 | 0 | 0 | 0 | 0 | 0 | 0 | 0 | 0 | 0
F7_Industrial_Agriculture_New_Space Heating_Natural Gas_Gas Boiler - Stack Economizer_A_Achievable Economic RVT Potential | F7 | Industrial | Agriculture | New | Space Heating | Natural Gas | Gas Boiler - Stack Economizer | A | Cumulative Energy Savings (MWh or mTherms) | Achievable Economic RVT Potential | 0 | 0 | 0 | 0 | 0 | 0 | 0 | 0 | 0 | 0 | 0 | 0 | 0 | 0 | 0 | 0 | 0 | 0 | 0 | 0 | 0 | 0 | 0 | 0 | 0 | 0 | 0 | 0 | 0 | 0 | 0
F8_Industrial_Agriculture_New_Space Heating_Natural Gas_Gas Boiler - Stack Economizer_A_Achievable Economic RVT Potential | F8 | Industrial | Agriculture | New | Space Heating | Natural Gas | Gas Boiler - Stack Economizer | A | Cumulative Summer Peak Savings (MW) | Achievable Economic RVT Potential | 0 | 0 | 0 | 0 | 0 | 0 | 0 | 0 | 0 | 0 | 0 | 0 | 0 | 0 | 0 | 0 | 0 | 0 | 0 | 0 | 0 | 0 | 0 | 0 | 0 | 0 | 0 | 0 | 0 | 0 | 0
F9_Industrial_Agriculture_New_Space Heating_Natural Gas_Gas Boiler - Stack Economizer_A_Achievable Economic RVT Potential | F9 | Industrial | Agriculture | New | Space Heating | Natural Gas | Gas Boiler - Stack Economizer | A | Cumulative Winter Peak Savings (MW) | Achievable Economic RVT Potential | 0 | 0 | 0 | 0 | 0 | 0 | 0 | 0 | 0 | 0 | 0 | 0 | 0 | 0 | 0 | 0 | 0 | 0 | 0 | 0 | 0 | 0 | 0 | 0 | 0 | 0 | 0 | 0 | 0 | 0 | 0
F10_Industrial_Agriculture_New_Space Heating_Natural Gas_Gas Boiler - Stack Economizer_A_Achievable Economic RVT Potential | F10 | Industrial | Agriculture | New | Space Heating | Natural Gas | Gas Boiler - Stack Economizer | A | Purchases (Incremental) | Achievable Economic RVT Potential | 0 | 0 | 0 | 0 | 0 | 0 | 0 | 0 | 0 | 0 | 0 | 0 | 0 | 0 | 0 | 0 | 0 | 0 | 0 | 0 | 0 | 0 | 0 | 0 | 0 | 0 | 0 | 0 | 0 | 0 | 0
F11_Industrial_Agriculture_New_Space Heating_Natural Gas_Gas Boiler - Stack Economizer_A_Achievable Economic RVT Potential | F11 | Industrial | Agriculture | New | Space Heating | Natural Gas | Gas Boiler - Stack Economizer | A | Purchases (Cumulative) | Achievable Economic RVT Potential | 0 | 0 | 0 | 0 | 0 | 0 | 0 | 0 | 0 | 0 | 0 | 0 | 0 | 0 | 0 | 0 | 0 | 0 | 0 | 0 | 0 | 0 | 0 | 0 | 0 | 0 | 0 | 0 | 0 | 0 | 0
F1_Industrial_Agriculture_New_Process_Natural Gas_Gas Boiler - Stack Economizer_A_Achievable Economic RVT Potential | F1 | Industrial | Agriculture | New | Process | Natural Gas | Gas Boiler - Stack Economizer | A | Integrated Unit Energy Savings (kWh or therms) | Achievable Economic RVT Potential | 0 | 0 | 0 | 0 | 0 | 2.0366 | 2.0364 | 2.0364 | 2.0364 | 2.0365 | 2.0365 | 2.0365 | 2.0365 | 2.0366 | 2.0366 | 2.0366 | 2.0366 | 2.0366 | 2.0366 | 2.0366 | 2.0366 | 2.0366 | 2.0366 | 2.0366 | 2.0367 | 2.0367 | 2.0367 | 2.0367 | 2.0368 | 2.0368 | 2.0368
F2_Industrial_Agriculture_New_Process_Natural Gas_Gas Boiler - Stack Economizer_A_Achievable Economic RVT Potential | F2 | Industrial | Agriculture | New | Process | Natural Gas | Gas Boiler - Stack Economizer | A | Integrated Unit Summer Peak Savings (kW) | Achievable Economic RVT Potential | 0 | 0 | 0 | 0 | 0 | 0 | 0 | 0 | 0 | 0 | 0 | 0 | 0 | 0 | 0 | 0 | 0 | 0 | 0 | 0 | 0 | 0 | 0 | 0 | 0 | 0 | 0 | 0 | 0 | 0 | 0
F3_Industrial_Agriculture_New_Process_Natural Gas_Gas Boiler - Stack Economizer_A_Achievable Economic RVT Potential | F3 | Industrial | Agriculture | New | Process | Natural Gas | Gas Boiler - Stack Economizer | A | Integrated Unit Winter Peak Savings (kW) | Achievable Economic RVT Potential | 0 | 0 | 0 | 0 | 0 | 0 | 0 | 0 | 0 | 0 | 0 | 0 | 0 | 0 | 0 | 0 | 0 | 0 | 0 | 0 | 0 | 0 | 0 | 0 | 0 | 0 | 0 | 0 | 0 | 0 | 0
F4_Industrial_Agriculture_New_Process_Natural Gas_Gas Boiler - Stack Economizer_A_Achievable Economic RVT Potential | F4 | Industrial | Agriculture | New | Process | Natural Gas | Gas Boiler - Stack Economizer | A | Incremental Energy Savings (MWh or mTherms) | Achievable Economic RVT Potential | 0 | 0 | 0 | 0 | 0 | 0 | 0 | 0 | 0 | 0 | 0 | 0 | 0 | 0 | 0 | 0 | 0 | 0 | 0 | 0 | 0 | 0 | 0 | 0 | 0 | 0 | 0 | 0 | 0 | 0 | 0
F5_Industrial_Agriculture_New_Process_Natural Gas_Gas Boiler - Stack Economizer_A_Achievable Economic RVT Potential | F5 | Industrial | Agriculture | New | Process | Natural Gas | Gas Boiler - Stack Economizer | A | Incremental Summer Peak Savings (MW) | Achievable Economic RVT Potential | 0 | 0 | 0 | 0 | 0 | 0 | 0 | 0 | 0 | 0 | 0 | 0 | 0 | 0 | 0 | 0 | 0 | 0 | 0 | 0 | 0 | 0 | 0 | 0 | 0 | 0 | 0 | 0 | 0 | 0 | 0
F6_Industrial_Agriculture_New_Process_Natural Gas_Gas Boiler - Stack Economizer_A_Achievable Economic RVT Potential | F6 | Industrial | Agriculture | New | Process | Natural Gas | Gas Boiler - Stack Economizer | A | Incremental Winter Peak Savings (MW) | Achievable Economic RVT Potential | 0 | 0 | 0 | 0 | 0 | 0 | 0 | 0 | 0 | 0 | 0 | 0 | 0 | 0 | 0 | 0 | 0 | 0 | 0 | 0 | 0 | 0 | 0 | 0 | 0 | 0 | 0 | 0 | 0 | 0 | 0
F7_Industrial_Agriculture_New_Process_Natural Gas_Gas Boiler - Stack Economizer_A_Achievable Economic RVT Potential | F7 | Industrial | Agriculture | New | Process | Natural Gas | Gas Boiler - Stack Economizer | A | Cumulative Energy Savings (MWh or mTherms) | Achievable Economic RVT Potential | 0 | 0 | 0 | 0 | 0 | 0 | 0 | 0 | 0 | 0 | 0 | 0 | 0 | 0 | 0 | 0 | 0 | 0 | 0 | 0 | 0 | 0 | 0 | 0 | 0 | 0 | 0 | 0 | 0 | 0 | 0
F8_Industrial_Agriculture_New_Process_Natural Gas_Gas Boiler - Stack Economizer_A_Achievable Economic RVT Potential | F8 | Industrial | Agriculture | New | Process | Natural Gas | Gas Boiler - Stack Economizer | A | Cumulative Summer Peak Savings (MW) | Achievable Economic RVT Potential | 0 | 0 | 0 | 0 | 0 | 0 | 0 | 0 | 0 | 0 | 0 | 0 | 0 | 0 | 0 | 0 | 0 | 0 | 0 | 0 | 0 | 0 | 0 | 0 | 0 | 0 | 0 | 0 | 0 | 0 | 0
F9_Industrial_Agriculture_New_Process_Natural Gas_Gas Boiler - Stack Economizer_A_Achievable Economic RVT Potential | F9 | Industrial | Agriculture | New | Process | Natural Gas | Gas Boiler - Stack Economizer | A | Cumulative Winter Peak Savings (MW) | Achievable Economic RVT Potential | 0 | 0 | 0 | 0 | 0 | 0 | 0 | 0 | 0 | 0 | 0 | 0 | 0 | 0 | 0 | 0 | 0 | 0 | 0 | 0 | 0 | 0 | 0 | 0 | 0 | 0 | 0 | 0 | 0 | 0 | 0
F10_Industrial_Agriculture_New_Process_Natural Gas_Gas Boiler - Stack Economizer_A_Achievable Economic RVT Potential | F10 | Industrial | Agriculture | New | Process | Natural Gas | Gas Boiler - Stack Economizer | A | Purchases (Incremental) | Achievable Economic RVT Potential | 0 | 0 | 0 | 0 | 0 | 0 | 0 | 0 | 0 | 0 | 0 | 0 | 0 | 0 | 0 | 0 | 0 | 0 | 0 | 0 | 0 | 0 | 0 | 0 | 0 | 0 | 0 | 0 | 0 | 0 | 0
F11_Industrial_Agriculture_New_Process_Natural Gas_Gas Boiler - Stack Economizer_A_Achievable Economic RVT Potential | F11 | Industrial | Agriculture | New | Process | Natural Gas | Gas Boiler - Stack Economizer | A | Purchases (Cumulative) | Achievable Economic RVT Potential | 0 | 0 | 0 | 0 | 0 | 0 | 0 | 0 | 0 | 0 | 0 | 0 | 0 | 0 | 0 | 0 | 0 | 0 | 0 | 0 | 0 | 0 | 0 | 0 | 0 | 0 | 0 | 0 | 0 | 0 | 0
F1_Industrial_Agriculture_New_Space Heating_Natural Gas_Gas Furnace Tube Inserts_A_Achievable Economic RVT Potential | F1 | Industrial | Agriculture | New | Space Heating | Natural Gas | Gas Furnace Tube Inserts | A | Integrated Unit Energy Savings (kWh or therms) | Achievable Economic RVT Potential | 0 | 0 | 0 | 0 | 0 | 0 | 0 | 0 | 0 | 0 | 0 | 0 | 0 | 0 | 0 | 0 | 0 | 0 | 0 | 0 | 0 | 0 | 0 | 0 | 0 | 0 | 0 | 0 | 0 | 0 | 0
F2_Industrial_Agriculture_New_Space Heating_Natural Gas_Gas Furnace Tube Inserts_A_Achievable Economic RVT Potential | F2 | Industrial | Agriculture | New | Space Heating | Natural Gas | Gas Furnace Tube Inserts | A | Integrated Unit Summer Peak Savings (kW) | Achievable Economic RVT Potential | 0 | 0 | 0 | 0 | 0 | 0 | 0 | 0 | 0 | 0 | 0 | 0 | 0 | 0 | 0 | 0 | 0 | 0 | 0 | 0 | 0 | 0 | 0 | 0 | 0 | 0 | 0 | 0 | 0 | 0 | 0
F3_Industrial_Agriculture_New_Space Heating_Natural Gas_Gas Furnace Tube Inserts_A_Achievable Economic RVT Potential | F3 | Industrial | Agriculture | New | Space Heating | Natural Gas | Gas Furnace Tube Inserts | A | Integrated Unit Winter Peak Savings (kW) | Achievable Economic RVT Potential | 0 | 0 | 0 | 0 | 0 | 0 | 0 | 0 | 0 | 0 | 0 | 0 | 0 | 0 | 0 | 0 | 0 | 0 | 0 | 0 | 0 | 0 | 0 | 0 | 0 | 0 | 0 | 0 | 0 | 0 | 0
F4_Industrial_Agriculture_New_Space Heating_Natural Gas_Gas Furnace Tube Inserts_A_Achievable Economic RVT Potential | F4 | Industrial | Agriculture | New | Space Heating | Natural Gas | Gas Furnace Tube Inserts | A | Incremental Energy Savings (MWh or mTherms) | Achievable Economic RVT Potential | 0 | 0 | 0 | 0 | 0 | 0 | 0 | 0 | 0 | 0 | 0 | 0 | 0 | 0 | 0 | 0 | 0 | 0 | 0 | 0 | 0 | 0 | 0 | 0 | 0 | 0 | 0 | 0 | 0 | 0 | 0
F5_Industrial_Agriculture_New_Space Heating_Natural Gas_Gas Furnace Tube Inserts_A_Achievable Economic RVT Potential | F5 | Industrial | Agriculture | New | Space Heating | Natural Gas | Gas Furnace Tube Inserts | A | Incremental Summer Peak Savings (MW) | Achievable Economic RVT Potential | 0 | 0 | 0 | 0 | 0 | 0 | 0 | 0 | 0 | 0 | 0 | 0 | 0 | 0 | 0 | 0 | 0 | 0 | 0 | 0 | 0 | 0 | 0 | 0 | 0 | 0 | 0 | 0 | 0 | 0 | 0
F6_Industrial_Agriculture_New_Space Heating_Natural Gas_Gas Furnace Tube Inserts_A_Achievable Economic RVT Potential | F6 | Industrial | Agriculture | New | Space Heating | Natural Gas | Gas Furnace Tube Inserts | A | Incremental Winter Peak Savings (MW) | Achievable Economic RVT Potential | 0 | 0 | 0 | 0 | 0 | 0 | 0 | 0 | 0 | 0 | 0 | 0 | 0 | 0 | 0 | 0 | 0 | 0 | 0 | 0 | 0 | 0 | 0 | 0 | 0 | 0 | 0 | 0 | 0 | 0 | 0
F7_Industrial_Agriculture_New_Space Heating_Natural Gas_Gas Furnace Tube Inserts_A_Achievable Economic RVT Potential | F7 | Industrial | Agriculture | New | Space Heating | Natural Gas | Gas Furnace Tube Inserts | A | Cumulative Energy Savings (MWh or mTherms) | Achievable Economic RVT Potential | 0 | 0 | 0 | 0 | 0 | 0 | 0 | 0 | 0 | 0 | 0 | 0 | 0 | 0 | 0 | 0 | 0 | 0 | 0 | 0 | 0 | 0 | 0 | 0 | 0 | 0 | 0 | 0 | 0 | 0 | 0
F8_Industrial_Agriculture_New_Space Heating_Natural Gas_Gas Furnace Tube Inserts_A_Achievable Economic RVT Potential | F8 | Industrial | Agriculture | New | Space Heating | Natural Gas | Gas Furnace Tube Inserts | A | Cumulative Summer Peak Savings (MW) | Achievable Economic RVT Potential | 0 | 0 | 0 | 0 | 0 | 0 | 0 | 0 | 0 | 0 | 0 | 0 | 0 | 0 | 0 | 0 | 0 | 0 | 0 | 0 | 0 | 0 | 0 | 0 | 0 | 0 | 0 | 0 | 0 | 0 | 0
F9_Industrial_Agriculture_New_Space Heating_Natural Gas_Gas Furnace Tube Inserts_A_Achievable Economic RVT Potential | F9 | Industrial | Agriculture | New | Space Heating | Natural Gas | Gas Furnace Tube Inserts | A | Cumulative Winter Peak Savings (MW) | Achievable Economic RVT Potential | 0 | 0 | 0 | 0 | 0 | 0 | 0 | 0 | 0 | 0 | 0 | 0 | 0 | 0 | 0 | 0 | 0 | 0 | 0 | 0 | 0 | 0 | 0 | 0 | 0 | 0 | 0 | 0 | 0 | 0 | 0
F10_Industrial_Agriculture_New_Space Heating_Natural Gas_Gas Furnace Tube Inserts_A_Achievable Economic RVT Potential | F10 | Industrial | Agriculture | New | Space Heating | Natural Gas | Gas Furnace Tube Inserts | A | Purchases (Incremental) | Achievable Economic RVT Potential | 0 | 0 | 0 | 0 | 0 | 0 | 0 | 0 | 0 | 0 | 0 | 0 | 0 | 0 | 0 | 0 | 0 | 0 | 0 | 0 | 0 | 0 | 0 | 0 | 0 | 0 | 0 | 0 | 0 | 0 | 0
F11_Industrial_Agriculture_New_Space Heating_Natural Gas_Gas Furnace Tube Inserts_A_Achievable Economic RVT Potential | F11 | Industrial | Agriculture | New | Space Heating | Natural Gas | Gas Furnace Tube Inserts | A | Purchases (Cumulative) | Achievable Economic RVT Potential | 0 | 0 | 0 | 0 | 0 | 0 | 0 | 0 | 0 | 0 | 0 | 0 | 0 | 0 | 0 | 0 | 0 | 0 | 0 | 0 | 0 | 0 | 0 | 0 | 0 | 0 | 0 | 0 | 0 | 0 | 0
F1_Industrial_Agriculture_New_Space Heating_Natural Gas_Space Heating - Heat Recovery Ventilator_A_Achievable Economic RVT Potential | F1 | Industrial | Agriculture | New | Space Heating | Natural Gas | Space Heating - Heat Recovery Ventilator | A | Integrated Unit Energy Savings (kWh or therms) | Achievable Economic RVT Potential | 0 | 0 | 0 | 0 | 0 | 0.012431 | 0.01222 | 0.012043 | 0.011887 | 0.011744 | 0.011613 | 0.011456 | 0.011283 | 0.011104 | 0.010924 | 0.010756 | 0.010601 | 0.010466 | 0.010303 | 0.010176 | 0.010082 | 0.010011 | 0.0099751 | 0.0099572 | 0.0099523 | 0.0099563 | 0.0099629 | 0.009972 | 0 | 0 | 0
F2_Industrial_Agriculture_New_Space Heating_Natural Gas_Space Heating - Heat Recovery Ventilator_A_Achievable Economic RVT Potential | F2 | Industrial | Agriculture | New | Space Heating | Natural Gas | Space Heating - Heat Recovery Ventilator | A | Integrated Unit Summer Peak Savings (kW) | Achievable Economic RVT Potential | 0 | 0 | 0 | 0 | 0 | 0 | 0 | 0 | 0 | 0 | 0 | 0 | 0 | 0 | 0 | 0 | 0 | 0 | 0 | 0 | 0 | 0 | 0 | 0 | 0 | 0 | 0 | 0 | 0 | 0 | 0
F3_Industrial_Agriculture_New_Space Heating_Natural Gas_Space Heating - Heat Recovery Ventilator_A_Achievable Economic RVT Potential | F3 | Industrial | Agriculture | New | Space Heating | Natural Gas | Space Heating - Heat Recovery Ventilator | A | Integrated Unit Winter Peak Savings (kW) | Achievable Economic RVT Potential | 0 | 0 | 0 | 0 | 0 | 0 | 0 | 0 | 0 | 0 | 0 | 0 | 0 | 0 | 0 | 0 | 0 | 0 | 0 | 0 | 0 | 0 | 0 | 0 | 0 | 0 | 0 | 0 | 0 | 0 | 0
F4_Industrial_Agriculture_New_Space Heating_Natural Gas_Space Heating - Heat Recovery Ventilator_A_Achievable Economic RVT Potential | F4 | Industrial | Agriculture | New | Space Heating | Natural Gas | Space Heating - Heat Recovery Ventilator | A | Incremental Energy Savings (MWh or mTherms) | Achievable Economic RVT Potential | 0 | 0 | 0 | 0 | 0 | 0 | 0 | 0 | 0 | 0 | 0 | 0 | 0 | 0 | 0 | 0 | 0 | 0 | 0 | 0 | 0 | 0 | 0 | 0 | 0 | 0 | 0 | 0 | 0 | 0 | 0
F5_Industrial_Agriculture_New_Space Heating_Natural Gas_Space Heating - Heat Recovery Ventilator_A_Achievable Economic RVT Potential | F5 | Industrial | Agriculture | New | Space Heating | Natural Gas | Space Heating - Heat Recovery Ventilator | A | Incremental Summer Peak Savings (MW) | Achievable Economic RVT Potential | 0 | 0 | 0 | 0 | 0 | 0 | 0 | 0 | 0 | 0 | 0 | 0 | 0 | 0 | 0 | 0 | 0 | 0 | 0 | 0 | 0 | 0 | 0 | 0 | 0 | 0 | 0 | 0 | 0 | 0 | 0
F6_Industrial_Agriculture_New_Space Heating_Natural Gas_Space Heating - Heat Recovery Ventilator_A_Achievable Economic RVT Potential | F6 | Industrial | Agriculture | New | Space Heating | Natural Gas | Space Heating - Heat Recovery Ventilator | A | Incremental Winter Peak Savings (MW) | Achievable Economic RVT Potential | 0 | 0 | 0 | 0 | 0 | 0 | 0 | 0 | 0 | 0 | 0 | 0 | 0 | 0 | 0 | 0 | 0 | 0 | 0 | 0 | 0 | 0 | 0 | 0 | 0 | 0 | 0 | 0 | 0 | 0 | 0
F7_Industrial_Agriculture_New_Space Heating_Natural Gas_Space Heating - Heat Recovery Ventilator_A_Achievable Economic RVT Potential | F7 | Industrial | Agriculture | New | Space Heating | Natural Gas | Space Heating - Heat Recovery Ventilator | A | Cumulative Energy Savings (MWh or mTherms) | Achievable Economic RVT Potential | 0 | 0 | 0 | 0 | 0 | 0 | 0 | 0 | 0 | 0 | 0 | 0 | 0 | 0 | 0 | 0 | 0 | 0 | 0 | 0 | 0 | 0 | 0 | 0 | 0 | 0 | 0 | 0 | 0 | 0 | 0
F8_Industrial_Agriculture_New_Space Heating_Natural Gas_Space Heating - Heat Recovery Ventilator_A_Achievable Economic RVT Potential | F8 | Industrial | Agriculture | New | Space Heating | Natural Gas | Space Heating - Heat Recovery Ventilator | A | Cumulative Summer Peak Savings (MW) | Achievable Economic RVT Potential | 0 | 0 | 0 | 0 | 0 | 0 | 0 | 0 | 0 | 0 | 0 | 0 | 0 | 0 | 0 | 0 | 0 | 0 | 0 | 0 | 0 | 0 | 0 | 0 | 0 | 0 | 0 | 0 | 0 | 0 | 0
F9_Industrial_Agriculture_New_Space Heating_Natural Gas_Space Heating - Heat Recovery Ventilator_A_Achievable Economic RVT Potential | F9 | Industrial | Agriculture | New | Space Heating | Natural Gas | Space Heating - Heat Recovery Ventilator | A | Cumulative Winter Peak Savings (MW) | Achievable Economic RVT Potential | 0 | 0 | 0 | 0 | 0 | 0 | 0 | 0 | 0 | 0 | 0 | 0 | 0 | 0 | 0 | 0 | 0 | 0 | 0 | 0 | 0 | 0 | 0 | 0 | 0 | 0 | 0 | 0 | 0 | 0 | 0
F10_Industrial_Agriculture_New_Space Heating_Natural Gas_Space Heating - Heat Recovery Ventilator_A_Achievable Economic RVT Potential | F10 | Industrial | Agriculture | New | Space Heating | Natural Gas | Space Heating - Heat Recovery Ventilator | A | Purchases (Incremental) | Achievable Economic RVT Potential | 0 | 0 | 0 | 0 | 0 | 0 | 0 | 0 | 0 | 0 | 0 | 0 | 0 | 0 | 0 | 0 | 0 | 0 | 0 | 0 | 0 | 0 | 0 | 0 | 0 | 0 | 0 | 0 | 0 | 0 | 0
F11_Industrial_Agriculture_New_Space Heating_Natural Gas_Space Heating - Heat Recovery Ventilator_A_Achievable Economic RVT Potential | F11 | Industrial | Agriculture | New | Space Heating | Natural Gas | Space Heating - Heat Recovery Ventilator | A | Purchases (Cumulative) | Achievable Economic RVT Potential | 0 | 0 | 0 | 0 | 0 | 0 | 0 | 0 | 0 | 0 | 0 | 0 | 0 | 0 | 0 | 0 | 0 | 0 | 0 | 0 | 0 | 0 | 0 | 0 | 0 | 0 | 0 | 0 | 0 | 0 | 0
F1_Industrial_Agriculture_New_Space Heating_Natural Gas_Thermostat - Programmable_A_Achievable Economic RVT Potential | F1 | Industrial | Agriculture | New | Space Heating | Natural Gas | Thermostat - Programmable | A | Integrated Unit Energy Savings (kWh or therms) | Achievable Economic RVT Potential | 0 | 0 | 0 | 0 | 0 | 0.0061756 | 0.0060706 | 0.0059827 | 0.0059054 | 0.0058342 | 0.0057694 | 0.0056911 | 0.0056053 | 0.0055164 | 0.0054268 | 0.0053434 | 0.0052662 | 0.0051996 | 0.0051182 | 0.0050553 | 0.0050085 | 0.0049733 | 0.0049555 | 0.0049466 | 0.0049442 | 0.0049462 | 0.0049494 | 0.0049539 | 0 | 0 | 0
F2_Industrial_Agriculture_New_Space Heating_Natural Gas_Thermostat - Programmable_A_Achievable Economic RVT Potential | F2 | Industrial | Agriculture | New | Space Heating | Natural Gas | Thermostat - Programmable | A | Integrated Unit Summer Peak Savings (kW) | Achievable Economic RVT Potential | 0 | 0 | 0 | 0 | 0 | 0 | 0 | 0 | 0 | 0 | 0 | 0 | 0 | 0 | 0 | 0 | 0 | 0 | 0 | 0 | 0 | 0 | 0 | 0 | 0 | 0 | 0 | 0 | 0 | 0 | 0
F3_Industrial_Agriculture_New_Space Heating_Natural Gas_Thermostat - Programmable_A_Achievable Economic RVT Potential | F3 | Industrial | Agriculture | New | Space Heating | Natural Gas | Thermostat - Programmable | A | Integrated Unit Winter Peak Savings (kW) | Achievable Economic RVT Potential | 0 | 0 | 0 | 0 | 0 | 0 | 0 | 0 | 0 | 0 | 0 | 0 | 0 | 0 | 0 | 0 | 0 | 0 | 0 | 0 | 0 | 0 | 0 | 0 | 0 | 0 | 0 | 0 | 0 | 0 | 0
F4_Industrial_Agriculture_New_Space Heating_Natural Gas_Thermostat - Programmable_A_Achievable Economic RVT Potential | F4 | Industrial | Agriculture | New | Space Heating | Natural Gas | Thermostat - Programmable | A | Incremental Energy Savings (MWh or mTherms) | Achievable Economic RVT Potential | 0 | 0 | 0 | 0 | 0 | 0 | 0 | 0 | 0 | 0 | 0 | 0 | 0 | 0 | 0 | 0 | 0 | 0 | 0 | 0 | 0 | 0 | 0 | 0 | 0 | 0 | 0 | 0 | 0 | 0 | 0
F5_Industrial_Agriculture_New_Space Heating_Natural Gas_Thermostat - Programmable_A_Achievable Economic RVT Potential | F5 | Industrial | Agriculture | New | Space Heating | Natural Gas | Thermostat - Programmable | A | Incremental Summer Peak Savings (MW) | Achievable Economic RVT Potential | 0 | 0 | 0 | 0 | 0 | 0 | 0 | 0 | 0 | 0 | 0 | 0 | 0 | 0 | 0 | 0 | 0 | 0 | 0 | 0 | 0 | 0 | 0 | 0 | 0 | 0 | 0 | 0 | 0 | 0 | 0
F6_Industrial_Agriculture_New_Space Heating_Natural Gas_Thermostat - Programmable_A_Achievable Economic RVT Potential | F6 | Industrial | Agriculture | New | Space Heating | Natural Gas | Thermostat - Programmable | A | Incremental Winter Peak Savings (MW) | Achievable Economic RVT Potential | 0 | 0 | 0 | 0 | 0 | 0 | 0 | 0 | 0 | 0 | 0 | 0 | 0 | 0 | 0 | 0 | 0 | 0 | 0 | 0 | 0 | 0 | 0 | 0 | 0 | 0 | 0 | 0 | 0 | 0 | 0
F7_Industrial_Agriculture_New_Space Heating_Natural Gas_Thermostat - Programmable_A_Achievable Economic RVT Potential | F7 | Industrial | Agriculture | New | Space Heating | Natural Gas | Thermostat - Programmable | A | Cumulative Energy Savings (MWh or mTherms) | Achievable Economic RVT Potential | 0 | 0 | 0 | 0 | 0 | 0 | 0 | 0 | 0 | 0 | 0 | 0 | 0 | 0 | 0 | 0 | 0 | 0 | 0 | 0 | 0 | 0 | 0 | 0 | 0 | 0 | 0 | 0 | 0 | 0 | 0
F8_Industrial_Agriculture_New_Space Heating_Natural Gas_Thermostat - Programmable_A_Achievable Economic RVT Potential | F8 | Industrial | Agriculture | New | Space Heating | Natural Gas | Thermostat - Programmable | A | Cumulative Summer Peak Savings (MW) | Achievable Economic RVT Potential | 0 | 0 | 0 | 0 | 0 | 0 | 0 | 0 | 0 | 0 | 0 | 0 | 0 | 0 | 0 | 0 | 0 | 0 | 0 | 0 | 0 | 0 | 0 | 0 | 0 | 0 | 0 | 0 | 0 | 0 | 0
F9_Industrial_Agriculture_New_Space Heating_Natural Gas_Thermostat - Programmable_A_Achievable Economic RVT Potential | F9 | Industrial | Agriculture | New | Space Heating | Natural Gas | Thermostat - Programmable | A | Cumulative Winter Peak Savings (MW) | Achievable Economic RVT Potential | 0 | 0 | 0 | 0 | 0 | 0 | 0 | 0 | 0 | 0 | 0 | 0 | 0 | 0 | 0 | 0 | 0 | 0 | 0 | 0 | 0 | 0 | 0 | 0 | 0 | 0 | 0 | 0 | 0 | 0 | 0
F10_Industrial_Agriculture_New_Space Heating_Natural Gas_Thermostat - Programmable_A_Achievable Economic RVT Potential | F10 | Industrial | Agriculture | New | Space Heating | Natural Gas | Thermostat - Programmable | A | Purchases (Incremental) | Achievable Economic RVT Potential | 0 | 0 | 0 | 0 | 0 | 0 | 0 | 0 | 0 | 0 | 0 | 0 | 0 | 0 | 0 | 0 | 0 | 0 | 0 | 0 | 0 | 0 | 0 | 0 | 0 | 0 | 0 | 0 | 0 | 0 | 0
F11_Industrial_Agriculture_New_Space Heating_Natural Gas_Thermostat - Programmable_A_Achievable Economic RVT Potential | F11 | Industrial | Agriculture | New | Space Heating | Natural Gas | Thermostat - Programmable | A | Purchases (Cumulative) | Achievable Economic RVT Potential | 0 | 0 | 0 | 0 | 0 | 0 | 0 | 0 | 0 | 0 | 0 | 0 | 0 | 0 | 0 | 0 | 0 | 0 | 0 | 0 | 0 | 0 | 0 | 0 | 0 | 0 | 0 | 0 | 0 | 0 | 0
F1_Industrial_Agriculture_New_Space Heating_Natural Gas_ENERGY STAR Connected Thermostat_A_Achievable Economic RVT Potential | F1 | Industrial | Agriculture | New | Space Heating | Natural Gas | ENERGY STAR Connected Thermostat | A | Integrated Unit Energy Savings (kWh or therms) | Achievable Economic RVT Potential | 0 | 0 | 0 | 0 | 0 | 0.014538 | 0.01429 | 0.014083 | 0.013901 | 0.013734 | 0.013581 | 0.013397 | 0.013195 | 0.012986 | 0.012775 | 0.012578 | 0.012397 | 0.01224 | 0.012048 | 0.0119 | 0.01179 | 0.011707 | 0.011665 | 0.011644 | 0.011639 | 0.011643 | 0.011651 | 0.011662 | 0 | 0 | 0
F2_Industrial_Agriculture_New_Space Heating_Natural Gas_ENERGY STAR Connected Thermostat_A_Achievable Economic RVT Potential | F2 | Industrial | Agriculture | New | Space Heating | Natural Gas | ENERGY STAR Connected Thermostat | A | Integrated Unit Summer Peak Savings (kW) | Achievable Economic RVT Potential | 0 | 0 | 0 | 0 | 0 | 0 | 0 | 0 | 0 | 0 | 0 | 0 | 0 | 0 | 0 | 0 | 0 | 0 | 0 | 0 | 0 | 0 | 0 | 0 | 0 | 0 | 0 | 0 | 0 | 0 | 0
F3_Industrial_Agriculture_New_Space Heating_Natural Gas_ENERGY STAR Connected Thermostat_A_Achievable Economic RVT Potential | F3 | Industrial | Agriculture | New | Space Heating | Natural Gas | ENERGY STAR Connected Thermostat | A | Integrated Unit Winter Peak Savings (kW) | Achievable Economic RVT Potential | 0 | 0 | 0 | 0 | 0 | 0 | 0 | 0 | 0 | 0 | 0 | 0 | 0 | 0 | 0 | 0 | 0 | 0 | 0 | 0 | 0 | 0 | 0 | 0 | 0 | 0 | 0 | 0 | 0 | 0 | 0
F4_Industrial_Agriculture_New_Space Heating_Natural Gas_ENERGY STAR Connected Thermostat_A_Achievable Economic RVT Potential | F4 | Industrial | Agriculture | New | Space Heating | Natural Gas | ENERGY STAR Connected Thermostat | A | Incremental Energy Savings (MWh or mTherms) | Achievable Economic RVT Potential | 0 | 0 | 0 | 0 | 0 | 0 | 0 | 0 | 0 | 0 | 0 | 0 | 0 | 0 | 0 | 0 | 0 | 0 | 0 | 0 | 0 | 0 | 0 | 0 | 0 | 0 | 0 | 0 | 0 | 0 | 0
F5_Industrial_Agriculture_New_Space Heating_Natural Gas_ENERGY STAR Connected Thermostat_A_Achievable Economic RVT Potential | F5 | Industrial | Agriculture | New | Space Heating | Natural Gas | ENERGY STAR Connected Thermostat | A | Incremental Summer Peak Savings (MW) | Achievable Economic RVT Potential | 0 | 0 | 0 | 0 | 0 | 0 | 0 | 0 | 0 | 0 | 0 | 0 | 0 | 0 | 0 | 0 | 0 | 0 | 0 | 0 | 0 | 0 | 0 | 0 | 0 | 0 | 0 | 0 | 0 | 0 | 0
F6_Industrial_Agriculture_New_Space Heating_Natural Gas_ENERGY STAR Connected Thermostat_A_Achievable Economic RVT Potential | F6 | Industrial | Agriculture | New | Space Heating | Natural Gas | ENERGY STAR Connected Thermostat | A | Incremental Winter Peak Savings (MW) | Achievable Economic RVT Potential | 0 | 0 | 0 | 0 | 0 | 0 | 0 | 0 | 0 | 0 | 0 | 0 | 0 | 0 | 0 | 0 | 0 | 0 | 0 | 0 | 0 | 0 | 0 | 0 | 0 | 0 | 0 | 0 | 0 | 0 | 0
F7_Industrial_Agriculture_New_Space Heating_Natural Gas_ENERGY STAR Connected Thermostat_A_Achievable Economic RVT Potential | F7 | Industrial | Agriculture | New | Space Heating | Natural Gas | ENERGY STAR Connected Thermostat | A | Cumulative Energy Savings (MWh or mTherms) | Achievable Economic RVT Potential | 0 | 0 | 0 | 0 | 0 | 0 | 0 | 0 | 0 | 0 | 0 | 0 | 0 | 0 | 0 | 0 | 0 | 0 | 0 | 0 | 0 | 0 | 0 | 0 | 0 | 0 | 0 | 0 | 0 | 0 | 0
F8_Industrial_Agriculture_New_Space Heating_Natural Gas_ENERGY STAR Connected Thermostat_A_Achievable Economic RVT Potential | F8 | Industrial | Agriculture | New | Space Heating | Natural Gas | ENERGY STAR Connected Thermostat | A | Cumulative Summer Peak Savings (MW) | Achievable Economic RVT Potential | 0 | 0 | 0 | 0 | 0 | 0 | 0 | 0 | 0 | 0 | 0 | 0 | 0 | 0 | 0 | 0 | 0 | 0 | 0 | 0 | 0 | 0 | 0 | 0 | 0 | 0 | 0 | 0 | 0 | 0 | 0
F9_Industrial_Agriculture_New_Space Heating_Natural Gas_ENERGY STAR Connected Thermostat_A_Achievable Economic RVT Potential | F9 | Industrial | Agriculture | New | Space Heating | Natural Gas | ENERGY STAR Connected Thermostat | A | Cumulative Winter Peak Savings (MW) | Achievable Economic RVT Potential | 0 | 0 | 0 | 0 | 0 | 0 | 0 | 0 | 0 | 0 | 0 | 0 | 0 | 0 | 0 | 0 | 0 | 0 | 0 | 0 | 0 | 0 | 0 | 0 | 0 | 0 | 0 | 0 | 0 | 0 | 0
F10_Industrial_Agriculture_New_Space Heating_Natural Gas_ENERGY STAR Connected Thermostat_A_Achievable Economic RVT Potential | F10 | Industrial | Agriculture | New | Space Heating | Natural Gas | ENERGY STAR Connected Thermostat | A | Purchases (Incremental) | Achievable Economic RVT Potential | 0 | 0 | 0 | 0 | 0 | 0 | 0 | 0 | 0 | 0 | 0 | 0 | 0 | 0 | 0 | 0 | 0 | 0 | 0 | 0 | 0 | 0 | 0 | 0 | 0 | 0 | 0 | 0 | 0 | 0 | 0
F11_Industrial_Agriculture_New_Space Heating_Natural Gas_ENERGY STAR Connected Thermostat_A_Achievable Economic RVT Potential | F11 | Industrial | Agriculture | New | Space Heating | Natural Gas | ENERGY STAR Connected Thermostat | A | Purchases (Cumulative) | Achievable Economic RVT Potential | 0 | 0 | 0 | 0 | 0 | 0 | 0 | 0 | 0 | 0 | 0 | 0 | 0 | 0 | 0 | 0 | 0 | 0 | 0 | 0 | 0 | 0 | 0 | 0 | 0 | 0 | 0 | 0 | 0 | 0 | 0
F1_Industrial_Agriculture_New_Space Heating_Natural Gas_Destratification Fans (HVLS)_A_Achievable Economic RVT Potential | F1 | Industrial | Agriculture | New | Space Heating | Natural Gas | Destratification Fans (HVLS) | A | Integrated Unit Energy Savings (kWh or therms) | Achievable Economic RVT Potential | 0 | 0 | 0 | 0 | 0 | 0.014538 | 0.01429 | 0.014083 | 0.013901 | 0.013734 | 0.013581 | 0.013397 | 0.013195 | 0.012986 | 0.012775 | 0.012578 | 0.012397 | 0.01224 | 0.012048 | 0.0119 | 0.01179 | 0.011707 | 0.011665 | 0.011644 | 0.011639 | 0.011643 | 0.011651 | 0.011662 | 0 | 0 | 0
F2_Industrial_Agriculture_New_Space Heating_Natural Gas_Destratification Fans (HVLS)_A_Achievable Economic RVT Potential | F2 | Industrial | Agriculture | New | Space Heating | Natural Gas | Destratification Fans (HVLS) | A | Integrated Unit Summer Peak Savings (kW) | Achievable Economic RVT Potential | 0 | 0 | 0 | 0 | 0 | 0 | 0 | 0 | 0 | 0 | 0 | 0 | 0 | 0 | 0 | 0 | 0 | 0 | 0 | 0 | 0 | 0 | 0 | 0 | 0 | 0 | 0 | 0 | 0 | 0 | 0
F3_Industrial_Agriculture_New_Space Heating_Natural Gas_Destratification Fans (HVLS)_A_Achievable Economic RVT Potential | F3 | Industrial | Agriculture | New | Space Heating | Natural Gas | Destratification Fans (HVLS) | A | Integrated Unit Winter Peak Savings (kW) | Achievable Economic RVT Potential | 0 | 0 | 0 | 0 | 0 | 0 | 0 | 0 | 0 | 0 | 0 | 0 | 0 | 0 | 0 | 0 | 0 | 0 | 0 | 0 | 0 | 0 | 0 | 0 | 0 | 0 | 0 | 0 | 0 | 0 | 0
F4_Industrial_Agriculture_New_Space Heating_Natural Gas_Destratification Fans (HVLS)_A_Achievable Economic RVT Potential | F4 | Industrial | Agriculture | New | Space Heating | Natural Gas | Destratification Fans (HVLS) | A | Incremental Energy Savings (MWh or mTherms) | Achievable Economic RVT Potential | 0 | 0 | 0 | 0 | 0 | 0 | 0 | 0 | 0 | 0 | 0 | 0 | 0 | 0 | 0 | 0 | 0 | 0 | 0 | 0 | 0 | 0 | 0 | 0 | 0 | 0 | 0 | 0 | 0 | 0 | 0
F5_Industrial_Agriculture_New_Space Heating_Natural Gas_Destratification Fans (HVLS)_A_Achievable Economic RVT Potential | F5 | Industrial | Agriculture | New | Space Heating | Natural Gas | Destratification Fans (HVLS) | A | Incremental Summer Peak Savings (MW) | Achievable Economic RVT Potential | 0 | 0 | 0 | 0 | 0 | 0 | 0 | 0 | 0 | 0 | 0 | 0 | 0 | 0 | 0 | 0 | 0 | 0 | 0 | 0 | 0 | 0 | 0 | 0 | 0 | 0 | 0 | 0 | 0 | 0 | 0
F6_Industrial_Agriculture_New_Space Heating_Natural Gas_Destratification Fans (HVLS)_A_Achievable Economic RVT Potential | F6 | Industrial | Agriculture | New | Space Heating | Natural Gas | Destratification Fans (HVLS) | A | Incremental Winter Peak Savings (MW) | Achievable Economic RVT Potential | 0 | 0 | 0 | 0 | 0 | 0 | 0 | 0 | 0 | 0 | 0 | 0 | 0 | 0 | 0 | 0 | 0 | 0 | 0 | 0 | 0 | 0 | 0 | 0 | 0 | 0 | 0 | 0 | 0 | 0 | 0
F7_Industrial_Agriculture_New_Space Heating_Natural Gas_Destratification Fans (HVLS)_A_Achievable Economic RVT Potential | F7 | Industrial | Agriculture | New | Space Heating | Natural Gas | Destratification Fans (HVLS) | A | Cumulative Energy Savings (MWh or mTherms) | Achievable Economic RVT Potential | 0 | 0 | 0 | 0 | 0 | 0 | 0 | 0 | 0 | 0 | 0 | 0 | 0 | 0 | 0 | 0 | 0 | 0 | 0 | 0 | 0 | 0 | 0 | 0 | 0 | 0 | 0 | 0 | 0 | 0 | 0
F8_Industrial_Agriculture_New_Space Heating_Natural Gas_Destratification Fans (HVLS)_A_Achievable Economic RVT Potential | F8 | Industrial | Agriculture | New | Space Heating | Natural Gas | Destratification Fans (HVLS) | A | Cumulative Summer Peak Savings (MW) | Achievable Economic RVT Potential | 0 | 0 | 0 | 0 | 0 | 0 | 0 | 0 | 0 | 0 | 0 | 0 | 0 | 0 | 0 | 0 | 0 | 0 | 0 | 0 | 0 | 0 | 0 | 0 | 0 | 0 | 0 | 0 | 0 | 0 | 0
F9_Industrial_Agriculture_New_Space Heating_Natural Gas_Destratification Fans (HVLS)_A_Achievable Economic RVT Potential | F9 | Industrial | Agriculture | New | Space Heating | Natural Gas | Destratification Fans (HVLS) | A | Cumulative Winter Peak Savings (MW) | Achievable Economic RVT Potential | 0 | 0 | 0 | 0 | 0 | 0 | 0 | 0 | 0 | 0 | 0 | 0 | 0 | 0 | 0 | 0 | 0 | 0 | 0 | 0 | 0 | 0 | 0 | 0 | 0 | 0 | 0 | 0 | 0 | 0 | 0
F10_Industrial_Agriculture_New_Space Heating_Natural Gas_Destratification Fans (HVLS)_A_Achievable Economic RVT Potential | F10 | Industrial | Agriculture | New | Space Heating | Natural Gas | Destratification Fans (HVLS) | A | Purchases (Incremental) | Achievable Economic RVT Potential | 0 | 0 | 0 | 0 | 0 | 0 | 0 | 0 | 0 | 0 | 0 | 0 | 0 | 0 | 0 | 0 | 0 | 0 | 0 | 0 | 0 | 0 | 0 | 0 | 0 | 0 | 0 | 0 | 0 | 0 | 0
F11_Industrial_Agriculture_New_Space Heating_Natural Gas_Destratification Fans (HVLS)_A_Achievable Economic RVT Potential | F11 | Industrial | Agriculture | New | Space Heating | Natural Gas | Destratification Fans (HVLS) | A | Purchases (Cumulative) | Achievable Economic RVT Potential | 0 | 0 | 0 | 0 | 0 | 0 | 0 | 0 | 0 | 0 | 0 | 0 | 0 | 0 | 0 | 0 | 0 | 0 | 0 | 0 | 0 | 0 | 0 | 0 | 0 | 0 | 0 | 0 | 0 | 0 | 0
F1_Industrial_Agriculture_New_Space Heating_Natural Gas_Gas Boiler - Insulate Steam Lines/Condensate Tank_A_Achievable Economic RVT Potential | F1 | Industrial | Agriculture | New | Space Heating | Natural Gas | Gas Boiler - Insulate Steam Lines/Condensate Tank | A | Integrated Unit Energy Savings (kWh or therms) | Achievable Economic RVT Potential | 0 | 0 | 0 | 0 | 0 | 0 | 0 | 0 | 0 | 0 | 0 | 0 | 0 | 0 | 0 | 0 | 0 | 0 | 0 | 0 | 0 | 0 | 0 | 0 | 0 | 0 | 0 | 0 | 0 | 0 | 0
F2_Industrial_Agriculture_New_Space Heating_Natural Gas_Gas Boiler - Insulate Steam Lines/Condensate Tank_A_Achievable Economic RVT Potential | F2 | Industrial | Agriculture | New | Space Heating | Natural Gas | Gas Boiler - Insulate Steam Lines/Condensate Tank | A | Integrated Unit Summer Peak Savings (kW) | Achievable Economic RVT Potential | 0 | 0 | 0 | 0 | 0 | 0 | 0 | 0 | 0 | 0 | 0 | 0 | 0 | 0 | 0 | 0 | 0 | 0 | 0 | 0 | 0 | 0 | 0 | 0 | 0 | 0 | 0 | 0 | 0 | 0 | 0
F3_Industrial_Agriculture_New_Space Heating_Natural Gas_Gas Boiler - Insulate Steam Lines/Condensate Tank_A_Achievable Economic RVT Potential | F3 | Industrial | Agriculture | New | Space Heating | Natural Gas | Gas Boiler - Insulate Steam Lines/Condensate Tank | A | Integrated Unit Winter Peak Savings (kW) | Achievable Economic RVT Potential | 0 | 0 | 0 | 0 | 0 | 0 | 0 | 0 | 0 | 0 | 0 | 0 | 0 | 0 | 0 | 0 | 0 | 0 | 0 | 0 | 0 | 0 | 0 | 0 | 0 | 0 | 0 | 0 | 0 | 0 | 0
F4_Industrial_Agriculture_New_Space Heating_Natural Gas_Gas Boiler - Insulate Steam Lines/Condensate Tank_A_Achievable Economic RVT Potential | F4 | Industrial | Agriculture | New | Space Heating | Natural Gas | Gas Boiler - Insulate Steam Lines/Condensate Tank | A | Incremental Energy Savings (MWh or mTherms) | Achievable Economic RVT Potential | 0 | 0 | 0 | 0 | 0 | 0 | 0 | 0 | 0 | 0 | 0 | 0 | 0 | 0 | 0 | 0 | 0 | 0 | 0 | 0 | 0 | 0 | 0 | 0 | 0 | 0 | 0 | 0 | 0 | 0 | 0
F5_Industrial_Agriculture_New_Space Heating_Natural Gas_Gas Boiler - Insulate Steam Lines/Condensate Tank_A_Achievable Economic RVT Potential | F5 | Industrial | Agriculture | New | Space Heating | Natural Gas | Gas Boiler - Insulate Steam Lines/Condensate Tank | A | Incremental Summer Peak Savings (MW) | Achievable Economic RVT Potential | 0 | 0 | 0 | 0 | 0 | 0 | 0 | 0 | 0 | 0 | 0 | 0 | 0 | 0 | 0 | 0 | 0 | 0 | 0 | 0 | 0 | 0 | 0 | 0 | 0 | 0 | 0 | 0 | 0 | 0 | 0
F6_Industrial_Agriculture_New_Space Heating_Natural Gas_Gas Boiler - Insulate Steam Lines/Condensate Tank_A_Achievable Economic RVT Potential | F6 | Industrial | Agriculture | New | Space Heating | Natural Gas | Gas Boiler - Insulate Steam Lines/Condensate Tank | A | Incremental Winter Peak Savings (MW) | Achievable Economic RVT Potential | 0 | 0 | 0 | 0 | 0 | 0 | 0 | 0 | 0 | 0 | 0 | 0 | 0 | 0 | 0 | 0 | 0 | 0 | 0 | 0 | 0 | 0 | 0 | 0 | 0 | 0 | 0 | 0 | 0 | 0 | 0
F7_Industrial_Agriculture_New_Space Heating_Natural Gas_Gas Boiler - Insulate Steam Lines/Condensate Tank_A_Achievable Economic RVT Potential | F7 | Industrial | Agriculture | New | Space Heating | Natural Gas | Gas Boiler - Insulate Steam Lines/Condensate Tank | A | Cumulative Energy Savings (MWh or mTherms) | Achievable Economic RVT Potential | 0 | 0 | 0 | 0 | 0 | 0 | 0 | 0 | 0 | 0 | 0 | 0 | 0 | 0 | 0 | 0 | 0 | 0 | 0 | 0 | 0 | 0 | 0 | 0 | 0 | 0 | 0 | 0 | 0 | 0 | 0
F8_Industrial_Agriculture_New_Space Heating_Natural Gas_Gas Boiler - Insulate Steam Lines/Condensate Tank_A_Achievable Economic RVT Potential | F8 | Industrial | Agriculture | New | Space Heating | Natural Gas | Gas Boiler - Insulate Steam Lines/Condensate Tank | A | Cumulative Summer Peak Savings (MW) | Achievable Economic RVT Potential | 0 | 0 | 0 | 0 | 0 | 0 | 0 | 0 | 0 | 0 | 0 | 0 | 0 | 0 | 0 | 0 | 0 | 0 | 0 | 0 | 0 | 0 | 0 | 0 | 0 | 0 | 0 | 0 | 0 | 0 | 0
F9_Industrial_Agriculture_New_Space Heating_Natural Gas_Gas Boiler - Insulate Steam Lines/Condensate Tank_A_Achievable Economic RVT Potential | F9 | Industrial | Agriculture | New | Space Heating | Natural Gas | Gas Boiler - Insulate Steam Lines/Condensate Tank | A | Cumulative Winter Peak Savings (MW) | Achievable Economic RVT Potential | 0 | 0 | 0 | 0 | 0 | 0 | 0 | 0 | 0 | 0 | 0 | 0 | 0 | 0 | 0 | 0 | 0 | 0 | 0 | 0 | 0 | 0 | 0 | 0 | 0 | 0 | 0 | 0 | 0 | 0 | 0
F10_Industrial_Agriculture_New_Space Heating_Natural Gas_Gas Boiler - Insulate Steam Lines/Condensate Tank_A_Achievable Economic RVT Potential | F10 | Industrial | Agriculture | New | Space Heating | Natural Gas | Gas Boiler - Insulate Steam Lines/Condensate Tank | A | Purchases (Incremental) | Achievable Economic RVT Potential | 0 | 0 | 0 | 0 | 0 | 0 | 0 | 0 | 0 | 0 | 0 | 0 | 0 | 0 | 0 | 0 | 0 | 0 | 0 | 0 | 0 | 0 | 0 | 0 | 0 | 0 | 0 | 0 | 0 | 0 | 0
F11_Industrial_Agriculture_New_Space Heating_Natural Gas_Gas Boiler - Insulate Steam Lines/Condensate Tank_A_Achievable Economic RVT Potential | F11 | Industrial | Agriculture | New | Space Heating | Natural Gas | Gas Boiler - Insulate Steam Lines/Condensate Tank | A | Purchases (Cumulative) | Achievable Economic RVT Potential | 0 | 0 | 0 | 0 | 0 | 0 | 0 | 0 | 0 | 0 | 0 | 0 | 0 | 0 | 0 | 0 | 0 | 0 | 0 | 0 | 0 | 0 | 0 | 0 | 0 | 0 | 0 | 0 | 0 | 0 | 0
F1_Industrial_Agriculture_New_Process_Natural Gas_Gas Boiler - Insulate Steam Lines/Condensate Tank_A_Achievable Economic RVT Potential | F1 | Industrial | Agriculture | New | Process | Natural Gas | Gas Boiler - Insulate Steam Lines/Condensate Tank | A | Integrated Unit Energy Savings (kWh or therms) | Achievable Economic RVT Potential | 0 | 0 | 0 | 0 | 0 | 16.8297 | 16.8125 | 16.7967 | 16.7823 | 16.7679 | 16.7541 | 16.7417 | 16.7308 | 16.7217 | 16.7146 | 16.7097 | 16.7069 | 16.7057 | 16.7056 | 16.706 | 16.7074 | 16.7086 | 16.7094 | 16.71 | 16.7103 | 16.7155 | 16.7203 | 16.7248 | 16.8499 | 16.8499 | 16.8499
F2_Industrial_Agriculture_New_Process_Natural Gas_Gas Boiler - Insulate Steam Lines/Condensate Tank_A_Achievable Economic RVT Potential | F2 | Industrial | Agriculture | New | Process | Natural Gas | Gas Boiler - Insulate Steam Lines/Condensate Tank | A | Integrated Unit Summer Peak Savings (kW) | Achievable Economic RVT Potential | 0 | 0 | 0 | 0 | 0 | 0 | 0 | 0 | 0 | 0 | 0 | 0 | 0 | 0 | 0 | 0 | 0 | 0 | 0 | 0 | 0 | 0 | 0 | 0 | 0 | 0 | 0 | 0 | 0 | 0 | 0
F3_Industrial_Agriculture_New_Process_Natural Gas_Gas Boiler - Insulate Steam Lines/Condensate Tank_A_Achievable Economic RVT Potential | F3 | Industrial | Agriculture | New | Process | Natural Gas | Gas Boiler - Insulate Steam Lines/Condensate Tank | A | Integrated Unit Winter Peak Savings (kW) | Achievable Economic RVT Potential | 0 | 0 | 0 | 0 | 0 | 0 | 0 | 0 | 0 | 0 | 0 | 0 | 0 | 0 | 0 | 0 | 0 | 0 | 0 | 0 | 0 | 0 | 0 | 0 | 0 | 0 | 0 | 0 | 0 | 0 | 0
F4_Industrial_Agriculture_New_Process_Natural Gas_Gas Boiler - Insulate Steam Lines/Condensate Tank_A_Achievable Economic RVT Potential | F4 | Industrial | Agriculture | New | Process | Natural Gas | Gas Boiler - Insulate Steam Lines/Condensate Tank | A | Incremental Energy Savings (MWh or mTherms) | Achievable Economic RVT Potential | 0 | 0 | 0 | 0 | 0 | 0 | 0 | 0 | 0 | 0 | 0 | 0 | 0 | 0 | 0 | 0 | 0 | 0 | 0 | 0 | 0 | 0 | 0 | 0 | 0 | 0 | 0 | 0 | 0 | 0 | 0
F5_Industrial_Agriculture_New_Process_Natural Gas_Gas Boiler - Insulate Steam Lines/Condensate Tank_A_Achievable Economic RVT Potential | F5 | Industrial | Agriculture | New | Process | Natural Gas | Gas Boiler - Insulate Steam Lines/Condensate Tank | A | Incremental Summer Peak Savings (MW) | Achievable Economic RVT Potential | 0 | 0 | 0 | 0 | 0 | 0 | 0 | 0 | 0 | 0 | 0 | 0 | 0 | 0 | 0 | 0 | 0 | 0 | 0 | 0 | 0 | 0 | 0 | 0 | 0 | 0 | 0 | 0 | 0 | 0 | 0
F6_Industrial_Agriculture_New_Process_Natural Gas_Gas Boiler - Insulate Steam Lines/Condensate Tank_A_Achievable Economic RVT Potential | F6 | Industrial | Agriculture | New | Process | Natural Gas | Gas Boiler - Insulate Steam Lines/Condensate Tank | A | Incremental Winter Peak Savings (MW) | Achievable Economic RVT Potential | 0 | 0 | 0 | 0 | 0 | 0 | 0 | 0 | 0 | 0 | 0 | 0 | 0 | 0 | 0 | 0 | 0 | 0 | 0 | 0 | 0 | 0 | 0 | 0 | 0 | 0 | 0 | 0 | 0 | 0 | 0
F7_Industrial_Agriculture_New_Process_Natural Gas_Gas Boiler - Insulate Steam Lines/Condensate Tank_A_Achievable Economic RVT Potential | F7 | Industrial | Agriculture | New | Process | Natural Gas | Gas Boiler - Insulate Steam Lines/Condensate Tank | A | Cumulative Energy Savings (MWh or mTherms) | Achievable Economic RVT Potential | 0 | 0 | 0 | 0 | 0 | 0 | 0 | 0 | 0 | 0 | 0 | 0 | 0 | 0 | 0 | 0 | 0 | 0 | 0 | 0 | 0 | 0 | 0 | 0 | 0 | 0 | 0 | 0 | 0 | 0 | 0
F8_Industrial_Agriculture_New_Process_Natural Gas_Gas Boiler - Insulate Steam Lines/Condensate Tank_A_Achievable Economic RVT Potential | F8 | Industrial | Agriculture | New | Process | Natural Gas | Gas Boiler - Insulate Steam Lines/Condensate Tank | A | Cumulative Summer Peak Savings (MW) | Achievable Economic RVT Potential | 0 | 0 | 0 | 0 | 0 | 0 | 0 | 0 | 0 | 0 | 0 | 0 | 0 | 0 | 0 | 0 | 0 | 0 | 0 | 0 | 0 | 0 | 0 | 0 | 0 | 0 | 0 | 0 | 0 | 0 | 0
F9_Industrial_Agriculture_New_Process_Natural Gas_Gas Boiler - Insulate Steam Lines/Condensate Tank_A_Achievable Economic RVT Potential | F9 | Industrial | Agriculture | New | Process | Natural Gas | Gas Boiler - Insulate Steam Lines/Condensate Tank | A | Cumulative Winter Peak Savings (MW) | Achievable Economic RVT Potential | 0 | 0 | 0 | 0 | 0 | 0 | 0 | 0 | 0 | 0 | 0 | 0 | 0 | 0 | 0 | 0 | 0 | 0 | 0 | 0 | 0 | 0 | 0 | 0 | 0 | 0 | 0 | 0 | 0 | 0 | 0
F10_Industrial_Agriculture_New_Process_Natural Gas_Gas Boiler - Insulate Steam Lines/Condensate Tank_A_Achievable Economic RVT Potential | F10 | Industrial | Agriculture | New | Process | Natural Gas | Gas Boiler - Insulate Steam Lines/Condensate Tank | A | Purchases (Incremental) | Achievable Economic RVT Potential | 0 | 0 | 0 | 0 | 0 | 0 | 0 | 0 | 0 | 0 | 0 | 0 | 0 | 0 | 0 | 0 | 0 | 0 | 0 | 0 | 0 | 0 | 0 | 0 | 0 | 0 | 0 | 0 | 0 | 0 | 0
F11_Industrial_Agriculture_New_Process_Natural Gas_Gas Boiler - Insulate Steam Lines/Condensate Tank_A_Achievable Economic RVT Potential | F11 | Industrial | Agriculture | New | Process | Natural Gas | Gas Boiler - Insulate Steam Lines/Condensate Tank | A | Purchases (Cumulative) | Achievable Economic RVT Potential | 0 | 0 | 0 | 0 | 0 | 0 | 0 | 0 | 0 | 0 | 0 | 0 | 0 | 0 | 0 | 0 | 0 | 0 | 0 | 0 | 0 | 0 | 0 | 0 | 0 | 0 | 0 | 0 | 0 | 0 | 0
F1_Industrial_Agriculture_New_Space Heating_Natural Gas_Gas Boiler - Insulate Hot Water Lines_A_Achievable Economic RVT Potential | F1 | Industrial | Agriculture | New | Space Heating | Natural Gas | Gas Boiler - Insulate Hot Water Lines | A | Integrated Unit Energy Savings (kWh or therms) | Achievable Economic RVT Potential | 0 | 0 | 0 | 0 | 0 | 0 | 0 | 0 | 0 | 0 | 0 | 0 | 0 | 0 | 0 | 0 | 0 | 0 | 0 | 0 | 0 | 0 | 0 | 0 | 0 | 0 | 0 | 0 | 0 | 0 | 0
F2_Industrial_Agriculture_New_Space Heating_Natural Gas_Gas Boiler - Insulate Hot Water Lines_A_Achievable Economic RVT Potential | F2 | Industrial | Agriculture | New | Space Heating | Natural Gas | Gas Boiler - Insulate Hot Water Lines | A | Integrated Unit Summer Peak Savings (kW) | Achievable Economic RVT Potential | 0 | 0 | 0 | 0 | 0 | 0 | 0 | 0 | 0 | 0 | 0 | 0 | 0 | 0 | 0 | 0 | 0 | 0 | 0 | 0 | 0 | 0 | 0 | 0 | 0 | 0 | 0 | 0 | 0 | 0 | 0
F3_Industrial_Agriculture_New_Space Heating_Natural Gas_Gas Boiler - Insulate Hot Water Lines_A_Achievable Economic RVT Potential | F3 | Industrial | Agriculture | New | Space Heating | Natural Gas | Gas Boiler - Insulate Hot Water Lines | A | Integrated Unit Winter Peak Savings (kW) | Achievable Economic RVT Potential | 0 | 0 | 0 | 0 | 0 | 0 | 0 | 0 | 0 | 0 | 0 | 0 | 0 | 0 | 0 | 0 | 0 | 0 | 0 | 0 | 0 | 0 | 0 | 0 | 0 | 0 | 0 | 0 | 0 | 0 | 0
F4_Industrial_Agriculture_New_Space Heating_Natural Gas_Gas Boiler - Insulate Hot Water Lines_A_Achievable Economic RVT Potential | F4 | Industrial | Agriculture | New | Space Heating | Natural Gas | Gas Boiler - Insulate Hot Water Lines | A | Incremental Energy Savings (MWh or mTherms) | Achievable Economic RVT Potential | 0 | 0 | 0 | 0 | 0 | 0 | 0 | 0 | 0 | 0 | 0 | 0 | 0 | 0 | 0 | 0 | 0 | 0 | 0 | 0 | 0 | 0 | 0 | 0 | 0 | 0 | 0 | 0 | 0 | 0 | 0
F5_Industrial_Agriculture_New_Space Heating_Natural Gas_Gas Boiler - Insulate Hot Water Lines_A_Achievable Economic RVT Potential | F5 | Industrial | Agriculture | New | Space Heating | Natural Gas | Gas Boiler - Insulate Hot Water Lines | A | Incremental Summer Peak Savings (MW) | Achievable Economic RVT Potential | 0 | 0 | 0 | 0 | 0 | 0 | 0 | 0 | 0 | 0 | 0 | 0 | 0 | 0 | 0 | 0 | 0 | 0 | 0 | 0 | 0 | 0 | 0 | 0 | 0 | 0 | 0 | 0 | 0 | 0 | 0
F6_Industrial_Agriculture_New_Space Heating_Natural Gas_Gas Boiler - Insulate Hot Water Lines_A_Achievable Economic RVT Potential | F6 | Industrial | Agriculture | New | Space Heating | Natural Gas | Gas Boiler - Insulate Hot Water Lines | A | Incremental Winter Peak Savings (MW) | Achievable Economic RVT Potential | 0 | 0 | 0 | 0 | 0 | 0 | 0 | 0 | 0 | 0 | 0 | 0 | 0 | 0 | 0 | 0 | 0 | 0 | 0 | 0 | 0 | 0 | 0 | 0 | 0 | 0 | 0 | 0 | 0 | 0 | 0
F7_Industrial_Agriculture_New_Space Heating_Natural Gas_Gas Boiler - Insulate Hot Water Lines_A_Achievable Economic RVT Potential | F7 | Industrial | Agriculture | New | Space Heating | Natural Gas | Gas Boiler - Insulate Hot Water Lines | A | Cumulative Energy Savings (MWh or mTherms) | Achievable Economic RVT Potential | 0 | 0 | 0 | 0 | 0 | 0 | 0 | 0 | 0 | 0 | 0 | 0 | 0 | 0 | 0 | 0 | 0 | 0 | 0 | 0 | 0 | 0 | 0 | 0 | 0 | 0 | 0 | 0 | 0 | 0 | 0
F8_Industrial_Agriculture_New_Space Heating_Natural Gas_Gas Boiler - Insulate Hot Water Lines_A_Achievable Economic RVT Potential | F8 | Industrial | Agriculture | New | Space Heating | Natural Gas | Gas Boiler - Insulate Hot Water Lines | A | Cumulative Summer Peak Savings (MW) | Achievable Economic RVT Potential | 0 | 0 | 0 | 0 | 0 | 0 | 0 | 0 | 0 | 0 | 0 | 0 | 0 | 0 | 0 | 0 | 0 | 0 | 0 | 0 | 0 | 0 | 0 | 0 | 0 | 0 | 0 | 0 | 0 | 0 | 0
F9_Industrial_Agriculture_New_Space Heating_Natural Gas_Gas Boiler - Insulate Hot Water Lines_A_Achievable Economic RVT Potential | F9 | Industrial | Agriculture | New | Space Heating | Natural Gas | Gas Boiler - Insulate Hot Water Lines | A | Cumulative Winter Peak Savings (MW) | Achievable Economic RVT Potential | 0 | 0 | 0 | 0 | 0 | 0 | 0 | 0 | 0 | 0 | 0 | 0 | 0 | 0 | 0 | 0 | 0 | 0 | 0 | 0 | 0 | 0 | 0 | 0 | 0 | 0 | 0 | 0 | 0 | 0 | 0
F10_Industrial_Agriculture_New_Space Heating_Natural Gas_Gas Boiler - Insulate Hot Water Lines_A_Achievable Economic RVT Potential | F10 | Industrial | Agriculture | New | Space Heating | Natural Gas | Gas Boiler - Insulate Hot Water Lines | A | Purchases (Incremental) | Achievable Economic RVT Potential | 0 | 0 | 0 | 0 | 0 | 0 | 0 | 0 | 0 | 0 | 0 | 0 | 0 | 0 | 0 | 0 | 0 | 0 | 0 | 0 | 0 | 0 | 0 | 0 | 0 | 0 | 0 | 0 | 0 | 0 | 0
F11_Industrial_Agriculture_New_Space Heating_Natural Gas_Gas Boiler - Insulate Hot Water Lines_A_Achievable Economic RVT Potential | F11 | Industrial | Agriculture | New | Space Heating | Natural Gas | Gas Boiler - Insulate Hot Water Lines | A | Purchases (Cumulative) | Achievable Economic RVT Potential | 0 | 0 | 0 | 0 | 0 | 0 | 0 | 0 | 0 | 0 | 0 | 0 | 0 | 0 | 0 | 0 | 0 | 0 | 0 | 0 | 0 | 0 | 0 | 0 | 0 | 0 | 0 | 0 | 0 | 0 | 0
F1_Industrial_Agriculture_New_Process_Natural Gas_Gas Boiler - Insulate Hot Water Lines_A_Achievable Economic RVT Potential | F1 | Industrial | Agriculture | New | Process | Natural Gas | Gas Boiler - Insulate Hot Water Lines | A | Integrated Unit Energy Savings (kWh or therms) | Achievable Economic RVT Potential | 0 | 0 | 0 | 0 | 0 | 19.0288 | 19.0143 | 19.0008 | 18.9886 | 18.9761 | 18.9641 | 18.9537 | 18.9448 | 18.938 | 18.9332 | 18.931 | 18.9311 | 18.933 | 18.9361 | 18.9397 | 18.9445 | 18.9491 | 18.9532 | 18.957 | 18.9605 | 18.9637 | 18.9666 | 18.9694 | 19.0457 | 19.0457 | 19.0457
F2_Industrial_Agriculture_New_Process_Natural Gas_Gas Boiler - Insulate Hot Water Lines_A_Achievable Economic RVT Potential | F2 | Industrial | Agriculture | New | Process | Natural Gas | Gas Boiler - Insulate Hot Water Lines | A | Integrated Unit Summer Peak Savings (kW) | Achievable Economic RVT Potential | 0 | 0 | 0 | 0 | 0 | 0 | 0 | 0 | 0 | 0 | 0 | 0 | 0 | 0 | 0 | 0 | 0 | 0 | 0 | 0 | 0 | 0 | 0 | 0 | 0 | 0 | 0 | 0 | 0 | 0 | 0
F3_Industrial_Agriculture_New_Process_Natural Gas_Gas Boiler - Insulate Hot Water Lines_A_Achievable Economic RVT Potential | F3 | Industrial | Agriculture | New | Process | Natural Gas | Gas Boiler - Insulate Hot Water Lines | A | Integrated Unit Winter Peak Savings (kW) | Achievable Economic RVT Potential | 0 | 0 | 0 | 0 | 0 | 0 | 0 | 0 | 0 | 0 | 0 | 0 | 0 | 0 | 0 | 0 | 0 | 0 | 0 | 0 | 0 | 0 | 0 | 0 | 0 | 0 | 0 | 0 | 0 | 0 | 0
F4_Industrial_Agriculture_New_Process_Natural Gas_Gas Boiler - Insulate Hot Water Lines_A_Achievable Economic RVT Potential | F4 | Industrial | Agriculture | New | Process | Natural Gas | Gas Boiler - Insulate Hot Water Lines | A | Incremental Energy Savings (MWh or mTherms) | Achievable Economic RVT Potential | 0 | 0 | 0 | 0 | 0 | 0 | 0 | 0 | 0 | 0 | 0 | 0 | 0 | 0 | 0 | 0 | 0 | 0 | 0 | 0 | 0 | 0 | 0 | 0 | 0 | 0 | 0 | 0 | 0 | 0 | 0
F5_Industrial_Agriculture_New_Process_Natural Gas_Gas Boiler - Insulate Hot Water Lines_A_Achievable Economic RVT Potential | F5 | Industrial | Agriculture | New | Process | Natural Gas | Gas Boiler - Insulate Hot Water Lines | A | Incremental Summer Peak Savings (MW) | Achievable Economic RVT Potential | 0 | 0 | 0 | 0 | 0 | 0 | 0 | 0 | 0 | 0 | 0 | 0 | 0 | 0 | 0 | 0 | 0 | 0 | 0 | 0 | 0 | 0 | 0 | 0 | 0 | 0 | 0 | 0 | 0 | 0 | 0
F6_Industrial_Agriculture_New_Process_Natural Gas_Gas Boiler - Insulate Hot Water Lines_A_Achievable Economic RVT Potential | F6 | Industrial | Agriculture | New | Process | Natural Gas | Gas Boiler - Insulate Hot Water Lines | A | Incremental Winter Peak Savings (MW) | Achievable Economic RVT Potential | 0 | 0 | 0 | 0 | 0 | 0 | 0 | 0 | 0 | 0 | 0 | 0 | 0 | 0 | 0 | 0 | 0 | 0 | 0 | 0 | 0 | 0 | 0 | 0 | 0 | 0 | 0 | 0 | 0 | 0 | 0
F7_Industrial_Agriculture_New_Process_Natural Gas_Gas Boiler - Insulate Hot Water Lines_A_Achievable Economic RVT Potential | F7 | Industrial | Agriculture | New | Process | Natural Gas | Gas Boiler - Insulate Hot Water Lines | A | Cumulative Energy Savings (MWh or mTherms) | Achievable Economic RVT Potential | 0 | 0 | 0 | 0 | 0 | 0 | 0 | 0 | 0 | 0 | 0 | 0 | 0 | 0 | 0 | 0 | 0 | 0 | 0 | 0 | 0 | 0 | 0 | 0 | 0 | 0 | 0 | 0 | 0 | 0 | 0
F8_Industrial_Agriculture_New_Process_Natural Gas_Gas Boiler - Insulate Hot Water Lines_A_Achievable Economic RVT Potential | F8 | Industrial | Agriculture | New | Process | Natural Gas | Gas Boiler - Insulate Hot Water Lines | A | Cumulative Summer Peak Savings (MW) | Achievable Economic RVT Potential | 0 | 0 | 0 | 0 | 0 | 0 | 0 | 0 | 0 | 0 | 0 | 0 | 0 | 0 | 0 | 0 | 0 | 0 | 0 | 0 | 0 | 0 | 0 | 0 | 0 | 0 | 0 | 0 | 0 | 0 | 0
F9_Industrial_Agriculture_New_Process_Natural Gas_Gas Boiler - Insulate Hot Water Lines_A_Achievable Economic RVT Potential | F9 | Industrial | Agriculture | New | Process | Natural Gas | Gas Boiler - Insulate Hot Water Lines | A | Cumulative Winter Peak Savings (MW) | Achievable Economic RVT Potential | 0 | 0 | 0 | 0 | 0 | 0 | 0 | 0 | 0 | 0 | 0 | 0 | 0 | 0 | 0 | 0 | 0 | 0 | 0 | 0 | 0 | 0 | 0 | 0 | 0 | 0 | 0 | 0 | 0 | 0 | 0
F10_Industrial_Agriculture_New_Process_Natural Gas_Gas Boiler - Insulate Hot Water Lines_A_Achievable Economic RVT Potential | F10 | Industrial | Agriculture | New | Process | Natural Gas | Gas Boiler - Insulate Hot Water Lines | A | Purchases (Incremental) | Achievable Economic RVT Potential | 0 | 0 | 0 | 0 | 0 | 0 | 0 | 0 | 0 | 0 | 0 | 0 | 0 | 0 | 0 | 0 | 0 | 0 | 0 | 0 | 0 | 0 | 0 | 0 | 0 | 0 | 0 | 0 | 0 | 0 | 0
F11_Industrial_Agriculture_New_Process_Natural Gas_Gas Boiler - Insulate Hot Water Lines_A_Achievable Economic RVT Potential | F11 | Industrial | Agriculture | New | Process | Natural Gas | Gas Boiler - Insulate Hot Water Lines | A | Purchases (Cumulative) | Achievable Economic RVT Potential | 0 | 0 | 0 | 0 | 0 | 0 | 0 | 0 | 0 | 0 | 0 | 0 | 0 | 0 | 0 | 0 | 0 | 0 | 0 | 0 | 0 | 0 | 0 | 0 | 0 | 0 | 0 | 0 | 0 | 0 | 0
F1_Industrial_Agriculture_New_Process_Natural Gas_Process - Insulate Heated Process Fluids_A_Achievable Economic RVT Potential | F1 | Industrial | Agriculture | New | Process | Natural Gas | Process - Insulate Heated Process Fluids | A | Integrated Unit Energy Savings (kWh or therms) | Achievable Economic RVT Potential | 0 | 0 | 0 | 0 | 0 | 13.5892 | 13.5722 | 13.5566 | 13.5424 | 13.5284 | 13.5149 | 13.5027 | 13.4917 | 13.4823 | 13.4744 | 13.4683 | 13.464 | 13.4611 | 13.4589 | 13.4572 | 13.4563 | 13.4553 | 13.454 | 13.4524 | 13.4507 | 13.4566 | 13.4621 | 13.4672 | 13.6092 | 13.6092 | 13.6092
F2_Industrial_Agriculture_New_Process_Natural Gas_Process - Insulate Heated Process Fluids_A_Achievable Economic RVT Potential | F2 | Industrial | Agriculture | New | Process | Natural Gas | Process - Insulate Heated Process Fluids | A | Integrated Unit Summer Peak Savings (kW) | Achievable Economic RVT Potential | 0 | 0 | 0 | 0 | 0 | 0 | 0 | 0 | 0 | 0 | 0 | 0 | 0 | 0 | 0 | 0 | 0 | 0 | 0 | 0 | 0 | 0 | 0 | 0 | 0 | 0 | 0 | 0 | 0 | 0 | 0
F3_Industrial_Agriculture_New_Process_Natural Gas_Process - Insulate Heated Process Fluids_A_Achievable Economic RVT Potential | F3 | Industrial | Agriculture | New | Process | Natural Gas | Process - Insulate Heated Process Fluids | A | Integrated Unit Winter Peak Savings (kW) | Achievable Economic RVT Potential | 0 | 0 | 0 | 0 | 0 | 0 | 0 | 0 | 0 | 0 | 0 | 0 | 0 | 0 | 0 | 0 | 0 | 0 | 0 | 0 | 0 | 0 | 0 | 0 | 0 | 0 | 0 | 0 | 0 | 0 | 0
F4_Industrial_Agriculture_New_Process_Natural Gas_Process - Insulate Heated Process Fluids_A_Achievable Economic RVT Potential | F4 | Industrial | Agriculture | New | Process | Natural Gas | Process - Insulate Heated Process Fluids | A | Incremental Energy Savings (MWh or mTherms) | Achievable Economic RVT Potential | 0 | 0 | 0 | 0 | 0 | 0 | 0 | 0 | 0 | 0 | 0 | 0 | 0 | 0 | 0 | 0 | 0 | 0 | 0 | 0 | 0 | 0 | 0 | 0 | 0 | 0 | 0 | 0 | 0 | 0 | 0
F5_Industrial_Agriculture_New_Process_Natural Gas_Process - Insulate Heated Process Fluids_A_Achievable Economic RVT Potential | F5 | Industrial | Agriculture | New | Process | Natural Gas | Process - Insulate Heated Process Fluids | A | Incremental Summer Peak Savings (MW) | Achievable Economic RVT Potential | 0 | 0 | 0 | 0 | 0 | 0 | 0 | 0 | 0 | 0 | 0 | 0 | 0 | 0 | 0 | 0 | 0 | 0 | 0 | 0 | 0 | 0 | 0 | 0 | 0 | 0 | 0 | 0 | 0 | 0 | 0
F6_Industrial_Agriculture_New_Process_Natural Gas_Process - Insulate Heated Process Fluids_A_Achievable Economic RVT Potential | F6 | Industrial | Agriculture | New | Process | Natural Gas | Process - Insulate Heated Process Fluids | A | Incremental Winter Peak Savings (MW) | Achievable Economic RVT Potential | 0 | 0 | 0 | 0 | 0 | 0 | 0 | 0 | 0 | 0 | 0 | 0 | 0 | 0 | 0 | 0 | 0 | 0 | 0 | 0 | 0 | 0 | 0 | 0 | 0 | 0 | 0 | 0 | 0 | 0 | 0
F7_Industrial_Agriculture_New_Process_Natural Gas_Process - Insulate Heated Process Fluids_A_Achievable Economic RVT Potential | F7 | Industrial | Agriculture | New | Process | Natural Gas | Process - Insulate Heated Process Fluids | A | Cumulative Energy Savings (MWh or mTherms) | Achievable Economic RVT Potential | 0 | 0 | 0 | 0 | 0 | 0 | 0 | 0 | 0 | 0 | 0 | 0 | 0 | 0 | 0 | 0 | 0 | 0 | 0 | 0 | 0 | 0 | 0 | 0 | 0 | 0 | 0 | 0 | 0 | 0 | 0
F8_Industrial_Agriculture_New_Process_Natural Gas_Process - Insulate Heated Process Fluids_A_Achievable Economic RVT Potential | F8 | Industrial | Agriculture | New | Process | Natural Gas | Process - Insulate Heated Process Fluids | A | Cumulative Summer Peak Savings (MW) | Achievable Economic RVT Potential | 0 | 0 | 0 | 0 | 0 | 0 | 0 | 0 | 0 | 0 | 0 | 0 | 0 | 0 | 0 | 0 | 0 | 0 | 0 | 0 | 0 | 0 | 0 | 0 | 0 | 0 | 0 | 0 | 0 | 0 | 0
F9_Industrial_Agriculture_New_Process_Natural Gas_Process - Insulate Heated Process Fluids_A_Achievable Economic RVT Potential | F9 | Industrial | Agriculture | New | Process | Natural Gas | Process - Insulate Heated Process Fluids | A | Cumulative Winter Peak Savings (MW) | Achievable Economic RVT Potential | 0 | 0 | 0 | 0 | 0 | 0 | 0 | 0 | 0 | 0 | 0 | 0 | 0 | 0 | 0 | 0 | 0 | 0 | 0 | 0 | 0 | 0 | 0 | 0 | 0 | 0 | 0 | 0 | 0 | 0 | 0
F10_Industrial_Agriculture_New_Process_Natural Gas_Process - Insulate Heated Process Fluids_A_Achievable Economic RVT Potential | F10 | Industrial | Agriculture | New | Process | Natural Gas | Process - Insulate Heated Process Fluids | A | Purchases (Incremental) | Achievable Economic RVT Potential | 0 | 0 | 0 | 0 | 0 | 0 | 0 | 0 | 0 | 0 | 0 | 0 | 0 | 0 | 0 | 0 | 0 | 0 | 0 | 0 | 0 | 0 | 0 | 0 | 0 | 0 | 0 | 0 | 0 | 0 | 0
F11_Industrial_Agriculture_New_Process_Natural Gas_Process - Insulate Heated Process Fluids_A_Achievable Economic RVT Potential | F11 | Industrial | Agriculture | New | Process | Natural Gas | Process - Insulate Heated Process Fluids | A | Purchases (Cumulative) | Achievable Economic RVT Potential | 0 | 0 | 0 | 0 | 0 | 0 | 0 | 0 | 0 | 0 | 0 | 0 | 0 | 0 | 0 | 0 | 0 | 0 | 0 | 0 | 0 | 0 | 0 | 0 | 0 | 0 | 0 | 0 | 0 | 0 | 0
F1_Industrial_Agriculture_New_Process_Natural Gas_Process Heat Recovery_A_Achievable Economic RVT Potential | F1 | Industrial | Agriculture | New | Process | Natural Gas | Process Heat Recovery | A | Integrated Unit Energy Savings (kWh or therms) | Achievable Economic RVT Potential | 0 | 0 | 0 | 0 | 0 | 0.13591 | 0.13559 | 0.1353 | 0.13499 | 0.13469 | 0.13446 | 0.13425 | 0.13407 | 0.13391 | 0.13377 | 0.13367 | 0.1336 | 0.13356 | 0.13353 | 0.13351 | 0.13352 | 0.13352 | 0.13353 | 0.13354 | 0.13354 | 0.13365 | 0.13374 | 0.13383 | 0 | 0 | 0
F2_Industrial_Agriculture_New_Process_Natural Gas_Process Heat Recovery_A_Achievable Economic RVT Potential | F2 | Industrial | Agriculture | New | Process | Natural Gas | Process Heat Recovery | A | Integrated Unit Summer Peak Savings (kW) | Achievable Economic RVT Potential | 0 | 0 | 0 | 0 | 0 | 0 | 0 | 0 | 0 | 0 | 0 | 0 | 0 | 0 | 0 | 0 | 0 | 0 | 0 | 0 | 0 | 0 | 0 | 0 | 0 | 0 | 0 | 0 | 0 | 0 | 0
F3_Industrial_Agriculture_New_Process_Natural Gas_Process Heat Recovery_A_Achievable Economic RVT Potential | F3 | Industrial | Agriculture | New | Process | Natural Gas | Process Heat Recovery | A | Integrated Unit Winter Peak Savings (kW) | Achievable Economic RVT Potential | 0 | 0 | 0 | 0 | 0 | 0 | 0 | 0 | 0 | 0 | 0 | 0 | 0 | 0 | 0 | 0 | 0 | 0 | 0 | 0 | 0 | 0 | 0 | 0 | 0 | 0 | 0 | 0 | 0 | 0 | 0
F4_Industrial_Agriculture_New_Process_Natural Gas_Process Heat Recovery_A_Achievable Economic RVT Potential | F4 | Industrial | Agriculture | New | Process | Natural Gas | Process Heat Recovery | A | Incremental Energy Savings (MWh or mTherms) | Achievable Economic RVT Potential | 0 | 0 | 0 | 0 | 0 | 0 | 0 | 0 | 0 | 0 | 0 | 0 | 0 | 0 | 0 | 0 | 0 | 0 | 0 | 0 | 0 | 0 | 0 | 0 | 0 | 0 | 0 | 0 | 0 | 0 | 0
F5_Industrial_Agriculture_New_Process_Natural Gas_Process Heat Recovery_A_Achievable Economic RVT Potential | F5 | Industrial | Agriculture | New | Process | Natural Gas | Process Heat Recovery | A | Incremental Summer Peak Savings (MW) | Achievable Economic RVT Potential | 0 | 0 | 0 | 0 | 0 | 0 | 0 | 0 | 0 | 0 | 0 | 0 | 0 | 0 | 0 | 0 | 0 | 0 | 0 | 0 | 0 | 0 | 0 | 0 | 0 | 0 | 0 | 0 | 0 | 0 | 0
F6_Industrial_Agriculture_New_Process_Natural Gas_Process Heat Recovery_A_Achievable Economic RVT Potential | F6 | Industrial | Agriculture | New | Process | Natural Gas | Process Heat Recovery | A | Incremental Winter Peak Savings (MW) | Achievable Economic RVT Potential | 0 | 0 | 0 | 0 | 0 | 0 | 0 | 0 | 0 | 0 | 0 | 0 | 0 | 0 | 0 | 0 | 0 | 0 | 0 | 0 | 0 | 0 | 0 | 0 | 0 | 0 | 0 | 0 | 0 | 0 | 0
F7_Industrial_Agriculture_New_Process_Natural Gas_Process Heat Recovery_A_Achievable Economic RVT Potential | F7 | Industrial | Agriculture | New | Process | Natural Gas | Process Heat Recovery | A | Cumulative Energy Savings (MWh or mTherms) | Achievable Economic RVT Potential | 0 | 0 | 0 | 0 | 0 | 0 | 0 | 0 | 0 | 0 | 0 | 0 | 0 | 0 | 0 | 0 | 0 | 0 | 0 | 0 | 0 | 0 | 0 | 0 | 0 | 0 | 0 | 0 | 0 | 0 | 0
F8_Industrial_Agriculture_New_Process_Natural Gas_Process Heat Recovery_A_Achievable Economic RVT Potential | F8 | Industrial | Agriculture | New | Process | Natural Gas | Process Heat Recovery | A | Cumulative Summer Peak Savings (MW) | Achievable Economic RVT Potential | 0 | 0 | 0 | 0 | 0 | 0 | 0 | 0 | 0 | 0 | 0 | 0 | 0 | 0 | 0 | 0 | 0 | 0 | 0 | 0 | 0 | 0 | 0 | 0 | 0 | 0 | 0 | 0 | 0 | 0 | 0
F9_Industrial_Agriculture_New_Process_Natural Gas_Process Heat Recovery_A_Achievable Economic RVT Potential | F9 | Industrial | Agriculture | New | Process | Natural Gas | Process Heat Recovery | A | Cumulative Winter Peak Savings (MW) | Achievable Economic RVT Potential | 0 | 0 | 0 | 0 | 0 | 0 | 0 | 0 | 0 | 0 | 0 | 0 | 0 | 0 | 0 | 0 | 0 | 0 | 0 | 0 | 0 | 0 | 0 | 0 | 0 | 0 | 0 | 0 | 0 | 0 | 0
F10_Industrial_Agriculture_New_Process_Natural Gas_Process Heat Recovery_A_Achievable Economic RVT Potential | F10 | Industrial | Agriculture | New | Process | Natural Gas | Process Heat Recovery | A | Purchases (Incremental) | Achievable Economic RVT Potential | 0 | 0 | 0 | 0 | 0 | 0 | 0 | 0 | 0 | 0 | 0 | 0 | 0 | 0 | 0 | 0 | 0 | 0 | 0 | 0 | 0 | 0 | 0 | 0 | 0 | 0 | 0 | 0 | 0 | 0 | 0
F11_Industrial_Agriculture_New_Process_Natural Gas_Process Heat Recovery_A_Achievable Economic RVT Potential | F11 | Industrial | Agriculture | New | Process | Natural Gas | Process Heat Recovery | A | Purchases (Cumulative) | Achievable Economic RVT Potential | 0 | 0 | 0 | 0 | 0 | 0 | 0 | 0 | 0 | 0 | 0 | 0 | 0 | 0 | 0 | 0 | 0 | 0 | 0 | 0 | 0 | 0 | 0 | 0 | 0 | 0 | 0 | 0 | 0 | 0 | 0
F1_Industrial_Agriculture_New_Space Heating_Natural Gas_Building Automation System_A_Achievable Economic RVT Potential | F1 | Industrial | Agriculture | New | Space Heating | Natural Gas | Building Automation System | A | Integrated Unit Energy Savings (kWh or therms) | Achievable Economic RVT Potential | 0 | 0 | 0 | 0 | 0 | 0.014549 | 0.014313 | 0.014117 | 0.013949 | 0.013799 | 0.013662 | 0.013499 | 0.013323 | 0.013145 | 0.01297 | 0.012811 | 0.012669 | 0.012549 | 0.012388 | 0.012265 | 0.012171 | 0.012096 | 0.012055 | 0.012028 | 0.012011 | 0.012002 | 0.011996 | 0.011995 | 0 | 0 | 0
F2_Industrial_Agriculture_New_Space Heating_Natural Gas_Building Automation System_A_Achievable Economic RVT Potential | F2 | Industrial | Agriculture | New | Space Heating | Natural Gas | Building Automation System | A | Integrated Unit Summer Peak Savings (kW) | Achievable Economic RVT Potential | 0 | 0 | 0 | 0 | 0 | 0 | 0 | 0 | 0 | 0 | 0 | 0 | 0 | 0 | 0 | 0 | 0 | 0 | 0 | 0 | 0 | 0 | 0 | 0 | 0 | 0 | 0 | 0 | 0 | 0 | 0
F3_Industrial_Agriculture_New_Space Heating_Natural Gas_Building Automation System_A_Achievable Economic RVT Potential | F3 | Industrial | Agriculture | New | Space Heating | Natural Gas | Building Automation System | A | Integrated Unit Winter Peak Savings (kW) | Achievable Economic RVT Potential | 0 | 0 | 0 | 0 | 0 | 0 | 0 | 0 | 0 | 0 | 0 | 0 | 0 | 0 | 0 | 0 | 0 | 0 | 0 | 0 | 0 | 0 | 0 | 0 | 0 | 0 | 0 | 0 | 0 | 0 | 0
F4_Industrial_Agriculture_New_Space Heating_Natural Gas_Building Automation System_A_Achievable Economic RVT Potential | F4 | Industrial | Agriculture | New | Space Heating | Natural Gas | Building Automation System | A | Incremental Energy Savings (MWh or mTherms) | Achievable Economic RVT Potential | 0 | 0 | 0 | 0 | 0 | 0.0010238 | 0.0023851 | 0.0048281 | 0.0088 | 0.014776 | 0.02317 | 0.034083 | 0.047363 | 0.06237 | 0.077803 | 0.092049 | 0.1029 | 0.10839 | 0.10646 | 0.097491 | 0.08397 | 0.066817 | 0.048161 | 0.032009 | 0.021697 | 0.020354 | 0.03029 | 0.042642 | 0 | 0 | 0
F5_Industrial_Agriculture_New_Space Heating_Natural Gas_Building Automation System_A_Achievable Economic RVT Potential | F5 | Industrial | Agriculture | New | Space Heating | Natural Gas | Building Automation System | A | Incremental Summer Peak Savings (MW) | Achievable Economic RVT Potential | 0 | 0 | 0 | 0 | 0 | 0 | 0 | 0 | 0 | 0 | 0 | 0 | 0 | 0 | 0 | 0 | 0 | 0 | 0 | 0 | 0 | 0 | 0 | 0 | 0 | 0 | 0 | 0 | 0 | 0 | 0
F6_Industrial_Agriculture_New_Space Heating_Natural Gas_Building Automation System_A_Achievable Economic RVT Potential | F6 | Industrial | Agriculture | New | Space Heating | Natural Gas | Building Automation System | A | Incremental Winter Peak Savings (MW) | Achievable Economic RVT Potential | 0 | 0 | 0 | 0 | 0 | 0 | 0 | 0 | 0 | 0 | 0 | 0 | 0 | 0 | 0 | 0 | 0 | 0 | 0 | 0 | 0 | 0 | 0 | 0 | 0 | 0 | 0 | 0 | 0 | 0 | 0
F7_Industrial_Agriculture_New_Space Heating_Natural Gas_Building Automation System_A_Achievable Economic RVT Potential | F7 | Industrial | Agriculture | New | Space Heating | Natural Gas | Building Automation System | A | Cumulative Energy Savings (MWh or mTherms) | Achievable Economic RVT Potential | 0 | 0 | 0 | 0 | 0 | 0.0010238 | 0.0033923 | 0.008174 | 0.016877 | 0.03147 | 0.054329 | 0.087763 | 0.13398 | 0.19456 | 0.26977 | 0.35853 | 0.45744 | 0.56151 | 0.66078 | 0.75168 | 0.82905 | 0.88876 | 0.92977 | 0.95209 | 0.95961 | 0.95886 | 0.95842 | 0.95831 | 0 | 0 | 0
F8_Industrial_Agriculture_New_Space Heating_Natural Gas_Building Automation System_A_Achievable Economic RVT Potential | F8 | Industrial | Agriculture | New | Space Heating | Natural Gas | Building Automation System | A | Cumulative Summer Peak Savings (MW) | Achievable Economic RVT Potential | 0 | 0 | 0 | 0 | 0 | 0 | 0 | 0 | 0 | 0 | 0 | 0 | 0 | 0 | 0 | 0 | 0 | 0 | 0 | 0 | 0 | 0 | 0 | 0 | 0 | 0 | 0 | 0 | 0 | 0 | 0
F9_Industrial_Agriculture_New_Space Heating_Natural Gas_Building Automation System_A_Achievable Economic RVT Potential | F9 | Industrial | Agriculture | New | Space Heating | Natural Gas | Building Automation System | A | Cumulative Winter Peak Savings (MW) | Achievable Economic RVT Potential | 0 | 0 | 0 | 0 | 0 | 0 | 0 | 0 | 0 | 0 | 0 | 0 | 0 | 0 | 0 | 0 | 0 | 0 | 0 | 0 | 0 | 0 | 0 | 0 | 0 | 0 | 0 | 0 | 0 | 0 | 0
F10_Industrial_Agriculture_New_Space Heating_Natural Gas_Building Automation System_A_Achievable Economic RVT Potential | F10 | Industrial | Agriculture | New | Space Heating | Natural Gas | Building Automation System | A | Purchases (Incremental) | Achievable Economic RVT Potential | 0 | 0 | 0 | 0 | 0 | 70.3675 | 166.6437 | 341.9934 | 630.861 | 1070.7946 | 1695.9183 | 2524.8994 | 3554.9963 | 4744.7662 | 5998.8888 | 7184.9979 | 8122.5183 | 8637.5243 | 8593.5546 | 7948.8508 | 6899.1643 | 5523.754 | 3995.1085 | 2661.2639 | 1806.3441 | 1695.9183 | 2524.8994 | 3554.9963 | 4744.7662 | 5998.8888 | 7184.9979
F11_Industrial_Agriculture_New_Space Heating_Natural Gas_Building Automation System_A_Achievable Economic RVT Potential | F11 | Industrial | Agriculture | New | Space Heating | Natural Gas | Building Automation System | A | Purchases (Cumulative) | Achievable Economic RVT Potential | 0 | 0 | 0 | 0 | 0 | 70.3675 | 237.0112 | 579.0047 | 1209.8657 | 2280.6602 | 3976.5786 | 6501.478 | 10056.4743 | 14801.2405 | 20800.1293 | 27985.1272 | 36107.6455 | 44745.1698 | 53338.7244 | 61287.5752 | 68116.3721 | 73473.4824 | 77126.5974 | 79157.0003 | 79892.5499 | 79892.5499 | 79892.5499 | 79892.5499 | 79892.5499 | 79892.5499 | 79892.5499
F1_Industrial_Agriculture_New_Space Heating_Natural Gas_Steam System Efficiency Improvements_A_Achievable Economic RVT Potential | F1 | Industrial | Agriculture | New | Space Heating | Natural Gas | Steam System Efficiency Improvements | A | Integrated Unit Energy Savings (kWh or therms) | Achievable Economic RVT Potential | 0 | 0 | 0 | 0 | 0 | 0 | 0 | 0 | 0 | 0 | 0 | 0 | 0 | 0 | 0 | 0 | 0 | 0 | 0 | 0 | 0 | 0 | 0 | 0 | 0 | 0 | 0 | 0 | 0 | 0 | 0
F2_Industrial_Agriculture_New_Space Heating_Natural Gas_Steam System Efficiency Improvements_A_Achievable Economic RVT Potential | F2 | Industrial | Agriculture | New | Space Heating | Natural Gas | Steam System Efficiency Improvements | A | Integrated Unit Summer Peak Savings (kW) | Achievable Economic RVT Potential | 0 | 0 | 0 | 0 | 0 | 0 | 0 | 0 | 0 | 0 | 0 | 0 | 0 | 0 | 0 | 0 | 0 | 0 | 0 | 0 | 0 | 0 | 0 | 0 | 0 | 0 | 0 | 0 | 0 | 0 | 0
F3_Industrial_Agriculture_New_Space Heating_Natural Gas_Steam System Efficiency Improvements_A_Achievable Economic RVT Potential | F3 | Industrial | Agriculture | New | Space Heating | Natural Gas | Steam System Efficiency Improvements | A | Integrated Unit Winter Peak Savings (kW) | Achievable Economic RVT Potential | 0 | 0 | 0 | 0 | 0 | 0 | 0 | 0 | 0 | 0 | 0 | 0 | 0 | 0 | 0 | 0 | 0 | 0 | 0 | 0 | 0 | 0 | 0 | 0 | 0 | 0 | 0 | 0 | 0 | 0 | 0
F4_Industrial_Agriculture_New_Space Heating_Natural Gas_Steam System Efficiency Improvements_A_Achievable Economic RVT Potential | F4 | Industrial | Agriculture | New | Space Heating | Natural Gas | Steam System Efficiency Improvements | A | Incremental Energy Savings (MWh or mTherms) | Achievable Economic RVT Potential | 0 | 0 | 0 | 0 | 0 | 0 | 0 | 0 | 0 | 0 | 0 | 0 | 0 | 0 | 0 | 0 | 0 | 0 | 0 | 0 | 0 | 0 | 0 | 0 | 0 | 0 | 0 | 0 | 0 | 0 | 0
F5_Industrial_Agriculture_New_Space Heating_Natural Gas_Steam System Efficiency Improvements_A_Achievable Economic RVT Potential | F5 | Industrial | Agriculture | New | Space Heating | Natural Gas | Steam System Efficiency Improvements | A | Incremental Summer Peak Savings (MW) | Achievable Economic RVT Potential | 0 | 0 | 0 | 0 | 0 | 0 | 0 | 0 | 0 | 0 | 0 | 0 | 0 | 0 | 0 | 0 | 0 | 0 | 0 | 0 | 0 | 0 | 0 | 0 | 0 | 0 | 0 | 0 | 0 | 0 | 0
F6_Industrial_Agriculture_New_Space Heating_Natural Gas_Steam System Efficiency Improvements_A_Achievable Economic RVT Potential | F6 | Industrial | Agriculture | New | Space Heating | Natural Gas | Steam System Efficiency Improvements | A | Incremental Winter Peak Savings (MW) | Achievable Economic RVT Potential | 0 | 0 | 0 | 0 | 0 | 0 | 0 | 0 | 0 | 0 | 0 | 0 | 0 | 0 | 0 | 0 | 0 | 0 | 0 | 0 | 0 | 0 | 0 | 0 | 0 | 0 | 0 | 0 | 0 | 0 | 0
F7_Industrial_Agriculture_New_Space Heating_Natural Gas_Steam System Efficiency Improvements_A_Achievable Economic RVT Potential | F7 | Industrial | Agriculture | New | Space Heating | Natural Gas | Steam System Efficiency Improvements | A | Cumulative Energy Savings (MWh or mTherms) | Achievable Economic RVT Potential | 0 | 0 | 0 | 0 | 0 | 0 | 0 | 0 | 0 | 0 | 0 | 0 | 0 | 0 | 0 | 0 | 0 | 0 | 0 | 0 | 0 | 0 | 0 | 0 | 0 | 0 | 0 | 0 | 0 | 0 | 0
F8_Industrial_Agriculture_New_Space Heating_Natural Gas_Steam System Efficiency Improvements_A_Achievable Economic RVT Potential | F8 | Industrial | Agriculture | New | Space Heating | Natural Gas | Steam System Efficiency Improvements | A | Cumulative Summer Peak Savings (MW) | Achievable Economic RVT Potential | 0 | 0 | 0 | 0 | 0 | 0 | 0 | 0 | 0 | 0 | 0 | 0 | 0 | 0 | 0 | 0 | 0 | 0 | 0 | 0 | 0 | 0 | 0 | 0 | 0 | 0 | 0 | 0 | 0 | 0 | 0
F9_Industrial_Agriculture_New_Space Heating_Natural Gas_Steam System Efficiency Improvements_A_Achievable Economic RVT Potential | F9 | Industrial | Agriculture | New | Space Heating | Natural Gas | Steam System Efficiency Improvements | A | Cumulative Winter Peak Savings (MW) | Achievable Economic RVT Potential | 0 | 0 | 0 | 0 | 0 | 0 | 0 | 0 | 0 | 0 | 0 | 0 | 0 | 0 | 0 | 0 | 0 | 0 | 0 | 0 | 0 | 0 | 0 | 0 | 0 | 0 | 0 | 0 | 0 | 0 | 0
F10_Industrial_Agriculture_New_Space Heating_Natural Gas_Steam System Efficiency Improvements_A_Achievable Economic RVT Potential | F10 | Industrial | Agriculture | New | Space Heating | Natural Gas | Steam System Efficiency Improvements | A | Purchases (Incremental) | Achievable Economic RVT Potential | 0 | 0 | 0 | 0 | 0 | 0 | 0 | 0 | 0 | 0 | 0 | 0 | 0 | 0 | 0 | 0 | 0 | 0 | 0 | 0 | 0 | 0 | 0 | 0 | 0 | 0 | 0 | 0 | 0 | 0 | 0
F11_Industrial_Agriculture_New_Space Heating_Natural Gas_Steam System Efficiency Improvements_A_Achievable Economic RVT Potential | F11 | Industrial | Agriculture | New | Space Heating | Natural Gas | Steam System Efficiency Improvements | A | Purchases (Cumulative) | Achievable Economic RVT Potential | 0 | 0 | 0 | 0 | 0 | 0 | 0 | 0 | 0 | 0 | 0 | 0 | 0 | 0 | 0 | 0 | 0 | 0 | 0 | 0 | 0 | 0 | 0 | 0 | 0 | 0 | 0 | 0 | 0 | 0 | 0
F1_Industrial_Agriculture_New_Process_Natural Gas_Steam System Efficiency Improvements_A_Achievable Economic RVT Potential | F1 | Industrial | Agriculture | New | Process | Natural Gas | Steam System Efficiency Improvements | A | Integrated Unit Energy Savings (kWh or therms) | Achievable Economic RVT Potential | 0 | 0 | 0 | 0 | 0 | 0.18542 | 0.18498 | 0.18458 | 0.18416 | 0.18375 | 0.18344 | 0.18316 | 0.1829 | 0.18269 | 0.1825 | 0.18237 | 0.18227 | 0.18221 | 0.18217 | 0.18215 | 0.18215 | 0.18216 | 0.18217 | 0.18218 | 0.18219 | 0.18233 | 0.18246 | 0.18258 | 0.18594 | 0.18594 | 0.18594
F2_Industrial_Agriculture_New_Process_Natural Gas_Steam System Efficiency Improvements_A_Achievable Economic RVT Potential | F2 | Industrial | Agriculture | New | Process | Natural Gas | Steam System Efficiency Improvements | A | Integrated Unit Summer Peak Savings (kW) | Achievable Economic RVT Potential | 0 | 0 | 0 | 0 | 0 | 0 | 0 | 0 | 0 | 0 | 0 | 0 | 0 | 0 | 0 | 0 | 0 | 0 | 0 | 0 | 0 | 0 | 0 | 0 | 0 | 0 | 0 | 0 | 0 | 0 | 0
F3_Industrial_Agriculture_New_Process_Natural Gas_Steam System Efficiency Improvements_A_Achievable Economic RVT Potential | F3 | Industrial | Agriculture | New | Process | Natural Gas | Steam System Efficiency Improvements | A | Integrated Unit Winter Peak Savings (kW) | Achievable Economic RVT Potential | 0 | 0 | 0 | 0 | 0 | 0 | 0 | 0 | 0 | 0 | 0 | 0 | 0 | 0 | 0 | 0 | 0 | 0 | 0 | 0 | 0 | 0 | 0 | 0 | 0 | 0 | 0 | 0 | 0 | 0 | 0
F4_Industrial_Agriculture_New_Process_Natural Gas_Steam System Efficiency Improvements_A_Achievable Economic RVT Potential | F4 | Industrial | Agriculture | New | Process | Natural Gas | Steam System Efficiency Improvements | A | Incremental Energy Savings (MWh or mTherms) | Achievable Economic RVT Potential | 0 | 0 | 0 | 0 | 0 | 0 | 0 | 0 | 0 | 0 | 0 | 0 | 0 | 0 | 0 | 0 | 0 | 0 | 0 | 0 | 0 | 0 | 0 | 0 | 0 | 0 | 0 | 0 | 0 | 0 | 0
F5_Industrial_Agriculture_New_Process_Natural Gas_Steam System Efficiency Improvements_A_Achievable Economic RVT Potential | F5 | Industrial | Agriculture | New | Process | Natural Gas | Steam System Efficiency Improvements | A | Incremental Summer Peak Savings (MW) | Achievable Economic RVT Potential | 0 | 0 | 0 | 0 | 0 | 0 | 0 | 0 | 0 | 0 | 0 | 0 | 0 | 0 | 0 | 0 | 0 | 0 | 0 | 0 | 0 | 0 | 0 | 0 | 0 | 0 | 0 | 0 | 0 | 0 | 0
F6_Industrial_Agriculture_New_Process_Natural Gas_Steam System Efficiency Improvements_A_Achievable Economic RVT Potential | F6 | Industrial | Agriculture | New | Process | Natural Gas | Steam System Efficiency Improvements | A | Incremental Winter Peak Savings (MW) | Achievable Economic RVT Potential | 0 | 0 | 0 | 0 | 0 | 0 | 0 | 0 | 0 | 0 | 0 | 0 | 0 | 0 | 0 | 0 | 0 | 0 | 0 | 0 | 0 | 0 | 0 | 0 | 0 | 0 | 0 | 0 | 0 | 0 | 0
F7_Industrial_Agriculture_New_Process_Natural Gas_Steam System Efficiency Improvements_A_Achievable Economic RVT Potential | F7 | Industrial | Agriculture | New | Process | Natural Gas | Steam System Efficiency Improvements | A | Cumulative Energy Savings (MWh or mTherms) | Achievable Economic RVT Potential | 0 | 0 | 0 | 0 | 0 | 0 | 0 | 0 | 0 | 0 | 0 | 0 | 0 | 0 | 0 | 0 | 0 | 0 | 0 | 0 | 0 | 0 | 0 | 0 | 0 | 0 | 0 | 0 | 0 | 0 | 0
F8_Industrial_Agriculture_New_Process_Natural Gas_Steam System Efficiency Improvements_A_Achievable Economic RVT Potential | F8 | Industrial | Agriculture | New | Process | Natural Gas | Steam System Efficiency Improvements | A | Cumulative Summer Peak Savings (MW) | Achievable Economic RVT Potential | 0 | 0 | 0 | 0 | 0 | 0 | 0 | 0 | 0 | 0 | 0 | 0 | 0 | 0 | 0 | 0 | 0 | 0 | 0 | 0 | 0 | 0 | 0 | 0 | 0 | 0 | 0 | 0 | 0 | 0 | 0
F9_Industrial_Agriculture_New_Process_Natural Gas_Steam System Efficiency Improvements_A_Achievable Economic RVT Potential | F9 | Industrial | Agriculture | New | Process | Natural Gas | Steam System Efficiency Improvements | A | Cumulative Winter Peak Savings (MW) | Achievable Economic RVT Potential | 0 | 0 | 0 | 0 | 0 | 0 | 0 | 0 | 0 | 0 | 0 | 0 | 0 | 0 | 0 | 0 | 0 | 0 | 0 | 0 | 0 | 0 | 0 | 0 | 0 | 0 | 0 | 0 | 0 | 0 | 0
F10_Industrial_Agriculture_New_Process_Natural Gas_Steam System Efficiency Improvements_A_Achievable Economic RVT Potential | F10 | Industrial | Agriculture | New | Process | Natural Gas | Steam System Efficiency Improvements | A | Purchases (Incremental) | Achievable Economic RVT Potential | 0 | 0 | 0 | 0 | 0 | 0 | 0 | 0 | 0 | 0 | 0 | 0 | 0 | 0 | 0 | 0 | 0 | 0 | 0 | 0 | 0 | 0 | 0 | 0 | 0 | 0 | 0 | 0 | 0 | 0 | 0
F11_Industrial_Agriculture_New_Process_Natural Gas_Steam System Efficiency Improvements_A_Achievable Economic RVT Potential | F11 | Industrial | Agriculture | New | Process | Natural Gas | Steam System Efficiency Improvements | A | Purchases (Cumulative) | Achievable Economic RVT Potential | 0 | 0 | 0 | 0 | 0 | 0 | 0 | 0 | 0 | 0 | 0 | 0 | 0 | 0 | 0 | 0 | 0 | 0 | 0 | 0 | 0 | 0 | 0 | 0 | 0 | 0 | 0 | 0 | 0 | 0 | 0
F1_Industrial_Agriculture_New_Space Heating_Natural Gas_Strategic Energy Management_A_Achievable Economic RVT Potential | F1 | Industrial | Agriculture | New | Space Heating | Natural Gas | Strategic Energy Management | A | Integrated Unit Energy Savings (kWh or therms) | Achievable Economic RVT Potential | 0 | 0 | 0 | 0 | 0 | 3.836 | 3.773 | 3.7202 | 3.6739 | 3.6312 | 3.5911 | 3.5426 | 3.4893 | 3.4342 | 3.3785 | 3.3267 | 3.2787 | 3.2373 | 3.1867 | 3.1476 | 3.1185 | 3.0966 | 3.0856 | 3.0801 | 3.0786 | 3.0795 | 3.0812 | 3.0837 | 0 | 0 | 0
F2_Industrial_Agriculture_New_Space Heating_Natural Gas_Strategic Energy Management_A_Achievable Economic RVT Potential | F2 | Industrial | Agriculture | New | Space Heating | Natural Gas | Strategic Energy Management | A | Integrated Unit Summer Peak Savings (kW) | Achievable Economic RVT Potential | 0 | 0 | 0 | 0 | 0 | 0 | 0 | 0 | 0 | 0 | 0 | 0 | 0 | 0 | 0 | 0 | 0 | 0 | 0 | 0 | 0 | 0 | 0 | 0 | 0 | 0 | 0 | 0 | 0 | 0 | 0
F3_Industrial_Agriculture_New_Space Heating_Natural Gas_Strategic Energy Management_A_Achievable Economic RVT Potential | F3 | Industrial | Agriculture | New | Space Heating | Natural Gas | Strategic Energy Management | A | Integrated Unit Winter Peak Savings (kW) | Achievable Economic RVT Potential | 0 | 0 | 0 | 0 | 0 | 0 | 0 | 0 | 0 | 0 | 0 | 0 | 0 | 0 | 0 | 0 | 0 | 0 | 0 | 0 | 0 | 0 | 0 | 0 | 0 | 0 | 0 | 0 | 0 | 0 | 0
F4_Industrial_Agriculture_New_Space Heating_Natural Gas_Strategic Energy Management_A_Achievable Economic RVT Potential | F4 | Industrial | Agriculture | New | Space Heating | Natural Gas | Strategic Energy Management | A | Incremental Energy Savings (MWh or mTherms) | Achievable Economic RVT Potential | 0 | 0 | 0 | 0 | 0 | 0 | 0 | 0 | 0 | 0 | 0 | 0 | 0 | 0 | 0 | 0 | 0 | 0 | 0 | 0 | 0 | 0 | 0 | 0 | 0 | 0 | 0 | 0 | 0 | 0 | 0
F5_Industrial_Agriculture_New_Space Heating_Natural Gas_Strategic Energy Management_A_Achievable Economic RVT Potential | F5 | Industrial | Agriculture | New | Space Heating | Natural Gas | Strategic Energy Management | A | Incremental Summer Peak Savings (MW) | Achievable Economic RVT Potential | 0 | 0 | 0 | 0 | 0 | 0 | 0 | 0 | 0 | 0 | 0 | 0 | 0 | 0 | 0 | 0 | 0 | 0 | 0 | 0 | 0 | 0 | 0 | 0 | 0 | 0 | 0 | 0 | 0 | 0 | 0
F6_Industrial_Agriculture_New_Space Heating_Natural Gas_Strategic Energy Management_A_Achievable Economic RVT Potential | F6 | Industrial | Agriculture | New | Space Heating | Natural Gas | Strategic Energy Management | A | Incremental Winter Peak Savings (MW) | Achievable Economic RVT Potential | 0 | 0 | 0 | 0 | 0 | 0 | 0 | 0 | 0 | 0 | 0 | 0 | 0 | 0 | 0 | 0 | 0 | 0 | 0 | 0 | 0 | 0 | 0 | 0 | 0 | 0 | 0 | 0 | 0 | 0 | 0
F7_Industrial_Agriculture_New_Space Heating_Natural Gas_Strategic Energy Management_A_Achievable Economic RVT Potential | F7 | Industrial | Agriculture | New | Space Heating | Natural Gas | Strategic Energy Management | A | Cumulative Energy Savings (MWh or mTherms) | Achievable Economic RVT Potential | 0 | 0 | 0 | 0 | 0 | 0 | 0 | 0 | 0 | 0 | 0 | 0 | 0 | 0 | 0 | 0 | 0 | 0 | 0 | 0 | 0 | 0 | 0 | 0 | 0 | 0 | 0 | 0 | 0 | 0 | 0
F8_Industrial_Agriculture_New_Space Heating_Natural Gas_Strategic Energy Management_A_Achievable Economic RVT Potential | F8 | Industrial | Agriculture | New | Space Heating | Natural Gas | Strategic Energy Management | A | Cumulative Summer Peak Savings (MW) | Achievable Economic RVT Potential | 0 | 0 | 0 | 0 | 0 | 0 | 0 | 0 | 0 | 0 | 0 | 0 | 0 | 0 | 0 | 0 | 0 | 0 | 0 | 0 | 0 | 0 | 0 | 0 | 0 | 0 | 0 | 0 | 0 | 0 | 0
F9_Industrial_Agriculture_New_Space Heating_Natural Gas_Strategic Energy Management_A_Achievable Economic RVT Potential | F9 | Industrial | Agriculture | New | Space Heating | Natural Gas | Strategic Energy Management | A | Cumulative Winter Peak Savings (MW) | Achievable Economic RVT Potential | 0 | 0 | 0 | 0 | 0 | 0 | 0 | 0 | 0 | 0 | 0 | 0 | 0 | 0 | 0 | 0 | 0 | 0 | 0 | 0 | 0 | 0 | 0 | 0 | 0 | 0 | 0 | 0 | 0 | 0 | 0
F10_Industrial_Agriculture_New_Space Heating_Natural Gas_Strategic Energy Management_A_Achievable Economic RVT Potential | F10 | Industrial | Agriculture | New | Space Heating | Natural Gas | Strategic Energy Management | A | Purchases (Incremental) | Achievable Economic RVT Potential | 0 | 0 | 0 | 0 | 0 | 0 | 0 | 0 | 0 | 0 | 0 | 0 | 0 | 0 | 0 | 0 | 0 | 0 | 0 | 0 | 0 | 0 | 0 | 0 | 0 | 0 | 0 | 0 | 0 | 0 | 0
F11_Industrial_Agriculture_New_Space Heating_Natural Gas_Strategic Energy Management_A_Achievable Economic RVT Potential | F11 | Industrial | Agriculture | New | Space Heating | Natural Gas | Strategic Energy Management | A | Purchases (Cumulative) | Achievable Economic RVT Potential | 0 | 0 | 0 | 0 | 0 | 0 | 0 | 0 | 0 | 0 | 0 | 0 | 0 | 0 | 0 | 0 | 0 | 0 | 0 | 0 | 0 | 0 | 0 | 0 | 0 | 0 | 0 | 0 | 0 | 0 | 0
F1_Industrial_Agriculture_New_Process_Natural Gas_Strategic Energy Management_A_Achievable Economic RVT Potential | F1 | Industrial | Agriculture | New | Process | Natural Gas | Strategic Energy Management | A | Integrated Unit Energy Savings (kWh or therms) | Achievable Economic RVT Potential | 0 | 0 | 0 | 0 | 0 | 1.4038 | 1.4015 | 1.3994 | 1.3974 | 1.3955 | 1.3938 | 1.3923 | 1.391 | 1.39 | 1.3892 | 1.3886 | 1.3882 | 1.3879 | 1.3878 | 1.3877 | 1.3877 | 1.3877 | 1.3877 | 1.3877 | 1.3876 | 1.3883 | 1.3889 | 1.3896 | 0 | 0 | 0
F2_Industrial_Agriculture_New_Process_Natural Gas_Strategic Energy Management_A_Achievable Economic RVT Potential | F2 | Industrial | Agriculture | New | Process | Natural Gas | Strategic Energy Management | A | Integrated Unit Summer Peak Savings (kW) | Achievable Economic RVT Potential | 0 | 0 | 0 | 0 | 0 | 0 | 0 | 0 | 0 | 0 | 0 | 0 | 0 | 0 | 0 | 0 | 0 | 0 | 0 | 0 | 0 | 0 | 0 | 0 | 0 | 0 | 0 | 0 | 0 | 0 | 0
F3_Industrial_Agriculture_New_Process_Natural Gas_Strategic Energy Management_A_Achievable Economic RVT Potential | F3 | Industrial | Agriculture | New | Process | Natural Gas | Strategic Energy Management | A | Integrated Unit Winter Peak Savings (kW) | Achievable Economic RVT Potential | 0 | 0 | 0 | 0 | 0 | 0 | 0 | 0 | 0 | 0 | 0 | 0 | 0 | 0 | 0 | 0 | 0 | 0 | 0 | 0 | 0 | 0 | 0 | 0 | 0 | 0 | 0 | 0 | 0 | 0 | 0
F4_Industrial_Agriculture_New_Process_Natural Gas_Strategic Energy Management_A_Achievable Economic RVT Potential | F4 | Industrial | Agriculture | New | Process | Natural Gas | Strategic Energy Management | A | Incremental Energy Savings (MWh or mTherms) | Achievable Economic RVT Potential | 0 | 0 | 0 | 0 | 0 | 0 | 0 | 0 | 0 | 0 | 0 | 0 | 0 | 0 | 0 | 0 | 0 | 0 | 0 | 0 | 0 | 0 | 0 | 0 | 0 | 0 | 0 | 0 | 0 | 0 | 0
F5_Industrial_Agriculture_New_Process_Natural Gas_Strategic Energy Management_A_Achievable Economic RVT Potential | F5 | Industrial | Agriculture | New | Process | Natural Gas | Strategic Energy Management | A | Incremental Summer Peak Savings (MW) | Achievable Economic RVT Potential | 0 | 0 | 0 | 0 | 0 | 0 | 0 | 0 | 0 | 0 | 0 | 0 | 0 | 0 | 0 | 0 | 0 | 0 | 0 | 0 | 0 | 0 | 0 | 0 | 0 | 0 | 0 | 0 | 0 | 0 | 0
F6_Industrial_Agriculture_New_Process_Natural Gas_Strategic Energy Management_A_Achievable Economic RVT Potential | F6 | Industrial | Agriculture | New | Process | Natural Gas | Strategic Energy Management | A | Incremental Winter Peak Savings (MW) | Achievable Economic RVT Potential | 0 | 0 | 0 | 0 | 0 | 0 | 0 | 0 | 0 | 0 | 0 | 0 | 0 | 0 | 0 | 0 | 0 | 0 | 0 | 0 | 0 | 0 | 0 | 0 | 0 | 0 | 0 | 0 | 0 | 0 | 0
F7_Industrial_Agriculture_New_Process_Natural Gas_Strategic Energy Management_A_Achievable Economic RVT Potential | F7 | Industrial | Agriculture | New | Process | Natural Gas | Strategic Energy Management | A | Cumulative Energy Savings (MWh or mTherms) | Achievable Economic RVT Potential | 0 | 0 | 0 | 0 | 0 | 0 | 0 | 0 | 0 | 0 | 0 | 0 | 0 | 0 | 0 | 0 | 0 | 0 | 0 | 0 | 0 | 0 | 0 | 0 | 0 | 0 | 0 | 0 | 0 | 0 | 0
F8_Industrial_Agriculture_New_Process_Natural Gas_Strategic Energy Management_A_Achievable Economic RVT Potential | F8 | Industrial | Agriculture | New | Process | Natural Gas | Strategic Energy Management | A | Cumulative Summer Peak Savings (MW) | Achievable Economic RVT Potential | 0 | 0 | 0 | 0 | 0 | 0 | 0 | 0 | 0 | 0 | 0 | 0 | 0 | 0 | 0 | 0 | 0 | 0 | 0 | 0 | 0 | 0 | 0 | 0 | 0 | 0 | 0 | 0 | 0 | 0 | 0
F9_Industrial_Agriculture_New_Process_Natural Gas_Strategic Energy Management_A_Achievable Economic RVT Potential | F9 | Industrial | Agriculture | New | Process | Natural Gas | Strategic Energy Management | A | Cumulative Winter Peak Savings (MW) | Achievable Economic RVT Potential | 0 | 0 | 0 | 0 | 0 | 0 | 0 | 0 | 0 | 0 | 0 | 0 | 0 | 0 | 0 | 0 | 0 | 0 | 0 | 0 | 0 | 0 | 0 | 0 | 0 | 0 | 0 | 0 | 0 | 0 | 0
F10_Industrial_Agriculture_New_Process_Natural Gas_Strategic Energy Management_A_Achievable Economic RVT Potential | F10 | Industrial | Agriculture | New | Process | Natural Gas | Strategic Energy Management | A | Purchases (Incremental) | Achievable Economic RVT Potential | 0 | 0 | 0 | 0 | 0 | 0 | 0 | 0 | 0 | 0 | 0 | 0 | 0 | 0 | 0 | 0 | 0 | 0 | 0 | 0 | 0 | 0 | 0 | 0 | 0 | 0 | 0 | 0 | 0 | 0 | 0
F11_Industrial_Agriculture_New_Process_Natural Gas_Strategic Energy Management_A_Achievable Economic RVT Potential | F11 | Industrial | Agriculture | New | Process | Natural Gas | Strategic Energy Management | A | Purchases (Cumulative) | Achievable Economic RVT Potential | 0 | 0 | 0 | 0 | 0 | 0 | 0 | 0 | 0 | 0 | 0 | 0 | 0 | 0 | 0 | 0 | 0 | 0 | 0 | 0 | 0 | 0 | 0 | 0 | 0 | 0 | 0 | 0 | 0 | 0 | 0
F1_Industrial_Agriculture_New_Miscellaneous_Natural Gas_Strategic Energy Management_A_Achievable Economic RVT Potential | F1 | Industrial | Agriculture | New | Miscellaneous | Natural Gas | Strategic Energy Management | A | Integrated Unit Energy Savings (kWh or therms) | Achievable Economic RVT Potential | 0 | 0 | 0 | 0 | 0 | 0.89787 | 0.89787 | 0.89787 | 0.89787 | 0.89787 | 0.89787 | 0.89787 | 0.89787 | 0.89787 | 0.89787 | 0.89787 | 0.89787 | 0.89787 | 0.89787 | 0.89787 | 0.89787 | 0.89787 | 0.89787 | 0.89787 | 0.89787 | 0.89787 | 0.89787 | 0.89787 | 0 | 0 | 0
F2_Industrial_Agriculture_New_Miscellaneous_Natural Gas_Strategic Energy Management_A_Achievable Economic RVT Potential | F2 | Industrial | Agriculture | New | Miscellaneous | Natural Gas | Strategic Energy Management | A | Integrated Unit Summer Peak Savings (kW) | Achievable Economic RVT Potential | 0 | 0 | 0 | 0 | 0 | 0 | 0 | 0 | 0 | 0 | 0 | 0 | 0 | 0 | 0 | 0 | 0 | 0 | 0 | 0 | 0 | 0 | 0 | 0 | 0 | 0 | 0 | 0 | 0 | 0 | 0
F3_Industrial_Agriculture_New_Miscellaneous_Natural Gas_Strategic Energy Management_A_Achievable Economic RVT Potential | F3 | Industrial | Agriculture | New | Miscellaneous | Natural Gas | Strategic Energy Management | A | Integrated Unit Winter Peak Savings (kW) | Achievable Economic RVT Potential | 0 | 0 | 0 | 0 | 0 | 0 | 0 | 0 | 0 | 0 | 0 | 0 | 0 | 0 | 0 | 0 | 0 | 0 | 0 | 0 | 0 | 0 | 0 | 0 | 0 | 0 | 0 | 0 | 0 | 0 | 0
F4_Industrial_Agriculture_New_Miscellaneous_Natural Gas_Strategic Energy Management_A_Achievable Economic RVT Potential | F4 | Industrial | Agriculture | New | Miscellaneous | Natural Gas | Strategic Energy Management | A | Incremental Energy Savings (MWh or mTherms) | Achievable Economic RVT Potential | 0 | 0 | 0 | 0 | 0 | 0 | 0 | 0 | 0 | 0 | 0 | 0 | 0 | 0 | 0 | 0 | 0 | 0 | 0 | 0 | 0 | 0 | 0 | 0 | 0 | 0 | 0 | 0 | 0 | 0 | 0
F5_Industrial_Agriculture_New_Miscellaneous_Natural Gas_Strategic Energy Management_A_Achievable Economic RVT Potential | F5 | Industrial | Agriculture | New | Miscellaneous | Natural Gas | Strategic Energy Management | A | Incremental Summer Peak Savings (MW) | Achievable Economic RVT Potential | 0 | 0 | 0 | 0 | 0 | 0 | 0 | 0 | 0 | 0 | 0 | 0 | 0 | 0 | 0 | 0 | 0 | 0 | 0 | 0 | 0 | 0 | 0 | 0 | 0 | 0 | 0 | 0 | 0 | 0 | 0
F6_Industrial_Agriculture_New_Miscellaneous_Natural Gas_Strategic Energy Management_A_Achievable Economic RVT Potential | F6 | Industrial | Agriculture | New | Miscellaneous | Natural Gas | Strategic Energy Management | A | Incremental Winter Peak Savings (MW) | Achievable Economic RVT Potential | 0 | 0 | 0 | 0 | 0 | 0 | 0 | 0 | 0 | 0 | 0 | 0 | 0 | 0 | 0 | 0 | 0 | 0 | 0 | 0 | 0 | 0 | 0 | 0 | 0 | 0 | 0 | 0 | 0 | 0 | 0
F7_Industrial_Agriculture_New_Miscellaneous_Natural Gas_Strategic Energy Management_A_Achievable Economic RVT Potential | F7 | Industrial | Agriculture | New | Miscellaneous | Natural Gas | Strategic Energy Management | A | Cumulative Energy Savings (MWh or mTherms) | Achievable Economic RVT Potential | 0 | 0 | 0 | 0 | 0 | 0 | 0 | 0 | 0 | 0 | 0 | 0 | 0 | 0 | 0 | 0 | 0 | 0 | 0 | 0 | 0 | 0 | 0 | 0 | 0 | 0 | 0 | 0 | 0 | 0 | 0
F8_Industrial_Agriculture_New_Miscellaneous_Natural Gas_Strategic Energy Management_A_Achievable Economic RVT Potential | F8 | Industrial | Agriculture | New | Miscellaneous | Natural Gas | Strategic Energy Management | A | Cumulative Summer Peak Savings (MW) | Achievable Economic RVT Potential | 0 | 0 | 0 | 0 | 0 | 0 | 0 | 0 | 0 | 0 | 0 | 0 | 0 | 0 | 0 | 0 | 0 | 0 | 0 | 0 | 0 | 0 | 0 | 0 | 0 | 0 | 0 | 0 | 0 | 0 | 0
F9_Industrial_Agriculture_New_Miscellaneous_Natural Gas_Strategic Energy Management_A_Achievable Economic RVT Potential | F9 | Industrial | Agriculture | New | Miscellaneous | Natural Gas | Strategic Energy Management | A | Cumulative Winter Peak Savings (MW) | Achievable Economic RVT Potential | 0 | 0 | 0 | 0 | 0 | 0 | 0 | 0 | 0 | 0 | 0 | 0 | 0 | 0 | 0 | 0 | 0 | 0 | 0 | 0 | 0 | 0 | 0 | 0 | 0 | 0 | 0 | 0 | 0 | 0 | 0
F10_Industrial_Agriculture_New_Miscellaneous_Natural Gas_Strategic Energy Management_A_Achievable Economic RVT Potential | F10 | Industrial | Agriculture | New | Miscellaneous | Natural Gas | Strategic Energy Management | A | Purchases (Incremental) | Achievable Economic RVT Potential | 0 | 0 | 0 | 0 | 0 | 0 | 0 | 0 | 0 | 0 | 0 | 0 | 0 | 0 | 0 | 0 | 0 | 0 | 0 | 0 | 0 | 0 | 0 | 0 | 0 | 0 | 0 | 0 | 0 | 0 | 0
F11_Industrial_Agriculture_New_Miscellaneous_Natural Gas_Strategic Energy Management_A_Achievable Economic RVT Potential | F11 | Industrial | Agriculture | New | Miscellaneous | Natural Gas | Strategic Energy Management | A | Purchases (Cumulative) | Achievable Economic RVT Potential | 0 | 0 | 0 | 0 | 0 | 0 | 0 | 0 | 0 | 0 | 0 | 0 | 0 | 0 | 0 | 0 | 0 | 0 | 0 | 0 | 0 | 0 | 0 | 0 | 0 | 0 | 0 | 0 | 0 | 0 | 0
F1_Industrial_Agriculture_New_Space Heating_Natural Gas_Commissioning_A_Achievable Economic RVT Potential | F1 | Industrial | Agriculture | New | Space Heating | Natural Gas | Commissioning | A | Integrated Unit Energy Savings (kWh or therms) | Achievable Economic RVT Potential | 0 | 0 | 0 | 0 | 0 | 3.5396 | 3.4821 | 3.4346 | 3.3937 | 3.3571 | 3.3239 | 3.2842 | 3.2413 | 3.198 | 3.1553 | 3.1169 | 3.0822 | 3.0531 | 3.0139 | 2.9839 | 2.9611 | 2.9429 | 2.9329 | 2.9263 | 2.9222 | 2.9199 | 2.9186 | 2.9183 | 0 | 0 | 0
F2_Industrial_Agriculture_New_Space Heating_Natural Gas_Commissioning_A_Achievable Economic RVT Potential | F2 | Industrial | Agriculture | New | Space Heating | Natural Gas | Commissioning | A | Integrated Unit Summer Peak Savings (kW) | Achievable Economic RVT Potential | 0 | 0 | 0 | 0 | 0 | 0 | 0 | 0 | 0 | 0 | 0 | 0 | 0 | 0 | 0 | 0 | 0 | 0 | 0 | 0 | 0 | 0 | 0 | 0 | 0 | 0 | 0 | 0 | 0 | 0 | 0
F3_Industrial_Agriculture_New_Space Heating_Natural Gas_Commissioning_A_Achievable Economic RVT Potential | F3 | Industrial | Agriculture | New | Space Heating | Natural Gas | Commissioning | A | Integrated Unit Winter Peak Savings (kW) | Achievable Economic RVT Potential | 0 | 0 | 0 | 0 | 0 | 0 | 0 | 0 | 0 | 0 | 0 | 0 | 0 | 0 | 0 | 0 | 0 | 0 | 0 | 0 | 0 | 0 | 0 | 0 | 0 | 0 | 0 | 0 | 0 | 0 | 0
F4_Industrial_Agriculture_New_Space Heating_Natural Gas_Commissioning_A_Achievable Economic RVT Potential | F4 | Industrial | Agriculture | New | Space Heating | Natural Gas | Commissioning | A | Incremental Energy Savings (MWh or mTherms) | Achievable Economic RVT Potential | 0 | 0 | 0 | 0 | 0 | 0 | 0 | 0 | 0 | 0 | 0 | 0 | 0 | 0 | 0 | 0 | 0 | 0 | 0 | 0 | 0 | 0 | 0 | 0 | 0 | 0 | 0 | 0 | 0 | 0 | 0
F5_Industrial_Agriculture_New_Space Heating_Natural Gas_Commissioning_A_Achievable Economic RVT Potential | F5 | Industrial | Agriculture | New | Space Heating | Natural Gas | Commissioning | A | Incremental Summer Peak Savings (MW) | Achievable Economic RVT Potential | 0 | 0 | 0 | 0 | 0 | 0 | 0 | 0 | 0 | 0 | 0 | 0 | 0 | 0 | 0 | 0 | 0 | 0 | 0 | 0 | 0 | 0 | 0 | 0 | 0 | 0 | 0 | 0 | 0 | 0 | 0
F6_Industrial_Agriculture_New_Space Heating_Natural Gas_Commissioning_A_Achievable Economic RVT Potential | F6 | Industrial | Agriculture | New | Space Heating | Natural Gas | Commissioning | A | Incremental Winter Peak Savings (MW) | Achievable Economic RVT Potential | 0 | 0 | 0 | 0 | 0 | 0 | 0 | 0 | 0 | 0 | 0 | 0 | 0 | 0 | 0 | 0 | 0 | 0 | 0 | 0 | 0 | 0 | 0 | 0 | 0 | 0 | 0 | 0 | 0 | 0 | 0
F7_Industrial_Agriculture_New_Space Heating_Natural Gas_Commissioning_A_Achievable Economic RVT Potential | F7 | Industrial | Agriculture | New | Space Heating | Natural Gas | Commissioning | A | Cumulative Energy Savings (MWh or mTherms) | Achievable Economic RVT Potential | 0 | 0 | 0 | 0 | 0 | 0 | 0 | 0 | 0 | 0 | 0 | 0 | 0 | 0 | 0 | 0 | 0 | 0 | 0 | 0 | 0 | 0 | 0 | 0 | 0 | 0 | 0 | 0 | 0 | 0 | 0
F8_Industrial_Agriculture_New_Space Heating_Natural Gas_Commissioning_A_Achievable Economic RVT Potential | F8 | Industrial | Agriculture | New | Space Heating | Natural Gas | Commissioning | A | Cumulative Summer Peak Savings (MW) | Achievable Economic RVT Potential | 0 | 0 | 0 | 0 | 0 | 0 | 0 | 0 | 0 | 0 | 0 | 0 | 0 | 0 | 0 | 0 | 0 | 0 | 0 | 0 | 0 | 0 | 0 | 0 | 0 | 0 | 0 | 0 | 0 | 0 | 0
F9_Industrial_Agriculture_New_Space Heating_Natural Gas_Commissioning_A_Achievable Economic RVT Potential | F9 | Industrial | Agriculture | New | Space Heating | Natural Gas | Commissioning | A | Cumulative Winter Peak Savings (MW) | Achievable Economic RVT Potential | 0 | 0 | 0 | 0 | 0 | 0 | 0 | 0 | 0 | 0 | 0 | 0 | 0 | 0 | 0 | 0 | 0 | 0 | 0 | 0 | 0 | 0 | 0 | 0 | 0 | 0 | 0 | 0 | 0 | 0 | 0
F10_Industrial_Agriculture_New_Space Heating_Natural Gas_Commissioning_A_Achievable Economic RVT Potential | F10 | Industrial | Agriculture | New | Space Heating | Natural Gas | Commissioning | A | Purchases (Incremental) | Achievable Economic RVT Potential | 0 | 0 | 0 | 0 | 0 | 0 | 0 | 0 | 0 | 0 | 0 | 0 | 0 | 0 | 0 | 0 | 0 | 0 | 0 | 0 | 0 | 0 | 0 | 0 | 0 | 0 | 0 | 0 | 0 | 0 | 0
F11_Industrial_Agriculture_New_Space Heating_Natural Gas_Commissioning_A_Achievable Economic RVT Potential | F11 | Industrial | Agriculture | New | Space Heating | Natural Gas | Commissioning | A | Purchases (Cumulative) | Achievable Economic RVT Potential | 0 | 0 | 0 | 0 | 0 | 0 | 0 | 0 | 0 | 0 | 0 | 0 | 0 | 0 | 0 | 0 | 0 | 0 | 0 | 0 | 0 | 0 | 0 | 0 | 0 | 0 | 0 | 0 | 0 | 0 | 0
F1_Industrial_Agriculture_New_Process_Natural Gas_Commissioning_A_Achievable Economic RVT Potential | F1 | Industrial | Agriculture | New | Process | Natural Gas | Commissioning | A | Integrated Unit Energy Savings (kWh or therms) | Achievable Economic RVT Potential | 0 | 0 | 0 | 0 | 0 | 7.8497 | 7.8492 | 7.849 | 7.8491 | 7.8493 | 7.8494 | 7.8495 | 7.8496 | 7.8497 | 7.8497 | 7.8498 | 7.8498 | 7.8499 | 7.8499 | 7.8499 | 7.85 | 7.85 | 7.85 | 7.85 | 7.8501 | 7.8501 | 7.8501 | 7.8501 | 0 | 0 | 0
F2_Industrial_Agriculture_New_Process_Natural Gas_Commissioning_A_Achievable Economic RVT Potential | F2 | Industrial | Agriculture | New | Process | Natural Gas | Commissioning | A | Integrated Unit Summer Peak Savings (kW) | Achievable Economic RVT Potential | 0 | 0 | 0 | 0 | 0 | 0 | 0 | 0 | 0 | 0 | 0 | 0 | 0 | 0 | 0 | 0 | 0 | 0 | 0 | 0 | 0 | 0 | 0 | 0 | 0 | 0 | 0 | 0 | 0 | 0 | 0
F3_Industrial_Agriculture_New_Process_Natural Gas_Commissioning_A_Achievable Economic RVT Potential | F3 | Industrial | Agriculture | New | Process | Natural Gas | Commissioning | A | Integrated Unit Winter Peak Savings (kW) | Achievable Economic RVT Potential | 0 | 0 | 0 | 0 | 0 | 0 | 0 | 0 | 0 | 0 | 0 | 0 | 0 | 0 | 0 | 0 | 0 | 0 | 0 | 0 | 0 | 0 | 0 | 0 | 0 | 0 | 0 | 0 | 0 | 0 | 0
F4_Industrial_Agriculture_New_Process_Natural Gas_Commissioning_A_Achievable Economic RVT Potential | F4 | Industrial | Agriculture | New | Process | Natural Gas | Commissioning | A | Incremental Energy Savings (MWh or mTherms) | Achievable Economic RVT Potential | 0 | 0 | 0 | 0 | 0 | 0 | 0 | 0 | 0 | 0 | 0 | 0 | 0 | 0 | 0 | 0 | 0 | 0 | 0 | 0 | 0 | 0 | 0 | 0 | 0 | 0 | 0 | 0 | 0 | 0 | 0
F5_Industrial_Agriculture_New_Process_Natural Gas_Commissioning_A_Achievable Economic RVT Potential | F5 | Industrial | Agriculture | New | Process | Natural Gas | Commissioning | A | Incremental Summer Peak Savings (MW) | Achievable Economic RVT Potential | 0 | 0 | 0 | 0 | 0 | 0 | 0 | 0 | 0 | 0 | 0 | 0 | 0 | 0 | 0 | 0 | 0 | 0 | 0 | 0 | 0 | 0 | 0 | 0 | 0 | 0 | 0 | 0 | 0 | 0 | 0
F6_Industrial_Agriculture_New_Process_Natural Gas_Commissioning_A_Achievable Economic RVT Potential | F6 | Industrial | Agriculture | New | Process | Natural Gas | Commissioning | A | Incremental Winter Peak Savings (MW) | Achievable Economic RVT Potential | 0 | 0 | 0 | 0 | 0 | 0 | 0 | 0 | 0 | 0 | 0 | 0 | 0 | 0 | 0 | 0 | 0 | 0 | 0 | 0 | 0 | 0 | 0 | 0 | 0 | 0 | 0 | 0 | 0 | 0 | 0
F7_Industrial_Agriculture_New_Process_Natural Gas_Commissioning_A_Achievable Economic RVT Potential | F7 | Industrial | Agriculture | New | Process | Natural Gas | Commissioning | A | Cumulative Energy Savings (MWh or mTherms) | Achievable Economic RVT Potential | 0 | 0 | 0 | 0 | 0 | 0 | 0 | 0 | 0 | 0 | 0 | 0 | 0 | 0 | 0 | 0 | 0 | 0 | 0 | 0 | 0 | 0 | 0 | 0 | 0 | 0 | 0 | 0 | 0 | 0 | 0
F8_Industrial_Agriculture_New_Process_Natural Gas_Commissioning_A_Achievable Economic RVT Potential | F8 | Industrial | Agriculture | New | Process | Natural Gas | Commissioning | A | Cumulative Summer Peak Savings (MW) | Achievable Economic RVT Potential | 0 | 0 | 0 | 0 | 0 | 0 | 0 | 0 | 0 | 0 | 0 | 0 | 0 | 0 | 0 | 0 | 0 | 0 | 0 | 0 | 0 | 0 | 0 | 0 | 0 | 0 | 0 | 0 | 0 | 0 | 0
F9_Industrial_Agriculture_New_Process_Natural Gas_Commissioning_A_Achievable Economic RVT Potential | F9 | Industrial | Agriculture | New | Process | Natural Gas | Commissioning | A | Cumulative Winter Peak Savings (MW) | Achievable Economic RVT Potential | 0 | 0 | 0 | 0 | 0 | 0 | 0 | 0 | 0 | 0 | 0 | 0 | 0 | 0 | 0 | 0 | 0 | 0 | 0 | 0 | 0 | 0 | 0 | 0 | 0 | 0 | 0 | 0 | 0 | 0 | 0
F10_Industrial_Agriculture_New_Process_Natural Gas_Commissioning_A_Achievable Economic RVT Potential | F10 | Industrial | Agriculture | New | Process | Natural Gas | Commissioning | A | Purchases (Incremental) | Achievable Economic RVT Potential | 0 | 0 | 0 | 0 | 0 | 0 | 0 | 0 | 0 | 0 | 0 | 0 | 0 | 0 | 0 | 0 | 0 | 0 | 0 | 0 | 0 | 0 | 0 | 0 | 0 | 0 | 0 | 0 | 0 | 0 | 0
F11_Industrial_Agriculture_New_Process_Natural Gas_Commissioning_A_Achievable Economic RVT Potential | F11 | Industrial | Agriculture | New | Process | Natural Gas | Commissioning | A | Purchases (Cumulative) | Achievable Economic RVT Potential | 0 | 0 | 0 | 0 | 0 | 0 | 0 | 0 | 0 | 0 | 0 | 0 | 0 | 0 | 0 | 0 | 0 | 0 | 0 | 0 | 0 | 0 | 0 | 0 | 0 | 0 | 0 | 0 | 0 | 0 | 0
F1_Industrial_Agriculture_New_Space Heating_Natural Gas_Retrocommissioning_A_Achievable Economic RVT Potential | F1 | Industrial | Agriculture | New | Space Heating | Natural Gas | Retrocommissioning | A | Integrated Unit Energy Savings (kWh or therms) | Achievable Economic RVT Potential | 0 | 0 | 0 | 0 | 0 | 0 | 0 | 0 | 0 | 0 | 0 | 0 | 0 | 0 | 0 | 0 | 0 | 0 | 0 | 0 | 0 | 0 | 0 | 0 | 0 | 0 | 0 | 0 | 0 | 0 | 0
F2_Industrial_Agriculture_New_Space Heating_Natural Gas_Retrocommissioning_A_Achievable Economic RVT Potential | F2 | Industrial | Agriculture | New | Space Heating | Natural Gas | Retrocommissioning | A | Integrated Unit Summer Peak Savings (kW) | Achievable Economic RVT Potential | 0 | 0 | 0 | 0 | 0 | 0 | 0 | 0 | 0 | 0 | 0 | 0 | 0 | 0 | 0 | 0 | 0 | 0 | 0 | 0 | 0 | 0 | 0 | 0 | 0 | 0 | 0 | 0 | 0 | 0 | 0
F3_Industrial_Agriculture_New_Space Heating_Natural Gas_Retrocommissioning_A_Achievable Economic RVT Potential | F3 | Industrial | Agriculture | New | Space Heating | Natural Gas | Retrocommissioning | A | Integrated Unit Winter Peak Savings (kW) | Achievable Economic RVT Potential | 0 | 0 | 0 | 0 | 0 | 0 | 0 | 0 | 0 | 0 | 0 | 0 | 0 | 0 | 0 | 0 | 0 | 0 | 0 | 0 | 0 | 0 | 0 | 0 | 0 | 0 | 0 | 0 | 0 | 0 | 0
F4_Industrial_Agriculture_New_Space Heating_Natural Gas_Retrocommissioning_A_Achievable Economic RVT Potential | F4 | Industrial | Agriculture | New | Space Heating | Natural Gas | Retrocommissioning | A | Incremental Energy Savings (MWh or mTherms) | Achievable Economic RVT Potential | 0 | 0 | 0 | 0 | 0 | 0 | 0 | 0 | 0 | 0 | 0 | 0 | 0 | 0 | 0 | 0 | 0 | 0 | 0 | 0 | 0 | 0 | 0 | 0 | 0 | 0 | 0 | 0 | 0 | 0 | 0
F5_Industrial_Agriculture_New_Space Heating_Natural Gas_Retrocommissioning_A_Achievable Economic RVT Potential | F5 | Industrial | Agriculture | New | Space Heating | Natural Gas | Retrocommissioning | A | Incremental Summer Peak Savings (MW) | Achievable Economic RVT Potential | 0 | 0 | 0 | 0 | 0 | 0 | 0 | 0 | 0 | 0 | 0 | 0 | 0 | 0 | 0 | 0 | 0 | 0 | 0 | 0 | 0 | 0 | 0 | 0 | 0 | 0 | 0 | 0 | 0 | 0 | 0
F6_Industrial_Agriculture_New_Space Heating_Natural Gas_Retrocommissioning_A_Achievable Economic RVT Potential | F6 | Industrial | Agriculture | New | Space Heating | Natural Gas | Retrocommissioning | A | Incremental Winter Peak Savings (MW) | Achievable Economic RVT Potential | 0 | 0 | 0 | 0 | 0 | 0 | 0 | 0 | 0 | 0 | 0 | 0 | 0 | 0 | 0 | 0 | 0 | 0 | 0 | 0 | 0 | 0 | 0 | 0 | 0 | 0 | 0 | 0 | 0 | 0 | 0
F7_Industrial_Agriculture_New_Space Heating_Natural Gas_Retrocommissioning_A_Achievable Economic RVT Potential | F7 | Industrial | Agriculture | New | Space Heating | Natural Gas | Retrocommissioning | A | Cumulative Energy Savings (MWh or mTherms) | Achievable Economic RVT Potential | 0 | 0 | 0 | 0 | 0 | 0 | 0 | 0 | 0 | 0 | 0 | 0 | 0 | 0 | 0 | 0 | 0 | 0 | 0 | 0 | 0 | 0 | 0 | 0 | 0 | 0 | 0 | 0 | 0 | 0 | 0
F8_Industrial_Agriculture_New_Space Heating_Natural Gas_Retrocommissioning_A_Achievable Economic RVT Potential | F8 | Industrial | Agriculture | New | Space Heating | Natural Gas | Retrocommissioning | A | Cumulative Summer Peak Savings (MW) | Achievable Economic RVT Potential | 0 | 0 | 0 | 0 | 0 | 0 | 0 | 0 | 0 | 0 | 0 | 0 | 0 | 0 | 0 | 0 | 0 | 0 | 0 | 0 | 0 | 0 | 0 | 0 | 0 | 0 | 0 | 0 | 0 | 0 | 0
F9_Industrial_Agriculture_New_Space Heating_Natural Gas_Retrocommissioning_A_Achievable Economic RVT Potential | F9 | Industrial | Agriculture | New | Space Heating | Natural Gas | Retrocommissioning | A | Cumulative Winter Peak Savings (MW) | Achievable Economic RVT Potential | 0 | 0 | 0 | 0 | 0 | 0 | 0 | 0 | 0 | 0 | 0 | 0 | 0 | 0 | 0 | 0 | 0 | 0 | 0 | 0 | 0 | 0 | 0 | 0 | 0 | 0 | 0 | 0 | 0 | 0 | 0
F10_Industrial_Agriculture_New_Space Heating_Natural Gas_Retrocommissioning_A_Achievable Economic RVT Potential | F10 | Industrial | Agriculture | New | Space Heating | Natural Gas | Retrocommissioning | A | Purchases (Incremental) | Achievable Economic RVT Potential | 0 | 0 | 0 | 0 | 0 | 0 | 0 | 0 | 0 | 0 | 0 | 0 | 0 | 0 | 0 | 0 | 0 | 0 | 0 | 0 | 0 | 0 | 0 | 0 | 0 | 0 | 0 | 0 | 0 | 0 | 0
F11_Industrial_Agriculture_New_Space Heating_Natural Gas_Retrocommissioning_A_Achievable Economic RVT Potential | F11 | Industrial | Agriculture | New | Space Heating | Natural Gas | Retrocommissioning | A | Purchases (Cumulative) | Achievable Economic RVT Potential | 0 | 0 | 0 | 0 | 0 | 0 | 0 | 0 | 0 | 0 | 0 | 0 | 0 | 0 | 0 | 0 | 0 | 0 | 0 | 0 | 0 | 0 | 0 | 0 | 0 | 0 | 0 | 0 | 0 | 0 | 0
F1_Industrial_Agriculture_New_Process_Natural Gas_Retrocommissioning_A_Achievable Economic RVT Potential | F1 | Industrial | Agriculture | New | Process | Natural Gas | Retrocommissioning | A | Integrated Unit Energy Savings (kWh or therms) | Achievable Economic RVT Potential | 0 | 0 | 0 | 0 | 0 | 0 | 0 | 0 | 0 | 0 | 0 | 0 | 0 | 0 | 0 | 0 | 0 | 0 | 0 | 0 | 0 | 0 | 0 | 0 | 0 | 0 | 0 | 0 | 0 | 0 | 0
F2_Industrial_Agriculture_New_Process_Natural Gas_Retrocommissioning_A_Achievable Economic RVT Potential | F2 | Industrial | Agriculture | New | Process | Natural Gas | Retrocommissioning | A | Integrated Unit Summer Peak Savings (kW) | Achievable Economic RVT Potential | 0 | 0 | 0 | 0 | 0 | 0 | 0 | 0 | 0 | 0 | 0 | 0 | 0 | 0 | 0 | 0 | 0 | 0 | 0 | 0 | 0 | 0 | 0 | 0 | 0 | 0 | 0 | 0 | 0 | 0 | 0
F3_Industrial_Agriculture_New_Process_Natural Gas_Retrocommissioning_A_Achievable Economic RVT Potential | F3 | Industrial | Agriculture | New | Process | Natural Gas | Retrocommissioning | A | Integrated Unit Winter Peak Savings (kW) | Achievable Economic RVT Potential | 0 | 0 | 0 | 0 | 0 | 0 | 0 | 0 | 0 | 0 | 0 | 0 | 0 | 0 | 0 | 0 | 0 | 0 | 0 | 0 | 0 | 0 | 0 | 0 | 0 | 0 | 0 | 0 | 0 | 0 | 0
F4_Industrial_Agriculture_New_Process_Natural Gas_Retrocommissioning_A_Achievable Economic RVT Potential | F4 | Industrial | Agriculture | New | Process | Natural Gas | Retrocommissioning | A | Incremental Energy Savings (MWh or mTherms) | Achievable Economic RVT Potential | 0 | 0 | 0 | 0 | 0 | 0 | 0 | 0 | 0 | 0 | 0 | 0 | 0 | 0 | 0 | 0 | 0 | 0 | 0 | 0 | 0 | 0 | 0 | 0 | 0 | 0 | 0 | 0 | 0 | 0 | 0
F5_Industrial_Agriculture_New_Process_Natural Gas_Retrocommissioning_A_Achievable Economic RVT Potential | F5 | Industrial | Agriculture | New | Process | Natural Gas | Retrocommissioning | A | Incremental Summer Peak Savings (MW) | Achievable Economic RVT Potential | 0 | 0 | 0 | 0 | 0 | 0 | 0 | 0 | 0 | 0 | 0 | 0 | 0 | 0 | 0 | 0 | 0 | 0 | 0 | 0 | 0 | 0 | 0 | 0 | 0 | 0 | 0 | 0 | 0 | 0 | 0
F6_Industrial_Agriculture_New_Process_Natural Gas_Retrocommissioning_A_Achievable Economic RVT Potential | F6 | Industrial | Agriculture | New | Process | Natural Gas | Retrocommissioning | A | Incremental Winter Peak Savings (MW) | Achievable Economic RVT Potential | 0 | 0 | 0 | 0 | 0 | 0 | 0 | 0 | 0 | 0 | 0 | 0 | 0 | 0 | 0 | 0 | 0 | 0 | 0 | 0 | 0 | 0 | 0 | 0 | 0 | 0 | 0 | 0 | 0 | 0 | 0
F7_Industrial_Agriculture_New_Process_Natural Gas_Retrocommissioning_A_Achievable Economic RVT Potential | F7 | Industrial | Agriculture | New | Process | Natural Gas | Retrocommissioning | A | Cumulative Energy Savings (MWh or mTherms) | Achievable Economic RVT Potential | 0 | 0 | 0 | 0 | 0 | 0 | 0 | 0 | 0 | 0 | 0 | 0 | 0 | 0 | 0 | 0 | 0 | 0 | 0 | 0 | 0 | 0 | 0 | 0 | 0 | 0 | 0 | 0 | 0 | 0 | 0
F8_Industrial_Agriculture_New_Process_Natural Gas_Retrocommissioning_A_Achievable Economic RVT Potential | F8 | Industrial | Agriculture | New | Process | Natural Gas | Retrocommissioning | A | Cumulative Summer Peak Savings (MW) | Achievable Economic RVT Potential | 0 | 0 | 0 | 0 | 0 | 0 | 0 | 0 | 0 | 0 | 0 | 0 | 0 | 0 | 0 | 0 | 0 | 0 | 0 | 0 | 0 | 0 | 0 | 0 | 0 | 0 | 0 | 0 | 0 | 0 | 0
F9_Industrial_Agriculture_New_Process_Natural Gas_Retrocommissioning_A_Achievable Economic RVT Potential | F9 | Industrial | Agriculture | New | Process | Natural Gas | Retrocommissioning | A | Cumulative Winter Peak Savings (MW) | Achievable Economic RVT Potential | 0 | 0 | 0 | 0 | 0 | 0 | 0 | 0 | 0 | 0 | 0 | 0 | 0 | 0 | 0 | 0 | 0 | 0 | 0 | 0 | 0 | 0 | 0 | 0 | 0 | 0 | 0 | 0 | 0 | 0 | 0
F10_Industrial_Agriculture_New_Process_Natural Gas_Retrocommissioning_A_Achievable Economic RVT Potential | F10 | Industrial | Agriculture | New | Process | Natural Gas | Retrocommissioning | A | Purchases (Incremental) | Achievable Economic RVT Potential | 0 | 0 | 0 | 0 | 0 | 0 | 0 | 0 | 0 | 0 | 0 | 0 | 0 | 0 | 0 | 0 | 0 | 0 | 0 | 0 | 0 | 0 | 0 | 0 | 0 | 0 | 0 | 0 | 0 | 0 | 0
F11_Industrial_Agriculture_New_Process_Natural Gas_Retrocommissioning_A_Achievable Economic RVT Potential | F11 | Industrial | Agriculture | New | Process | Natural Gas | Retrocommissioning | A | Purchases (Cumulative) | Achievable Economic RVT Potential | 0 | 0 | 0 | 0 | 0 | 0 | 0 | 0 | 0 | 0 | 0 | 0 | 0 | 0 | 0 | 0 | 0 | 0 | 0 | 0 | 0 | 0 | 0 | 0 | 0 | 0 | 0 | 0 | 0 | 0 | 0
F1_Industrial_Primary Metals_Existing_Space Heating_Natural Gas_Insulation - Roof/Ceiling_A_Achievable Economic RVT Potential | F1 | Industrial | Primary Metals | Existing | Space Heating | Natural Gas | Insulation - Roof/Ceiling | A | Integrated Unit Energy Savings (kWh or therms) | Achievable Economic RVT Potential | 0 | 0 | 0 | 0 | 0 | 0.099439 | 0.098752 | 0.097912 | 0.09699 | 0.095973 | 0.094857 | 0.093652 | 0.092367 | 0.090963 | 0.089461 | 0.087921 | 0.086392 | 0.084912 | 0.0835 | 0.082244 | 0.081076 | 0.079979 | 0.079059 | 0.078249 | 0.077515 | 0.076981 | 0.07654 | 0.076128 | 0 | 0 | 0
F2_Industrial_Primary Metals_Existing_Space Heating_Natural Gas_Insulation - Roof/Ceiling_A_Achievable Economic RVT Potential | F2 | Industrial | Primary Metals | Existing | Space Heating | Natural Gas | Insulation - Roof/Ceiling | A | Integrated Unit Summer Peak Savings (kW) | Achievable Economic RVT Potential | 0 | 0 | 0 | 0 | 0 | 0 | 0 | 0 | 0 | 0 | 0 | 0 | 0 | 0 | 0 | 0 | 0 | 0 | 0 | 0 | 0 | 0 | 0 | 0 | 0 | 0 | 0 | 0 | 0 | 0 | 0
F3_Industrial_Primary Metals_Existing_Space Heating_Natural Gas_Insulation - Roof/Ceiling_A_Achievable Economic RVT Potential | F3 | Industrial | Primary Metals | Existing | Space Heating | Natural Gas | Insulation - Roof/Ceiling | A | Integrated Unit Winter Peak Savings (kW) | Achievable Economic RVT Potential | 0 | 0 | 0 | 0 | 0 | 0 | 0 | 0 | 0 | 0 | 0 | 0 | 0 | 0 | 0 | 0 | 0 | 0 | 0 | 0 | 0 | 0 | 0 | 0 | 0 | 0 | 0 | 0 | 0 | 0 | 0
F4_Industrial_Primary Metals_Existing_Space Heating_Natural Gas_Insulation - Roof/Ceiling_A_Achievable Economic RVT Potential | F4 | Industrial | Primary Metals | Existing | Space Heating | Natural Gas | Insulation - Roof/Ceiling | A | Incremental Energy Savings (MWh or mTherms) | Achievable Economic RVT Potential | 0 | 0 | 0 | 0 | 0 | 0.2958 | 0.5138 | 0.78777 | 1.0931 | 1.3778 | 1.5685 | 1.6632 | 1.637 | 1.4808 | 1.2791 | 1.0254 | 0.78376 | 0.56476 | 0.38529 | 0.25329 | 0.15824 | 0.094648 | 0.063117 | 0 | 0 | 0 | 0 | 0 | 0 | 0 | 0
F5_Industrial_Primary Metals_Existing_Space Heating_Natural Gas_Insulation - Roof/Ceiling_A_Achievable Economic RVT Potential | F5 | Industrial | Primary Metals | Existing | Space Heating | Natural Gas | Insulation - Roof/Ceiling | A | Incremental Summer Peak Savings (MW) | Achievable Economic RVT Potential | 0 | 0 | 0 | 0 | 0 | 0 | 0 | 0 | 0 | 0 | 0 | 0 | 0 | 0 | 0 | 0 | 0 | 0 | 0 | 0 | 0 | 0 | 0 | 0 | 0 | 0 | 0 | 0 | 0 | 0 | 0
F6_Industrial_Primary Metals_Existing_Space Heating_Natural Gas_Insulation - Roof/Ceiling_A_Achievable Economic RVT Potential | F6 | Industrial | Primary Metals | Existing | Space Heating | Natural Gas | Insulation - Roof/Ceiling | A | Incremental Winter Peak Savings (MW) | Achievable Economic RVT Potential | 0 | 0 | 0 | 0 | 0 | 0 | 0 | 0 | 0 | 0 | 0 | 0 | 0 | 0 | 0 | 0 | 0 | 0 | 0 | 0 | 0 | 0 | 0 | 0 | 0 | 0 | 0 | 0 | 0 | 0 | 0
F7_Industrial_Primary Metals_Existing_Space Heating_Natural Gas_Insulation - Roof/Ceiling_A_Achievable Economic RVT Potential | F7 | Industrial | Primary Metals | Existing | Space Heating | Natural Gas | Insulation - Roof/Ceiling | A | Cumulative Energy Savings (MWh or mTherms) | Achievable Economic RVT Potential | 0 | 0 | 0 | 0 | 0 | 0.2958 | 0.80756 | 1.5885 | 2.6666 | 4.0164 | 5.5382 | 7.131 | 8.6701 | 10.0191 | 11.1328 | 11.9665 | 12.5422 | 12.8921 | 13.063 | 13.1198 | 13.0918 | 13.0092 | 12.9227 | 12.7903 | 12.6703 | 12.583 | 12.5109 | 12.4436 | 0 | 0 | 0
F8_Industrial_Primary Metals_Existing_Space Heating_Natural Gas_Insulation - Roof/Ceiling_A_Achievable Economic RVT Potential | F8 | Industrial | Primary Metals | Existing | Space Heating | Natural Gas | Insulation - Roof/Ceiling | A | Cumulative Summer Peak Savings (MW) | Achievable Economic RVT Potential | 0 | 0 | 0 | 0 | 0 | 0 | 0 | 0 | 0 | 0 | 0 | 0 | 0 | 0 | 0 | 0 | 0 | 0 | 0 | 0 | 0 | 0 | 0 | 0 | 0 | 0 | 0 | 0 | 0 | 0 | 0
F9_Industrial_Primary Metals_Existing_Space Heating_Natural Gas_Insulation - Roof/Ceiling_A_Achievable Economic RVT Potential | F9 | Industrial | Primary Metals | Existing | Space Heating | Natural Gas | Insulation - Roof/Ceiling | A | Cumulative Winter Peak Savings (MW) | Achievable Economic RVT Potential | 0 | 0 | 0 | 0 | 0 | 0 | 0 | 0 | 0 | 0 | 0 | 0 | 0 | 0 | 0 | 0 | 0 | 0 | 0 | 0 | 0 | 0 | 0 | 0 | 0 | 0 | 0 | 0 | 0 | 0 | 0
F10_Industrial_Primary Metals_Existing_Space Heating_Natural Gas_Insulation - Roof/Ceiling_A_Achievable Economic RVT Potential | F10 | Industrial | Primary Metals | Existing | Space Heating | Natural Gas | Insulation - Roof/Ceiling | A | Purchases (Incremental) | Achievable Economic RVT Potential | 0 | 0 | 0 | 0 | 0 | 2974.7326 | 5202.9248 | 8045.7087 | 11270.082 | 14355.6013 | 16535.5166 | 17758.8174 | 17722.7594 | 16278.5729 | 14298.1344 | 11662.6449 | 9072.1232 | 6651.0778 | 4614.2254 | 3079.7942 | 1951.7645 | 1183.4099 | 798.348 | 0 | 0 | 0 | 0 | 0 | 0 | 0 | 0
F11_Industrial_Primary Metals_Existing_Space Heating_Natural Gas_Insulation - Roof/Ceiling_A_Achievable Economic RVT Potential | F11 | Industrial | Primary Metals | Existing | Space Heating | Natural Gas | Insulation - Roof/Ceiling | A | Purchases (Cumulative) | Achievable Economic RVT Potential | 0 | 0 | 0 | 0 | 0 | 2974.7326 | 8177.6574 | 16223.3661 | 27493.4482 | 41849.0495 | 58384.5661 | 76143.3835 | 93866.1429 | 110144.7157 | 124442.8501 | 136105.495 | 145177.6182 | 151828.696 | 156442.9214 | 159522.7156 | 161474.4801 | 162657.89 | 163456.238 | 163456.238 | 163456.238 | 163456.238 | 163456.238 | 163456.238 | 163456.238 | 163456.238 | 163456.238
F1_Industrial_Primary Metals_Existing_Space Heating_Natural Gas_Insulation - Wall Cavity_A_Achievable Economic RVT Potential | F1 | Industrial | Primary Metals | Existing | Space Heating | Natural Gas | Insulation - Wall Cavity | A | Integrated Unit Energy Savings (kWh or therms) | Achievable Economic RVT Potential | 0 | 0 | 0 | 0 | 0 | 0.017839 | 0.017596 | 0.017262 | 0.016845 | 0.016349 | 0.015778 | 0.015181 | 0.014582 | 0.013972 | 0.013445 | 0.01294 | 0.012526 | 0.012159 | 0.011834 | 0.011598 | 0.011381 | 0.011191 | 0.011036 | 0.010912 | 0.010799 | 0.010716 | 0.010646 | 0.010581 | 0 | 0 | 0
F2_Industrial_Primary Metals_Existing_Space Heating_Natural Gas_Insulation - Wall Cavity_A_Achievable Economic RVT Potential | F2 | Industrial | Primary Metals | Existing | Space Heating | Natural Gas | Insulation - Wall Cavity | A | Integrated Unit Summer Peak Savings (kW) | Achievable Economic RVT Potential | 0 | 0 | 0 | 0 | 0 | 0 | 0 | 0 | 0 | 0 | 0 | 0 | 0 | 0 | 0 | 0 | 0 | 0 | 0 | 0 | 0 | 0 | 0 | 0 | 0 | 0 | 0 | 0 | 0 | 0 | 0
F3_Industrial_Primary Metals_Existing_Space Heating_Natural Gas_Insulation - Wall Cavity_A_Achievable Economic RVT Potential | F3 | Industrial | Primary Metals | Existing | Space Heating | Natural Gas | Insulation - Wall Cavity | A | Integrated Unit Winter Peak Savings (kW) | Achievable Economic RVT Potential | 0 | 0 | 0 | 0 | 0 | 0 | 0 | 0 | 0 | 0 | 0 | 0 | 0 | 0 | 0 | 0 | 0 | 0 | 0 | 0 | 0 | 0 | 0 | 0 | 0 | 0 | 0 | 0 | 0 | 0 | 0
F4_Industrial_Primary Metals_Existing_Space Heating_Natural Gas_Insulation - Wall Cavity_A_Achievable Economic RVT Potential | F4 | Industrial | Primary Metals | Existing | Space Heating | Natural Gas | Insulation - Wall Cavity | A | Incremental Energy Savings (MWh or mTherms) | Achievable Economic RVT Potential | 0 | 0 | 0 | 0 | 0 | 0 | 0 | 0 | 0 | 0 | 0 | 0 | 0 | 0 | 0 | 0 | 0 | 0 | 0 | 0 | 0 | 0 | 0 | 0 | 0 | 0 | 0 | 0 | 0 | 0 | 0
F5_Industrial_Primary Metals_Existing_Space Heating_Natural Gas_Insulation - Wall Cavity_A_Achievable Economic RVT Potential | F5 | Industrial | Primary Metals | Existing | Space Heating | Natural Gas | Insulation - Wall Cavity | A | Incremental Summer Peak Savings (MW) | Achievable Economic RVT Potential | 0 | 0 | 0 | 0 | 0 | 0 | 0 | 0 | 0 | 0 | 0 | 0 | 0 | 0 | 0 | 0 | 0 | 0 | 0 | 0 | 0 | 0 | 0 | 0 | 0 | 0 | 0 | 0 | 0 | 0 | 0
F6_Industrial_Primary Metals_Existing_Space Heating_Natural Gas_Insulation - Wall Cavity_A_Achievable Economic RVT Potential | F6 | Industrial | Primary Metals | Existing | Space Heating | Natural Gas | Insulation - Wall Cavity | A | Incremental Winter Peak Savings (MW) | Achievable Economic RVT Potential | 0 | 0 | 0 | 0 | 0 | 0 | 0 | 0 | 0 | 0 | 0 | 0 | 0 | 0 | 0 | 0 | 0 | 0 | 0 | 0 | 0 | 0 | 0 | 0 | 0 | 0 | 0 | 0 | 0 | 0 | 0
F7_Industrial_Primary Metals_Existing_Space Heating_Natural Gas_Insulation - Wall Cavity_A_Achievable Economic RVT Potential | F7 | Industrial | Primary Metals | Existing | Space Heating | Natural Gas | Insulation - Wall Cavity | A | Cumulative Energy Savings (MWh or mTherms) | Achievable Economic RVT Potential | 0 | 0 | 0 | 0 | 0 | 0 | 0 | 0 | 0 | 0 | 0 | 0 | 0 | 0 | 0 | 0 | 0 | 0 | 0 | 0 | 0 | 0 | 0 | 0 | 0 | 0 | 0 | 0 | 0 | 0 | 0
F8_Industrial_Primary Metals_Existing_Space Heating_Natural Gas_Insulation - Wall Cavity_A_Achievable Economic RVT Potential | F8 | Industrial | Primary Metals | Existing | Space Heating | Natural Gas | Insulation - Wall Cavity | A | Cumulative Summer Peak Savings (MW) | Achievable Economic RVT Potential | 0 | 0 | 0 | 0 | 0 | 0 | 0 | 0 | 0 | 0 | 0 | 0 | 0 | 0 | 0 | 0 | 0 | 0 | 0 | 0 | 0 | 0 | 0 | 0 | 0 | 0 | 0 | 0 | 0 | 0 | 0
F9_Industrial_Primary Metals_Existing_Space Heating_Natural Gas_Insulation - Wall Cavity_A_Achievable Economic RVT Potential | F9 | Industrial | Primary Metals | Existing | Space Heating | Natural Gas | Insulation - Wall Cavity | A | Cumulative Winter Peak Savings (MW) | Achievable Economic RVT Potential | 0 | 0 | 0 | 0 | 0 | 0 | 0 | 0 | 0 | 0 | 0 | 0 | 0 | 0 | 0 | 0 | 0 | 0 | 0 | 0 | 0 | 0 | 0 | 0 | 0 | 0 | 0 | 0 | 0 | 0 | 0
F10_Industrial_Primary Metals_Existing_Space Heating_Natural Gas_Insulation - Wall Cavity_A_Achievable Economic RVT Potential | F10 | Industrial | Primary Metals | Existing | Space Heating | Natural Gas | Insulation - Wall Cavity | A | Purchases (Incremental) | Achievable Economic RVT Potential | 0 | 0 | 0 | 0 | 0 | 0 | 0 | 0 | 0 | 0 | 0 | 0 | 0 | 0 | 0 | 0 | 0 | 0 | 0 | 0 | 0 | 0 | 0 | 0 | 0 | 0 | 0 | 0 | 0 | 0 | 0
F11_Industrial_Primary Metals_Existing_Space Heating_Natural Gas_Insulation - Wall Cavity_A_Achievable Economic RVT Potential | F11 | Industrial | Primary Metals | Existing | Space Heating | Natural Gas | Insulation - Wall Cavity | A | Purchases (Cumulative) | Achievable Economic RVT Potential | 0 | 0 | 0 | 0 | 0 | 0 | 0 | 0 | 0 | 0 | 0 | 0 | 0 | 0 | 0 | 0 | 0 | 0 | 0 | 0 | 0 | 0 | 0 | 0 | 0 | 0 | 0 | 0 | 0 | 0 | 0
F1_Industrial_Primary Metals_Existing_Space Heating_Natural Gas_Insulation - Ducting_A_Achievable Economic RVT Potential | F1 | Industrial | Primary Metals | Existing | Space Heating | Natural Gas | Insulation - Ducting | A | Integrated Unit Energy Savings (kWh or therms) | Achievable Economic RVT Potential | 0 | 0 | 0 | 0 | 0 | 0.0016221 | 0.0015934 | 0.0015545 | 0.0015087 | 0.0014564 | 0.0013984 | 0.001339 | 0.0012807 | 0.0012226 | 0.0011726 | 0.0011257 | 0.0010874 | 0.0010534 | 0.0010232 | 0.0010004 | 0.00097931 | 0.00096075 | 0.00094433 | 0.00093072 | 0.00091821 | 0.00090829 | 0.00089969 | 0.00089165 | 0.00131 | 0.0013019 | 0.0012943
F2_Industrial_Primary Metals_Existing_Space Heating_Natural Gas_Insulation - Ducting_A_Achievable Economic RVT Potential | F2 | Industrial | Primary Metals | Existing | Space Heating | Natural Gas | Insulation - Ducting | A | Integrated Unit Summer Peak Savings (kW) | Achievable Economic RVT Potential | 0 | 0 | 0 | 0 | 0 | 0 | 0 | 0 | 0 | 0 | 0 | 0 | 0 | 0 | 0 | 0 | 0 | 0 | 0 | 0 | 0 | 0 | 0 | 0 | 0 | 0 | 0 | 0 | 0 | 0 | 0
F3_Industrial_Primary Metals_Existing_Space Heating_Natural Gas_Insulation - Ducting_A_Achievable Economic RVT Potential | F3 | Industrial | Primary Metals | Existing | Space Heating | Natural Gas | Insulation - Ducting | A | Integrated Unit Winter Peak Savings (kW) | Achievable Economic RVT Potential | 0 | 0 | 0 | 0 | 0 | 0 | 0 | 0 | 0 | 0 | 0 | 0 | 0 | 0 | 0 | 0 | 0 | 0 | 0 | 0 | 0 | 0 | 0 | 0 | 0 | 0 | 0 | 0 | 0 | 0 | 0
F4_Industrial_Primary Metals_Existing_Space Heating_Natural Gas_Insulation - Ducting_A_Achievable Economic RVT Potential | F4 | Industrial | Primary Metals | Existing | Space Heating | Natural Gas | Insulation - Ducting | A | Incremental Energy Savings (MWh or mTherms) | Achievable Economic RVT Potential | 0 | 0 | 0 | 0 | 0 | 0 | 0 | 0 | 0 | 0 | 0 | 0 | 0 | 0 | 0 | 0 | 0 | 0 | 0 | 0 | 0 | 0 | 0 | 0 | 0 | 0 | 0 | 0 | 0 | 0 | 0
F5_Industrial_Primary Metals_Existing_Space Heating_Natural Gas_Insulation - Ducting_A_Achievable Economic RVT Potential | F5 | Industrial | Primary Metals | Existing | Space Heating | Natural Gas | Insulation - Ducting | A | Incremental Summer Peak Savings (MW) | Achievable Economic RVT Potential | 0 | 0 | 0 | 0 | 0 | 0 | 0 | 0 | 0 | 0 | 0 | 0 | 0 | 0 | 0 | 0 | 0 | 0 | 0 | 0 | 0 | 0 | 0 | 0 | 0 | 0 | 0 | 0 | 0 | 0 | 0
F6_Industrial_Primary Metals_Existing_Space Heating_Natural Gas_Insulation - Ducting_A_Achievable Economic RVT Potential | F6 | Industrial | Primary Metals | Existing | Space Heating | Natural Gas | Insulation - Ducting | A | Incremental Winter Peak Savings (MW) | Achievable Economic RVT Potential | 0 | 0 | 0 | 0 | 0 | 0 | 0 | 0 | 0 | 0 | 0 | 0 | 0 | 0 | 0 | 0 | 0 | 0 | 0 | 0 | 0 | 0 | 0 | 0 | 0 | 0 | 0 | 0 | 0 | 0 | 0
F7_Industrial_Primary Metals_Existing_Space Heating_Natural Gas_Insulation - Ducting_A_Achievable Economic RVT Potential | F7 | Industrial | Primary Metals | Existing | Space Heating | Natural Gas | Insulation - Ducting | A | Cumulative Energy Savings (MWh or mTherms) | Achievable Economic RVT Potential | 0 | 0 | 0 | 0 | 0 | 0 | 0 | 0 | 0 | 0 | 0 | 0 | 0 | 0 | 0 | 0 | 0 | 0 | 0 | 0 | 0 | 0 | 0 | 0 | 0 | 0 | 0 | 0 | 0 | 0 | 0
F8_Industrial_Primary Metals_Existing_Space Heating_Natural Gas_Insulation - Ducting_A_Achievable Economic RVT Potential | F8 | Industrial | Primary Metals | Existing | Space Heating | Natural Gas | Insulation - Ducting | A | Cumulative Summer Peak Savings (MW) | Achievable Economic RVT Potential | 0 | 0 | 0 | 0 | 0 | 0 | 0 | 0 | 0 | 0 | 0 | 0 | 0 | 0 | 0 | 0 | 0 | 0 | 0 | 0 | 0 | 0 | 0 | 0 | 0 | 0 | 0 | 0 | 0 | 0 | 0
F9_Industrial_Primary Metals_Existing_Space Heating_Natural Gas_Insulation - Ducting_A_Achievable Economic RVT Potential | F9 | Industrial | Primary Metals | Existing | Space Heating | Natural Gas | Insulation - Ducting | A | Cumulative Winter Peak Savings (MW) | Achievable Economic RVT Potential | 0 | 0 | 0 | 0 | 0 | 0 | 0 | 0 | 0 | 0 | 0 | 0 | 0 | 0 | 0 | 0 | 0 | 0 | 0 | 0 | 0 | 0 | 0 | 0 | 0 | 0 | 0 | 0 | 0 | 0 | 0
F10_Industrial_Primary Metals_Existing_Space Heating_Natural Gas_Insulation - Ducting_A_Achievable Economic RVT Potential | F10 | Industrial | Primary Metals | Existing | Space Heating | Natural Gas | Insulation - Ducting | A | Purchases (Incremental) | Achievable Economic RVT Potential | 0 | 0 | 0 | 0 | 0 | 0 | 0 | 0 | 0 | 0 | 0 | 0 | 0 | 0 | 0 | 0 | 0 | 0 | 0 | 0 | 0 | 0 | 0 | 0 | 0 | 0 | 0 | 0 | 0 | 0 | 0
F11_Industrial_Primary Metals_Existing_Space Heating_Natural Gas_Insulation - Ducting_A_Achievable Economic RVT Potential | F11 | Industrial | Primary Metals | Existing | Space Heating | Natural Gas | Insulation - Ducting | A | Purchases (Cumulative) | Achievable Economic RVT Potential | 0 | 0 | 0 | 0 | 0 | 0 | 0 | 0 | 0 | 0 | 0 | 0 | 0 | 0 | 0 | 0 | 0 | 0 | 0 | 0 | 0 | 0 | 0 | 0 | 0 | 0 | 0 | 0 | 0 | 0 | 0
F1_Industrial_Primary Metals_Existing_Space Heating_Natural Gas_HVAC - Duct Repair and Sealing_A_Achievable Economic RVT Potential | F1 | Industrial | Primary Metals | Existing | Space Heating | Natural Gas | HVAC - Duct Repair and Sealing | A | Integrated Unit Energy Savings (kWh or therms) | Achievable Economic RVT Potential | 0 | 0 | 0 | 0 | 0 | 0.0038188 | 0.0037512 | 0.0036595 | 0.0035517 | 0.0034287 | 0.0032922 | 0.0031523 | 0.0030151 | 0.0028783 | 0.0027605 | 0.0026502 | 0.00256 | 0.0024799 | 0.0024088 | 0.0023552 | 0.0023055 | 0.0022618 | 0.0022231 | 0.0021911 | 0.0021616 | 0.0021383 | 0.002118 | 0.0020991 | 0.0030839 | 0.0030649 | 0.0030471
F2_Industrial_Primary Metals_Existing_Space Heating_Natural Gas_HVAC - Duct Repair and Sealing_A_Achievable Economic RVT Potential | F2 | Industrial | Primary Metals | Existing | Space Heating | Natural Gas | HVAC - Duct Repair and Sealing | A | Integrated Unit Summer Peak Savings (kW) | Achievable Economic RVT Potential | 0 | 0 | 0 | 0 | 0 | 0 | 0 | 0 | 0 | 0 | 0 | 0 | 0 | 0 | 0 | 0 | 0 | 0 | 0 | 0 | 0 | 0 | 0 | 0 | 0 | 0 | 0 | 0 | 0 | 0 | 0
F3_Industrial_Primary Metals_Existing_Space Heating_Natural Gas_HVAC - Duct Repair and Sealing_A_Achievable Economic RVT Potential | F3 | Industrial | Primary Metals | Existing | Space Heating | Natural Gas | HVAC - Duct Repair and Sealing | A | Integrated Unit Winter Peak Savings (kW) | Achievable Economic RVT Potential | 0 | 0 | 0 | 0 | 0 | 0 | 0 | 0 | 0 | 0 | 0 | 0 | 0 | 0 | 0 | 0 | 0 | 0 | 0 | 0 | 0 | 0 | 0 | 0 | 0 | 0 | 0 | 0 | 0 | 0 | 0
F4_Industrial_Primary Metals_Existing_Space Heating_Natural Gas_HVAC - Duct Repair and Sealing_A_Achievable Economic RVT Potential | F4 | Industrial | Primary Metals | Existing | Space Heating | Natural Gas | HVAC - Duct Repair and Sealing | A | Incremental Energy Savings (MWh or mTherms) | Achievable Economic RVT Potential | 0 | 0 | 0 | 0 | 0 | 0 | 0 | 0 | 0 | 0 | 0 | 0 | 0 | 0 | 0 | 0 | 0 | 0 | 0 | 0 | 0 | 0 | 0 | 0 | 0 | 0 | 0 | 0 | 0 | 0 | 0
F5_Industrial_Primary Metals_Existing_Space Heating_Natural Gas_HVAC - Duct Repair and Sealing_A_Achievable Economic RVT Potential | F5 | Industrial | Primary Metals | Existing | Space Heating | Natural Gas | HVAC - Duct Repair and Sealing | A | Incremental Summer Peak Savings (MW) | Achievable Economic RVT Potential | 0 | 0 | 0 | 0 | 0 | 0 | 0 | 0 | 0 | 0 | 0 | 0 | 0 | 0 | 0 | 0 | 0 | 0 | 0 | 0 | 0 | 0 | 0 | 0 | 0 | 0 | 0 | 0 | 0 | 0 | 0
F6_Industrial_Primary Metals_Existing_Space Heating_Natural Gas_HVAC - Duct Repair and Sealing_A_Achievable Economic RVT Potential | F6 | Industrial | Primary Metals | Existing | Space Heating | Natural Gas | HVAC - Duct Repair and Sealing | A | Incremental Winter Peak Savings (MW) | Achievable Economic RVT Potential | 0 | 0 | 0 | 0 | 0 | 0 | 0 | 0 | 0 | 0 | 0 | 0 | 0 | 0 | 0 | 0 | 0 | 0 | 0 | 0 | 0 | 0 | 0 | 0 | 0 | 0 | 0 | 0 | 0 | 0 | 0
F7_Industrial_Primary Metals_Existing_Space Heating_Natural Gas_HVAC - Duct Repair and Sealing_A_Achievable Economic RVT Potential | F7 | Industrial | Primary Metals | Existing | Space Heating | Natural Gas | HVAC - Duct Repair and Sealing | A | Cumulative Energy Savings (MWh or mTherms) | Achievable Economic RVT Potential | 0 | 0 | 0 | 0 | 0 | 0 | 0 | 0 | 0 | 0 | 0 | 0 | 0 | 0 | 0 | 0 | 0 | 0 | 0 | 0 | 0 | 0 | 0 | 0 | 0 | 0 | 0 | 0 | 0 | 0 | 0
F8_Industrial_Primary Metals_Existing_Space Heating_Natural Gas_HVAC - Duct Repair and Sealing_A_Achievable Economic RVT Potential | F8 | Industrial | Primary Metals | Existing | Space Heating | Natural Gas | HVAC - Duct Repair and Sealing | A | Cumulative Summer Peak Savings (MW) | Achievable Economic RVT Potential | 0 | 0 | 0 | 0 | 0 | 0 | 0 | 0 | 0 | 0 | 0 | 0 | 0 | 0 | 0 | 0 | 0 | 0 | 0 | 0 | 0 | 0 | 0 | 0 | 0 | 0 | 0 | 0 | 0 | 0 | 0
F9_Industrial_Primary Metals_Existing_Space Heating_Natural Gas_HVAC - Duct Repair and Sealing_A_Achievable Economic RVT Potential | F9 | Industrial | Primary Metals | Existing | Space Heating | Natural Gas | HVAC - Duct Repair and Sealing | A | Cumulative Winter Peak Savings (MW) | Achievable Economic RVT Potential | 0 | 0 | 0 | 0 | 0 | 0 | 0 | 0 | 0 | 0 | 0 | 0 | 0 | 0 | 0 | 0 | 0 | 0 | 0 | 0 | 0 | 0 | 0 | 0 | 0 | 0 | 0 | 0 | 0 | 0 | 0
F10_Industrial_Primary Metals_Existing_Space Heating_Natural Gas_HVAC - Duct Repair and Sealing_A_Achievable Economic RVT Potential | F10 | Industrial | Primary Metals | Existing | Space Heating | Natural Gas | HVAC - Duct Repair and Sealing | A | Purchases (Incremental) | Achievable Economic RVT Potential | 0 | 0 | 0 | 0 | 0 | 0 | 0 | 0 | 0 | 0 | 0 | 0 | 0 | 0 | 0 | 0 | 0 | 0 | 0 | 0 | 0 | 0 | 0 | 0 | 0 | 0 | 0 | 0 | 0 | 0 | 0
F11_Industrial_Primary Metals_Existing_Space Heating_Natural Gas_HVAC - Duct Repair and Sealing_A_Achievable Economic RVT Potential | F11 | Industrial | Primary Metals | Existing | Space Heating | Natural Gas | HVAC - Duct Repair and Sealing | A | Purchases (Cumulative) | Achievable Economic RVT Potential | 0 | 0 | 0 | 0 | 0 | 0 | 0 | 0 | 0 | 0 | 0 | 0 | 0 | 0 | 0 | 0 | 0 | 0 | 0 | 0 | 0 | 0 | 0 | 0 | 0 | 0 | 0 | 0 | 0 | 0 | 0
F1_Industrial_Primary Metals_Existing_Space Heating_Natural Gas_Windows - High Efficiency_A_Achievable Economic RVT Potential | F1 | Industrial | Primary Metals | Existing | Space Heating | Natural Gas | Windows - High Efficiency | A | Integrated Unit Energy Savings (kWh or therms) | Achievable Economic RVT Potential | 0 | 0 | 0 | 0 | 0 | 0.0056615 | 0.0055845 | 0.0054784 | 0.0053461 | 0.0051885 | 0.0050072 | 0.004818 | 0.0046279 | 0.0044344 | 0.0042668 | 0.0041067 | 0.0039753 | 0.0038588 | 0.0037558 | 0.0036808 | 0.003612 | 0.0035518 | 0.0035023 | 0.0034629 | 0.0034273 | 0.0034008 | 0.0033786 | 0.0033581 | 0 | 0 | 0
F2_Industrial_Primary Metals_Existing_Space Heating_Natural Gas_Windows - High Efficiency_A_Achievable Economic RVT Potential | F2 | Industrial | Primary Metals | Existing | Space Heating | Natural Gas | Windows - High Efficiency | A | Integrated Unit Summer Peak Savings (kW) | Achievable Economic RVT Potential | 0 | 0 | 0 | 0 | 0 | 0 | 0 | 0 | 0 | 0 | 0 | 0 | 0 | 0 | 0 | 0 | 0 | 0 | 0 | 0 | 0 | 0 | 0 | 0 | 0 | 0 | 0 | 0 | 0 | 0 | 0
F3_Industrial_Primary Metals_Existing_Space Heating_Natural Gas_Windows - High Efficiency_A_Achievable Economic RVT Potential | F3 | Industrial | Primary Metals | Existing | Space Heating | Natural Gas | Windows - High Efficiency | A | Integrated Unit Winter Peak Savings (kW) | Achievable Economic RVT Potential | 0 | 0 | 0 | 0 | 0 | 0 | 0 | 0 | 0 | 0 | 0 | 0 | 0 | 0 | 0 | 0 | 0 | 0 | 0 | 0 | 0 | 0 | 0 | 0 | 0 | 0 | 0 | 0 | 0 | 0 | 0
F4_Industrial_Primary Metals_Existing_Space Heating_Natural Gas_Windows - High Efficiency_A_Achievable Economic RVT Potential | F4 | Industrial | Primary Metals | Existing | Space Heating | Natural Gas | Windows - High Efficiency | A | Incremental Energy Savings (MWh or mTherms) | Achievable Economic RVT Potential | 0 | 0 | 0 | 0 | 0 | 0 | 0 | 0 | 0 | 0 | 0 | 0 | 0 | 0 | 0 | 0 | 0 | 0 | 0 | 0 | 0 | 0 | 0 | 0 | 0 | 0 | 0 | 0 | 0 | 0 | 0
F5_Industrial_Primary Metals_Existing_Space Heating_Natural Gas_Windows - High Efficiency_A_Achievable Economic RVT Potential | F5 | Industrial | Primary Metals | Existing | Space Heating | Natural Gas | Windows - High Efficiency | A | Incremental Summer Peak Savings (MW) | Achievable Economic RVT Potential | 0 | 0 | 0 | 0 | 0 | 0 | 0 | 0 | 0 | 0 | 0 | 0 | 0 | 0 | 0 | 0 | 0 | 0 | 0 | 0 | 0 | 0 | 0 | 0 | 0 | 0 | 0 | 0 | 0 | 0 | 0
F6_Industrial_Primary Metals_Existing_Space Heating_Natural Gas_Windows - High Efficiency_A_Achievable Economic RVT Potential | F6 | Industrial | Primary Metals | Existing | Space Heating | Natural Gas | Windows - High Efficiency | A | Incremental Winter Peak Savings (MW) | Achievable Economic RVT Potential | 0 | 0 | 0 | 0 | 0 | 0 | 0 | 0 | 0 | 0 | 0 | 0 | 0 | 0 | 0 | 0 | 0 | 0 | 0 | 0 | 0 | 0 | 0 | 0 | 0 | 0 | 0 | 0 | 0 | 0 | 0
F7_Industrial_Primary Metals_Existing_Space Heating_Natural Gas_Windows - High Efficiency_A_Achievable Economic RVT Potential | F7 | Industrial | Primary Metals | Existing | Space Heating | Natural Gas | Windows - High Efficiency | A | Cumulative Energy Savings (MWh or mTherms) | Achievable Economic RVT Potential | 0 | 0 | 0 | 0 | 0 | 0 | 0 | 0 | 0 | 0 | 0 | 0 | 0 | 0 | 0 | 0 | 0 | 0 | 0 | 0 | 0 | 0 | 0 | 0 | 0 | 0 | 0 | 0 | 0 | 0 | 0
F8_Industrial_Primary Metals_Existing_Space Heating_Natural Gas_Windows - High Efficiency_A_Achievable Economic RVT Potential | F8 | Industrial | Primary Metals | Existing | Space Heating | Natural Gas | Windows - High Efficiency | A | Cumulative Summer Peak Savings (MW) | Achievable Economic RVT Potential | 0 | 0 | 0 | 0 | 0 | 0 | 0 | 0 | 0 | 0 | 0 | 0 | 0 | 0 | 0 | 0 | 0 | 0 | 0 | 0 | 0 | 0 | 0 | 0 | 0 | 0 | 0 | 0 | 0 | 0 | 0
F9_Industrial_Primary Metals_Existing_Space Heating_Natural Gas_Windows - High Efficiency_A_Achievable Economic RVT Potential | F9 | Industrial | Primary Metals | Existing | Space Heating | Natural Gas | Windows - High Efficiency | A | Cumulative Winter Peak Savings (MW) | Achievable Economic RVT Potential | 0 | 0 | 0 | 0 | 0 | 0 | 0 | 0 | 0 | 0 | 0 | 0 | 0 | 0 | 0 | 0 | 0 | 0 | 0 | 0 | 0 | 0 | 0 | 0 | 0 | 0 | 0 | 0 | 0 | 0 | 0
F10_Industrial_Primary Metals_Existing_Space Heating_Natural Gas_Windows - High Efficiency_A_Achievable Economic RVT Potential | F10 | Industrial | Primary Metals | Existing | Space Heating | Natural Gas | Windows - High Efficiency | A | Purchases (Incremental) | Achievable Economic RVT Potential | 0 | 0 | 0 | 0 | 0 | 0 | 0 | 0 | 0 | 0 | 0 | 0 | 0 | 0 | 0 | 0 | 0 | 0 | 0 | 0 | 0 | 0 | 0 | 0 | 0 | 0 | 0 | 0 | 0 | 0 | 0
F11_Industrial_Primary Metals_Existing_Space Heating_Natural Gas_Windows - High Efficiency_A_Achievable Economic RVT Potential | F11 | Industrial | Primary Metals | Existing | Space Heating | Natural Gas | Windows - High Efficiency | A | Purchases (Cumulative) | Achievable Economic RVT Potential | 0 | 0 | 0 | 0 | 0 | 0 | 0 | 0 | 0 | 0 | 0 | 0 | 0 | 0 | 0 | 0 | 0 | 0 | 0 | 0 | 0 | 0 | 0 | 0 | 0 | 0 | 0 | 0 | 0 | 0 | 0
F1_Industrial_Primary Metals_Existing_Space Heating_Natural Gas_Gas Boiler - Maintenance_A_Achievable Economic RVT Potential | F1 | Industrial | Primary Metals | Existing | Space Heating | Natural Gas | Gas Boiler - Maintenance | A | Integrated Unit Energy Savings (kWh or therms) | Achievable Economic RVT Potential | 0 | 0 | 0 | 0 | 0 | 28.8186 | 28.618 | 28.4137 | 28.2014 | 27.9806 | 27.7557 | 27.5239 | 27.285 | 27.0365 | 26.7641 | 26.5004 | 26.2335 | 25.9719 | 25.7152 | 25.4681 | 25.2317 | 24.9897 | 24.7704 | 24.5639 | 24.3621 | 24.1791 | 24.0228 | 23.8788 | 24.8946 | 24.7923 | 24.699
F2_Industrial_Primary Metals_Existing_Space Heating_Natural Gas_Gas Boiler - Maintenance_A_Achievable Economic RVT Potential | F2 | Industrial | Primary Metals | Existing | Space Heating | Natural Gas | Gas Boiler - Maintenance | A | Integrated Unit Summer Peak Savings (kW) | Achievable Economic RVT Potential | 0 | 0 | 0 | 0 | 0 | 0 | 0 | 0 | 0 | 0 | 0 | 0 | 0 | 0 | 0 | 0 | 0 | 0 | 0 | 0 | 0 | 0 | 0 | 0 | 0 | 0 | 0 | 0 | 0 | 0 | 0
F3_Industrial_Primary Metals_Existing_Space Heating_Natural Gas_Gas Boiler - Maintenance_A_Achievable Economic RVT Potential | F3 | Industrial | Primary Metals | Existing | Space Heating | Natural Gas | Gas Boiler - Maintenance | A | Integrated Unit Winter Peak Savings (kW) | Achievable Economic RVT Potential | 0 | 0 | 0 | 0 | 0 | 0 | 0 | 0 | 0 | 0 | 0 | 0 | 0 | 0 | 0 | 0 | 0 | 0 | 0 | 0 | 0 | 0 | 0 | 0 | 0 | 0 | 0 | 0 | 0 | 0 | 0
F4_Industrial_Primary Metals_Existing_Space Heating_Natural Gas_Gas Boiler - Maintenance_A_Achievable Economic RVT Potential | F4 | Industrial | Primary Metals | Existing | Space Heating | Natural Gas | Gas Boiler - Maintenance | A | Incremental Energy Savings (MWh or mTherms) | Achievable Economic RVT Potential | 0 | 0 | 0 | 0 | 0 | 0 | 0 | 0 | 0 | 0 | 0 | 0 | 0 | 0 | 0 | 0 | 0 | 0 | 0 | 0 | 0 | 0 | 0 | 0 | 0 | 0 | 0 | 0 | 0 | 0 | 0
F5_Industrial_Primary Metals_Existing_Space Heating_Natural Gas_Gas Boiler - Maintenance_A_Achievable Economic RVT Potential | F5 | Industrial | Primary Metals | Existing | Space Heating | Natural Gas | Gas Boiler - Maintenance | A | Incremental Summer Peak Savings (MW) | Achievable Economic RVT Potential | 0 | 0 | 0 | 0 | 0 | 0 | 0 | 0 | 0 | 0 | 0 | 0 | 0 | 0 | 0 | 0 | 0 | 0 | 0 | 0 | 0 | 0 | 0 | 0 | 0 | 0 | 0 | 0 | 0 | 0 | 0
F6_Industrial_Primary Metals_Existing_Space Heating_Natural Gas_Gas Boiler - Maintenance_A_Achievable Economic RVT Potential | F6 | Industrial | Primary Metals | Existing | Space Heating | Natural Gas | Gas Boiler - Maintenance | A | Incremental Winter Peak Savings (MW) | Achievable Economic RVT Potential | 0 | 0 | 0 | 0 | 0 | 0 | 0 | 0 | 0 | 0 | 0 | 0 | 0 | 0 | 0 | 0 | 0 | 0 | 0 | 0 | 0 | 0 | 0 | 0 | 0 | 0 | 0 | 0 | 0 | 0 | 0
F7_Industrial_Primary Metals_Existing_Space Heating_Natural Gas_Gas Boiler - Maintenance_A_Achievable Economic RVT Potential | F7 | Industrial | Primary Metals | Existing | Space Heating | Natural Gas | Gas Boiler - Maintenance | A | Cumulative Energy Savings (MWh or mTherms) | Achievable Economic RVT Potential | 0 | 0 | 0 | 0 | 0 | 0 | 0 | 0 | 0 | 0 | 0 | 0 | 0 | 0 | 0 | 0 | 0 | 0 | 0 | 0 | 0 | 0 | 0 | 0 | 0 | 0 | 0 | 0 | 0 | 0 | 0
F8_Industrial_Primary Metals_Existing_Space Heating_Natural Gas_Gas Boiler - Maintenance_A_Achievable Economic RVT Potential | F8 | Industrial | Primary Metals | Existing | Space Heating | Natural Gas | Gas Boiler - Maintenance | A | Cumulative Summer Peak Savings (MW) | Achievable Economic RVT Potential | 0 | 0 | 0 | 0 | 0 | 0 | 0 | 0 | 0 | 0 | 0 | 0 | 0 | 0 | 0 | 0 | 0 | 0 | 0 | 0 | 0 | 0 | 0 | 0 | 0 | 0 | 0 | 0 | 0 | 0 | 0
F9_Industrial_Primary Metals_Existing_Space Heating_Natural Gas_Gas Boiler - Maintenance_A_Achievable Economic RVT Potential | F9 | Industrial | Primary Metals | Existing | Space Heating | Natural Gas | Gas Boiler - Maintenance | A | Cumulative Winter Peak Savings (MW) | Achievable Economic RVT Potential | 0 | 0 | 0 | 0 | 0 | 0 | 0 | 0 | 0 | 0 | 0 | 0 | 0 | 0 | 0 | 0 | 0 | 0 | 0 | 0 | 0 | 0 | 0 | 0 | 0 | 0 | 0 | 0 | 0 | 0 | 0
F10_Industrial_Primary Metals_Existing_Space Heating_Natural Gas_Gas Boiler - Maintenance_A_Achievable Economic RVT Potential | F10 | Industrial | Primary Metals | Existing | Space Heating | Natural Gas | Gas Boiler - Maintenance | A | Purchases (Incremental) | Achievable Economic RVT Potential | 0 | 0 | 0 | 0 | 0 | 0 | 0 | 0 | 0 | 0 | 0 | 0 | 0 | 0 | 0 | 0 | 0 | 0 | 0 | 0 | 0 | 0 | 0 | 0 | 0 | 0 | 0 | 0 | 0 | 0 | 0
F11_Industrial_Primary Metals_Existing_Space Heating_Natural Gas_Gas Boiler - Maintenance_A_Achievable Economic RVT Potential | F11 | Industrial | Primary Metals | Existing | Space Heating | Natural Gas | Gas Boiler - Maintenance | A | Purchases (Cumulative) | Achievable Economic RVT Potential | 0 | 0 | 0 | 0 | 0 | 0 | 0 | 0 | 0 | 0 | 0 | 0 | 0 | 0 | 0 | 0 | 0 | 0 | 0 | 0 | 0 | 0 | 0 | 0 | 0 | 0 | 0 | 0 | 0 | 0 | 0
F1_Industrial_Primary Metals_Existing_Process_Natural Gas_Gas Boiler - Maintenance_A_Achievable Economic RVT Potential | F1 | Industrial | Primary Metals | Existing | Process | Natural Gas | Gas Boiler - Maintenance | A | Integrated Unit Energy Savings (kWh or therms) | Achievable Economic RVT Potential | 0 | 0 | 0 | 0 | 0 | 28.0317 | 28.0317 | 28.0317 | 28.0317 | 28.0317 | 28.0317 | 28.0317 | 28.0317 | 28.0317 | 28.0317 | 28.0317 | 28.0317 | 28.0317 | 28.0317 | 28.0317 | 28.0317 | 28.0317 | 28.0317 | 28.0317 | 28.0317 | 28.0317 | 28.0317 | 28.0317 | 28.0317 | 28.0317 | 28.0317
F2_Industrial_Primary Metals_Existing_Process_Natural Gas_Gas Boiler - Maintenance_A_Achievable Economic RVT Potential | F2 | Industrial | Primary Metals | Existing | Process | Natural Gas | Gas Boiler - Maintenance | A | Integrated Unit Summer Peak Savings (kW) | Achievable Economic RVT Potential | 0 | 0 | 0 | 0 | 0 | 0 | 0 | 0 | 0 | 0 | 0 | 0 | 0 | 0 | 0 | 0 | 0 | 0 | 0 | 0 | 0 | 0 | 0 | 0 | 0 | 0 | 0 | 0 | 0 | 0 | 0
F3_Industrial_Primary Metals_Existing_Process_Natural Gas_Gas Boiler - Maintenance_A_Achievable Economic RVT Potential | F3 | Industrial | Primary Metals | Existing | Process | Natural Gas | Gas Boiler - Maintenance | A | Integrated Unit Winter Peak Savings (kW) | Achievable Economic RVT Potential | 0 | 0 | 0 | 0 | 0 | 0 | 0 | 0 | 0 | 0 | 0 | 0 | 0 | 0 | 0 | 0 | 0 | 0 | 0 | 0 | 0 | 0 | 0 | 0 | 0 | 0 | 0 | 0 | 0 | 0 | 0
F4_Industrial_Primary Metals_Existing_Process_Natural Gas_Gas Boiler - Maintenance_A_Achievable Economic RVT Potential | F4 | Industrial | Primary Metals | Existing | Process | Natural Gas | Gas Boiler - Maintenance | A | Incremental Energy Savings (MWh or mTherms) | Achievable Economic RVT Potential | 0 | 0 | 0 | 0 | 0 | 0 | 0 | 0 | 0 | 0 | 0 | 0 | 0 | 0 | 0 | 0 | 0 | 0 | 0 | 0 | 0 | 0 | 0 | 0 | 0 | 0 | 0 | 0 | 0 | 0 | 0
F5_Industrial_Primary Metals_Existing_Process_Natural Gas_Gas Boiler - Maintenance_A_Achievable Economic RVT Potential | F5 | Industrial | Primary Metals | Existing | Process | Natural Gas | Gas Boiler - Maintenance | A | Incremental Summer Peak Savings (MW) | Achievable Economic RVT Potential | 0 | 0 | 0 | 0 | 0 | 0 | 0 | 0 | 0 | 0 | 0 | 0 | 0 | 0 | 0 | 0 | 0 | 0 | 0 | 0 | 0 | 0 | 0 | 0 | 0 | 0 | 0 | 0 | 0 | 0 | 0
F6_Industrial_Primary Metals_Existing_Process_Natural Gas_Gas Boiler - Maintenance_A_Achievable Economic RVT Potential | F6 | Industrial | Primary Metals | Existing | Process | Natural Gas | Gas Boiler - Maintenance | A | Incremental Winter Peak Savings (MW) | Achievable Economic RVT Potential | 0 | 0 | 0 | 0 | 0 | 0 | 0 | 0 | 0 | 0 | 0 | 0 | 0 | 0 | 0 | 0 | 0 | 0 | 0 | 0 | 0 | 0 | 0 | 0 | 0 | 0 | 0 | 0 | 0 | 0 | 0
F7_Industrial_Primary Metals_Existing_Process_Natural Gas_Gas Boiler - Maintenance_A_Achievable Economic RVT Potential | F7 | Industrial | Primary Metals | Existing | Process | Natural Gas | Gas Boiler - Maintenance | A | Cumulative Energy Savings (MWh or mTherms) | Achievable Economic RVT Potential | 0 | 0 | 0 | 0 | 0 | 0 | 0 | 0 | 0 | 0 | 0 | 0 | 0 | 0 | 0 | 0 | 0 | 0 | 0 | 0 | 0 | 0 | 0 | 0 | 0 | 0 | 0 | 0 | 0 | 0 | 0
F8_Industrial_Primary Metals_Existing_Process_Natural Gas_Gas Boiler - Maintenance_A_Achievable Economic RVT Potential | F8 | Industrial | Primary Metals | Existing | Process | Natural Gas | Gas Boiler - Maintenance | A | Cumulative Summer Peak Savings (MW) | Achievable Economic RVT Potential | 0 | 0 | 0 | 0 | 0 | 0 | 0 | 0 | 0 | 0 | 0 | 0 | 0 | 0 | 0 | 0 | 0 | 0 | 0 | 0 | 0 | 0 | 0 | 0 | 0 | 0 | 0 | 0 | 0 | 0 | 0
F9_Industrial_Primary Metals_Existing_Process_Natural Gas_Gas Boiler - Maintenance_A_Achievable Economic RVT Potential | F9 | Industrial | Primary Metals | Existing | Process | Natural Gas | Gas Boiler - Maintenance | A | Cumulative Winter Peak Savings (MW) | Achievable Economic RVT Potential | 0 | 0 | 0 | 0 | 0 | 0 | 0 | 0 | 0 | 0 | 0 | 0 | 0 | 0 | 0 | 0 | 0 | 0 | 0 | 0 | 0 | 0 | 0 | 0 | 0 | 0 | 0 | 0 | 0 | 0 | 0
F10_Industrial_Primary Metals_Existing_Process_Natural Gas_Gas Boiler - Maintenance_A_Achievable Economic RVT Potential | F10 | Industrial | Primary Metals | Existing | Process | Natural Gas | Gas Boiler - Maintenance | A | Purchases (Incremental) | Achievable Economic RVT Potential | 0 | 0 | 0 | 0 | 0 | 0 | 0 | 0 | 0 | 0 | 0 | 0 | 0 | 0 | 0 | 0 | 0 | 0 | 0 | 0 | 0 | 0 | 0 | 0 | 0 | 0 | 0 | 0 | 0 | 0 | 0
F11_Industrial_Primary Metals_Existing_Process_Natural Gas_Gas Boiler - Maintenance_A_Achievable Economic RVT Potential | F11 | Industrial | Primary Metals | Existing | Process | Natural Gas | Gas Boiler - Maintenance | A | Purchases (Cumulative) | Achievable Economic RVT Potential | 0 | 0 | 0 | 0 | 0 | 0 | 0 | 0 | 0 | 0 | 0 | 0 | 0 | 0 | 0 | 0 | 0 | 0 | 0 | 0 | 0 | 0 | 0 | 0 | 0 | 0 | 0 | 0 | 0 | 0 | 0
F1_Industrial_Primary Metals_Existing_Space Heating_Natural Gas_Gas Furnace - Maintenance_A_Achievable Economic RVT Potential | F1 | Industrial | Primary Metals | Existing | Space Heating | Natural Gas | Gas Furnace - Maintenance | A | Integrated Unit Energy Savings (kWh or therms) | Achievable Economic RVT Potential | 0 | 0 | 0 | 0 | 0 | 0.0091816 | 0.0090854 | 0.0089651 | 0.0088415 | 0.0087149 | 0.0085871 | 0.0084585 | 0.0083337 | 0.0082104 | 0.0080848 | 0.0079679 | 0.0078558 | 0.007749 | 0.0076471 | 0.0075491 | 0.0074543 | 0.0073605 | 0.00727 | 0.0071847 | 0.0071037 | 0.0070358 | 0.0069757 | 0.0069192 | 0.0073847 | 0.0073392 | 0.0072965
F2_Industrial_Primary Metals_Existing_Space Heating_Natural Gas_Gas Furnace - Maintenance_A_Achievable Economic RVT Potential | F2 | Industrial | Primary Metals | Existing | Space Heating | Natural Gas | Gas Furnace - Maintenance | A | Integrated Unit Summer Peak Savings (kW) | Achievable Economic RVT Potential | 0 | 0 | 0 | 0 | 0 | 0 | 0 | 0 | 0 | 0 | 0 | 0 | 0 | 0 | 0 | 0 | 0 | 0 | 0 | 0 | 0 | 0 | 0 | 0 | 0 | 0 | 0 | 0 | 0 | 0 | 0
F3_Industrial_Primary Metals_Existing_Space Heating_Natural Gas_Gas Furnace - Maintenance_A_Achievable Economic RVT Potential | F3 | Industrial | Primary Metals | Existing | Space Heating | Natural Gas | Gas Furnace - Maintenance | A | Integrated Unit Winter Peak Savings (kW) | Achievable Economic RVT Potential | 0 | 0 | 0 | 0 | 0 | 0 | 0 | 0 | 0 | 0 | 0 | 0 | 0 | 0 | 0 | 0 | 0 | 0 | 0 | 0 | 0 | 0 | 0 | 0 | 0 | 0 | 0 | 0 | 0 | 0 | 0
F4_Industrial_Primary Metals_Existing_Space Heating_Natural Gas_Gas Furnace - Maintenance_A_Achievable Economic RVT Potential | F4 | Industrial | Primary Metals | Existing | Space Heating | Natural Gas | Gas Furnace - Maintenance | A | Incremental Energy Savings (MWh or mTherms) | Achievable Economic RVT Potential | 0 | 0 | 0 | 0 | 0 | 0 | 0 | 0 | 0 | 0 | 0 | 0 | 0 | 0 | 0 | 0 | 0 | 0 | 0 | 0 | 0 | 0 | 0 | 0 | 0 | 0 | 0 | 0 | 0 | 0 | 0
F5_Industrial_Primary Metals_Existing_Space Heating_Natural Gas_Gas Furnace - Maintenance_A_Achievable Economic RVT Potential | F5 | Industrial | Primary Metals | Existing | Space Heating | Natural Gas | Gas Furnace - Maintenance | A | Incremental Summer Peak Savings (MW) | Achievable Economic RVT Potential | 0 | 0 | 0 | 0 | 0 | 0 | 0 | 0 | 0 | 0 | 0 | 0 | 0 | 0 | 0 | 0 | 0 | 0 | 0 | 0 | 0 | 0 | 0 | 0 | 0 | 0 | 0 | 0 | 0 | 0 | 0
F6_Industrial_Primary Metals_Existing_Space Heating_Natural Gas_Gas Furnace - Maintenance_A_Achievable Economic RVT Potential | F6 | Industrial | Primary Metals | Existing | Space Heating | Natural Gas | Gas Furnace - Maintenance | A | Incremental Winter Peak Savings (MW) | Achievable Economic RVT Potential | 0 | 0 | 0 | 0 | 0 | 0 | 0 | 0 | 0 | 0 | 0 | 0 | 0 | 0 | 0 | 0 | 0 | 0 | 0 | 0 | 0 | 0 | 0 | 0 | 0 | 0 | 0 | 0 | 0 | 0 | 0
F7_Industrial_Primary Metals_Existing_Space Heating_Natural Gas_Gas Furnace - Maintenance_A_Achievable Economic RVT Potential | F7 | Industrial | Primary Metals | Existing | Space Heating | Natural Gas | Gas Furnace - Maintenance | A | Cumulative Energy Savings (MWh or mTherms) | Achievable Economic RVT Potential | 0 | 0 | 0 | 0 | 0 | 0 | 0 | 0 | 0 | 0 | 0 | 0 | 0 | 0 | 0 | 0 | 0 | 0 | 0 | 0 | 0 | 0 | 0 | 0 | 0 | 0 | 0 | 0 | 0 | 0 | 0
F8_Industrial_Primary Metals_Existing_Space Heating_Natural Gas_Gas Furnace - Maintenance_A_Achievable Economic RVT Potential | F8 | Industrial | Primary Metals | Existing | Space Heating | Natural Gas | Gas Furnace - Maintenance | A | Cumulative Summer Peak Savings (MW) | Achievable Economic RVT Potential | 0 | 0 | 0 | 0 | 0 | 0 | 0 | 0 | 0 | 0 | 0 | 0 | 0 | 0 | 0 | 0 | 0 | 0 | 0 | 0 | 0 | 0 | 0 | 0 | 0 | 0 | 0 | 0 | 0 | 0 | 0
F9_Industrial_Primary Metals_Existing_Space Heating_Natural Gas_Gas Furnace - Maintenance_A_Achievable Economic RVT Potential | F9 | Industrial | Primary Metals | Existing | Space Heating | Natural Gas | Gas Furnace - Maintenance | A | Cumulative Winter Peak Savings (MW) | Achievable Economic RVT Potential | 0 | 0 | 0 | 0 | 0 | 0 | 0 | 0 | 0 | 0 | 0 | 0 | 0 | 0 | 0 | 0 | 0 | 0 | 0 | 0 | 0 | 0 | 0 | 0 | 0 | 0 | 0 | 0 | 0 | 0 | 0
F10_Industrial_Primary Metals_Existing_Space Heating_Natural Gas_Gas Furnace - Maintenance_A_Achievable Economic RVT Potential | F10 | Industrial | Primary Metals | Existing | Space Heating | Natural Gas | Gas Furnace - Maintenance | A | Purchases (Incremental) | Achievable Economic RVT Potential | 0 | 0 | 0 | 0 | 0 | 0 | 0 | 0 | 0 | 0 | 0 | 0 | 0 | 0 | 0 | 0 | 0 | 0 | 0 | 0 | 0 | 0 | 0 | 0 | 0 | 0 | 0 | 0 | 0 | 0 | 0
F11_Industrial_Primary Metals_Existing_Space Heating_Natural Gas_Gas Furnace - Maintenance_A_Achievable Economic RVT Potential | F11 | Industrial | Primary Metals | Existing | Space Heating | Natural Gas | Gas Furnace - Maintenance | A | Purchases (Cumulative) | Achievable Economic RVT Potential | 0 | 0 | 0 | 0 | 0 | 0 | 0 | 0 | 0 | 0 | 0 | 0 | 0 | 0 | 0 | 0 | 0 | 0 | 0 | 0 | 0 | 0 | 0 | 0 | 0 | 0 | 0 | 0 | 0 | 0 | 0
F1_Industrial_Primary Metals_Existing_Space Heating_Natural Gas_Gas Boiler - Hot Water Reset_A_Achievable Economic RVT Potential | F1 | Industrial | Primary Metals | Existing | Space Heating | Natural Gas | Gas Boiler - Hot Water Reset | A | Integrated Unit Energy Savings (kWh or therms) | Achievable Economic RVT Potential | 0 | 0 | 0 | 0 | 0 | 104.6813 | 103.841 | 102.9887 | 102.1108 | 101.2045 | 100.2789 | 99.3368 | 98.3724 | 97.3641 | 96.29 | 95.2362 | 94.1836 | 93.1462 | 92.1232 | 91.1499 | 90.2093 | 89.2511 | 88.3758 | 87.5481 | 86.739 | 86.0821 | 85.5207 | 85.0039 | 90.5257 | 90.1539 | 89.8145
F2_Industrial_Primary Metals_Existing_Space Heating_Natural Gas_Gas Boiler - Hot Water Reset_A_Achievable Economic RVT Potential | F2 | Industrial | Primary Metals | Existing | Space Heating | Natural Gas | Gas Boiler - Hot Water Reset | A | Integrated Unit Summer Peak Savings (kW) | Achievable Economic RVT Potential | 0 | 0 | 0 | 0 | 0 | 0 | 0 | 0 | 0 | 0 | 0 | 0 | 0 | 0 | 0 | 0 | 0 | 0 | 0 | 0 | 0 | 0 | 0 | 0 | 0 | 0 | 0 | 0 | 0 | 0 | 0
F3_Industrial_Primary Metals_Existing_Space Heating_Natural Gas_Gas Boiler - Hot Water Reset_A_Achievable Economic RVT Potential | F3 | Industrial | Primary Metals | Existing | Space Heating | Natural Gas | Gas Boiler - Hot Water Reset | A | Integrated Unit Winter Peak Savings (kW) | Achievable Economic RVT Potential | 0 | 0 | 0 | 0 | 0 | 0 | 0 | 0 | 0 | 0 | 0 | 0 | 0 | 0 | 0 | 0 | 0 | 0 | 0 | 0 | 0 | 0 | 0 | 0 | 0 | 0 | 0 | 0 | 0 | 0 | 0
F4_Industrial_Primary Metals_Existing_Space Heating_Natural Gas_Gas Boiler - Hot Water Reset_A_Achievable Economic RVT Potential | F4 | Industrial | Primary Metals | Existing | Space Heating | Natural Gas | Gas Boiler - Hot Water Reset | A | Incremental Energy Savings (MWh or mTherms) | Achievable Economic RVT Potential | 0 | 0 | 0 | 0 | 0 | 0 | 0 | 0 | 0 | 0 | 0 | 0 | 0 | 0 | 0 | 0 | 0 | 0 | 0 | 0 | 0 | 0 | 0 | 0 | 0 | 0 | 0 | 0 | 0 | 0 | 0
F5_Industrial_Primary Metals_Existing_Space Heating_Natural Gas_Gas Boiler - Hot Water Reset_A_Achievable Economic RVT Potential | F5 | Industrial | Primary Metals | Existing | Space Heating | Natural Gas | Gas Boiler - Hot Water Reset | A | Incremental Summer Peak Savings (MW) | Achievable Economic RVT Potential | 0 | 0 | 0 | 0 | 0 | 0 | 0 | 0 | 0 | 0 | 0 | 0 | 0 | 0 | 0 | 0 | 0 | 0 | 0 | 0 | 0 | 0 | 0 | 0 | 0 | 0 | 0 | 0 | 0 | 0 | 0
F6_Industrial_Primary Metals_Existing_Space Heating_Natural Gas_Gas Boiler - Hot Water Reset_A_Achievable Economic RVT Potential | F6 | Industrial | Primary Metals | Existing | Space Heating | Natural Gas | Gas Boiler - Hot Water Reset | A | Incremental Winter Peak Savings (MW) | Achievable Economic RVT Potential | 0 | 0 | 0 | 0 | 0 | 0 | 0 | 0 | 0 | 0 | 0 | 0 | 0 | 0 | 0 | 0 | 0 | 0 | 0 | 0 | 0 | 0 | 0 | 0 | 0 | 0 | 0 | 0 | 0 | 0 | 0
F7_Industrial_Primary Metals_Existing_Space Heating_Natural Gas_Gas Boiler - Hot Water Reset_A_Achievable Economic RVT Potential | F7 | Industrial | Primary Metals | Existing | Space Heating | Natural Gas | Gas Boiler - Hot Water Reset | A | Cumulative Energy Savings (MWh or mTherms) | Achievable Economic RVT Potential | 0 | 0 | 0 | 0 | 0 | 0 | 0 | 0 | 0 | 0 | 0 | 0 | 0 | 0 | 0 | 0 | 0 | 0 | 0 | 0 | 0 | 0 | 0 | 0 | 0 | 0 | 0 | 0 | 0 | 0 | 0
F8_Industrial_Primary Metals_Existing_Space Heating_Natural Gas_Gas Boiler - Hot Water Reset_A_Achievable Economic RVT Potential | F8 | Industrial | Primary Metals | Existing | Space Heating | Natural Gas | Gas Boiler - Hot Water Reset | A | Cumulative Summer Peak Savings (MW) | Achievable Economic RVT Potential | 0 | 0 | 0 | 0 | 0 | 0 | 0 | 0 | 0 | 0 | 0 | 0 | 0 | 0 | 0 | 0 | 0 | 0 | 0 | 0 | 0 | 0 | 0 | 0 | 0 | 0 | 0 | 0 | 0 | 0 | 0
F9_Industrial_Primary Metals_Existing_Space Heating_Natural Gas_Gas Boiler - Hot Water Reset_A_Achievable Economic RVT Potential | F9 | Industrial | Primary Metals | Existing | Space Heating | Natural Gas | Gas Boiler - Hot Water Reset | A | Cumulative Winter Peak Savings (MW) | Achievable Economic RVT Potential | 0 | 0 | 0 | 0 | 0 | 0 | 0 | 0 | 0 | 0 | 0 | 0 | 0 | 0 | 0 | 0 | 0 | 0 | 0 | 0 | 0 | 0 | 0 | 0 | 0 | 0 | 0 | 0 | 0 | 0 | 0
F10_Industrial_Primary Metals_Existing_Space Heating_Natural Gas_Gas Boiler - Hot Water Reset_A_Achievable Economic RVT Potential | F10 | Industrial | Primary Metals | Existing | Space Heating | Natural Gas | Gas Boiler - Hot Water Reset | A | Purchases (Incremental) | Achievable Economic RVT Potential | 0 | 0 | 0 | 0 | 0 | 0 | 0 | 0 | 0 | 0 | 0 | 0 | 0 | 0 | 0 | 0 | 0 | 0 | 0 | 0 | 0 | 0 | 0 | 0 | 0 | 0 | 0 | 0 | 0 | 0 | 0
F11_Industrial_Primary Metals_Existing_Space Heating_Natural Gas_Gas Boiler - Hot Water Reset_A_Achievable Economic RVT Potential | F11 | Industrial | Primary Metals | Existing | Space Heating | Natural Gas | Gas Boiler - Hot Water Reset | A | Purchases (Cumulative) | Achievable Economic RVT Potential | 0 | 0 | 0 | 0 | 0 | 0 | 0 | 0 | 0 | 0 | 0 | 0 | 0 | 0 | 0 | 0 | 0 | 0 | 0 | 0 | 0 | 0 | 0 | 0 | 0 | 0 | 0 | 0 | 0 | 0 | 0
F1_Industrial_Primary Metals_Existing_Process_Natural Gas_Gas Boiler - Hot Water Reset_A_Achievable Economic RVT Potential | F1 | Industrial | Primary Metals | Existing | Process | Natural Gas | Gas Boiler - Hot Water Reset | A | Integrated Unit Energy Savings (kWh or therms) | Achievable Economic RVT Potential | 0 | 0 | 0 | 0 | 0 | 50.8655 | 50.7651 | 50.6643 | 50.5654 | 50.4668 | 50.3673 | 50.2826 | 50.2063 | 50.1258 | 50.0657 | 49.9981 | 49.9425 | 49.8843 | 49.8238 | 49.776 | 49.7232 | 49.6758 | 49.6286 | 49.5816 | 49.5348 | 49.5306 | 49.5268 | 49.5234 | 50.9667 | 50.9667 | 50.9667
F2_Industrial_Primary Metals_Existing_Process_Natural Gas_Gas Boiler - Hot Water Reset_A_Achievable Economic RVT Potential | F2 | Industrial | Primary Metals | Existing | Process | Natural Gas | Gas Boiler - Hot Water Reset | A | Integrated Unit Summer Peak Savings (kW) | Achievable Economic RVT Potential | 0 | 0 | 0 | 0 | 0 | 0 | 0 | 0 | 0 | 0 | 0 | 0 | 0 | 0 | 0 | 0 | 0 | 0 | 0 | 0 | 0 | 0 | 0 | 0 | 0 | 0 | 0 | 0 | 0 | 0 | 0
F3_Industrial_Primary Metals_Existing_Process_Natural Gas_Gas Boiler - Hot Water Reset_A_Achievable Economic RVT Potential | F3 | Industrial | Primary Metals | Existing | Process | Natural Gas | Gas Boiler - Hot Water Reset | A | Integrated Unit Winter Peak Savings (kW) | Achievable Economic RVT Potential | 0 | 0 | 0 | 0 | 0 | 0 | 0 | 0 | 0 | 0 | 0 | 0 | 0 | 0 | 0 | 0 | 0 | 0 | 0 | 0 | 0 | 0 | 0 | 0 | 0 | 0 | 0 | 0 | 0 | 0 | 0
F4_Industrial_Primary Metals_Existing_Process_Natural Gas_Gas Boiler - Hot Water Reset_A_Achievable Economic RVT Potential | F4 | Industrial | Primary Metals | Existing | Process | Natural Gas | Gas Boiler - Hot Water Reset | A | Incremental Energy Savings (MWh or mTherms) | Achievable Economic RVT Potential | 0 | 0 | 0 | 0 | 0 | 0 | 0 | 0 | 0 | 0 | 0 | 0 | 0 | 0 | 0 | 0 | 0 | 0 | 0 | 0 | 0 | 0 | 0 | 0 | 0 | 0 | 0 | 0 | 0 | 0 | 0
F5_Industrial_Primary Metals_Existing_Process_Natural Gas_Gas Boiler - Hot Water Reset_A_Achievable Economic RVT Potential | F5 | Industrial | Primary Metals | Existing | Process | Natural Gas | Gas Boiler - Hot Water Reset | A | Incremental Summer Peak Savings (MW) | Achievable Economic RVT Potential | 0 | 0 | 0 | 0 | 0 | 0 | 0 | 0 | 0 | 0 | 0 | 0 | 0 | 0 | 0 | 0 | 0 | 0 | 0 | 0 | 0 | 0 | 0 | 0 | 0 | 0 | 0 | 0 | 0 | 0 | 0
F6_Industrial_Primary Metals_Existing_Process_Natural Gas_Gas Boiler - Hot Water Reset_A_Achievable Economic RVT Potential | F6 | Industrial | Primary Metals | Existing | Process | Natural Gas | Gas Boiler - Hot Water Reset | A | Incremental Winter Peak Savings (MW) | Achievable Economic RVT Potential | 0 | 0 | 0 | 0 | 0 | 0 | 0 | 0 | 0 | 0 | 0 | 0 | 0 | 0 | 0 | 0 | 0 | 0 | 0 | 0 | 0 | 0 | 0 | 0 | 0 | 0 | 0 | 0 | 0 | 0 | 0
F7_Industrial_Primary Metals_Existing_Process_Natural Gas_Gas Boiler - Hot Water Reset_A_Achievable Economic RVT Potential | F7 | Industrial | Primary Metals | Existing | Process | Natural Gas | Gas Boiler - Hot Water Reset | A | Cumulative Energy Savings (MWh or mTherms) | Achievable Economic RVT Potential | 0 | 0 | 0 | 0 | 0 | 0 | 0 | 0 | 0 | 0 | 0 | 0 | 0 | 0 | 0 | 0 | 0 | 0 | 0 | 0 | 0 | 0 | 0 | 0 | 0 | 0 | 0 | 0 | 0 | 0 | 0
F8_Industrial_Primary Metals_Existing_Process_Natural Gas_Gas Boiler - Hot Water Reset_A_Achievable Economic RVT Potential | F8 | Industrial | Primary Metals | Existing | Process | Natural Gas | Gas Boiler - Hot Water Reset | A | Cumulative Summer Peak Savings (MW) | Achievable Economic RVT Potential | 0 | 0 | 0 | 0 | 0 | 0 | 0 | 0 | 0 | 0 | 0 | 0 | 0 | 0 | 0 | 0 | 0 | 0 | 0 | 0 | 0 | 0 | 0 | 0 | 0 | 0 | 0 | 0 | 0 | 0 | 0
F9_Industrial_Primary Metals_Existing_Process_Natural Gas_Gas Boiler - Hot Water Reset_A_Achievable Economic RVT Potential | F9 | Industrial | Primary Metals | Existing | Process | Natural Gas | Gas Boiler - Hot Water Reset | A | Cumulative Winter Peak Savings (MW) | Achievable Economic RVT Potential | 0 | 0 | 0 | 0 | 0 | 0 | 0 | 0 | 0 | 0 | 0 | 0 | 0 | 0 | 0 | 0 | 0 | 0 | 0 | 0 | 0 | 0 | 0 | 0 | 0 | 0 | 0 | 0 | 0 | 0 | 0
F10_Industrial_Primary Metals_Existing_Process_Natural Gas_Gas Boiler - Hot Water Reset_A_Achievable Economic RVT Potential | F10 | Industrial | Primary Metals | Existing | Process | Natural Gas | Gas Boiler - Hot Water Reset | A | Purchases (Incremental) | Achievable Economic RVT Potential | 0 | 0 | 0 | 0 | 0 | 0 | 0 | 0 | 0 | 0 | 0 | 0 | 0 | 0 | 0 | 0 | 0 | 0 | 0 | 0 | 0 | 0 | 0 | 0 | 0 | 0 | 0 | 0 | 0 | 0 | 0
F11_Industrial_Primary Metals_Existing_Process_Natural Gas_Gas Boiler - Hot Water Reset_A_Achievable Economic RVT Potential | F11 | Industrial | Primary Metals | Existing | Process | Natural Gas | Gas Boiler - Hot Water Reset | A | Purchases (Cumulative) | Achievable Economic RVT Potential | 0 | 0 | 0 | 0 | 0 | 0 | 0 | 0 | 0 | 0 | 0 | 0 | 0 | 0 | 0 | 0 | 0 | 0 | 0 | 0 | 0 | 0 | 0 | 0 | 0 | 0 | 0 | 0 | 0 | 0 | 0
F1_Industrial_Primary Metals_Existing_Space Heating_Natural Gas_Steam Trap Maintenance_A_Achievable Economic RVT Potential | F1 | Industrial | Primary Metals | Existing | Space Heating | Natural Gas | Steam Trap Maintenance | A | Integrated Unit Energy Savings (kWh or therms) | Achievable Economic RVT Potential | 0 | 0 | 0 | 0 | 0 | 37.0127 | 36.7464 | 36.4757 | 36.1951 | 35.9039 | 35.6074 | 35.303 | 34.9902 | 34.6646 | 34.31 | 33.966 | 33.619 | 33.2786 | 32.9443 | 32.6234 | 32.3159 | 32.0015 | 31.7163 | 31.4477 | 31.1852 | 30.9506 | 30.7502 | 30.5657 | 31.9808 | 31.8495 | 31.7296
F2_Industrial_Primary Metals_Existing_Space Heating_Natural Gas_Steam Trap Maintenance_A_Achievable Economic RVT Potential | F2 | Industrial | Primary Metals | Existing | Space Heating | Natural Gas | Steam Trap Maintenance | A | Integrated Unit Summer Peak Savings (kW) | Achievable Economic RVT Potential | 0 | 0 | 0 | 0 | 0 | 0 | 0 | 0 | 0 | 0 | 0 | 0 | 0 | 0 | 0 | 0 | 0 | 0 | 0 | 0 | 0 | 0 | 0 | 0 | 0 | 0 | 0 | 0 | 0 | 0 | 0
F3_Industrial_Primary Metals_Existing_Space Heating_Natural Gas_Steam Trap Maintenance_A_Achievable Economic RVT Potential | F3 | Industrial | Primary Metals | Existing | Space Heating | Natural Gas | Steam Trap Maintenance | A | Integrated Unit Winter Peak Savings (kW) | Achievable Economic RVT Potential | 0 | 0 | 0 | 0 | 0 | 0 | 0 | 0 | 0 | 0 | 0 | 0 | 0 | 0 | 0 | 0 | 0 | 0 | 0 | 0 | 0 | 0 | 0 | 0 | 0 | 0 | 0 | 0 | 0 | 0 | 0
F4_Industrial_Primary Metals_Existing_Space Heating_Natural Gas_Steam Trap Maintenance_A_Achievable Economic RVT Potential | F4 | Industrial | Primary Metals | Existing | Space Heating | Natural Gas | Steam Trap Maintenance | A | Incremental Energy Savings (MWh or mTherms) | Achievable Economic RVT Potential | 0 | 0 | 0 | 0 | 0 | 0 | 0 | 0 | 0 | 0 | 0 | 0 | 0 | 0 | 0 | 0 | 0 | 0 | 0 | 0 | 0 | 0 | 0 | 0 | 0 | 0 | 0 | 0 | 0 | 0 | 0
F5_Industrial_Primary Metals_Existing_Space Heating_Natural Gas_Steam Trap Maintenance_A_Achievable Economic RVT Potential | F5 | Industrial | Primary Metals | Existing | Space Heating | Natural Gas | Steam Trap Maintenance | A | Incremental Summer Peak Savings (MW) | Achievable Economic RVT Potential | 0 | 0 | 0 | 0 | 0 | 0 | 0 | 0 | 0 | 0 | 0 | 0 | 0 | 0 | 0 | 0 | 0 | 0 | 0 | 0 | 0 | 0 | 0 | 0 | 0 | 0 | 0 | 0 | 0 | 0 | 0
F6_Industrial_Primary Metals_Existing_Space Heating_Natural Gas_Steam Trap Maintenance_A_Achievable Economic RVT Potential | F6 | Industrial | Primary Metals | Existing | Space Heating | Natural Gas | Steam Trap Maintenance | A | Incremental Winter Peak Savings (MW) | Achievable Economic RVT Potential | 0 | 0 | 0 | 0 | 0 | 0 | 0 | 0 | 0 | 0 | 0 | 0 | 0 | 0 | 0 | 0 | 0 | 0 | 0 | 0 | 0 | 0 | 0 | 0 | 0 | 0 | 0 | 0 | 0 | 0 | 0
F7_Industrial_Primary Metals_Existing_Space Heating_Natural Gas_Steam Trap Maintenance_A_Achievable Economic RVT Potential | F7 | Industrial | Primary Metals | Existing | Space Heating | Natural Gas | Steam Trap Maintenance | A | Cumulative Energy Savings (MWh or mTherms) | Achievable Economic RVT Potential | 0 | 0 | 0 | 0 | 0 | 0 | 0 | 0 | 0 | 0 | 0 | 0 | 0 | 0 | 0 | 0 | 0 | 0 | 0 | 0 | 0 | 0 | 0 | 0 | 0 | 0 | 0 | 0 | 0 | 0 | 0
F8_Industrial_Primary Metals_Existing_Space Heating_Natural Gas_Steam Trap Maintenance_A_Achievable Economic RVT Potential | F8 | Industrial | Primary Metals | Existing | Space Heating | Natural Gas | Steam Trap Maintenance | A | Cumulative Summer Peak Savings (MW) | Achievable Economic RVT Potential | 0 | 0 | 0 | 0 | 0 | 0 | 0 | 0 | 0 | 0 | 0 | 0 | 0 | 0 | 0 | 0 | 0 | 0 | 0 | 0 | 0 | 0 | 0 | 0 | 0 | 0 | 0 | 0 | 0 | 0 | 0
F9_Industrial_Primary Metals_Existing_Space Heating_Natural Gas_Steam Trap Maintenance_A_Achievable Economic RVT Potential | F9 | Industrial | Primary Metals | Existing | Space Heating | Natural Gas | Steam Trap Maintenance | A | Cumulative Winter Peak Savings (MW) | Achievable Economic RVT Potential | 0 | 0 | 0 | 0 | 0 | 0 | 0 | 0 | 0 | 0 | 0 | 0 | 0 | 0 | 0 | 0 | 0 | 0 | 0 | 0 | 0 | 0 | 0 | 0 | 0 | 0 | 0 | 0 | 0 | 0 | 0
F10_Industrial_Primary Metals_Existing_Space Heating_Natural Gas_Steam Trap Maintenance_A_Achievable Economic RVT Potential | F10 | Industrial | Primary Metals | Existing | Space Heating | Natural Gas | Steam Trap Maintenance | A | Purchases (Incremental) | Achievable Economic RVT Potential | 0 | 0 | 0 | 0 | 0 | 0 | 0 | 0 | 0 | 0 | 0 | 0 | 0 | 0 | 0 | 0 | 0 | 0 | 0 | 0 | 0 | 0 | 0 | 0 | 0 | 0 | 0 | 0 | 0 | 0 | 0
F11_Industrial_Primary Metals_Existing_Space Heating_Natural Gas_Steam Trap Maintenance_A_Achievable Economic RVT Potential | F11 | Industrial | Primary Metals | Existing | Space Heating | Natural Gas | Steam Trap Maintenance | A | Purchases (Cumulative) | Achievable Economic RVT Potential | 0 | 0 | 0 | 0 | 0 | 0 | 0 | 0 | 0 | 0 | 0 | 0 | 0 | 0 | 0 | 0 | 0 | 0 | 0 | 0 | 0 | 0 | 0 | 0 | 0 | 0 | 0 | 0 | 0 | 0 | 0
F1_Industrial_Primary Metals_Existing_Process_Natural Gas_Steam Trap Maintenance_A_Achievable Economic RVT Potential | F1 | Industrial | Primary Metals | Existing | Process | Natural Gas | Steam Trap Maintenance | A | Integrated Unit Energy Savings (kWh or therms) | Achievable Economic RVT Potential | 0 | 0 | 0 | 0 | 0 | 35.9697 | 35.929 | 35.8883 | 35.8484 | 35.8087 | 35.7702 | 35.7409 | 35.7173 | 35.6942 | 35.6807 | 35.6657 | 35.6563 | 35.647 | 35.6377 | 35.6333 | 35.6279 | 35.6263 | 35.6248 | 35.6235 | 35.6222 | 35.6211 | 35.62 | 35.6191 | 36.0109 | 36.0109 | 36.0109
F2_Industrial_Primary Metals_Existing_Process_Natural Gas_Steam Trap Maintenance_A_Achievable Economic RVT Potential | F2 | Industrial | Primary Metals | Existing | Process | Natural Gas | Steam Trap Maintenance | A | Integrated Unit Summer Peak Savings (kW) | Achievable Economic RVT Potential | 0 | 0 | 0 | 0 | 0 | 0 | 0 | 0 | 0 | 0 | 0 | 0 | 0 | 0 | 0 | 0 | 0 | 0 | 0 | 0 | 0 | 0 | 0 | 0 | 0 | 0 | 0 | 0 | 0 | 0 | 0
F3_Industrial_Primary Metals_Existing_Process_Natural Gas_Steam Trap Maintenance_A_Achievable Economic RVT Potential | F3 | Industrial | Primary Metals | Existing | Process | Natural Gas | Steam Trap Maintenance | A | Integrated Unit Winter Peak Savings (kW) | Achievable Economic RVT Potential | 0 | 0 | 0 | 0 | 0 | 0 | 0 | 0 | 0 | 0 | 0 | 0 | 0 | 0 | 0 | 0 | 0 | 0 | 0 | 0 | 0 | 0 | 0 | 0 | 0 | 0 | 0 | 0 | 0 | 0 | 0
F4_Industrial_Primary Metals_Existing_Process_Natural Gas_Steam Trap Maintenance_A_Achievable Economic RVT Potential | F4 | Industrial | Primary Metals | Existing | Process | Natural Gas | Steam Trap Maintenance | A | Incremental Energy Savings (MWh or mTherms) | Achievable Economic RVT Potential | 0 | 0 | 0 | 0 | 0 | 0 | 0 | 0 | 0 | 0 | 0 | 0 | 0 | 0 | 0 | 0 | 0 | 0 | 0 | 0 | 0 | 0 | 0 | 0 | 0 | 0 | 0 | 0 | 0 | 0 | 0
F5_Industrial_Primary Metals_Existing_Process_Natural Gas_Steam Trap Maintenance_A_Achievable Economic RVT Potential | F5 | Industrial | Primary Metals | Existing | Process | Natural Gas | Steam Trap Maintenance | A | Incremental Summer Peak Savings (MW) | Achievable Economic RVT Potential | 0 | 0 | 0 | 0 | 0 | 0 | 0 | 0 | 0 | 0 | 0 | 0 | 0 | 0 | 0 | 0 | 0 | 0 | 0 | 0 | 0 | 0 | 0 | 0 | 0 | 0 | 0 | 0 | 0 | 0 | 0
F6_Industrial_Primary Metals_Existing_Process_Natural Gas_Steam Trap Maintenance_A_Achievable Economic RVT Potential | F6 | Industrial | Primary Metals | Existing | Process | Natural Gas | Steam Trap Maintenance | A | Incremental Winter Peak Savings (MW) | Achievable Economic RVT Potential | 0 | 0 | 0 | 0 | 0 | 0 | 0 | 0 | 0 | 0 | 0 | 0 | 0 | 0 | 0 | 0 | 0 | 0 | 0 | 0 | 0 | 0 | 0 | 0 | 0 | 0 | 0 | 0 | 0 | 0 | 0
F7_Industrial_Primary Metals_Existing_Process_Natural Gas_Steam Trap Maintenance_A_Achievable Economic RVT Potential | F7 | Industrial | Primary Metals | Existing | Process | Natural Gas | Steam Trap Maintenance | A | Cumulative Energy Savings (MWh or mTherms) | Achievable Economic RVT Potential | 0 | 0 | 0 | 0 | 0 | 0 | 0 | 0 | 0 | 0 | 0 | 0 | 0 | 0 | 0 | 0 | 0 | 0 | 0 | 0 | 0 | 0 | 0 | 0 | 0 | 0 | 0 | 0 | 0 | 0 | 0
F8_Industrial_Primary Metals_Existing_Process_Natural Gas_Steam Trap Maintenance_A_Achievable Economic RVT Potential | F8 | Industrial | Primary Metals | Existing | Process | Natural Gas | Steam Trap Maintenance | A | Cumulative Summer Peak Savings (MW) | Achievable Economic RVT Potential | 0 | 0 | 0 | 0 | 0 | 0 | 0 | 0 | 0 | 0 | 0 | 0 | 0 | 0 | 0 | 0 | 0 | 0 | 0 | 0 | 0 | 0 | 0 | 0 | 0 | 0 | 0 | 0 | 0 | 0 | 0
F9_Industrial_Primary Metals_Existing_Process_Natural Gas_Steam Trap Maintenance_A_Achievable Economic RVT Potential | F9 | Industrial | Primary Metals | Existing | Process | Natural Gas | Steam Trap Maintenance | A | Cumulative Winter Peak Savings (MW) | Achievable Economic RVT Potential | 0 | 0 | 0 | 0 | 0 | 0 | 0 | 0 | 0 | 0 | 0 | 0 | 0 | 0 | 0 | 0 | 0 | 0 | 0 | 0 | 0 | 0 | 0 | 0 | 0 | 0 | 0 | 0 | 0 | 0 | 0
F10_Industrial_Primary Metals_Existing_Process_Natural Gas_Steam Trap Maintenance_A_Achievable Economic RVT Potential | F10 | Industrial | Primary Metals | Existing | Process | Natural Gas | Steam Trap Maintenance | A | Purchases (Incremental) | Achievable Economic RVT Potential | 0 | 0 | 0 | 0 | 0 | 0 | 0 | 0 | 0 | 0 | 0 | 0 | 0 | 0 | 0 | 0 | 0 | 0 | 0 | 0 | 0 | 0 | 0 | 0 | 0 | 0 | 0 | 0 | 0 | 0 | 0
F11_Industrial_Primary Metals_Existing_Process_Natural Gas_Steam Trap Maintenance_A_Achievable Economic RVT Potential | F11 | Industrial | Primary Metals | Existing | Process | Natural Gas | Steam Trap Maintenance | A | Purchases (Cumulative) | Achievable Economic RVT Potential | 0 | 0 | 0 | 0 | 0 | 0 | 0 | 0 | 0 | 0 | 0 | 0 | 0 | 0 | 0 | 0 | 0 | 0 | 0 | 0 | 0 | 0 | 0 | 0 | 0 | 0 | 0 | 0 | 0 | 0 | 0
F1_Industrial_Primary Metals_Existing_Space Heating_Natural Gas_Gas Boiler - High Turndown_A_Achievable Economic RVT Potential | F1 | Industrial | Primary Metals | Existing | Space Heating | Natural Gas | Gas Boiler - High Turndown | A | Integrated Unit Energy Savings (kWh or therms) | Achievable Economic RVT Potential | 0 | 0 | 0 | 0 | 0 | 39.0915 | 38.4884 | 37.7325 | 36.8089 | 35.7238 | 34.4857 | 33.2008 | 31.9106 | 30.5962 | 29.4652 | 28.3837 | 27.4982 | 26.7037 | 25.9921 | 25.4688 | 24.9854 | 24.5579 | 24.1959 | 23.9016 | 23.626 | 23.4175 | 23.243 | 23.0828 | 33.9471 | 33.8077 | 33.6804
F2_Industrial_Primary Metals_Existing_Space Heating_Natural Gas_Gas Boiler - High Turndown_A_Achievable Economic RVT Potential | F2 | Industrial | Primary Metals | Existing | Space Heating | Natural Gas | Gas Boiler - High Turndown | A | Integrated Unit Summer Peak Savings (kW) | Achievable Economic RVT Potential | 0 | 0 | 0 | 0 | 0 | 0 | 0 | 0 | 0 | 0 | 0 | 0 | 0 | 0 | 0 | 0 | 0 | 0 | 0 | 0 | 0 | 0 | 0 | 0 | 0 | 0 | 0 | 0 | 0 | 0 | 0
F3_Industrial_Primary Metals_Existing_Space Heating_Natural Gas_Gas Boiler - High Turndown_A_Achievable Economic RVT Potential | F3 | Industrial | Primary Metals | Existing | Space Heating | Natural Gas | Gas Boiler - High Turndown | A | Integrated Unit Winter Peak Savings (kW) | Achievable Economic RVT Potential | 0 | 0 | 0 | 0 | 0 | 0 | 0 | 0 | 0 | 0 | 0 | 0 | 0 | 0 | 0 | 0 | 0 | 0 | 0 | 0 | 0 | 0 | 0 | 0 | 0 | 0 | 0 | 0 | 0 | 0 | 0
F4_Industrial_Primary Metals_Existing_Space Heating_Natural Gas_Gas Boiler - High Turndown_A_Achievable Economic RVT Potential | F4 | Industrial | Primary Metals | Existing | Space Heating | Natural Gas | Gas Boiler - High Turndown | A | Incremental Energy Savings (MWh or mTherms) | Achievable Economic RVT Potential | 0 | 0 | 0 | 0 | 0 | 0 | 0 | 0 | 0 | 0 | 0 | 0 | 0 | 0 | 0 | 0 | 0 | 0 | 0 | 0 | 0 | 0 | 0 | 0 | 0 | 0 | 0 | 0 | 0 | 0 | 0
F5_Industrial_Primary Metals_Existing_Space Heating_Natural Gas_Gas Boiler - High Turndown_A_Achievable Economic RVT Potential | F5 | Industrial | Primary Metals | Existing | Space Heating | Natural Gas | Gas Boiler - High Turndown | A | Incremental Summer Peak Savings (MW) | Achievable Economic RVT Potential | 0 | 0 | 0 | 0 | 0 | 0 | 0 | 0 | 0 | 0 | 0 | 0 | 0 | 0 | 0 | 0 | 0 | 0 | 0 | 0 | 0 | 0 | 0 | 0 | 0 | 0 | 0 | 0 | 0 | 0 | 0
F6_Industrial_Primary Metals_Existing_Space Heating_Natural Gas_Gas Boiler - High Turndown_A_Achievable Economic RVT Potential | F6 | Industrial | Primary Metals | Existing | Space Heating | Natural Gas | Gas Boiler - High Turndown | A | Incremental Winter Peak Savings (MW) | Achievable Economic RVT Potential | 0 | 0 | 0 | 0 | 0 | 0 | 0 | 0 | 0 | 0 | 0 | 0 | 0 | 0 | 0 | 0 | 0 | 0 | 0 | 0 | 0 | 0 | 0 | 0 | 0 | 0 | 0 | 0 | 0 | 0 | 0
F7_Industrial_Primary Metals_Existing_Space Heating_Natural Gas_Gas Boiler - High Turndown_A_Achievable Economic RVT Potential | F7 | Industrial | Primary Metals | Existing | Space Heating | Natural Gas | Gas Boiler - High Turndown | A | Cumulative Energy Savings (MWh or mTherms) | Achievable Economic RVT Potential | 0 | 0 | 0 | 0 | 0 | 0 | 0 | 0 | 0 | 0 | 0 | 0 | 0 | 0 | 0 | 0 | 0 | 0 | 0 | 0 | 0 | 0 | 0 | 0 | 0 | 0 | 0 | 0 | 0 | 0 | 0
F8_Industrial_Primary Metals_Existing_Space Heating_Natural Gas_Gas Boiler - High Turndown_A_Achievable Economic RVT Potential | F8 | Industrial | Primary Metals | Existing | Space Heating | Natural Gas | Gas Boiler - High Turndown | A | Cumulative Summer Peak Savings (MW) | Achievable Economic RVT Potential | 0 | 0 | 0 | 0 | 0 | 0 | 0 | 0 | 0 | 0 | 0 | 0 | 0 | 0 | 0 | 0 | 0 | 0 | 0 | 0 | 0 | 0 | 0 | 0 | 0 | 0 | 0 | 0 | 0 | 0 | 0
F9_Industrial_Primary Metals_Existing_Space Heating_Natural Gas_Gas Boiler - High Turndown_A_Achievable Economic RVT Potential | F9 | Industrial | Primary Metals | Existing | Space Heating | Natural Gas | Gas Boiler - High Turndown | A | Cumulative Winter Peak Savings (MW) | Achievable Economic RVT Potential | 0 | 0 | 0 | 0 | 0 | 0 | 0 | 0 | 0 | 0 | 0 | 0 | 0 | 0 | 0 | 0 | 0 | 0 | 0 | 0 | 0 | 0 | 0 | 0 | 0 | 0 | 0 | 0 | 0 | 0 | 0
F10_Industrial_Primary Metals_Existing_Space Heating_Natural Gas_Gas Boiler - High Turndown_A_Achievable Economic RVT Potential | F10 | Industrial | Primary Metals | Existing | Space Heating | Natural Gas | Gas Boiler - High Turndown | A | Purchases (Incremental) | Achievable Economic RVT Potential | 0 | 0 | 0 | 0 | 0 | 0 | 0 | 0 | 0 | 0 | 0 | 0 | 0 | 0 | 0 | 0 | 0 | 0 | 0 | 0 | 0 | 0 | 0 | 0 | 0 | 0 | 0 | 0 | 0 | 0 | 0
F11_Industrial_Primary Metals_Existing_Space Heating_Natural Gas_Gas Boiler - High Turndown_A_Achievable Economic RVT Potential | F11 | Industrial | Primary Metals | Existing | Space Heating | Natural Gas | Gas Boiler - High Turndown | A | Purchases (Cumulative) | Achievable Economic RVT Potential | 0 | 0 | 0 | 0 | 0 | 0 | 0 | 0 | 0 | 0 | 0 | 0 | 0 | 0 | 0 | 0 | 0 | 0 | 0 | 0 | 0 | 0 | 0 | 0 | 0 | 0 | 0 | 0 | 0 | 0 | 0
F1_Industrial_Primary Metals_Existing_Process_Natural Gas_Gas Boiler - High Turndown_A_Achievable Economic RVT Potential | F1 | Industrial | Primary Metals | Existing | Process | Natural Gas | Gas Boiler - High Turndown | A | Integrated Unit Energy Savings (kWh or therms) | Achievable Economic RVT Potential | 0 | 0 | 0 | 0 | 0 | 38.1386 | 38.0525 | 37.9655 | 37.8796 | 37.7936 | 37.7055 | 37.6287 | 37.5581 | 37.4833 | 37.4265 | 37.3633 | 37.3114 | 37.2577 | 37.2021 | 37.158 | 37.1095 | 37.0651 | 37.0208 | 36.9767 | 36.9329 | 36.9291 | 36.9257 | 36.9226 | 38.225 | 38.225 | 38.225
F2_Industrial_Primary Metals_Existing_Process_Natural Gas_Gas Boiler - High Turndown_A_Achievable Economic RVT Potential | F2 | Industrial | Primary Metals | Existing | Process | Natural Gas | Gas Boiler - High Turndown | A | Integrated Unit Summer Peak Savings (kW) | Achievable Economic RVT Potential | 0 | 0 | 0 | 0 | 0 | 0 | 0 | 0 | 0 | 0 | 0 | 0 | 0 | 0 | 0 | 0 | 0 | 0 | 0 | 0 | 0 | 0 | 0 | 0 | 0 | 0 | 0 | 0 | 0 | 0 | 0
F3_Industrial_Primary Metals_Existing_Process_Natural Gas_Gas Boiler - High Turndown_A_Achievable Economic RVT Potential | F3 | Industrial | Primary Metals | Existing | Process | Natural Gas | Gas Boiler - High Turndown | A | Integrated Unit Winter Peak Savings (kW) | Achievable Economic RVT Potential | 0 | 0 | 0 | 0 | 0 | 0 | 0 | 0 | 0 | 0 | 0 | 0 | 0 | 0 | 0 | 0 | 0 | 0 | 0 | 0 | 0 | 0 | 0 | 0 | 0 | 0 | 0 | 0 | 0 | 0 | 0
F4_Industrial_Primary Metals_Existing_Process_Natural Gas_Gas Boiler - High Turndown_A_Achievable Economic RVT Potential | F4 | Industrial | Primary Metals | Existing | Process | Natural Gas | Gas Boiler - High Turndown | A | Incremental Energy Savings (MWh or mTherms) | Achievable Economic RVT Potential | 0 | 0 | 0 | 0 | 0 | 0 | 0 | 0 | 0 | 0 | 0 | 0 | 0 | 0 | 0 | 0 | 0 | 0 | 0 | 0 | 0 | 0 | 0 | 0 | 0 | 0 | 0 | 0 | 0 | 0 | 0
F5_Industrial_Primary Metals_Existing_Process_Natural Gas_Gas Boiler - High Turndown_A_Achievable Economic RVT Potential | F5 | Industrial | Primary Metals | Existing | Process | Natural Gas | Gas Boiler - High Turndown | A | Incremental Summer Peak Savings (MW) | Achievable Economic RVT Potential | 0 | 0 | 0 | 0 | 0 | 0 | 0 | 0 | 0 | 0 | 0 | 0 | 0 | 0 | 0 | 0 | 0 | 0 | 0 | 0 | 0 | 0 | 0 | 0 | 0 | 0 | 0 | 0 | 0 | 0 | 0
F6_Industrial_Primary Metals_Existing_Process_Natural Gas_Gas Boiler - High Turndown_A_Achievable Economic RVT Potential | F6 | Industrial | Primary Metals | Existing | Process | Natural Gas | Gas Boiler - High Turndown | A | Incremental Winter Peak Savings (MW) | Achievable Economic RVT Potential | 0 | 0 | 0 | 0 | 0 | 0 | 0 | 0 | 0 | 0 | 0 | 0 | 0 | 0 | 0 | 0 | 0 | 0 | 0 | 0 | 0 | 0 | 0 | 0 | 0 | 0 | 0 | 0 | 0 | 0 | 0
F7_Industrial_Primary Metals_Existing_Process_Natural Gas_Gas Boiler - High Turndown_A_Achievable Economic RVT Potential | F7 | Industrial | Primary Metals | Existing | Process | Natural Gas | Gas Boiler - High Turndown | A | Cumulative Energy Savings (MWh or mTherms) | Achievable Economic RVT Potential | 0 | 0 | 0 | 0 | 0 | 0 | 0 | 0 | 0 | 0 | 0 | 0 | 0 | 0 | 0 | 0 | 0 | 0 | 0 | 0 | 0 | 0 | 0 | 0 | 0 | 0 | 0 | 0 | 0 | 0 | 0
F8_Industrial_Primary Metals_Existing_Process_Natural Gas_Gas Boiler - High Turndown_A_Achievable Economic RVT Potential | F8 | Industrial | Primary Metals | Existing | Process | Natural Gas | Gas Boiler - High Turndown | A | Cumulative Summer Peak Savings (MW) | Achievable Economic RVT Potential | 0 | 0 | 0 | 0 | 0 | 0 | 0 | 0 | 0 | 0 | 0 | 0 | 0 | 0 | 0 | 0 | 0 | 0 | 0 | 0 | 0 | 0 | 0 | 0 | 0 | 0 | 0 | 0 | 0 | 0 | 0
F9_Industrial_Primary Metals_Existing_Process_Natural Gas_Gas Boiler - High Turndown_A_Achievable Economic RVT Potential | F9 | Industrial | Primary Metals | Existing | Process | Natural Gas | Gas Boiler - High Turndown | A | Cumulative Winter Peak Savings (MW) | Achievable Economic RVT Potential | 0 | 0 | 0 | 0 | 0 | 0 | 0 | 0 | 0 | 0 | 0 | 0 | 0 | 0 | 0 | 0 | 0 | 0 | 0 | 0 | 0 | 0 | 0 | 0 | 0 | 0 | 0 | 0 | 0 | 0 | 0
F10_Industrial_Primary Metals_Existing_Process_Natural Gas_Gas Boiler - High Turndown_A_Achievable Economic RVT Potential | F10 | Industrial | Primary Metals | Existing | Process | Natural Gas | Gas Boiler - High Turndown | A | Purchases (Incremental) | Achievable Economic RVT Potential | 0 | 0 | 0 | 0 | 0 | 0 | 0 | 0 | 0 | 0 | 0 | 0 | 0 | 0 | 0 | 0 | 0 | 0 | 0 | 0 | 0 | 0 | 0 | 0 | 0 | 0 | 0 | 0 | 0 | 0 | 0
F11_Industrial_Primary Metals_Existing_Process_Natural Gas_Gas Boiler - High Turndown_A_Achievable Economic RVT Potential | F11 | Industrial | Primary Metals | Existing | Process | Natural Gas | Gas Boiler - High Turndown | A | Purchases (Cumulative) | Achievable Economic RVT Potential | 0 | 0 | 0 | 0 | 0 | 0 | 0 | 0 | 0 | 0 | 0 | 0 | 0 | 0 | 0 | 0 | 0 | 0 | 0 | 0 | 0 | 0 | 0 | 0 | 0 | 0 | 0 | 0 | 0 | 0 | 0
F1_Industrial_Primary Metals_Existing_Space Heating_Natural Gas_Gas Boiler - Burner Control Optimization_A_Achievable Economic RVT Potential | F1 | Industrial | Primary Metals | Existing | Space Heating | Natural Gas | Gas Boiler - Burner Control Optimization | A | Integrated Unit Energy Savings (kWh or therms) | Achievable Economic RVT Potential | 0 | 0 | 0 | 0 | 0 | 11.3361 | 11.1607 | 10.941 | 10.6728 | 10.3577 | 9.9983 | 9.6255 | 9.2512 | 8.8699 | 8.542 | 8.2283 | 7.9715 | 7.7411 | 7.5347 | 7.383 | 7.2428 | 7.1189 | 7.0139 | 6.9287 | 6.8487 | 6.7883 | 6.7377 | 6.6913 | 9.8447 | 9.8042 | 9.7673
F2_Industrial_Primary Metals_Existing_Space Heating_Natural Gas_Gas Boiler - Burner Control Optimization_A_Achievable Economic RVT Potential | F2 | Industrial | Primary Metals | Existing | Space Heating | Natural Gas | Gas Boiler - Burner Control Optimization | A | Integrated Unit Summer Peak Savings (kW) | Achievable Economic RVT Potential | 0 | 0 | 0 | 0 | 0 | 0 | 0 | 0 | 0 | 0 | 0 | 0 | 0 | 0 | 0 | 0 | 0 | 0 | 0 | 0 | 0 | 0 | 0 | 0 | 0 | 0 | 0 | 0 | 0 | 0 | 0
F3_Industrial_Primary Metals_Existing_Space Heating_Natural Gas_Gas Boiler - Burner Control Optimization_A_Achievable Economic RVT Potential | F3 | Industrial | Primary Metals | Existing | Space Heating | Natural Gas | Gas Boiler - Burner Control Optimization | A | Integrated Unit Winter Peak Savings (kW) | Achievable Economic RVT Potential | 0 | 0 | 0 | 0 | 0 | 0 | 0 | 0 | 0 | 0 | 0 | 0 | 0 | 0 | 0 | 0 | 0 | 0 | 0 | 0 | 0 | 0 | 0 | 0 | 0 | 0 | 0 | 0 | 0 | 0 | 0
F4_Industrial_Primary Metals_Existing_Space Heating_Natural Gas_Gas Boiler - Burner Control Optimization_A_Achievable Economic RVT Potential | F4 | Industrial | Primary Metals | Existing | Space Heating | Natural Gas | Gas Boiler - Burner Control Optimization | A | Incremental Energy Savings (MWh or mTherms) | Achievable Economic RVT Potential | 0 | 0 | 0 | 0 | 0 | 0 | 0 | 0 | 0 | 0 | 0 | 0 | 0 | 0 | 0 | 0 | 0 | 0 | 0 | 0 | 0 | 0 | 0 | 0 | 0 | 0 | 0 | 0 | 0 | 0 | 0
F5_Industrial_Primary Metals_Existing_Space Heating_Natural Gas_Gas Boiler - Burner Control Optimization_A_Achievable Economic RVT Potential | F5 | Industrial | Primary Metals | Existing | Space Heating | Natural Gas | Gas Boiler - Burner Control Optimization | A | Incremental Summer Peak Savings (MW) | Achievable Economic RVT Potential | 0 | 0 | 0 | 0 | 0 | 0 | 0 | 0 | 0 | 0 | 0 | 0 | 0 | 0 | 0 | 0 | 0 | 0 | 0 | 0 | 0 | 0 | 0 | 0 | 0 | 0 | 0 | 0 | 0 | 0 | 0
F6_Industrial_Primary Metals_Existing_Space Heating_Natural Gas_Gas Boiler - Burner Control Optimization_A_Achievable Economic RVT Potential | F6 | Industrial | Primary Metals | Existing | Space Heating | Natural Gas | Gas Boiler - Burner Control Optimization | A | Incremental Winter Peak Savings (MW) | Achievable Economic RVT Potential | 0 | 0 | 0 | 0 | 0 | 0 | 0 | 0 | 0 | 0 | 0 | 0 | 0 | 0 | 0 | 0 | 0 | 0 | 0 | 0 | 0 | 0 | 0 | 0 | 0 | 0 | 0 | 0 | 0 | 0 | 0
F7_Industrial_Primary Metals_Existing_Space Heating_Natural Gas_Gas Boiler - Burner Control Optimization_A_Achievable Economic RVT Potential | F7 | Industrial | Primary Metals | Existing | Space Heating | Natural Gas | Gas Boiler - Burner Control Optimization | A | Cumulative Energy Savings (MWh or mTherms) | Achievable Economic RVT Potential | 0 | 0 | 0 | 0 | 0 | 0 | 0 | 0 | 0 | 0 | 0 | 0 | 0 | 0 | 0 | 0 | 0 | 0 | 0 | 0 | 0 | 0 | 0 | 0 | 0 | 0 | 0 | 0 | 0 | 0 | 0
F8_Industrial_Primary Metals_Existing_Space Heating_Natural Gas_Gas Boiler - Burner Control Optimization_A_Achievable Economic RVT Potential | F8 | Industrial | Primary Metals | Existing | Space Heating | Natural Gas | Gas Boiler - Burner Control Optimization | A | Cumulative Summer Peak Savings (MW) | Achievable Economic RVT Potential | 0 | 0 | 0 | 0 | 0 | 0 | 0 | 0 | 0 | 0 | 0 | 0 | 0 | 0 | 0 | 0 | 0 | 0 | 0 | 0 | 0 | 0 | 0 | 0 | 0 | 0 | 0 | 0 | 0 | 0 | 0
F9_Industrial_Primary Metals_Existing_Space Heating_Natural Gas_Gas Boiler - Burner Control Optimization_A_Achievable Economic RVT Potential | F9 | Industrial | Primary Metals | Existing | Space Heating | Natural Gas | Gas Boiler - Burner Control Optimization | A | Cumulative Winter Peak Savings (MW) | Achievable Economic RVT Potential | 0 | 0 | 0 | 0 | 0 | 0 | 0 | 0 | 0 | 0 | 0 | 0 | 0 | 0 | 0 | 0 | 0 | 0 | 0 | 0 | 0 | 0 | 0 | 0 | 0 | 0 | 0 | 0 | 0 | 0 | 0
F10_Industrial_Primary Metals_Existing_Space Heating_Natural Gas_Gas Boiler - Burner Control Optimization_A_Achievable Economic RVT Potential | F10 | Industrial | Primary Metals | Existing | Space Heating | Natural Gas | Gas Boiler - Burner Control Optimization | A | Purchases (Incremental) | Achievable Economic RVT Potential | 0 | 0 | 0 | 0 | 0 | 0 | 0 | 0 | 0 | 0 | 0 | 0 | 0 | 0 | 0 | 0 | 0 | 0 | 0 | 0 | 0 | 0 | 0 | 0 | 0 | 0 | 0 | 0 | 0 | 0 | 0
F11_Industrial_Primary Metals_Existing_Space Heating_Natural Gas_Gas Boiler - Burner Control Optimization_A_Achievable Economic RVT Potential | F11 | Industrial | Primary Metals | Existing | Space Heating | Natural Gas | Gas Boiler - Burner Control Optimization | A | Purchases (Cumulative) | Achievable Economic RVT Potential | 0 | 0 | 0 | 0 | 0 | 0 | 0 | 0 | 0 | 0 | 0 | 0 | 0 | 0 | 0 | 0 | 0 | 0 | 0 | 0 | 0 | 0 | 0 | 0 | 0 | 0 | 0 | 0 | 0 | 0 | 0
F1_Industrial_Primary Metals_Existing_Process_Natural Gas_Gas Boiler - Burner Control Optimization_A_Achievable Economic RVT Potential | F1 | Industrial | Primary Metals | Existing | Process | Natural Gas | Gas Boiler - Burner Control Optimization | A | Integrated Unit Energy Savings (kWh or therms) | Achievable Economic RVT Potential | 0 | 0 | 0 | 0 | 0 | 11.0596 | 11.034 | 11.0081 | 10.9826 | 10.957 | 10.9309 | 10.9082 | 10.8873 | 10.8653 | 10.8486 | 10.8301 | 10.8149 | 10.7992 | 10.7829 | 10.7701 | 10.7559 | 10.743 | 10.7302 | 10.7174 | 10.7046 | 10.7035 | 10.7025 | 10.7016 | 11.0853 | 11.0853 | 11.0853
F2_Industrial_Primary Metals_Existing_Process_Natural Gas_Gas Boiler - Burner Control Optimization_A_Achievable Economic RVT Potential | F2 | Industrial | Primary Metals | Existing | Process | Natural Gas | Gas Boiler - Burner Control Optimization | A | Integrated Unit Summer Peak Savings (kW) | Achievable Economic RVT Potential | 0 | 0 | 0 | 0 | 0 | 0 | 0 | 0 | 0 | 0 | 0 | 0 | 0 | 0 | 0 | 0 | 0 | 0 | 0 | 0 | 0 | 0 | 0 | 0 | 0 | 0 | 0 | 0 | 0 | 0 | 0
F3_Industrial_Primary Metals_Existing_Process_Natural Gas_Gas Boiler - Burner Control Optimization_A_Achievable Economic RVT Potential | F3 | Industrial | Primary Metals | Existing | Process | Natural Gas | Gas Boiler - Burner Control Optimization | A | Integrated Unit Winter Peak Savings (kW) | Achievable Economic RVT Potential | 0 | 0 | 0 | 0 | 0 | 0 | 0 | 0 | 0 | 0 | 0 | 0 | 0 | 0 | 0 | 0 | 0 | 0 | 0 | 0 | 0 | 0 | 0 | 0 | 0 | 0 | 0 | 0 | 0 | 0 | 0
F4_Industrial_Primary Metals_Existing_Process_Natural Gas_Gas Boiler - Burner Control Optimization_A_Achievable Economic RVT Potential | F4 | Industrial | Primary Metals | Existing | Process | Natural Gas | Gas Boiler - Burner Control Optimization | A | Incremental Energy Savings (MWh or mTherms) | Achievable Economic RVT Potential | 0 | 0 | 0 | 0 | 0 | 0 | 0 | 0 | 0 | 0 | 0 | 0 | 0 | 0 | 0 | 0 | 0 | 0 | 0 | 0 | 0 | 0 | 0 | 0 | 0 | 0 | 0 | 0 | 0 | 0 | 0
F5_Industrial_Primary Metals_Existing_Process_Natural Gas_Gas Boiler - Burner Control Optimization_A_Achievable Economic RVT Potential | F5 | Industrial | Primary Metals | Existing | Process | Natural Gas | Gas Boiler - Burner Control Optimization | A | Incremental Summer Peak Savings (MW) | Achievable Economic RVT Potential | 0 | 0 | 0 | 0 | 0 | 0 | 0 | 0 | 0 | 0 | 0 | 0 | 0 | 0 | 0 | 0 | 0 | 0 | 0 | 0 | 0 | 0 | 0 | 0 | 0 | 0 | 0 | 0 | 0 | 0 | 0
F6_Industrial_Primary Metals_Existing_Process_Natural Gas_Gas Boiler - Burner Control Optimization_A_Achievable Economic RVT Potential | F6 | Industrial | Primary Metals | Existing | Process | Natural Gas | Gas Boiler - Burner Control Optimization | A | Incremental Winter Peak Savings (MW) | Achievable Economic RVT Potential | 0 | 0 | 0 | 0 | 0 | 0 | 0 | 0 | 0 | 0 | 0 | 0 | 0 | 0 | 0 | 0 | 0 | 0 | 0 | 0 | 0 | 0 | 0 | 0 | 0 | 0 | 0 | 0 | 0 | 0 | 0
F7_Industrial_Primary Metals_Existing_Process_Natural Gas_Gas Boiler - Burner Control Optimization_A_Achievable Economic RVT Potential | F7 | Industrial | Primary Metals | Existing | Process | Natural Gas | Gas Boiler - Burner Control Optimization | A | Cumulative Energy Savings (MWh or mTherms) | Achievable Economic RVT Potential | 0 | 0 | 0 | 0 | 0 | 0 | 0 | 0 | 0 | 0 | 0 | 0 | 0 | 0 | 0 | 0 | 0 | 0 | 0 | 0 | 0 | 0 | 0 | 0 | 0 | 0 | 0 | 0 | 0 | 0 | 0
F8_Industrial_Primary Metals_Existing_Process_Natural Gas_Gas Boiler - Burner Control Optimization_A_Achievable Economic RVT Potential | F8 | Industrial | Primary Metals | Existing | Process | Natural Gas | Gas Boiler - Burner Control Optimization | A | Cumulative Summer Peak Savings (MW) | Achievable Economic RVT Potential | 0 | 0 | 0 | 0 | 0 | 0 | 0 | 0 | 0 | 0 | 0 | 0 | 0 | 0 | 0 | 0 | 0 | 0 | 0 | 0 | 0 | 0 | 0 | 0 | 0 | 0 | 0 | 0 | 0 | 0 | 0
F9_Industrial_Primary Metals_Existing_Process_Natural Gas_Gas Boiler - Burner Control Optimization_A_Achievable Economic RVT Potential | F9 | Industrial | Primary Metals | Existing | Process | Natural Gas | Gas Boiler - Burner Control Optimization | A | Cumulative Winter Peak Savings (MW) | Achievable Economic RVT Potential | 0 | 0 | 0 | 0 | 0 | 0 | 0 | 0 | 0 | 0 | 0 | 0 | 0 | 0 | 0 | 0 | 0 | 0 | 0 | 0 | 0 | 0 | 0 | 0 | 0 | 0 | 0 | 0 | 0 | 0 | 0
F10_Industrial_Primary Metals_Existing_Process_Natural Gas_Gas Boiler - Burner Control Optimization_A_Achievable Economic RVT Potential | F10 | Industrial | Primary Metals | Existing | Process | Natural Gas | Gas Boiler - Burner Control Optimization | A | Purchases (Incremental) | Achievable Economic RVT Potential | 0 | 0 | 0 | 0 | 0 | 0 | 0 | 0 | 0 | 0 | 0 | 0 | 0 | 0 | 0 | 0 | 0 | 0 | 0 | 0 | 0 | 0 | 0 | 0 | 0 | 0 | 0 | 0 | 0 | 0 | 0
F11_Industrial_Primary Metals_Existing_Process_Natural Gas_Gas Boiler - Burner Control Optimization_A_Achievable Economic RVT Potential | F11 | Industrial | Primary Metals | Existing | Process | Natural Gas | Gas Boiler - Burner Control Optimization | A | Purchases (Cumulative) | Achievable Economic RVT Potential | 0 | 0 | 0 | 0 | 0 | 0 | 0 | 0 | 0 | 0 | 0 | 0 | 0 | 0 | 0 | 0 | 0 | 0 | 0 | 0 | 0 | 0 | 0 | 0 | 0 | 0 | 0 | 0 | 0 | 0 | 0
F1_Industrial_Primary Metals_Existing_Space Heating_Natural Gas_HVAC - Demand Controlled Ventilation_A_Achievable Economic RVT Potential | F1 | Industrial | Primary Metals | Existing | Space Heating | Natural Gas | HVAC - Demand Controlled Ventilation | A | Integrated Unit Energy Savings (kWh or therms) | Achievable Economic RVT Potential | 0 | 0 | 0 | 0 | 0 | 0.045647 | 0.045157 | 0.044538 | 0.043891 | 0.043213 | 0.042508 | 0.041776 | 0.04104 | 0.04028 | 0.039496 | 0.038731 | 0.037989 | 0.037272 | 0.036589 | 0.035965 | 0.035378 | 0.03483 | 0.034329 | 0.033878 | 0.033463 | 0.033138 | 0.03285 | 0.03258 | 0.036718 | 0.036492 | 0.03628
F2_Industrial_Primary Metals_Existing_Space Heating_Natural Gas_HVAC - Demand Controlled Ventilation_A_Achievable Economic RVT Potential | F2 | Industrial | Primary Metals | Existing | Space Heating | Natural Gas | HVAC - Demand Controlled Ventilation | A | Integrated Unit Summer Peak Savings (kW) | Achievable Economic RVT Potential | 0 | 0 | 0 | 0 | 0 | 0 | 0 | 0 | 0 | 0 | 0 | 0 | 0 | 0 | 0 | 0 | 0 | 0 | 0 | 0 | 0 | 0 | 0 | 0 | 0 | 0 | 0 | 0 | 0 | 0 | 0
F3_Industrial_Primary Metals_Existing_Space Heating_Natural Gas_HVAC - Demand Controlled Ventilation_A_Achievable Economic RVT Potential | F3 | Industrial | Primary Metals | Existing | Space Heating | Natural Gas | HVAC - Demand Controlled Ventilation | A | Integrated Unit Winter Peak Savings (kW) | Achievable Economic RVT Potential | 0 | 0 | 0 | 0 | 0 | 0 | 0 | 0 | 0 | 0 | 0 | 0 | 0 | 0 | 0 | 0 | 0 | 0 | 0 | 0 | 0 | 0 | 0 | 0 | 0 | 0 | 0 | 0 | 0 | 0 | 0
F4_Industrial_Primary Metals_Existing_Space Heating_Natural Gas_HVAC - Demand Controlled Ventilation_A_Achievable Economic RVT Potential | F4 | Industrial | Primary Metals | Existing | Space Heating | Natural Gas | HVAC - Demand Controlled Ventilation | A | Incremental Energy Savings (MWh or mTherms) | Achievable Economic RVT Potential | 0 | 0 | 0 | 0 | 0 | 0 | 0 | 0 | 0 | 0 | 0 | 0 | 0 | 0 | 0 | 0 | 0 | 0 | 0 | 0 | 0 | 0 | 0 | 0 | 0 | 0 | 0 | 0 | 0 | 0 | 0
F5_Industrial_Primary Metals_Existing_Space Heating_Natural Gas_HVAC - Demand Controlled Ventilation_A_Achievable Economic RVT Potential | F5 | Industrial | Primary Metals | Existing | Space Heating | Natural Gas | HVAC - Demand Controlled Ventilation | A | Incremental Summer Peak Savings (MW) | Achievable Economic RVT Potential | 0 | 0 | 0 | 0 | 0 | 0 | 0 | 0 | 0 | 0 | 0 | 0 | 0 | 0 | 0 | 0 | 0 | 0 | 0 | 0 | 0 | 0 | 0 | 0 | 0 | 0 | 0 | 0 | 0 | 0 | 0
F6_Industrial_Primary Metals_Existing_Space Heating_Natural Gas_HVAC - Demand Controlled Ventilation_A_Achievable Economic RVT Potential | F6 | Industrial | Primary Metals | Existing | Space Heating | Natural Gas | HVAC - Demand Controlled Ventilation | A | Incremental Winter Peak Savings (MW) | Achievable Economic RVT Potential | 0 | 0 | 0 | 0 | 0 | 0 | 0 | 0 | 0 | 0 | 0 | 0 | 0 | 0 | 0 | 0 | 0 | 0 | 0 | 0 | 0 | 0 | 0 | 0 | 0 | 0 | 0 | 0 | 0 | 0 | 0
F7_Industrial_Primary Metals_Existing_Space Heating_Natural Gas_HVAC - Demand Controlled Ventilation_A_Achievable Economic RVT Potential | F7 | Industrial | Primary Metals | Existing | Space Heating | Natural Gas | HVAC - Demand Controlled Ventilation | A | Cumulative Energy Savings (MWh or mTherms) | Achievable Economic RVT Potential | 0 | 0 | 0 | 0 | 0 | 0 | 0 | 0 | 0 | 0 | 0 | 0 | 0 | 0 | 0 | 0 | 0 | 0 | 0 | 0 | 0 | 0 | 0 | 0 | 0 | 0 | 0 | 0 | 0 | 0 | 0
F8_Industrial_Primary Metals_Existing_Space Heating_Natural Gas_HVAC - Demand Controlled Ventilation_A_Achievable Economic RVT Potential | F8 | Industrial | Primary Metals | Existing | Space Heating | Natural Gas | HVAC - Demand Controlled Ventilation | A | Cumulative Summer Peak Savings (MW) | Achievable Economic RVT Potential | 0 | 0 | 0 | 0 | 0 | 0 | 0 | 0 | 0 | 0 | 0 | 0 | 0 | 0 | 0 | 0 | 0 | 0 | 0 | 0 | 0 | 0 | 0 | 0 | 0 | 0 | 0 | 0 | 0 | 0 | 0
F9_Industrial_Primary Metals_Existing_Space Heating_Natural Gas_HVAC - Demand Controlled Ventilation_A_Achievable Economic RVT Potential | F9 | Industrial | Primary Metals | Existing | Space Heating | Natural Gas | HVAC - Demand Controlled Ventilation | A | Cumulative Winter Peak Savings (MW) | Achievable Economic RVT Potential | 0 | 0 | 0 | 0 | 0 | 0 | 0 | 0 | 0 | 0 | 0 | 0 | 0 | 0 | 0 | 0 | 0 | 0 | 0 | 0 | 0 | 0 | 0 | 0 | 0 | 0 | 0 | 0 | 0 | 0 | 0
F10_Industrial_Primary Metals_Existing_Space Heating_Natural Gas_HVAC - Demand Controlled Ventilation_A_Achievable Economic RVT Potential | F10 | Industrial | Primary Metals | Existing | Space Heating | Natural Gas | HVAC - Demand Controlled Ventilation | A | Purchases (Incremental) | Achievable Economic RVT Potential | 0 | 0 | 0 | 0 | 0 | 0 | 0 | 0 | 0 | 0 | 0 | 0 | 0 | 0 | 0 | 0 | 0 | 0 | 0 | 0 | 0 | 0 | 0 | 0 | 0 | 0 | 0 | 0 | 0 | 0 | 0
F11_Industrial_Primary Metals_Existing_Space Heating_Natural Gas_HVAC - Demand Controlled Ventilation_A_Achievable Economic RVT Potential | F11 | Industrial | Primary Metals | Existing | Space Heating | Natural Gas | HVAC - Demand Controlled Ventilation | A | Purchases (Cumulative) | Achievable Economic RVT Potential | 0 | 0 | 0 | 0 | 0 | 0 | 0 | 0 | 0 | 0 | 0 | 0 | 0 | 0 | 0 | 0 | 0 | 0 | 0 | 0 | 0 | 0 | 0 | 0 | 0 | 0 | 0 | 0 | 0 | 0 | 0
F1_Industrial_Primary Metals_Existing_Space Heating_Natural Gas_Gas Boiler - Stack Economizer_A_Achievable Economic RVT Potential | F1 | Industrial | Primary Metals | Existing | Space Heating | Natural Gas | Gas Boiler - Stack Economizer | A | Integrated Unit Energy Savings (kWh or therms) | Achievable Economic RVT Potential | 0 | 0 | 0 | 0 | 0 | 28.6864 | 28.4859 | 28.282 | 28.0702 | 27.85 | 27.6259 | 27.3949 | 27.1568 | 26.9092 | 26.6379 | 26.3753 | 26.1095 | 25.8491 | 25.5935 | 25.3475 | 25.1122 | 24.8712 | 24.6529 | 24.4474 | 24.2466 | 24.0644 | 23.9088 | 23.7655 | 24.7814 | 24.6796 | 24.5867
F2_Industrial_Primary Metals_Existing_Space Heating_Natural Gas_Gas Boiler - Stack Economizer_A_Achievable Economic RVT Potential | F2 | Industrial | Primary Metals | Existing | Space Heating | Natural Gas | Gas Boiler - Stack Economizer | A | Integrated Unit Summer Peak Savings (kW) | Achievable Economic RVT Potential | 0 | 0 | 0 | 0 | 0 | 0 | 0 | 0 | 0 | 0 | 0 | 0 | 0 | 0 | 0 | 0 | 0 | 0 | 0 | 0 | 0 | 0 | 0 | 0 | 0 | 0 | 0 | 0 | 0 | 0 | 0
F3_Industrial_Primary Metals_Existing_Space Heating_Natural Gas_Gas Boiler - Stack Economizer_A_Achievable Economic RVT Potential | F3 | Industrial | Primary Metals | Existing | Space Heating | Natural Gas | Gas Boiler - Stack Economizer | A | Integrated Unit Winter Peak Savings (kW) | Achievable Economic RVT Potential | 0 | 0 | 0 | 0 | 0 | 0 | 0 | 0 | 0 | 0 | 0 | 0 | 0 | 0 | 0 | 0 | 0 | 0 | 0 | 0 | 0 | 0 | 0 | 0 | 0 | 0 | 0 | 0 | 0 | 0 | 0
F4_Industrial_Primary Metals_Existing_Space Heating_Natural Gas_Gas Boiler - Stack Economizer_A_Achievable Economic RVT Potential | F4 | Industrial | Primary Metals | Existing | Space Heating | Natural Gas | Gas Boiler - Stack Economizer | A | Incremental Energy Savings (MWh or mTherms) | Achievable Economic RVT Potential | 0 | 0 | 0 | 0 | 0 | 0 | 0 | 0 | 0 | 0 | 0 | 0 | 0 | 0 | 0 | 0 | 0 | 0 | 0 | 0 | 0 | 0 | 0 | 0 | 0 | 0 | 0 | 0 | 0 | 0 | 0
F5_Industrial_Primary Metals_Existing_Space Heating_Natural Gas_Gas Boiler - Stack Economizer_A_Achievable Economic RVT Potential | F5 | Industrial | Primary Metals | Existing | Space Heating | Natural Gas | Gas Boiler - Stack Economizer | A | Incremental Summer Peak Savings (MW) | Achievable Economic RVT Potential | 0 | 0 | 0 | 0 | 0 | 0 | 0 | 0 | 0 | 0 | 0 | 0 | 0 | 0 | 0 | 0 | 0 | 0 | 0 | 0 | 0 | 0 | 0 | 0 | 0 | 0 | 0 | 0 | 0 | 0 | 0
F6_Industrial_Primary Metals_Existing_Space Heating_Natural Gas_Gas Boiler - Stack Economizer_A_Achievable Economic RVT Potential | F6 | Industrial | Primary Metals | Existing | Space Heating | Natural Gas | Gas Boiler - Stack Economizer | A | Incremental Winter Peak Savings (MW) | Achievable Economic RVT Potential | 0 | 0 | 0 | 0 | 0 | 0 | 0 | 0 | 0 | 0 | 0 | 0 | 0 | 0 | 0 | 0 | 0 | 0 | 0 | 0 | 0 | 0 | 0 | 0 | 0 | 0 | 0 | 0 | 0 | 0 | 0
F7_Industrial_Primary Metals_Existing_Space Heating_Natural Gas_Gas Boiler - Stack Economizer_A_Achievable Economic RVT Potential | F7 | Industrial | Primary Metals | Existing | Space Heating | Natural Gas | Gas Boiler - Stack Economizer | A | Cumulative Energy Savings (MWh or mTherms) | Achievable Economic RVT Potential | 0 | 0 | 0 | 0 | 0 | 0 | 0 | 0 | 0 | 0 | 0 | 0 | 0 | 0 | 0 | 0 | 0 | 0 | 0 | 0 | 0 | 0 | 0 | 0 | 0 | 0 | 0 | 0 | 0 | 0 | 0
F8_Industrial_Primary Metals_Existing_Space Heating_Natural Gas_Gas Boiler - Stack Economizer_A_Achievable Economic RVT Potential | F8 | Industrial | Primary Metals | Existing | Space Heating | Natural Gas | Gas Boiler - Stack Economizer | A | Cumulative Summer Peak Savings (MW) | Achievable Economic RVT Potential | 0 | 0 | 0 | 0 | 0 | 0 | 0 | 0 | 0 | 0 | 0 | 0 | 0 | 0 | 0 | 0 | 0 | 0 | 0 | 0 | 0 | 0 | 0 | 0 | 0 | 0 | 0 | 0 | 0 | 0 | 0
F9_Industrial_Primary Metals_Existing_Space Heating_Natural Gas_Gas Boiler - Stack Economizer_A_Achievable Economic RVT Potential | F9 | Industrial | Primary Metals | Existing | Space Heating | Natural Gas | Gas Boiler - Stack Economizer | A | Cumulative Winter Peak Savings (MW) | Achievable Economic RVT Potential | 0 | 0 | 0 | 0 | 0 | 0 | 0 | 0 | 0 | 0 | 0 | 0 | 0 | 0 | 0 | 0 | 0 | 0 | 0 | 0 | 0 | 0 | 0 | 0 | 0 | 0 | 0 | 0 | 0 | 0 | 0
F10_Industrial_Primary Metals_Existing_Space Heating_Natural Gas_Gas Boiler - Stack Economizer_A_Achievable Economic RVT Potential | F10 | Industrial | Primary Metals | Existing | Space Heating | Natural Gas | Gas Boiler - Stack Economizer | A | Purchases (Incremental) | Achievable Economic RVT Potential | 0 | 0 | 0 | 0 | 0 | 0 | 0 | 0 | 0 | 0 | 0 | 0 | 0 | 0 | 0 | 0 | 0 | 0 | 0 | 0 | 0 | 0 | 0 | 0 | 0 | 0 | 0 | 0 | 0 | 0 | 0
F11_Industrial_Primary Metals_Existing_Space Heating_Natural Gas_Gas Boiler - Stack Economizer_A_Achievable Economic RVT Potential | F11 | Industrial | Primary Metals | Existing | Space Heating | Natural Gas | Gas Boiler - Stack Economizer | A | Purchases (Cumulative) | Achievable Economic RVT Potential | 0 | 0 | 0 | 0 | 0 | 0 | 0 | 0 | 0 | 0 | 0 | 0 | 0 | 0 | 0 | 0 | 0 | 0 | 0 | 0 | 0 | 0 | 0 | 0 | 0 | 0 | 0 | 0 | 0 | 0 | 0
F1_Industrial_Primary Metals_Existing_Process_Natural Gas_Gas Boiler - Stack Economizer_A_Achievable Economic RVT Potential | F1 | Industrial | Primary Metals | Existing | Process | Natural Gas | Gas Boiler - Stack Economizer | A | Integrated Unit Energy Savings (kWh or therms) | Achievable Economic RVT Potential | 0 | 0 | 0 | 0 | 0 | 36.694 | 36.6925 | 36.6915 | 36.6907 | 36.6901 | 36.6894 | 36.6889 | 36.6884 | 36.6879 | 36.6877 | 36.6873 | 36.6871 | 36.6869 | 36.6867 | 36.6866 | 36.6865 | 36.6864 | 36.6863 | 36.6862 | 36.6862 | 36.6861 | 36.6861 | 36.6861 | 36.696 | 36.696 | 36.696
F2_Industrial_Primary Metals_Existing_Process_Natural Gas_Gas Boiler - Stack Economizer_A_Achievable Economic RVT Potential | F2 | Industrial | Primary Metals | Existing | Process | Natural Gas | Gas Boiler - Stack Economizer | A | Integrated Unit Summer Peak Savings (kW) | Achievable Economic RVT Potential | 0 | 0 | 0 | 0 | 0 | 0 | 0 | 0 | 0 | 0 | 0 | 0 | 0 | 0 | 0 | 0 | 0 | 0 | 0 | 0 | 0 | 0 | 0 | 0 | 0 | 0 | 0 | 0 | 0 | 0 | 0
F3_Industrial_Primary Metals_Existing_Process_Natural Gas_Gas Boiler - Stack Economizer_A_Achievable Economic RVT Potential | F3 | Industrial | Primary Metals | Existing | Process | Natural Gas | Gas Boiler - Stack Economizer | A | Integrated Unit Winter Peak Savings (kW) | Achievable Economic RVT Potential | 0 | 0 | 0 | 0 | 0 | 0 | 0 | 0 | 0 | 0 | 0 | 0 | 0 | 0 | 0 | 0 | 0 | 0 | 0 | 0 | 0 | 0 | 0 | 0 | 0 | 0 | 0 | 0 | 0 | 0 | 0
F4_Industrial_Primary Metals_Existing_Process_Natural Gas_Gas Boiler - Stack Economizer_A_Achievable Economic RVT Potential | F4 | Industrial | Primary Metals | Existing | Process | Natural Gas | Gas Boiler - Stack Economizer | A | Incremental Energy Savings (MWh or mTherms) | Achievable Economic RVT Potential | 0 | 0 | 0 | 0 | 0 | 0 | 0 | 0 | 0 | 0 | 0 | 0 | 0 | 0 | 0 | 0 | 0 | 0 | 0 | 0 | 0 | 0 | 0 | 0 | 0 | 0 | 0 | 0 | 0 | 0 | 0
F5_Industrial_Primary Metals_Existing_Process_Natural Gas_Gas Boiler - Stack Economizer_A_Achievable Economic RVT Potential | F5 | Industrial | Primary Metals | Existing | Process | Natural Gas | Gas Boiler - Stack Economizer | A | Incremental Summer Peak Savings (MW) | Achievable Economic RVT Potential | 0 | 0 | 0 | 0 | 0 | 0 | 0 | 0 | 0 | 0 | 0 | 0 | 0 | 0 | 0 | 0 | 0 | 0 | 0 | 0 | 0 | 0 | 0 | 0 | 0 | 0 | 0 | 0 | 0 | 0 | 0
F6_Industrial_Primary Metals_Existing_Process_Natural Gas_Gas Boiler - Stack Economizer_A_Achievable Economic RVT Potential | F6 | Industrial | Primary Metals | Existing | Process | Natural Gas | Gas Boiler - Stack Economizer | A | Incremental Winter Peak Savings (MW) | Achievable Economic RVT Potential | 0 | 0 | 0 | 0 | 0 | 0 | 0 | 0 | 0 | 0 | 0 | 0 | 0 | 0 | 0 | 0 | 0 | 0 | 0 | 0 | 0 | 0 | 0 | 0 | 0 | 0 | 0 | 0 | 0 | 0 | 0
F7_Industrial_Primary Metals_Existing_Process_Natural Gas_Gas Boiler - Stack Economizer_A_Achievable Economic RVT Potential | F7 | Industrial | Primary Metals | Existing | Process | Natural Gas | Gas Boiler - Stack Economizer | A | Cumulative Energy Savings (MWh or mTherms) | Achievable Economic RVT Potential | 0 | 0 | 0 | 0 | 0 | 0 | 0 | 0 | 0 | 0 | 0 | 0 | 0 | 0 | 0 | 0 | 0 | 0 | 0 | 0 | 0 | 0 | 0 | 0 | 0 | 0 | 0 | 0 | 0 | 0 | 0
F8_Industrial_Primary Metals_Existing_Process_Natural Gas_Gas Boiler - Stack Economizer_A_Achievable Economic RVT Potential | F8 | Industrial | Primary Metals | Existing | Process | Natural Gas | Gas Boiler - Stack Economizer | A | Cumulative Summer Peak Savings (MW) | Achievable Economic RVT Potential | 0 | 0 | 0 | 0 | 0 | 0 | 0 | 0 | 0 | 0 | 0 | 0 | 0 | 0 | 0 | 0 | 0 | 0 | 0 | 0 | 0 | 0 | 0 | 0 | 0 | 0 | 0 | 0 | 0 | 0 | 0
F9_Industrial_Primary Metals_Existing_Process_Natural Gas_Gas Boiler - Stack Economizer_A_Achievable Economic RVT Potential | F9 | Industrial | Primary Metals | Existing | Process | Natural Gas | Gas Boiler - Stack Economizer | A | Cumulative Winter Peak Savings (MW) | Achievable Economic RVT Potential | 0 | 0 | 0 | 0 | 0 | 0 | 0 | 0 | 0 | 0 | 0 | 0 | 0 | 0 | 0 | 0 | 0 | 0 | 0 | 0 | 0 | 0 | 0 | 0 | 0 | 0 | 0 | 0 | 0 | 0 | 0
F10_Industrial_Primary Metals_Existing_Process_Natural Gas_Gas Boiler - Stack Economizer_A_Achievable Economic RVT Potential | F10 | Industrial | Primary Metals | Existing | Process | Natural Gas | Gas Boiler - Stack Economizer | A | Purchases (Incremental) | Achievable Economic RVT Potential | 0 | 0 | 0 | 0 | 0 | 0 | 0 | 0 | 0 | 0 | 0 | 0 | 0 | 0 | 0 | 0 | 0 | 0 | 0 | 0 | 0 | 0 | 0 | 0 | 0 | 0 | 0 | 0 | 0 | 0 | 0
F11_Industrial_Primary Metals_Existing_Process_Natural Gas_Gas Boiler - Stack Economizer_A_Achievable Economic RVT Potential | F11 | Industrial | Primary Metals | Existing | Process | Natural Gas | Gas Boiler - Stack Economizer | A | Purchases (Cumulative) | Achievable Economic RVT Potential | 0 | 0 | 0 | 0 | 0 | 0 | 0 | 0 | 0 | 0 | 0 | 0 | 0 | 0 | 0 | 0 | 0 | 0 | 0 | 0 | 0 | 0 | 0 | 0 | 0 | 0 | 0 | 0 | 0 | 0 | 0
F1_Industrial_Primary Metals_Existing_Space Heating_Natural Gas_Gas Furnace Tube Inserts_A_Achievable Economic RVT Potential | F1 | Industrial | Primary Metals | Existing | Space Heating | Natural Gas | Gas Furnace Tube Inserts | A | Integrated Unit Energy Savings (kWh or therms) | Achievable Economic RVT Potential | 0 | 0 | 0 | 0 | 0 | 0.086176 | 0.085373 | 0.084345 | 0.083282 | 0.082189 | 0.081092 | 0.079981 | 0.078903 | 0.077846 | 0.076747 | 0.075738 | 0.074759 | 0.073832 | 0.072952 | 0.072096 | 0.071273 | 0.070458 | 0.069674 | 0.068936 | 0.068237 | 0.06759 | 0.067016 | 0.066478 | 0.069231 | 0.068805 | 0.068405
F2_Industrial_Primary Metals_Existing_Space Heating_Natural Gas_Gas Furnace Tube Inserts_A_Achievable Economic RVT Potential | F2 | Industrial | Primary Metals | Existing | Space Heating | Natural Gas | Gas Furnace Tube Inserts | A | Integrated Unit Summer Peak Savings (kW) | Achievable Economic RVT Potential | 0 | 0 | 0 | 0 | 0 | 0 | 0 | 0 | 0 | 0 | 0 | 0 | 0 | 0 | 0 | 0 | 0 | 0 | 0 | 0 | 0 | 0 | 0 | 0 | 0 | 0 | 0 | 0 | 0 | 0 | 0
F3_Industrial_Primary Metals_Existing_Space Heating_Natural Gas_Gas Furnace Tube Inserts_A_Achievable Economic RVT Potential | F3 | Industrial | Primary Metals | Existing | Space Heating | Natural Gas | Gas Furnace Tube Inserts | A | Integrated Unit Winter Peak Savings (kW) | Achievable Economic RVT Potential | 0 | 0 | 0 | 0 | 0 | 0 | 0 | 0 | 0 | 0 | 0 | 0 | 0 | 0 | 0 | 0 | 0 | 0 | 0 | 0 | 0 | 0 | 0 | 0 | 0 | 0 | 0 | 0 | 0 | 0 | 0
F4_Industrial_Primary Metals_Existing_Space Heating_Natural Gas_Gas Furnace Tube Inserts_A_Achievable Economic RVT Potential | F4 | Industrial | Primary Metals | Existing | Space Heating | Natural Gas | Gas Furnace Tube Inserts | A | Incremental Energy Savings (MWh or mTherms) | Achievable Economic RVT Potential | 0 | 0 | 0 | 0 | 0 | 0 | 0 | 0 | 0 | 0 | 0 | 0 | 0 | 0 | 0 | 0 | 0 | 0 | 0 | 0 | 0 | 0 | 0 | 0 | 0 | 0 | 0 | 0 | 0 | 0 | 0
F5_Industrial_Primary Metals_Existing_Space Heating_Natural Gas_Gas Furnace Tube Inserts_A_Achievable Economic RVT Potential | F5 | Industrial | Primary Metals | Existing | Space Heating | Natural Gas | Gas Furnace Tube Inserts | A | Incremental Summer Peak Savings (MW) | Achievable Economic RVT Potential | 0 | 0 | 0 | 0 | 0 | 0 | 0 | 0 | 0 | 0 | 0 | 0 | 0 | 0 | 0 | 0 | 0 | 0 | 0 | 0 | 0 | 0 | 0 | 0 | 0 | 0 | 0 | 0 | 0 | 0 | 0
F6_Industrial_Primary Metals_Existing_Space Heating_Natural Gas_Gas Furnace Tube Inserts_A_Achievable Economic RVT Potential | F6 | Industrial | Primary Metals | Existing | Space Heating | Natural Gas | Gas Furnace Tube Inserts | A | Incremental Winter Peak Savings (MW) | Achievable Economic RVT Potential | 0 | 0 | 0 | 0 | 0 | 0 | 0 | 0 | 0 | 0 | 0 | 0 | 0 | 0 | 0 | 0 | 0 | 0 | 0 | 0 | 0 | 0 | 0 | 0 | 0 | 0 | 0 | 0 | 0 | 0 | 0
F7_Industrial_Primary Metals_Existing_Space Heating_Natural Gas_Gas Furnace Tube Inserts_A_Achievable Economic RVT Potential | F7 | Industrial | Primary Metals | Existing | Space Heating | Natural Gas | Gas Furnace Tube Inserts | A | Cumulative Energy Savings (MWh or mTherms) | Achievable Economic RVT Potential | 0 | 0 | 0 | 0 | 0 | 0 | 0 | 0 | 0 | 0 | 0 | 0 | 0 | 0 | 0 | 0 | 0 | 0 | 0 | 0 | 0 | 0 | 0 | 0 | 0 | 0 | 0 | 0 | 0 | 0 | 0
F8_Industrial_Primary Metals_Existing_Space Heating_Natural Gas_Gas Furnace Tube Inserts_A_Achievable Economic RVT Potential | F8 | Industrial | Primary Metals | Existing | Space Heating | Natural Gas | Gas Furnace Tube Inserts | A | Cumulative Summer Peak Savings (MW) | Achievable Economic RVT Potential | 0 | 0 | 0 | 0 | 0 | 0 | 0 | 0 | 0 | 0 | 0 | 0 | 0 | 0 | 0 | 0 | 0 | 0 | 0 | 0 | 0 | 0 | 0 | 0 | 0 | 0 | 0 | 0 | 0 | 0 | 0
F9_Industrial_Primary Metals_Existing_Space Heating_Natural Gas_Gas Furnace Tube Inserts_A_Achievable Economic RVT Potential | F9 | Industrial | Primary Metals | Existing | Space Heating | Natural Gas | Gas Furnace Tube Inserts | A | Cumulative Winter Peak Savings (MW) | Achievable Economic RVT Potential | 0 | 0 | 0 | 0 | 0 | 0 | 0 | 0 | 0 | 0 | 0 | 0 | 0 | 0 | 0 | 0 | 0 | 0 | 0 | 0 | 0 | 0 | 0 | 0 | 0 | 0 | 0 | 0 | 0 | 0 | 0
F10_Industrial_Primary Metals_Existing_Space Heating_Natural Gas_Gas Furnace Tube Inserts_A_Achievable Economic RVT Potential | F10 | Industrial | Primary Metals | Existing | Space Heating | Natural Gas | Gas Furnace Tube Inserts | A | Purchases (Incremental) | Achievable Economic RVT Potential | 0 | 0 | 0 | 0 | 0 | 0 | 0 | 0 | 0 | 0 | 0 | 0 | 0 | 0 | 0 | 0 | 0 | 0 | 0 | 0 | 0 | 0 | 0 | 0 | 0 | 0 | 0 | 0 | 0 | 0 | 0
F11_Industrial_Primary Metals_Existing_Space Heating_Natural Gas_Gas Furnace Tube Inserts_A_Achievable Economic RVT Potential | F11 | Industrial | Primary Metals | Existing | Space Heating | Natural Gas | Gas Furnace Tube Inserts | A | Purchases (Cumulative) | Achievable Economic RVT Potential | 0 | 0 | 0 | 0 | 0 | 0 | 0 | 0 | 0 | 0 | 0 | 0 | 0 | 0 | 0 | 0 | 0 | 0 | 0 | 0 | 0 | 0 | 0 | 0 | 0 | 0 | 0 | 0 | 0 | 0 | 0
F1_Industrial_Primary Metals_Existing_Space Heating_Natural Gas_Space Heating - Heat Recovery Ventilator_A_Achievable Economic RVT Potential | F1 | Industrial | Primary Metals | Existing | Space Heating | Natural Gas | Space Heating - Heat Recovery Ventilator | A | Integrated Unit Energy Savings (kWh or therms) | Achievable Economic RVT Potential | 0 | 0 | 0 | 0 | 0 | 0.013154 | 0.012975 | 0.012728 | 0.012421 | 0.012055 | 0.011634 | 0.011194 | 0.010753 | 0.010303 | 0.0099135 | 0.0095415 | 0.0092361 | 0.0089655 | 0.0087263 | 0.008552 | 0.0083921 | 0.0082522 | 0.0081372 | 0.0080458 | 0.007963 | 0.0079014 | 0.0078499 | 0.0078022 | 0 | 0 | 0
F2_Industrial_Primary Metals_Existing_Space Heating_Natural Gas_Space Heating - Heat Recovery Ventilator_A_Achievable Economic RVT Potential | F2 | Industrial | Primary Metals | Existing | Space Heating | Natural Gas | Space Heating - Heat Recovery Ventilator | A | Integrated Unit Summer Peak Savings (kW) | Achievable Economic RVT Potential | 0 | 0 | 0 | 0 | 0 | 0 | 0 | 0 | 0 | 0 | 0 | 0 | 0 | 0 | 0 | 0 | 0 | 0 | 0 | 0 | 0 | 0 | 0 | 0 | 0 | 0 | 0 | 0 | 0 | 0 | 0
F3_Industrial_Primary Metals_Existing_Space Heating_Natural Gas_Space Heating - Heat Recovery Ventilator_A_Achievable Economic RVT Potential | F3 | Industrial | Primary Metals | Existing | Space Heating | Natural Gas | Space Heating - Heat Recovery Ventilator | A | Integrated Unit Winter Peak Savings (kW) | Achievable Economic RVT Potential | 0 | 0 | 0 | 0 | 0 | 0 | 0 | 0 | 0 | 0 | 0 | 0 | 0 | 0 | 0 | 0 | 0 | 0 | 0 | 0 | 0 | 0 | 0 | 0 | 0 | 0 | 0 | 0 | 0 | 0 | 0
F4_Industrial_Primary Metals_Existing_Space Heating_Natural Gas_Space Heating - Heat Recovery Ventilator_A_Achievable Economic RVT Potential | F4 | Industrial | Primary Metals | Existing | Space Heating | Natural Gas | Space Heating - Heat Recovery Ventilator | A | Incremental Energy Savings (MWh or mTherms) | Achievable Economic RVT Potential | 0 | 0 | 0 | 0 | 0 | 0 | 0 | 0 | 0 | 0 | 0 | 0 | 0 | 0 | 0 | 0 | 0 | 0 | 0 | 0 | 0 | 0 | 0 | 0 | 0 | 0 | 0 | 0 | 0 | 0 | 0
F5_Industrial_Primary Metals_Existing_Space Heating_Natural Gas_Space Heating - Heat Recovery Ventilator_A_Achievable Economic RVT Potential | F5 | Industrial | Primary Metals | Existing | Space Heating | Natural Gas | Space Heating - Heat Recovery Ventilator | A | Incremental Summer Peak Savings (MW) | Achievable Economic RVT Potential | 0 | 0 | 0 | 0 | 0 | 0 | 0 | 0 | 0 | 0 | 0 | 0 | 0 | 0 | 0 | 0 | 0 | 0 | 0 | 0 | 0 | 0 | 0 | 0 | 0 | 0 | 0 | 0 | 0 | 0 | 0
F6_Industrial_Primary Metals_Existing_Space Heating_Natural Gas_Space Heating - Heat Recovery Ventilator_A_Achievable Economic RVT Potential | F6 | Industrial | Primary Metals | Existing | Space Heating | Natural Gas | Space Heating - Heat Recovery Ventilator | A | Incremental Winter Peak Savings (MW) | Achievable Economic RVT Potential | 0 | 0 | 0 | 0 | 0 | 0 | 0 | 0 | 0 | 0 | 0 | 0 | 0 | 0 | 0 | 0 | 0 | 0 | 0 | 0 | 0 | 0 | 0 | 0 | 0 | 0 | 0 | 0 | 0 | 0 | 0
F7_Industrial_Primary Metals_Existing_Space Heating_Natural Gas_Space Heating - Heat Recovery Ventilator_A_Achievable Economic RVT Potential | F7 | Industrial | Primary Metals | Existing | Space Heating | Natural Gas | Space Heating - Heat Recovery Ventilator | A | Cumulative Energy Savings (MWh or mTherms) | Achievable Economic RVT Potential | 0 | 0 | 0 | 0 | 0 | 0 | 0 | 0 | 0 | 0 | 0 | 0 | 0 | 0 | 0 | 0 | 0 | 0 | 0 | 0 | 0 | 0 | 0 | 0 | 0 | 0 | 0 | 0 | 0 | 0 | 0
F8_Industrial_Primary Metals_Existing_Space Heating_Natural Gas_Space Heating - Heat Recovery Ventilator_A_Achievable Economic RVT Potential | F8 | Industrial | Primary Metals | Existing | Space Heating | Natural Gas | Space Heating - Heat Recovery Ventilator | A | Cumulative Summer Peak Savings (MW) | Achievable Economic RVT Potential | 0 | 0 | 0 | 0 | 0 | 0 | 0 | 0 | 0 | 0 | 0 | 0 | 0 | 0 | 0 | 0 | 0 | 0 | 0 | 0 | 0 | 0 | 0 | 0 | 0 | 0 | 0 | 0 | 0 | 0 | 0
F9_Industrial_Primary Metals_Existing_Space Heating_Natural Gas_Space Heating - Heat Recovery Ventilator_A_Achievable Economic RVT Potential | F9 | Industrial | Primary Metals | Existing | Space Heating | Natural Gas | Space Heating - Heat Recovery Ventilator | A | Cumulative Winter Peak Savings (MW) | Achievable Economic RVT Potential | 0 | 0 | 0 | 0 | 0 | 0 | 0 | 0 | 0 | 0 | 0 | 0 | 0 | 0 | 0 | 0 | 0 | 0 | 0 | 0 | 0 | 0 | 0 | 0 | 0 | 0 | 0 | 0 | 0 | 0 | 0
F10_Industrial_Primary Metals_Existing_Space Heating_Natural Gas_Space Heating - Heat Recovery Ventilator_A_Achievable Economic RVT Potential | F10 | Industrial | Primary Metals | Existing | Space Heating | Natural Gas | Space Heating - Heat Recovery Ventilator | A | Purchases (Incremental) | Achievable Economic RVT Potential | 0 | 0 | 0 | 0 | 0 | 0 | 0 | 0 | 0 | 0 | 0 | 0 | 0 | 0 | 0 | 0 | 0 | 0 | 0 | 0 | 0 | 0 | 0 | 0 | 0 | 0 | 0 | 0 | 0 | 0 | 0
F11_Industrial_Primary Metals_Existing_Space Heating_Natural Gas_Space Heating - Heat Recovery Ventilator_A_Achievable Economic RVT Potential | F11 | Industrial | Primary Metals | Existing | Space Heating | Natural Gas | Space Heating - Heat Recovery Ventilator | A | Purchases (Cumulative) | Achievable Economic RVT Potential | 0 | 0 | 0 | 0 | 0 | 0 | 0 | 0 | 0 | 0 | 0 | 0 | 0 | 0 | 0 | 0 | 0 | 0 | 0 | 0 | 0 | 0 | 0 | 0 | 0 | 0 | 0 | 0 | 0 | 0 | 0
F1_Industrial_Primary Metals_Existing_Space Heating_Natural Gas_Thermostat - Programmable_A_Achievable Economic RVT Potential | F1 | Industrial | Primary Metals | Existing | Space Heating | Natural Gas | Thermostat - Programmable | A | Integrated Unit Energy Savings (kWh or therms) | Achievable Economic RVT Potential | 0 | 0 | 0 | 0 | 0 | 0.0065347 | 0.0064458 | 0.0063233 | 0.0061706 | 0.0059888 | 0.0057795 | 0.005561 | 0.0053417 | 0.0051183 | 0.0049249 | 0.0047401 | 0.0045884 | 0.004454 | 0.0043351 | 0.0042485 | 0.0041691 | 0.0040996 | 0.0040424 | 0.003997 | 0.0039559 | 0.0039253 | 0.0038997 | 0.003876 | 0 | 0 | 0
F2_Industrial_Primary Metals_Existing_Space Heating_Natural Gas_Thermostat - Programmable_A_Achievable Economic RVT Potential | F2 | Industrial | Primary Metals | Existing | Space Heating | Natural Gas | Thermostat - Programmable | A | Integrated Unit Summer Peak Savings (kW) | Achievable Economic RVT Potential | 0 | 0 | 0 | 0 | 0 | 0 | 0 | 0 | 0 | 0 | 0 | 0 | 0 | 0 | 0 | 0 | 0 | 0 | 0 | 0 | 0 | 0 | 0 | 0 | 0 | 0 | 0 | 0 | 0 | 0 | 0
F3_Industrial_Primary Metals_Existing_Space Heating_Natural Gas_Thermostat - Programmable_A_Achievable Economic RVT Potential | F3 | Industrial | Primary Metals | Existing | Space Heating | Natural Gas | Thermostat - Programmable | A | Integrated Unit Winter Peak Savings (kW) | Achievable Economic RVT Potential | 0 | 0 | 0 | 0 | 0 | 0 | 0 | 0 | 0 | 0 | 0 | 0 | 0 | 0 | 0 | 0 | 0 | 0 | 0 | 0 | 0 | 0 | 0 | 0 | 0 | 0 | 0 | 0 | 0 | 0 | 0
F4_Industrial_Primary Metals_Existing_Space Heating_Natural Gas_Thermostat - Programmable_A_Achievable Economic RVT Potential | F4 | Industrial | Primary Metals | Existing | Space Heating | Natural Gas | Thermostat - Programmable | A | Incremental Energy Savings (MWh or mTherms) | Achievable Economic RVT Potential | 0 | 0 | 0 | 0 | 0 | 0 | 0 | 0 | 0 | 0 | 0 | 0 | 0 | 0 | 0 | 0 | 0 | 0 | 0 | 0 | 0 | 0 | 0 | 0 | 0 | 0 | 0 | 0 | 0 | 0 | 0
F5_Industrial_Primary Metals_Existing_Space Heating_Natural Gas_Thermostat - Programmable_A_Achievable Economic RVT Potential | F5 | Industrial | Primary Metals | Existing | Space Heating | Natural Gas | Thermostat - Programmable | A | Incremental Summer Peak Savings (MW) | Achievable Economic RVT Potential | 0 | 0 | 0 | 0 | 0 | 0 | 0 | 0 | 0 | 0 | 0 | 0 | 0 | 0 | 0 | 0 | 0 | 0 | 0 | 0 | 0 | 0 | 0 | 0 | 0 | 0 | 0 | 0 | 0 | 0 | 0
F6_Industrial_Primary Metals_Existing_Space Heating_Natural Gas_Thermostat - Programmable_A_Achievable Economic RVT Potential | F6 | Industrial | Primary Metals | Existing | Space Heating | Natural Gas | Thermostat - Programmable | A | Incremental Winter Peak Savings (MW) | Achievable Economic RVT Potential | 0 | 0 | 0 | 0 | 0 | 0 | 0 | 0 | 0 | 0 | 0 | 0 | 0 | 0 | 0 | 0 | 0 | 0 | 0 | 0 | 0 | 0 | 0 | 0 | 0 | 0 | 0 | 0 | 0 | 0 | 0
F7_Industrial_Primary Metals_Existing_Space Heating_Natural Gas_Thermostat - Programmable_A_Achievable Economic RVT Potential | F7 | Industrial | Primary Metals | Existing | Space Heating | Natural Gas | Thermostat - Programmable | A | Cumulative Energy Savings (MWh or mTherms) | Achievable Economic RVT Potential | 0 | 0 | 0 | 0 | 0 | 0 | 0 | 0 | 0 | 0 | 0 | 0 | 0 | 0 | 0 | 0 | 0 | 0 | 0 | 0 | 0 | 0 | 0 | 0 | 0 | 0 | 0 | 0 | 0 | 0 | 0
F8_Industrial_Primary Metals_Existing_Space Heating_Natural Gas_Thermostat - Programmable_A_Achievable Economic RVT Potential | F8 | Industrial | Primary Metals | Existing | Space Heating | Natural Gas | Thermostat - Programmable | A | Cumulative Summer Peak Savings (MW) | Achievable Economic RVT Potential | 0 | 0 | 0 | 0 | 0 | 0 | 0 | 0 | 0 | 0 | 0 | 0 | 0 | 0 | 0 | 0 | 0 | 0 | 0 | 0 | 0 | 0 | 0 | 0 | 0 | 0 | 0 | 0 | 0 | 0 | 0
F9_Industrial_Primary Metals_Existing_Space Heating_Natural Gas_Thermostat - Programmable_A_Achievable Economic RVT Potential | F9 | Industrial | Primary Metals | Existing | Space Heating | Natural Gas | Thermostat - Programmable | A | Cumulative Winter Peak Savings (MW) | Achievable Economic RVT Potential | 0 | 0 | 0 | 0 | 0 | 0 | 0 | 0 | 0 | 0 | 0 | 0 | 0 | 0 | 0 | 0 | 0 | 0 | 0 | 0 | 0 | 0 | 0 | 0 | 0 | 0 | 0 | 0 | 0 | 0 | 0
F10_Industrial_Primary Metals_Existing_Space Heating_Natural Gas_Thermostat - Programmable_A_Achievable Economic RVT Potential | F10 | Industrial | Primary Metals | Existing | Space Heating | Natural Gas | Thermostat - Programmable | A | Purchases (Incremental) | Achievable Economic RVT Potential | 0 | 0 | 0 | 0 | 0 | 0 | 0 | 0 | 0 | 0 | 0 | 0 | 0 | 0 | 0 | 0 | 0 | 0 | 0 | 0 | 0 | 0 | 0 | 0 | 0 | 0 | 0 | 0 | 0 | 0 | 0
F11_Industrial_Primary Metals_Existing_Space Heating_Natural Gas_Thermostat - Programmable_A_Achievable Economic RVT Potential | F11 | Industrial | Primary Metals | Existing | Space Heating | Natural Gas | Thermostat - Programmable | A | Purchases (Cumulative) | Achievable Economic RVT Potential | 0 | 0 | 0 | 0 | 0 | 0 | 0 | 0 | 0 | 0 | 0 | 0 | 0 | 0 | 0 | 0 | 0 | 0 | 0 | 0 | 0 | 0 | 0 | 0 | 0 | 0 | 0 | 0 | 0 | 0 | 0
F1_Industrial_Primary Metals_Existing_Space Heating_Natural Gas_ENERGY STAR Connected Thermostat_A_Achievable Economic RVT Potential | F1 | Industrial | Primary Metals | Existing | Space Heating | Natural Gas | ENERGY STAR Connected Thermostat | A | Integrated Unit Energy Savings (kWh or therms) | Achievable Economic RVT Potential | 0 | 0 | 0 | 0 | 0 | 0.015383 | 0.015173 | 0.014885 | 0.014526 | 0.014098 | 0.013605 | 0.013091 | 0.012575 | 0.012049 | 0.011593 | 0.011158 | 0.010801 | 0.010485 | 0.010205 | 0.010001 | 0.0098141 | 0.0096505 | 0.009516 | 0.0094091 | 0.0093123 | 0.0092402 | 0.00918 | 0.0091242 | 0 | 0 | 0
F2_Industrial_Primary Metals_Existing_Space Heating_Natural Gas_ENERGY STAR Connected Thermostat_A_Achievable Economic RVT Potential | F2 | Industrial | Primary Metals | Existing | Space Heating | Natural Gas | ENERGY STAR Connected Thermostat | A | Integrated Unit Summer Peak Savings (kW) | Achievable Economic RVT Potential | 0 | 0 | 0 | 0 | 0 | 0 | 0 | 0 | 0 | 0 | 0 | 0 | 0 | 0 | 0 | 0 | 0 | 0 | 0 | 0 | 0 | 0 | 0 | 0 | 0 | 0 | 0 | 0 | 0 | 0 | 0
F3_Industrial_Primary Metals_Existing_Space Heating_Natural Gas_ENERGY STAR Connected Thermostat_A_Achievable Economic RVT Potential | F3 | Industrial | Primary Metals | Existing | Space Heating | Natural Gas | ENERGY STAR Connected Thermostat | A | Integrated Unit Winter Peak Savings (kW) | Achievable Economic RVT Potential | 0 | 0 | 0 | 0 | 0 | 0 | 0 | 0 | 0 | 0 | 0 | 0 | 0 | 0 | 0 | 0 | 0 | 0 | 0 | 0 | 0 | 0 | 0 | 0 | 0 | 0 | 0 | 0 | 0 | 0 | 0
F4_Industrial_Primary Metals_Existing_Space Heating_Natural Gas_ENERGY STAR Connected Thermostat_A_Achievable Economic RVT Potential | F4 | Industrial | Primary Metals | Existing | Space Heating | Natural Gas | ENERGY STAR Connected Thermostat | A | Incremental Energy Savings (MWh or mTherms) | Achievable Economic RVT Potential | 0 | 0 | 0 | 0 | 0 | 0 | 0 | 0 | 0 | 0 | 0 | 0 | 0 | 0 | 0 | 0 | 0 | 0 | 0 | 0 | 0 | 0 | 0 | 0 | 0 | 0 | 0 | 0 | 0 | 0 | 0
F5_Industrial_Primary Metals_Existing_Space Heating_Natural Gas_ENERGY STAR Connected Thermostat_A_Achievable Economic RVT Potential | F5 | Industrial | Primary Metals | Existing | Space Heating | Natural Gas | ENERGY STAR Connected Thermostat | A | Incremental Summer Peak Savings (MW) | Achievable Economic RVT Potential | 0 | 0 | 0 | 0 | 0 | 0 | 0 | 0 | 0 | 0 | 0 | 0 | 0 | 0 | 0 | 0 | 0 | 0 | 0 | 0 | 0 | 0 | 0 | 0 | 0 | 0 | 0 | 0 | 0 | 0 | 0
F6_Industrial_Primary Metals_Existing_Space Heating_Natural Gas_ENERGY STAR Connected Thermostat_A_Achievable Economic RVT Potential | F6 | Industrial | Primary Metals | Existing | Space Heating | Natural Gas | ENERGY STAR Connected Thermostat | A | Incremental Winter Peak Savings (MW) | Achievable Economic RVT Potential | 0 | 0 | 0 | 0 | 0 | 0 | 0 | 0 | 0 | 0 | 0 | 0 | 0 | 0 | 0 | 0 | 0 | 0 | 0 | 0 | 0 | 0 | 0 | 0 | 0 | 0 | 0 | 0 | 0 | 0 | 0
F7_Industrial_Primary Metals_Existing_Space Heating_Natural Gas_ENERGY STAR Connected Thermostat_A_Achievable Economic RVT Potential | F7 | Industrial | Primary Metals | Existing | Space Heating | Natural Gas | ENERGY STAR Connected Thermostat | A | Cumulative Energy Savings (MWh or mTherms) | Achievable Economic RVT Potential | 0 | 0 | 0 | 0 | 0 | 0 | 0 | 0 | 0 | 0 | 0 | 0 | 0 | 0 | 0 | 0 | 0 | 0 | 0 | 0 | 0 | 0 | 0 | 0 | 0 | 0 | 0 | 0 | 0 | 0 | 0
F8_Industrial_Primary Metals_Existing_Space Heating_Natural Gas_ENERGY STAR Connected Thermostat_A_Achievable Economic RVT Potential | F8 | Industrial | Primary Metals | Existing | Space Heating | Natural Gas | ENERGY STAR Connected Thermostat | A | Cumulative Summer Peak Savings (MW) | Achievable Economic RVT Potential | 0 | 0 | 0 | 0 | 0 | 0 | 0 | 0 | 0 | 0 | 0 | 0 | 0 | 0 | 0 | 0 | 0 | 0 | 0 | 0 | 0 | 0 | 0 | 0 | 0 | 0 | 0 | 0 | 0 | 0 | 0
F9_Industrial_Primary Metals_Existing_Space Heating_Natural Gas_ENERGY STAR Connected Thermostat_A_Achievable Economic RVT Potential | F9 | Industrial | Primary Metals | Existing | Space Heating | Natural Gas | ENERGY STAR Connected Thermostat | A | Cumulative Winter Peak Savings (MW) | Achievable Economic RVT Potential | 0 | 0 | 0 | 0 | 0 | 0 | 0 | 0 | 0 | 0 | 0 | 0 | 0 | 0 | 0 | 0 | 0 | 0 | 0 | 0 | 0 | 0 | 0 | 0 | 0 | 0 | 0 | 0 | 0 | 0 | 0
F10_Industrial_Primary Metals_Existing_Space Heating_Natural Gas_ENERGY STAR Connected Thermostat_A_Achievable Economic RVT Potential | F10 | Industrial | Primary Metals | Existing | Space Heating | Natural Gas | ENERGY STAR Connected Thermostat | A | Purchases (Incremental) | Achievable Economic RVT Potential | 0 | 0 | 0 | 0 | 0 | 0 | 0 | 0 | 0 | 0 | 0 | 0 | 0 | 0 | 0 | 0 | 0 | 0 | 0 | 0 | 0 | 0 | 0 | 0 | 0 | 0 | 0 | 0 | 0 | 0 | 0
F11_Industrial_Primary Metals_Existing_Space Heating_Natural Gas_ENERGY STAR Connected Thermostat_A_Achievable Economic RVT Potential | F11 | Industrial | Primary Metals | Existing | Space Heating | Natural Gas | ENERGY STAR Connected Thermostat | A | Purchases (Cumulative) | Achievable Economic RVT Potential | 0 | 0 | 0 | 0 | 0 | 0 | 0 | 0 | 0 | 0 | 0 | 0 | 0 | 0 | 0 | 0 | 0 | 0 | 0 | 0 | 0 | 0 | 0 | 0 | 0 | 0 | 0 | 0 | 0 | 0 | 0
F1_Industrial_Primary Metals_Existing_Space Heating_Natural Gas_Destratification Fans (HVLS)_A_Achievable Economic RVT Potential | F1 | Industrial | Primary Metals | Existing | Space Heating | Natural Gas | Destratification Fans (HVLS) | A | Integrated Unit Energy Savings (kWh or therms) | Achievable Economic RVT Potential | 0 | 0 | 0 | 0 | 0 | 0.015383 | 0.015173 | 0.014885 | 0.014526 | 0.014098 | 0.013605 | 0.013091 | 0.012575 | 0.012049 | 0.011593 | 0.011158 | 0.010801 | 0.010485 | 0.010205 | 0.010001 | 0.0098141 | 0.0096505 | 0.009516 | 0.0094091 | 0.0093123 | 0.0092402 | 0.00918 | 0.0091242 | 0 | 0 | 0
F2_Industrial_Primary Metals_Existing_Space Heating_Natural Gas_Destratification Fans (HVLS)_A_Achievable Economic RVT Potential | F2 | Industrial | Primary Metals | Existing | Space Heating | Natural Gas | Destratification Fans (HVLS) | A | Integrated Unit Summer Peak Savings (kW) | Achievable Economic RVT Potential | 0 | 0 | 0 | 0 | 0 | 0 | 0 | 0 | 0 | 0 | 0 | 0 | 0 | 0 | 0 | 0 | 0 | 0 | 0 | 0 | 0 | 0 | 0 | 0 | 0 | 0 | 0 | 0 | 0 | 0 | 0
F3_Industrial_Primary Metals_Existing_Space Heating_Natural Gas_Destratification Fans (HVLS)_A_Achievable Economic RVT Potential | F3 | Industrial | Primary Metals | Existing | Space Heating | Natural Gas | Destratification Fans (HVLS) | A | Integrated Unit Winter Peak Savings (kW) | Achievable Economic RVT Potential | 0 | 0 | 0 | 0 | 0 | 0 | 0 | 0 | 0 | 0 | 0 | 0 | 0 | 0 | 0 | 0 | 0 | 0 | 0 | 0 | 0 | 0 | 0 | 0 | 0 | 0 | 0 | 0 | 0 | 0 | 0
F4_Industrial_Primary Metals_Existing_Space Heating_Natural Gas_Destratification Fans (HVLS)_A_Achievable Economic RVT Potential | F4 | Industrial | Primary Metals | Existing | Space Heating | Natural Gas | Destratification Fans (HVLS) | A | Incremental Energy Savings (MWh or mTherms) | Achievable Economic RVT Potential | 0 | 0 | 0 | 0 | 0 | 0 | 0 | 0 | 0 | 0 | 0 | 0 | 0 | 0 | 0 | 0 | 0 | 0 | 0 | 0 | 0 | 0 | 0 | 0 | 0 | 0 | 0 | 0 | 0 | 0 | 0
F5_Industrial_Primary Metals_Existing_Space Heating_Natural Gas_Destratification Fans (HVLS)_A_Achievable Economic RVT Potential | F5 | Industrial | Primary Metals | Existing | Space Heating | Natural Gas | Destratification Fans (HVLS) | A | Incremental Summer Peak Savings (MW) | Achievable Economic RVT Potential | 0 | 0 | 0 | 0 | 0 | 0 | 0 | 0 | 0 | 0 | 0 | 0 | 0 | 0 | 0 | 0 | 0 | 0 | 0 | 0 | 0 | 0 | 0 | 0 | 0 | 0 | 0 | 0 | 0 | 0 | 0
F6_Industrial_Primary Metals_Existing_Space Heating_Natural Gas_Destratification Fans (HVLS)_A_Achievable Economic RVT Potential | F6 | Industrial | Primary Metals | Existing | Space Heating | Natural Gas | Destratification Fans (HVLS) | A | Incremental Winter Peak Savings (MW) | Achievable Economic RVT Potential | 0 | 0 | 0 | 0 | 0 | 0 | 0 | 0 | 0 | 0 | 0 | 0 | 0 | 0 | 0 | 0 | 0 | 0 | 0 | 0 | 0 | 0 | 0 | 0 | 0 | 0 | 0 | 0 | 0 | 0 | 0
F7_Industrial_Primary Metals_Existing_Space Heating_Natural Gas_Destratification Fans (HVLS)_A_Achievable Economic RVT Potential | F7 | Industrial | Primary Metals | Existing | Space Heating | Natural Gas | Destratification Fans (HVLS) | A | Cumulative Energy Savings (MWh or mTherms) | Achievable Economic RVT Potential | 0 | 0 | 0 | 0 | 0 | 0 | 0 | 0 | 0 | 0 | 0 | 0 | 0 | 0 | 0 | 0 | 0 | 0 | 0 | 0 | 0 | 0 | 0 | 0 | 0 | 0 | 0 | 0 | 0 | 0 | 0
F8_Industrial_Primary Metals_Existing_Space Heating_Natural Gas_Destratification Fans (HVLS)_A_Achievable Economic RVT Potential | F8 | Industrial | Primary Metals | Existing | Space Heating | Natural Gas | Destratification Fans (HVLS) | A | Cumulative Summer Peak Savings (MW) | Achievable Economic RVT Potential | 0 | 0 | 0 | 0 | 0 | 0 | 0 | 0 | 0 | 0 | 0 | 0 | 0 | 0 | 0 | 0 | 0 | 0 | 0 | 0 | 0 | 0 | 0 | 0 | 0 | 0 | 0 | 0 | 0 | 0 | 0
F9_Industrial_Primary Metals_Existing_Space Heating_Natural Gas_Destratification Fans (HVLS)_A_Achievable Economic RVT Potential | F9 | Industrial | Primary Metals | Existing | Space Heating | Natural Gas | Destratification Fans (HVLS) | A | Cumulative Winter Peak Savings (MW) | Achievable Economic RVT Potential | 0 | 0 | 0 | 0 | 0 | 0 | 0 | 0 | 0 | 0 | 0 | 0 | 0 | 0 | 0 | 0 | 0 | 0 | 0 | 0 | 0 | 0 | 0 | 0 | 0 | 0 | 0 | 0 | 0 | 0 | 0
F10_Industrial_Primary Metals_Existing_Space Heating_Natural Gas_Destratification Fans (HVLS)_A_Achievable Economic RVT Potential | F10 | Industrial | Primary Metals | Existing | Space Heating | Natural Gas | Destratification Fans (HVLS) | A | Purchases (Incremental) | Achievable Economic RVT Potential | 0 | 0 | 0 | 0 | 0 | 0 | 0 | 0 | 0 | 0 | 0 | 0 | 0 | 0 | 0 | 0 | 0 | 0 | 0 | 0 | 0 | 0 | 0 | 0 | 0 | 0 | 0 | 0 | 0 | 0 | 0
F11_Industrial_Primary Metals_Existing_Space Heating_Natural Gas_Destratification Fans (HVLS)_A_Achievable Economic RVT Potential | F11 | Industrial | Primary Metals | Existing | Space Heating | Natural Gas | Destratification Fans (HVLS) | A | Purchases (Cumulative) | Achievable Economic RVT Potential | 0 | 0 | 0 | 0 | 0 | 0 | 0 | 0 | 0 | 0 | 0 | 0 | 0 | 0 | 0 | 0 | 0 | 0 | 0 | 0 | 0 | 0 | 0 | 0 | 0 | 0 | 0 | 0 | 0 | 0 | 0
F1_Industrial_Primary Metals_Existing_Space Heating_Natural Gas_Gas Boiler - Insulate Steam Lines/Condensate Tank_A_Achievable Economic RVT Potential | F1 | Industrial | Primary Metals | Existing | Space Heating | Natural Gas | Gas Boiler - Insulate Steam Lines/Condensate Tank | A | Integrated Unit Energy Savings (kWh or therms) | Achievable Economic RVT Potential | 0 | 0 | 0 | 0 | 0 | 311.6632 | 308.9378 | 306.1114 | 303.1234 | 299.9359 | 296.527 | 292.9163 | 289.0622 | 284.8496 | 280.3769 | 275.7789 | 271.2071 | 266.6709 | 262.2479 | 258.2671 | 254.5331 | 250.9879 | 247.9087 | 245.1488 | 242.557 | 240.6215 | 239.0153 | 237.5377 | 269.6047 | 268.4972 | 267.4865
F2_Industrial_Primary Metals_Existing_Space Heating_Natural Gas_Gas Boiler - Insulate Steam Lines/Condensate Tank_A_Achievable Economic RVT Potential | F2 | Industrial | Primary Metals | Existing | Space Heating | Natural Gas | Gas Boiler - Insulate Steam Lines/Condensate Tank | A | Integrated Unit Summer Peak Savings (kW) | Achievable Economic RVT Potential | 0 | 0 | 0 | 0 | 0 | 0 | 0 | 0 | 0 | 0 | 0 | 0 | 0 | 0 | 0 | 0 | 0 | 0 | 0 | 0 | 0 | 0 | 0 | 0 | 0 | 0 | 0 | 0 | 0 | 0 | 0
F3_Industrial_Primary Metals_Existing_Space Heating_Natural Gas_Gas Boiler - Insulate Steam Lines/Condensate Tank_A_Achievable Economic RVT Potential | F3 | Industrial | Primary Metals | Existing | Space Heating | Natural Gas | Gas Boiler - Insulate Steam Lines/Condensate Tank | A | Integrated Unit Winter Peak Savings (kW) | Achievable Economic RVT Potential | 0 | 0 | 0 | 0 | 0 | 0 | 0 | 0 | 0 | 0 | 0 | 0 | 0 | 0 | 0 | 0 | 0 | 0 | 0 | 0 | 0 | 0 | 0 | 0 | 0 | 0 | 0 | 0 | 0 | 0 | 0
F4_Industrial_Primary Metals_Existing_Space Heating_Natural Gas_Gas Boiler - Insulate Steam Lines/Condensate Tank_A_Achievable Economic RVT Potential | F4 | Industrial | Primary Metals | Existing | Space Heating | Natural Gas | Gas Boiler - Insulate Steam Lines/Condensate Tank | A | Incremental Energy Savings (MWh or mTherms) | Achievable Economic RVT Potential | 0 | 0 | 0 | 0 | 0 | 0 | 0 | 0 | 0 | 0 | 0 | 0 | 0 | 0 | 0 | 0 | 0 | 0 | 0 | 0 | 0 | 0 | 0 | 0 | 0 | 0 | 0 | 0 | 0 | 0 | 0
F5_Industrial_Primary Metals_Existing_Space Heating_Natural Gas_Gas Boiler - Insulate Steam Lines/Condensate Tank_A_Achievable Economic RVT Potential | F5 | Industrial | Primary Metals | Existing | Space Heating | Natural Gas | Gas Boiler - Insulate Steam Lines/Condensate Tank | A | Incremental Summer Peak Savings (MW) | Achievable Economic RVT Potential | 0 | 0 | 0 | 0 | 0 | 0 | 0 | 0 | 0 | 0 | 0 | 0 | 0 | 0 | 0 | 0 | 0 | 0 | 0 | 0 | 0 | 0 | 0 | 0 | 0 | 0 | 0 | 0 | 0 | 0 | 0
F6_Industrial_Primary Metals_Existing_Space Heating_Natural Gas_Gas Boiler - Insulate Steam Lines/Condensate Tank_A_Achievable Economic RVT Potential | F6 | Industrial | Primary Metals | Existing | Space Heating | Natural Gas | Gas Boiler - Insulate Steam Lines/Condensate Tank | A | Incremental Winter Peak Savings (MW) | Achievable Economic RVT Potential | 0 | 0 | 0 | 0 | 0 | 0 | 0 | 0 | 0 | 0 | 0 | 0 | 0 | 0 | 0 | 0 | 0 | 0 | 0 | 0 | 0 | 0 | 0 | 0 | 0 | 0 | 0 | 0 | 0 | 0 | 0
F7_Industrial_Primary Metals_Existing_Space Heating_Natural Gas_Gas Boiler - Insulate Steam Lines/Condensate Tank_A_Achievable Economic RVT Potential | F7 | Industrial | Primary Metals | Existing | Space Heating | Natural Gas | Gas Boiler - Insulate Steam Lines/Condensate Tank | A | Cumulative Energy Savings (MWh or mTherms) | Achievable Economic RVT Potential | 0 | 0 | 0 | 0 | 0 | 0 | 0 | 0 | 0 | 0 | 0 | 0 | 0 | 0 | 0 | 0 | 0 | 0 | 0 | 0 | 0 | 0 | 0 | 0 | 0 | 0 | 0 | 0 | 0 | 0 | 0
F8_Industrial_Primary Metals_Existing_Space Heating_Natural Gas_Gas Boiler - Insulate Steam Lines/Condensate Tank_A_Achievable Economic RVT Potential | F8 | Industrial | Primary Metals | Existing | Space Heating | Natural Gas | Gas Boiler - Insulate Steam Lines/Condensate Tank | A | Cumulative Summer Peak Savings (MW) | Achievable Economic RVT Potential | 0 | 0 | 0 | 0 | 0 | 0 | 0 | 0 | 0 | 0 | 0 | 0 | 0 | 0 | 0 | 0 | 0 | 0 | 0 | 0 | 0 | 0 | 0 | 0 | 0 | 0 | 0 | 0 | 0 | 0 | 0
F9_Industrial_Primary Metals_Existing_Space Heating_Natural Gas_Gas Boiler - Insulate Steam Lines/Condensate Tank_A_Achievable Economic RVT Potential | F9 | Industrial | Primary Metals | Existing | Space Heating | Natural Gas | Gas Boiler - Insulate Steam Lines/Condensate Tank | A | Cumulative Winter Peak Savings (MW) | Achievable Economic RVT Potential | 0 | 0 | 0 | 0 | 0 | 0 | 0 | 0 | 0 | 0 | 0 | 0 | 0 | 0 | 0 | 0 | 0 | 0 | 0 | 0 | 0 | 0 | 0 | 0 | 0 | 0 | 0 | 0 | 0 | 0 | 0
F10_Industrial_Primary Metals_Existing_Space Heating_Natural Gas_Gas Boiler - Insulate Steam Lines/Condensate Tank_A_Achievable Economic RVT Potential | F10 | Industrial | Primary Metals | Existing | Space Heating | Natural Gas | Gas Boiler - Insulate Steam Lines/Condensate Tank | A | Purchases (Incremental) | Achievable Economic RVT Potential | 0 | 0 | 0 | 0 | 0 | 0 | 0 | 0 | 0 | 0 | 0 | 0 | 0 | 0 | 0 | 0 | 0 | 0 | 0 | 0 | 0 | 0 | 0 | 0 | 0 | 0 | 0 | 0 | 0 | 0 | 0
F11_Industrial_Primary Metals_Existing_Space Heating_Natural Gas_Gas Boiler - Insulate Steam Lines/Condensate Tank_A_Achievable Economic RVT Potential | F11 | Industrial | Primary Metals | Existing | Space Heating | Natural Gas | Gas Boiler - Insulate Steam Lines/Condensate Tank | A | Purchases (Cumulative) | Achievable Economic RVT Potential | 0 | 0 | 0 | 0 | 0 | 0 | 0 | 0 | 0 | 0 | 0 | 0 | 0 | 0 | 0 | 0 | 0 | 0 | 0 | 0 | 0 | 0 | 0 | 0 | 0 | 0 | 0 | 0 | 0 | 0 | 0
F1_Industrial_Primary Metals_Existing_Process_Natural Gas_Gas Boiler - Insulate Steam Lines/Condensate Tank_A_Achievable Economic RVT Potential | F1 | Industrial | Primary Metals | Existing | Process | Natural Gas | Gas Boiler - Insulate Steam Lines/Condensate Tank | A | Integrated Unit Energy Savings (kWh or therms) | Achievable Economic RVT Potential | 0 | 0 | 0 | 0 | 0 | 302.9139 | 302.2508 | 301.5807 | 300.9187 | 300.2559 | 299.5779 | 298.9889 | 298.4492 | 297.8776 | 297.446 | 296.9663 | 296.5742 | 296.1688 | 295.75 | 295.4194 | 295.0552 | 294.7236 | 294.3933 | 294.0643 | 293.7368 | 293.7084 | 293.6823 | 293.6585 | 303.5793 | 303.5793 | 303.5793
F2_Industrial_Primary Metals_Existing_Process_Natural Gas_Gas Boiler - Insulate Steam Lines/Condensate Tank_A_Achievable Economic RVT Potential | F2 | Industrial | Primary Metals | Existing | Process | Natural Gas | Gas Boiler - Insulate Steam Lines/Condensate Tank | A | Integrated Unit Summer Peak Savings (kW) | Achievable Economic RVT Potential | 0 | 0 | 0 | 0 | 0 | 0 | 0 | 0 | 0 | 0 | 0 | 0 | 0 | 0 | 0 | 0 | 0 | 0 | 0 | 0 | 0 | 0 | 0 | 0 | 0 | 0 | 0 | 0 | 0 | 0 | 0
F3_Industrial_Primary Metals_Existing_Process_Natural Gas_Gas Boiler - Insulate Steam Lines/Condensate Tank_A_Achievable Economic RVT Potential | F3 | Industrial | Primary Metals | Existing | Process | Natural Gas | Gas Boiler - Insulate Steam Lines/Condensate Tank | A | Integrated Unit Winter Peak Savings (kW) | Achievable Economic RVT Potential | 0 | 0 | 0 | 0 | 0 | 0 | 0 | 0 | 0 | 0 | 0 | 0 | 0 | 0 | 0 | 0 | 0 | 0 | 0 | 0 | 0 | 0 | 0 | 0 | 0 | 0 | 0 | 0 | 0 | 0 | 0
F4_Industrial_Primary Metals_Existing_Process_Natural Gas_Gas Boiler - Insulate Steam Lines/Condensate Tank_A_Achievable Economic RVT Potential | F4 | Industrial | Primary Metals | Existing | Process | Natural Gas | Gas Boiler - Insulate Steam Lines/Condensate Tank | A | Incremental Energy Savings (MWh or mTherms) | Achievable Economic RVT Potential | 0 | 0 | 0 | 0 | 0 | 0 | 0 | 0 | 0 | 0 | 0 | 0 | 0 | 0 | 0 | 0 | 0 | 0 | 0 | 0 | 0 | 0 | 0 | 0 | 0 | 0 | 0 | 0 | 0 | 0 | 0
F5_Industrial_Primary Metals_Existing_Process_Natural Gas_Gas Boiler - Insulate Steam Lines/Condensate Tank_A_Achievable Economic RVT Potential | F5 | Industrial | Primary Metals | Existing | Process | Natural Gas | Gas Boiler - Insulate Steam Lines/Condensate Tank | A | Incremental Summer Peak Savings (MW) | Achievable Economic RVT Potential | 0 | 0 | 0 | 0 | 0 | 0 | 0 | 0 | 0 | 0 | 0 | 0 | 0 | 0 | 0 | 0 | 0 | 0 | 0 | 0 | 0 | 0 | 0 | 0 | 0 | 0 | 0 | 0 | 0 | 0 | 0
F6_Industrial_Primary Metals_Existing_Process_Natural Gas_Gas Boiler - Insulate Steam Lines/Condensate Tank_A_Achievable Economic RVT Potential | F6 | Industrial | Primary Metals | Existing | Process | Natural Gas | Gas Boiler - Insulate Steam Lines/Condensate Tank | A | Incremental Winter Peak Savings (MW) | Achievable Economic RVT Potential | 0 | 0 | 0 | 0 | 0 | 0 | 0 | 0 | 0 | 0 | 0 | 0 | 0 | 0 | 0 | 0 | 0 | 0 | 0 | 0 | 0 | 0 | 0 | 0 | 0 | 0 | 0 | 0 | 0 | 0 | 0
F7_Industrial_Primary Metals_Existing_Process_Natural Gas_Gas Boiler - Insulate Steam Lines/Condensate Tank_A_Achievable Economic RVT Potential | F7 | Industrial | Primary Metals | Existing | Process | Natural Gas | Gas Boiler - Insulate Steam Lines/Condensate Tank | A | Cumulative Energy Savings (MWh or mTherms) | Achievable Economic RVT Potential | 0 | 0 | 0 | 0 | 0 | 0 | 0 | 0 | 0 | 0 | 0 | 0 | 0 | 0 | 0 | 0 | 0 | 0 | 0 | 0 | 0 | 0 | 0 | 0 | 0 | 0 | 0 | 0 | 0 | 0 | 0
F8_Industrial_Primary Metals_Existing_Process_Natural Gas_Gas Boiler - Insulate Steam Lines/Condensate Tank_A_Achievable Economic RVT Potential | F8 | Industrial | Primary Metals | Existing | Process | Natural Gas | Gas Boiler - Insulate Steam Lines/Condensate Tank | A | Cumulative Summer Peak Savings (MW) | Achievable Economic RVT Potential | 0 | 0 | 0 | 0 | 0 | 0 | 0 | 0 | 0 | 0 | 0 | 0 | 0 | 0 | 0 | 0 | 0 | 0 | 0 | 0 | 0 | 0 | 0 | 0 | 0 | 0 | 0 | 0 | 0 | 0 | 0
F9_Industrial_Primary Metals_Existing_Process_Natural Gas_Gas Boiler - Insulate Steam Lines/Condensate Tank_A_Achievable Economic RVT Potential | F9 | Industrial | Primary Metals | Existing | Process | Natural Gas | Gas Boiler - Insulate Steam Lines/Condensate Tank | A | Cumulative Winter Peak Savings (MW) | Achievable Economic RVT Potential | 0 | 0 | 0 | 0 | 0 | 0 | 0 | 0 | 0 | 0 | 0 | 0 | 0 | 0 | 0 | 0 | 0 | 0 | 0 | 0 | 0 | 0 | 0 | 0 | 0 | 0 | 0 | 0 | 0 | 0 | 0
F10_Industrial_Primary Metals_Existing_Process_Natural Gas_Gas Boiler - Insulate Steam Lines/Condensate Tank_A_Achievable Economic RVT Potential | F10 | Industrial | Primary Metals | Existing | Process | Natural Gas | Gas Boiler - Insulate Steam Lines/Condensate Tank | A | Purchases (Incremental) | Achievable Economic RVT Potential | 0 | 0 | 0 | 0 | 0 | 0 | 0 | 0 | 0 | 0 | 0 | 0 | 0 | 0 | 0 | 0 | 0 | 0 | 0 | 0 | 0 | 0 | 0 | 0 | 0 | 0 | 0 | 0 | 0 | 0 | 0
F11_Industrial_Primary Metals_Existing_Process_Natural Gas_Gas Boiler - Insulate Steam Lines/Condensate Tank_A_Achievable Economic RVT Potential | F11 | Industrial | Primary Metals | Existing | Process | Natural Gas | Gas Boiler - Insulate Steam Lines/Condensate Tank | A | Purchases (Cumulative) | Achievable Economic RVT Potential | 0 | 0 | 0 | 0 | 0 | 0 | 0 | 0 | 0 | 0 | 0 | 0 | 0 | 0 | 0 | 0 | 0 | 0 | 0 | 0 | 0 | 0 | 0 | 0 | 0 | 0 | 0 | 0 | 0 | 0 | 0
F1_Industrial_Primary Metals_Existing_Space Heating_Natural Gas_Gas Boiler - Insulate Hot Water Lines_A_Achievable Economic RVT Potential | F1 | Industrial | Primary Metals | Existing | Space Heating | Natural Gas | Gas Boiler - Insulate Hot Water Lines | A | Integrated Unit Energy Savings (kWh or therms) | Achievable Economic RVT Potential | 0 | 0 | 0 | 0 | 0 | 352.3643 | 349.504 | 346.5967 | 343.5983 | 340.4987 | 337.3244 | 334.0916 | 330.7838 | 327.3279 | 323.6676 | 320.0818 | 316.5183 | 313.0147 | 309.5652 | 306.2923 | 303.1286 | 299.9066 | 296.9638 | 294.1811 | 291.4613 | 289.253 | 287.3657 | 285.6284 | 304.7381 | 303.4863 | 302.3438
F2_Industrial_Primary Metals_Existing_Space Heating_Natural Gas_Gas Boiler - Insulate Hot Water Lines_A_Achievable Economic RVT Potential | F2 | Industrial | Primary Metals | Existing | Space Heating | Natural Gas | Gas Boiler - Insulate Hot Water Lines | A | Integrated Unit Summer Peak Savings (kW) | Achievable Economic RVT Potential | 0 | 0 | 0 | 0 | 0 | 0 | 0 | 0 | 0 | 0 | 0 | 0 | 0 | 0 | 0 | 0 | 0 | 0 | 0 | 0 | 0 | 0 | 0 | 0 | 0 | 0 | 0 | 0 | 0 | 0 | 0
F3_Industrial_Primary Metals_Existing_Space Heating_Natural Gas_Gas Boiler - Insulate Hot Water Lines_A_Achievable Economic RVT Potential | F3 | Industrial | Primary Metals | Existing | Space Heating | Natural Gas | Gas Boiler - Insulate Hot Water Lines | A | Integrated Unit Winter Peak Savings (kW) | Achievable Economic RVT Potential | 0 | 0 | 0 | 0 | 0 | 0 | 0 | 0 | 0 | 0 | 0 | 0 | 0 | 0 | 0 | 0 | 0 | 0 | 0 | 0 | 0 | 0 | 0 | 0 | 0 | 0 | 0 | 0 | 0 | 0 | 0
F4_Industrial_Primary Metals_Existing_Space Heating_Natural Gas_Gas Boiler - Insulate Hot Water Lines_A_Achievable Economic RVT Potential | F4 | Industrial | Primary Metals | Existing | Space Heating | Natural Gas | Gas Boiler - Insulate Hot Water Lines | A | Incremental Energy Savings (MWh or mTherms) | Achievable Economic RVT Potential | 0 | 0 | 0 | 0 | 0 | 0 | 0 | 0 | 0 | 0 | 0 | 0 | 0 | 0 | 0 | 0 | 0 | 0 | 0 | 0 | 0 | 0 | 0 | 0 | 0 | 0 | 0 | 0 | 0 | 0 | 0
F5_Industrial_Primary Metals_Existing_Space Heating_Natural Gas_Gas Boiler - Insulate Hot Water Lines_A_Achievable Economic RVT Potential | F5 | Industrial | Primary Metals | Existing | Space Heating | Natural Gas | Gas Boiler - Insulate Hot Water Lines | A | Incremental Summer Peak Savings (MW) | Achievable Economic RVT Potential | 0 | 0 | 0 | 0 | 0 | 0 | 0 | 0 | 0 | 0 | 0 | 0 | 0 | 0 | 0 | 0 | 0 | 0 | 0 | 0 | 0 | 0 | 0 | 0 | 0 | 0 | 0 | 0 | 0 | 0 | 0
F6_Industrial_Primary Metals_Existing_Space Heating_Natural Gas_Gas Boiler - Insulate Hot Water Lines_A_Achievable Economic RVT Potential | F6 | Industrial | Primary Metals | Existing | Space Heating | Natural Gas | Gas Boiler - Insulate Hot Water Lines | A | Incremental Winter Peak Savings (MW) | Achievable Economic RVT Potential | 0 | 0 | 0 | 0 | 0 | 0 | 0 | 0 | 0 | 0 | 0 | 0 | 0 | 0 | 0 | 0 | 0 | 0 | 0 | 0 | 0 | 0 | 0 | 0 | 0 | 0 | 0 | 0 | 0 | 0 | 0
F7_Industrial_Primary Metals_Existing_Space Heating_Natural Gas_Gas Boiler - Insulate Hot Water Lines_A_Achievable Economic RVT Potential | F7 | Industrial | Primary Metals | Existing | Space Heating | Natural Gas | Gas Boiler - Insulate Hot Water Lines | A | Cumulative Energy Savings (MWh or mTherms) | Achievable Economic RVT Potential | 0 | 0 | 0 | 0 | 0 | 0 | 0 | 0 | 0 | 0 | 0 | 0 | 0 | 0 | 0 | 0 | 0 | 0 | 0 | 0 | 0 | 0 | 0 | 0 | 0 | 0 | 0 | 0 | 0 | 0 | 0
F8_Industrial_Primary Metals_Existing_Space Heating_Natural Gas_Gas Boiler - Insulate Hot Water Lines_A_Achievable Economic RVT Potential | F8 | Industrial | Primary Metals | Existing | Space Heating | Natural Gas | Gas Boiler - Insulate Hot Water Lines | A | Cumulative Summer Peak Savings (MW) | Achievable Economic RVT Potential | 0 | 0 | 0 | 0 | 0 | 0 | 0 | 0 | 0 | 0 | 0 | 0 | 0 | 0 | 0 | 0 | 0 | 0 | 0 | 0 | 0 | 0 | 0 | 0 | 0 | 0 | 0 | 0 | 0 | 0 | 0
F9_Industrial_Primary Metals_Existing_Space Heating_Natural Gas_Gas Boiler - Insulate Hot Water Lines_A_Achievable Economic RVT Potential | F9 | Industrial | Primary Metals | Existing | Space Heating | Natural Gas | Gas Boiler - Insulate Hot Water Lines | A | Cumulative Winter Peak Savings (MW) | Achievable Economic RVT Potential | 0 | 0 | 0 | 0 | 0 | 0 | 0 | 0 | 0 | 0 | 0 | 0 | 0 | 0 | 0 | 0 | 0 | 0 | 0 | 0 | 0 | 0 | 0 | 0 | 0 | 0 | 0 | 0 | 0 | 0 | 0
F10_Industrial_Primary Metals_Existing_Space Heating_Natural Gas_Gas Boiler - Insulate Hot Water Lines_A_Achievable Economic RVT Potential | F10 | Industrial | Primary Metals | Existing | Space Heating | Natural Gas | Gas Boiler - Insulate Hot Water Lines | A | Purchases (Incremental) | Achievable Economic RVT Potential | 0 | 0 | 0 | 0 | 0 | 0 | 0 | 0 | 0 | 0 | 0 | 0 | 0 | 0 | 0 | 0 | 0 | 0 | 0 | 0 | 0 | 0 | 0 | 0 | 0 | 0 | 0 | 0 | 0 | 0 | 0
F11_Industrial_Primary Metals_Existing_Space Heating_Natural Gas_Gas Boiler - Insulate Hot Water Lines_A_Achievable Economic RVT Potential | F11 | Industrial | Primary Metals | Existing | Space Heating | Natural Gas | Gas Boiler - Insulate Hot Water Lines | A | Purchases (Cumulative) | Achievable Economic RVT Potential | 0 | 0 | 0 | 0 | 0 | 0 | 0 | 0 | 0 | 0 | 0 | 0 | 0 | 0 | 0 | 0 | 0 | 0 | 0 | 0 | 0 | 0 | 0 | 0 | 0 | 0 | 0 | 0 | 0 | 0 | 0
F1_Industrial_Primary Metals_Existing_Process_Natural Gas_Gas Boiler - Insulate Hot Water Lines_A_Achievable Economic RVT Potential | F1 | Industrial | Primary Metals | Existing | Process | Natural Gas | Gas Boiler - Insulate Hot Water Lines | A | Integrated Unit Energy Savings (kWh or therms) | Achievable Economic RVT Potential | 0 | 0 | 0 | 0 | 0 | 342.4412 | 341.7448 | 341.0408 | 340.3451 | 339.6481 | 338.9374 | 338.3245 | 337.7671 | 337.1796 | 336.7418 | 336.2561 | 335.8644 | 335.4609 | 335.045 | 334.7217 | 334.3646 | 334.0442 | 333.7253 | 333.4077 | 333.0916 | 333.0625 | 333.0358 | 333.0115 | 343.1401 | 343.1401 | 343.1401
F2_Industrial_Primary Metals_Existing_Process_Natural Gas_Gas Boiler - Insulate Hot Water Lines_A_Achievable Economic RVT Potential | F2 | Industrial | Primary Metals | Existing | Process | Natural Gas | Gas Boiler - Insulate Hot Water Lines | A | Integrated Unit Summer Peak Savings (kW) | Achievable Economic RVT Potential | 0 | 0 | 0 | 0 | 0 | 0 | 0 | 0 | 0 | 0 | 0 | 0 | 0 | 0 | 0 | 0 | 0 | 0 | 0 | 0 | 0 | 0 | 0 | 0 | 0 | 0 | 0 | 0 | 0 | 0 | 0
F3_Industrial_Primary Metals_Existing_Process_Natural Gas_Gas Boiler - Insulate Hot Water Lines_A_Achievable Economic RVT Potential | F3 | Industrial | Primary Metals | Existing | Process | Natural Gas | Gas Boiler - Insulate Hot Water Lines | A | Integrated Unit Winter Peak Savings (kW) | Achievable Economic RVT Potential | 0 | 0 | 0 | 0 | 0 | 0 | 0 | 0 | 0 | 0 | 0 | 0 | 0 | 0 | 0 | 0 | 0 | 0 | 0 | 0 | 0 | 0 | 0 | 0 | 0 | 0 | 0 | 0 | 0 | 0 | 0
F4_Industrial_Primary Metals_Existing_Process_Natural Gas_Gas Boiler - Insulate Hot Water Lines_A_Achievable Economic RVT Potential | F4 | Industrial | Primary Metals | Existing | Process | Natural Gas | Gas Boiler - Insulate Hot Water Lines | A | Incremental Energy Savings (MWh or mTherms) | Achievable Economic RVT Potential | 0 | 0 | 0 | 0 | 0 | 0 | 0 | 0 | 0 | 0 | 0 | 0 | 0 | 0 | 0 | 0 | 0 | 0 | 0 | 0 | 0 | 0 | 0 | 0 | 0 | 0 | 0 | 0 | 0 | 0 | 0
F5_Industrial_Primary Metals_Existing_Process_Natural Gas_Gas Boiler - Insulate Hot Water Lines_A_Achievable Economic RVT Potential | F5 | Industrial | Primary Metals | Existing | Process | Natural Gas | Gas Boiler - Insulate Hot Water Lines | A | Incremental Summer Peak Savings (MW) | Achievable Economic RVT Potential | 0 | 0 | 0 | 0 | 0 | 0 | 0 | 0 | 0 | 0 | 0 | 0 | 0 | 0 | 0 | 0 | 0 | 0 | 0 | 0 | 0 | 0 | 0 | 0 | 0 | 0 | 0 | 0 | 0 | 0 | 0
F6_Industrial_Primary Metals_Existing_Process_Natural Gas_Gas Boiler - Insulate Hot Water Lines_A_Achievable Economic RVT Potential | F6 | Industrial | Primary Metals | Existing | Process | Natural Gas | Gas Boiler - Insulate Hot Water Lines | A | Incremental Winter Peak Savings (MW) | Achievable Economic RVT Potential | 0 | 0 | 0 | 0 | 0 | 0 | 0 | 0 | 0 | 0 | 0 | 0 | 0 | 0 | 0 | 0 | 0 | 0 | 0 | 0 | 0 | 0 | 0 | 0 | 0 | 0 | 0 | 0 | 0 | 0 | 0
F7_Industrial_Primary Metals_Existing_Process_Natural Gas_Gas Boiler - Insulate Hot Water Lines_A_Achievable Economic RVT Potential | F7 | Industrial | Primary Metals | Existing | Process | Natural Gas | Gas Boiler - Insulate Hot Water Lines | A | Cumulative Energy Savings (MWh or mTherms) | Achievable Economic RVT Potential | 0 | 0 | 0 | 0 | 0 | 0 | 0 | 0 | 0 | 0 | 0 | 0 | 0 | 0 | 0 | 0 | 0 | 0 | 0 | 0 | 0 | 0 | 0 | 0 | 0 | 0 | 0 | 0 | 0 | 0 | 0
F8_Industrial_Primary Metals_Existing_Process_Natural Gas_Gas Boiler - Insulate Hot Water Lines_A_Achievable Economic RVT Potential | F8 | Industrial | Primary Metals | Existing | Process | Natural Gas | Gas Boiler - Insulate Hot Water Lines | A | Cumulative Summer Peak Savings (MW) | Achievable Economic RVT Potential | 0 | 0 | 0 | 0 | 0 | 0 | 0 | 0 | 0 | 0 | 0 | 0 | 0 | 0 | 0 | 0 | 0 | 0 | 0 | 0 | 0 | 0 | 0 | 0 | 0 | 0 | 0 | 0 | 0 | 0 | 0
F9_Industrial_Primary Metals_Existing_Process_Natural Gas_Gas Boiler - Insulate Hot Water Lines_A_Achievable Economic RVT Potential | F9 | Industrial | Primary Metals | Existing | Process | Natural Gas | Gas Boiler - Insulate Hot Water Lines | A | Cumulative Winter Peak Savings (MW) | Achievable Economic RVT Potential | 0 | 0 | 0 | 0 | 0 | 0 | 0 | 0 | 0 | 0 | 0 | 0 | 0 | 0 | 0 | 0 | 0 | 0 | 0 | 0 | 0 | 0 | 0 | 0 | 0 | 0 | 0 | 0 | 0 | 0 | 0
F10_Industrial_Primary Metals_Existing_Process_Natural Gas_Gas Boiler - Insulate Hot Water Lines_A_Achievable Economic RVT Potential | F10 | Industrial | Primary Metals | Existing | Process | Natural Gas | Gas Boiler - Insulate Hot Water Lines | A | Purchases (Incremental) | Achievable Economic RVT Potential | 0 | 0 | 0 | 0 | 0 | 0 | 0 | 0 | 0 | 0 | 0 | 0 | 0 | 0 | 0 | 0 | 0 | 0 | 0 | 0 | 0 | 0 | 0 | 0 | 0 | 0 | 0 | 0 | 0 | 0 | 0
F11_Industrial_Primary Metals_Existing_Process_Natural Gas_Gas Boiler - Insulate Hot Water Lines_A_Achievable Economic RVT Potential | F11 | Industrial | Primary Metals | Existing | Process | Natural Gas | Gas Boiler - Insulate Hot Water Lines | A | Purchases (Cumulative) | Achievable Economic RVT Potential | 0 | 0 | 0 | 0 | 0 | 0 | 0 | 0 | 0 | 0 | 0 | 0 | 0 | 0 | 0 | 0 | 0 | 0 | 0 | 0 | 0 | 0 | 0 | 0 | 0 | 0 | 0 | 0 | 0 | 0 | 0
F1_Industrial_Primary Metals_Existing_Process_Natural Gas_Process - Insulate Heated Process Fluids_A_Achievable Economic RVT Potential | F1 | Industrial | Primary Metals | Existing | Process | Natural Gas | Process - Insulate Heated Process Fluids | A | Integrated Unit Energy Savings (kWh or therms) | Achievable Economic RVT Potential | 0 | 0 | 0 | 0 | 0 | 1904.5124 | 1904.1599 | 1903.8264 | 1903.5093 | 1903.1978 | 1902.8958 | 1902.6645 | 1902.478 | 1902.2924 | 1902.1843 | 1902.0633 | 1901.988 | 1901.913 | 1901.8381 | 1901.8034 | 1901.7593 | 1901.7434 | 1901.7288 | 1901.7155 | 1901.7034 | 1901.6941 | 1901.6855 | 1901.6777 | 1904.8967 | 1904.8967 | 1904.8967
F2_Industrial_Primary Metals_Existing_Process_Natural Gas_Process - Insulate Heated Process Fluids_A_Achievable Economic RVT Potential | F2 | Industrial | Primary Metals | Existing | Process | Natural Gas | Process - Insulate Heated Process Fluids | A | Integrated Unit Summer Peak Savings (kW) | Achievable Economic RVT Potential | 0 | 0 | 0 | 0 | 0 | 0 | 0 | 0 | 0 | 0 | 0 | 0 | 0 | 0 | 0 | 0 | 0 | 0 | 0 | 0 | 0 | 0 | 0 | 0 | 0 | 0 | 0 | 0 | 0 | 0 | 0
F3_Industrial_Primary Metals_Existing_Process_Natural Gas_Process - Insulate Heated Process Fluids_A_Achievable Economic RVT Potential | F3 | Industrial | Primary Metals | Existing | Process | Natural Gas | Process - Insulate Heated Process Fluids | A | Integrated Unit Winter Peak Savings (kW) | Achievable Economic RVT Potential | 0 | 0 | 0 | 0 | 0 | 0 | 0 | 0 | 0 | 0 | 0 | 0 | 0 | 0 | 0 | 0 | 0 | 0 | 0 | 0 | 0 | 0 | 0 | 0 | 0 | 0 | 0 | 0 | 0 | 0 | 0
F4_Industrial_Primary Metals_Existing_Process_Natural Gas_Process - Insulate Heated Process Fluids_A_Achievable Economic RVT Potential | F4 | Industrial | Primary Metals | Existing | Process | Natural Gas | Process - Insulate Heated Process Fluids | A | Incremental Energy Savings (MWh or mTherms) | Achievable Economic RVT Potential | 0 | 0 | 0 | 0 | 0 | 0 | 0 | 0 | 0 | 0 | 0 | 0 | 0 | 0 | 0 | 0 | 0 | 0 | 0 | 0 | 0 | 0 | 0 | 0 | 0 | 0 | 0 | 0 | 0 | 0 | 0
F5_Industrial_Primary Metals_Existing_Process_Natural Gas_Process - Insulate Heated Process Fluids_A_Achievable Economic RVT Potential | F5 | Industrial | Primary Metals | Existing | Process | Natural Gas | Process - Insulate Heated Process Fluids | A | Incremental Summer Peak Savings (MW) | Achievable Economic RVT Potential | 0 | 0 | 0 | 0 | 0 | 0 | 0 | 0 | 0 | 0 | 0 | 0 | 0 | 0 | 0 | 0 | 0 | 0 | 0 | 0 | 0 | 0 | 0 | 0 | 0 | 0 | 0 | 0 | 0 | 0 | 0
F6_Industrial_Primary Metals_Existing_Process_Natural Gas_Process - Insulate Heated Process Fluids_A_Achievable Economic RVT Potential | F6 | Industrial | Primary Metals | Existing | Process | Natural Gas | Process - Insulate Heated Process Fluids | A | Incremental Winter Peak Savings (MW) | Achievable Economic RVT Potential | 0 | 0 | 0 | 0 | 0 | 0 | 0 | 0 | 0 | 0 | 0 | 0 | 0 | 0 | 0 | 0 | 0 | 0 | 0 | 0 | 0 | 0 | 0 | 0 | 0 | 0 | 0 | 0 | 0 | 0 | 0
F7_Industrial_Primary Metals_Existing_Process_Natural Gas_Process - Insulate Heated Process Fluids_A_Achievable Economic RVT Potential | F7 | Industrial | Primary Metals | Existing | Process | Natural Gas | Process - Insulate Heated Process Fluids | A | Cumulative Energy Savings (MWh or mTherms) | Achievable Economic RVT Potential | 0 | 0 | 0 | 0 | 0 | 0 | 0 | 0 | 0 | 0 | 0 | 0 | 0 | 0 | 0 | 0 | 0 | 0 | 0 | 0 | 0 | 0 | 0 | 0 | 0 | 0 | 0 | 0 | 0 | 0 | 0
F8_Industrial_Primary Metals_Existing_Process_Natural Gas_Process - Insulate Heated Process Fluids_A_Achievable Economic RVT Potential | F8 | Industrial | Primary Metals | Existing | Process | Natural Gas | Process - Insulate Heated Process Fluids | A | Cumulative Summer Peak Savings (MW) | Achievable Economic RVT Potential | 0 | 0 | 0 | 0 | 0 | 0 | 0 | 0 | 0 | 0 | 0 | 0 | 0 | 0 | 0 | 0 | 0 | 0 | 0 | 0 | 0 | 0 | 0 | 0 | 0 | 0 | 0 | 0 | 0 | 0 | 0
F9_Industrial_Primary Metals_Existing_Process_Natural Gas_Process - Insulate Heated Process Fluids_A_Achievable Economic RVT Potential | F9 | Industrial | Primary Metals | Existing | Process | Natural Gas | Process - Insulate Heated Process Fluids | A | Cumulative Winter Peak Savings (MW) | Achievable Economic RVT Potential | 0 | 0 | 0 | 0 | 0 | 0 | 0 | 0 | 0 | 0 | 0 | 0 | 0 | 0 | 0 | 0 | 0 | 0 | 0 | 0 | 0 | 0 | 0 | 0 | 0 | 0 | 0 | 0 | 0 | 0 | 0
F10_Industrial_Primary Metals_Existing_Process_Natural Gas_Process - Insulate Heated Process Fluids_A_Achievable Economic RVT Potential | F10 | Industrial | Primary Metals | Existing | Process | Natural Gas | Process - Insulate Heated Process Fluids | A | Purchases (Incremental) | Achievable Economic RVT Potential | 0 | 0 | 0 | 0 | 0 | 0 | 0 | 0 | 0 | 0 | 0 | 0 | 0 | 0 | 0 | 0 | 0 | 0 | 0 | 0 | 0 | 0 | 0 | 0 | 0 | 0 | 0 | 0 | 0 | 0 | 0
F11_Industrial_Primary Metals_Existing_Process_Natural Gas_Process - Insulate Heated Process Fluids_A_Achievable Economic RVT Potential | F11 | Industrial | Primary Metals | Existing | Process | Natural Gas | Process - Insulate Heated Process Fluids | A | Purchases (Cumulative) | Achievable Economic RVT Potential | 0 | 0 | 0 | 0 | 0 | 0 | 0 | 0 | 0 | 0 | 0 | 0 | 0 | 0 | 0 | 0 | 0 | 0 | 0 | 0 | 0 | 0 | 0 | 0 | 0 | 0 | 0 | 0 | 0 | 0 | 0
F1_Industrial_Primary Metals_Existing_Process_Natural Gas_Process Heat Recovery_A_Achievable Economic RVT Potential | F1 | Industrial | Primary Metals | Existing | Process | Natural Gas | Process Heat Recovery | A | Integrated Unit Energy Savings (kWh or therms) | Achievable Economic RVT Potential | 0 | 0 | 0 | 0 | 0 | 3.7699 | 3.7612 | 3.7523 | 3.7435 | 3.7347 | 3.7255 | 3.7175 | 3.7102 | 3.7023 | 3.6963 | 3.6897 | 3.6843 | 3.6787 | 3.673 | 3.6685 | 3.6636 | 3.6591 | 3.6547 | 3.6503 | 3.6459 | 3.6455 | 3.6452 | 3.6449 | 0 | 0 | 0
F2_Industrial_Primary Metals_Existing_Process_Natural Gas_Process Heat Recovery_A_Achievable Economic RVT Potential | F2 | Industrial | Primary Metals | Existing | Process | Natural Gas | Process Heat Recovery | A | Integrated Unit Summer Peak Savings (kW) | Achievable Economic RVT Potential | 0 | 0 | 0 | 0 | 0 | 0 | 0 | 0 | 0 | 0 | 0 | 0 | 0 | 0 | 0 | 0 | 0 | 0 | 0 | 0 | 0 | 0 | 0 | 0 | 0 | 0 | 0 | 0 | 0 | 0 | 0
F3_Industrial_Primary Metals_Existing_Process_Natural Gas_Process Heat Recovery_A_Achievable Economic RVT Potential | F3 | Industrial | Primary Metals | Existing | Process | Natural Gas | Process Heat Recovery | A | Integrated Unit Winter Peak Savings (kW) | Achievable Economic RVT Potential | 0 | 0 | 0 | 0 | 0 | 0 | 0 | 0 | 0 | 0 | 0 | 0 | 0 | 0 | 0 | 0 | 0 | 0 | 0 | 0 | 0 | 0 | 0 | 0 | 0 | 0 | 0 | 0 | 0 | 0 | 0
F4_Industrial_Primary Metals_Existing_Process_Natural Gas_Process Heat Recovery_A_Achievable Economic RVT Potential | F4 | Industrial | Primary Metals | Existing | Process | Natural Gas | Process Heat Recovery | A | Incremental Energy Savings (MWh or mTherms) | Achievable Economic RVT Potential | 0 | 0 | 0 | 0 | 0 | 0 | 0 | 0 | 0 | 0 | 0 | 0 | 0 | 0 | 0 | 0 | 0 | 0 | 0 | 0 | 0 | 0 | 0 | 0 | 0 | 0 | 0 | 0 | 0 | 0 | 0
F5_Industrial_Primary Metals_Existing_Process_Natural Gas_Process Heat Recovery_A_Achievable Economic RVT Potential | F5 | Industrial | Primary Metals | Existing | Process | Natural Gas | Process Heat Recovery | A | Incremental Summer Peak Savings (MW) | Achievable Economic RVT Potential | 0 | 0 | 0 | 0 | 0 | 0 | 0 | 0 | 0 | 0 | 0 | 0 | 0 | 0 | 0 | 0 | 0 | 0 | 0 | 0 | 0 | 0 | 0 | 0 | 0 | 0 | 0 | 0 | 0 | 0 | 0
F6_Industrial_Primary Metals_Existing_Process_Natural Gas_Process Heat Recovery_A_Achievable Economic RVT Potential | F6 | Industrial | Primary Metals | Existing | Process | Natural Gas | Process Heat Recovery | A | Incremental Winter Peak Savings (MW) | Achievable Economic RVT Potential | 0 | 0 | 0 | 0 | 0 | 0 | 0 | 0 | 0 | 0 | 0 | 0 | 0 | 0 | 0 | 0 | 0 | 0 | 0 | 0 | 0 | 0 | 0 | 0 | 0 | 0 | 0 | 0 | 0 | 0 | 0
F7_Industrial_Primary Metals_Existing_Process_Natural Gas_Process Heat Recovery_A_Achievable Economic RVT Potential | F7 | Industrial | Primary Metals | Existing | Process | Natural Gas | Process Heat Recovery | A | Cumulative Energy Savings (MWh or mTherms) | Achievable Economic RVT Potential | 0 | 0 | 0 | 0 | 0 | 0 | 0 | 0 | 0 | 0 | 0 | 0 | 0 | 0 | 0 | 0 | 0 | 0 | 0 | 0 | 0 | 0 | 0 | 0 | 0 | 0 | 0 | 0 | 0 | 0 | 0
F8_Industrial_Primary Metals_Existing_Process_Natural Gas_Process Heat Recovery_A_Achievable Economic RVT Potential | F8 | Industrial | Primary Metals | Existing | Process | Natural Gas | Process Heat Recovery | A | Cumulative Summer Peak Savings (MW) | Achievable Economic RVT Potential | 0 | 0 | 0 | 0 | 0 | 0 | 0 | 0 | 0 | 0 | 0 | 0 | 0 | 0 | 0 | 0 | 0 | 0 | 0 | 0 | 0 | 0 | 0 | 0 | 0 | 0 | 0 | 0 | 0 | 0 | 0
F9_Industrial_Primary Metals_Existing_Process_Natural Gas_Process Heat Recovery_A_Achievable Economic RVT Potential | F9 | Industrial | Primary Metals | Existing | Process | Natural Gas | Process Heat Recovery | A | Cumulative Winter Peak Savings (MW) | Achievable Economic RVT Potential | 0 | 0 | 0 | 0 | 0 | 0 | 0 | 0 | 0 | 0 | 0 | 0 | 0 | 0 | 0 | 0 | 0 | 0 | 0 | 0 | 0 | 0 | 0 | 0 | 0 | 0 | 0 | 0 | 0 | 0 | 0
F10_Industrial_Primary Metals_Existing_Process_Natural Gas_Process Heat Recovery_A_Achievable Economic RVT Potential | F10 | Industrial | Primary Metals | Existing | Process | Natural Gas | Process Heat Recovery | A | Purchases (Incremental) | Achievable Economic RVT Potential | 0 | 0 | 0 | 0 | 0 | 0 | 0 | 0 | 0 | 0 | 0 | 0 | 0 | 0 | 0 | 0 | 0 | 0 | 0 | 0 | 0 | 0 | 0 | 0 | 0 | 0 | 0 | 0 | 0 | 0 | 0
F11_Industrial_Primary Metals_Existing_Process_Natural Gas_Process Heat Recovery_A_Achievable Economic RVT Potential | F11 | Industrial | Primary Metals | Existing | Process | Natural Gas | Process Heat Recovery | A | Purchases (Cumulative) | Achievable Economic RVT Potential | 0 | 0 | 0 | 0 | 0 | 0 | 0 | 0 | 0 | 0 | 0 | 0 | 0 | 0 | 0 | 0 | 0 | 0 | 0 | 0 | 0 | 0 | 0 | 0 | 0 | 0 | 0 | 0 | 0 | 0 | 0
F1_Industrial_Primary Metals_Existing_Space Heating_Natural Gas_Building Automation System_A_Achievable Economic RVT Potential | F1 | Industrial | Primary Metals | Existing | Space Heating | Natural Gas | Building Automation System | A | Integrated Unit Energy Savings (kWh or therms) | Achievable Economic RVT Potential | 0 | 0 | 0 | 0 | 0 | 0.015445 | 0.015347 | 0.015228 | 0.015101 | 0.014964 | 0.01482 | 0.014669 | 0.014514 | 0.014353 | 0.014179 | 0.01401 | 0.013841 | 0.013682 | 0.013529 | 0.013387 | 0.013252 | 0.013115 | 0.012996 | 0.012884 | 0.01278 | 0.012697 | 0.012626 | 0.01256 | 0 | 0 | 0
F2_Industrial_Primary Metals_Existing_Space Heating_Natural Gas_Building Automation System_A_Achievable Economic RVT Potential | F2 | Industrial | Primary Metals | Existing | Space Heating | Natural Gas | Building Automation System | A | Integrated Unit Summer Peak Savings (kW) | Achievable Economic RVT Potential | 0 | 0 | 0 | 0 | 0 | 0 | 0 | 0 | 0 | 0 | 0 | 0 | 0 | 0 | 0 | 0 | 0 | 0 | 0 | 0 | 0 | 0 | 0 | 0 | 0 | 0 | 0 | 0 | 0 | 0 | 0
F3_Industrial_Primary Metals_Existing_Space Heating_Natural Gas_Building Automation System_A_Achievable Economic RVT Potential | F3 | Industrial | Primary Metals | Existing | Space Heating | Natural Gas | Building Automation System | A | Integrated Unit Winter Peak Savings (kW) | Achievable Economic RVT Potential | 0 | 0 | 0 | 0 | 0 | 0 | 0 | 0 | 0 | 0 | 0 | 0 | 0 | 0 | 0 | 0 | 0 | 0 | 0 | 0 | 0 | 0 | 0 | 0 | 0 | 0 | 0 | 0 | 0 | 0 | 0
F4_Industrial_Primary Metals_Existing_Space Heating_Natural Gas_Building Automation System_A_Achievable Economic RVT Potential | F4 | Industrial | Primary Metals | Existing | Space Heating | Natural Gas | Building Automation System | A | Incremental Energy Savings (MWh or mTherms) | Achievable Economic RVT Potential | 0 | 0 | 0 | 0 | 0 | 0.010162 | 0.020173 | 0.035331 | 0.057021 | 0.085836 | 0.1202 | 0.1614 | 0.20661 | 0.24868 | 0.29083 | 0.31931 | 0.33565 | 0.33148 | 0.30624 | 0.26674 | 0.21745 | 0.16394 | 0.11205 | 0.070734 | 0.045612 | 0 | 0 | 0 | 0 | 0 | 0
F5_Industrial_Primary Metals_Existing_Space Heating_Natural Gas_Building Automation System_A_Achievable Economic RVT Potential | F5 | Industrial | Primary Metals | Existing | Space Heating | Natural Gas | Building Automation System | A | Incremental Summer Peak Savings (MW) | Achievable Economic RVT Potential | 0 | 0 | 0 | 0 | 0 | 0 | 0 | 0 | 0 | 0 | 0 | 0 | 0 | 0 | 0 | 0 | 0 | 0 | 0 | 0 | 0 | 0 | 0 | 0 | 0 | 0 | 0 | 0 | 0 | 0 | 0
F6_Industrial_Primary Metals_Existing_Space Heating_Natural Gas_Building Automation System_A_Achievable Economic RVT Potential | F6 | Industrial | Primary Metals | Existing | Space Heating | Natural Gas | Building Automation System | A | Incremental Winter Peak Savings (MW) | Achievable Economic RVT Potential | 0 | 0 | 0 | 0 | 0 | 0 | 0 | 0 | 0 | 0 | 0 | 0 | 0 | 0 | 0 | 0 | 0 | 0 | 0 | 0 | 0 | 0 | 0 | 0 | 0 | 0 | 0 | 0 | 0 | 0 | 0
F7_Industrial_Primary Metals_Existing_Space Heating_Natural Gas_Building Automation System_A_Achievable Economic RVT Potential | F7 | Industrial | Primary Metals | Existing | Space Heating | Natural Gas | Building Automation System | A | Cumulative Energy Savings (MWh or mTherms) | Achievable Economic RVT Potential | 0 | 0 | 0 | 0 | 0 | 0.010162 | 0.03027 | 0.065367 | 0.12184 | 0.20657 | 0.32478 | 0.48288 | 0.68441 | 0.92546 | 1.2051 | 1.51 | 1.8275 | 2.1379 | 2.4203 | 2.6617 | 2.8521 | 2.9867 | 3.0715 | 3.116 | 3.1363 | 3.116 | 3.0986 | 3.0823 | 0 | 0 | 0
F8_Industrial_Primary Metals_Existing_Space Heating_Natural Gas_Building Automation System_A_Achievable Economic RVT Potential | F8 | Industrial | Primary Metals | Existing | Space Heating | Natural Gas | Building Automation System | A | Cumulative Summer Peak Savings (MW) | Achievable Economic RVT Potential | 0 | 0 | 0 | 0 | 0 | 0 | 0 | 0 | 0 | 0 | 0 | 0 | 0 | 0 | 0 | 0 | 0 | 0 | 0 | 0 | 0 | 0 | 0 | 0 | 0 | 0 | 0 | 0 | 0 | 0 | 0
F9_Industrial_Primary Metals_Existing_Space Heating_Natural Gas_Building Automation System_A_Achievable Economic RVT Potential | F9 | Industrial | Primary Metals | Existing | Space Heating | Natural Gas | Building Automation System | A | Cumulative Winter Peak Savings (MW) | Achievable Economic RVT Potential | 0 | 0 | 0 | 0 | 0 | 0 | 0 | 0 | 0 | 0 | 0 | 0 | 0 | 0 | 0 | 0 | 0 | 0 | 0 | 0 | 0 | 0 | 0 | 0 | 0 | 0 | 0 | 0 | 0 | 0 | 0
F10_Industrial_Primary Metals_Existing_Space Heating_Natural Gas_Building Automation System_A_Achievable Economic RVT Potential | F10 | Industrial | Primary Metals | Existing | Space Heating | Natural Gas | Building Automation System | A | Purchases (Incremental) | Achievable Economic RVT Potential | 0 | 0 | 0 | 0 | 0 | 657.9327 | 1314.4426 | 2320.0887 | 3775.9827 | 5736.1535 | 8111.0704 | 11003.1328 | 14235.0721 | 17326.7483 | 20510.3637 | 22791.8524 | 24249.3863 | 24228.0666 | 22635.3159 | 19925.0796 | 16409.6809 | 12499.774 | 8622.1587 | 5489.8814 | 3569.0669 | 0 | 0 | 0 | 0 | 0 | 0
F11_Industrial_Primary Metals_Existing_Space Heating_Natural Gas_Building Automation System_A_Achievable Economic RVT Potential | F11 | Industrial | Primary Metals | Existing | Space Heating | Natural Gas | Building Automation System | A | Purchases (Cumulative) | Achievable Economic RVT Potential | 0 | 0 | 0 | 0 | 0 | 657.9327 | 1972.3753 | 4292.464 | 8068.4467 | 13804.6002 | 21915.6705 | 32918.8034 | 47153.8754 | 64480.6238 | 84990.9874 | 107782.8399 | 132032.2262 | 156260.2928 | 178895.6087 | 198820.6882 | 215230.3692 | 227730.1431 | 236352.3018 | 241842.1832 | 245411.2501 | 245411.2501 | 245411.2501 | 245411.2501 | 245411.2501 | 245411.2501 | 245411.2501
F1_Industrial_Primary Metals_Existing_Space Heating_Natural Gas_Steam System Efficiency Improvements_A_Achievable Economic RVT Potential | F1 | Industrial | Primary Metals | Existing | Space Heating | Natural Gas | Steam System Efficiency Improvements | A | Integrated Unit Energy Savings (kWh or therms) | Achievable Economic RVT Potential | 0 | 0 | 0 | 0 | 0 | 0.13705 | 0.13493 | 0.13228 | 0.12903 | 0.12522 | 0.12087 | 0.11636 | 0.11182 | 0.10721 | 0.10324 | 0.099441 | 0.096333 | 0.093544 | 0.091047 | 0.089212 | 0.087516 | 0.086018 | 0.084748 | 0.083717 | 0.082751 | 0.082021 | 0.08141 | 0.080848 | 0.11902 | 0.11854 | 0.11809
F2_Industrial_Primary Metals_Existing_Space Heating_Natural Gas_Steam System Efficiency Improvements_A_Achievable Economic RVT Potential | F2 | Industrial | Primary Metals | Existing | Space Heating | Natural Gas | Steam System Efficiency Improvements | A | Integrated Unit Summer Peak Savings (kW) | Achievable Economic RVT Potential | 0 | 0 | 0 | 0 | 0 | 0 | 0 | 0 | 0 | 0 | 0 | 0 | 0 | 0 | 0 | 0 | 0 | 0 | 0 | 0 | 0 | 0 | 0 | 0 | 0 | 0 | 0 | 0 | 0 | 0 | 0
F3_Industrial_Primary Metals_Existing_Space Heating_Natural Gas_Steam System Efficiency Improvements_A_Achievable Economic RVT Potential | F3 | Industrial | Primary Metals | Existing | Space Heating | Natural Gas | Steam System Efficiency Improvements | A | Integrated Unit Winter Peak Savings (kW) | Achievable Economic RVT Potential | 0 | 0 | 0 | 0 | 0 | 0 | 0 | 0 | 0 | 0 | 0 | 0 | 0 | 0 | 0 | 0 | 0 | 0 | 0 | 0 | 0 | 0 | 0 | 0 | 0 | 0 | 0 | 0 | 0 | 0 | 0
F4_Industrial_Primary Metals_Existing_Space Heating_Natural Gas_Steam System Efficiency Improvements_A_Achievable Economic RVT Potential | F4 | Industrial | Primary Metals | Existing | Space Heating | Natural Gas | Steam System Efficiency Improvements | A | Incremental Energy Savings (MWh or mTherms) | Achievable Economic RVT Potential | 0 | 0 | 0 | 0 | 0 | 0 | 0 | 0 | 0 | 0 | 0 | 0 | 0 | 0 | 0 | 0 | 0 | 0 | 0 | 0 | 0 | 0 | 0 | 0 | 0 | 0 | 0 | 0 | 0 | 0 | 0
F5_Industrial_Primary Metals_Existing_Space Heating_Natural Gas_Steam System Efficiency Improvements_A_Achievable Economic RVT Potential | F5 | Industrial | Primary Metals | Existing | Space Heating | Natural Gas | Steam System Efficiency Improvements | A | Incremental Summer Peak Savings (MW) | Achievable Economic RVT Potential | 0 | 0 | 0 | 0 | 0 | 0 | 0 | 0 | 0 | 0 | 0 | 0 | 0 | 0 | 0 | 0 | 0 | 0 | 0 | 0 | 0 | 0 | 0 | 0 | 0 | 0 | 0 | 0 | 0 | 0 | 0
F6_Industrial_Primary Metals_Existing_Space Heating_Natural Gas_Steam System Efficiency Improvements_A_Achievable Economic RVT Potential | F6 | Industrial | Primary Metals | Existing | Space Heating | Natural Gas | Steam System Efficiency Improvements | A | Incremental Winter Peak Savings (MW) | Achievable Economic RVT Potential | 0 | 0 | 0 | 0 | 0 | 0 | 0 | 0 | 0 | 0 | 0 | 0 | 0 | 0 | 0 | 0 | 0 | 0 | 0 | 0 | 0 | 0 | 0 | 0 | 0 | 0 | 0 | 0 | 0 | 0 | 0
F7_Industrial_Primary Metals_Existing_Space Heating_Natural Gas_Steam System Efficiency Improvements_A_Achievable Economic RVT Potential | F7 | Industrial | Primary Metals | Existing | Space Heating | Natural Gas | Steam System Efficiency Improvements | A | Cumulative Energy Savings (MWh or mTherms) | Achievable Economic RVT Potential | 0 | 0 | 0 | 0 | 0 | 0 | 0 | 0 | 0 | 0 | 0 | 0 | 0 | 0 | 0 | 0 | 0 | 0 | 0 | 0 | 0 | 0 | 0 | 0 | 0 | 0 | 0 | 0 | 0 | 0 | 0
F8_Industrial_Primary Metals_Existing_Space Heating_Natural Gas_Steam System Efficiency Improvements_A_Achievable Economic RVT Potential | F8 | Industrial | Primary Metals | Existing | Space Heating | Natural Gas | Steam System Efficiency Improvements | A | Cumulative Summer Peak Savings (MW) | Achievable Economic RVT Potential | 0 | 0 | 0 | 0 | 0 | 0 | 0 | 0 | 0 | 0 | 0 | 0 | 0 | 0 | 0 | 0 | 0 | 0 | 0 | 0 | 0 | 0 | 0 | 0 | 0 | 0 | 0 | 0 | 0 | 0 | 0
F9_Industrial_Primary Metals_Existing_Space Heating_Natural Gas_Steam System Efficiency Improvements_A_Achievable Economic RVT Potential | F9 | Industrial | Primary Metals | Existing | Space Heating | Natural Gas | Steam System Efficiency Improvements | A | Cumulative Winter Peak Savings (MW) | Achievable Economic RVT Potential | 0 | 0 | 0 | 0 | 0 | 0 | 0 | 0 | 0 | 0 | 0 | 0 | 0 | 0 | 0 | 0 | 0 | 0 | 0 | 0 | 0 | 0 | 0 | 0 | 0 | 0 | 0 | 0 | 0 | 0 | 0
F10_Industrial_Primary Metals_Existing_Space Heating_Natural Gas_Steam System Efficiency Improvements_A_Achievable Economic RVT Potential | F10 | Industrial | Primary Metals | Existing | Space Heating | Natural Gas | Steam System Efficiency Improvements | A | Purchases (Incremental) | Achievable Economic RVT Potential | 0 | 0 | 0 | 0 | 0 | 0 | 0 | 0 | 0 | 0 | 0 | 0 | 0 | 0 | 0 | 0 | 0 | 0 | 0 | 0 | 0 | 0 | 0 | 0 | 0 | 0 | 0 | 0 | 0 | 0 | 0
F11_Industrial_Primary Metals_Existing_Space Heating_Natural Gas_Steam System Efficiency Improvements_A_Achievable Economic RVT Potential | F11 | Industrial | Primary Metals | Existing | Space Heating | Natural Gas | Steam System Efficiency Improvements | A | Purchases (Cumulative) | Achievable Economic RVT Potential | 0 | 0 | 0 | 0 | 0 | 0 | 0 | 0 | 0 | 0 | 0 | 0 | 0 | 0 | 0 | 0 | 0 | 0 | 0 | 0 | 0 | 0 | 0 | 0 | 0 | 0 | 0 | 0 | 0 | 0 | 0
F1_Industrial_Primary Metals_Existing_Process_Natural Gas_Steam System Efficiency Improvements_A_Achievable Economic RVT Potential | F1 | Industrial | Primary Metals | Existing | Process | Natural Gas | Steam System Efficiency Improvements | A | Integrated Unit Energy Savings (kWh or therms) | Achievable Economic RVT Potential | 0 | 0 | 0 | 0 | 0 | 0.13371 | 0.1334 | 0.13309 | 0.13277 | 0.13246 | 0.13214 | 0.13185 | 0.13159 | 0.13131 | 0.1311 | 0.13087 | 0.13067 | 0.13048 | 0.13027 | 0.13011 | 0.12994 | 0.12978 | 0.12962 | 0.12947 | 0.12931 | 0.1293 | 0.12929 | 0.12928 | 0.13402 | 0.13402 | 0.13402
F2_Industrial_Primary Metals_Existing_Process_Natural Gas_Steam System Efficiency Improvements_A_Achievable Economic RVT Potential | F2 | Industrial | Primary Metals | Existing | Process | Natural Gas | Steam System Efficiency Improvements | A | Integrated Unit Summer Peak Savings (kW) | Achievable Economic RVT Potential | 0 | 0 | 0 | 0 | 0 | 0 | 0 | 0 | 0 | 0 | 0 | 0 | 0 | 0 | 0 | 0 | 0 | 0 | 0 | 0 | 0 | 0 | 0 | 0 | 0 | 0 | 0 | 0 | 0 | 0 | 0
F3_Industrial_Primary Metals_Existing_Process_Natural Gas_Steam System Efficiency Improvements_A_Achievable Economic RVT Potential | F3 | Industrial | Primary Metals | Existing | Process | Natural Gas | Steam System Efficiency Improvements | A | Integrated Unit Winter Peak Savings (kW) | Achievable Economic RVT Potential | 0 | 0 | 0 | 0 | 0 | 0 | 0 | 0 | 0 | 0 | 0 | 0 | 0 | 0 | 0 | 0 | 0 | 0 | 0 | 0 | 0 | 0 | 0 | 0 | 0 | 0 | 0 | 0 | 0 | 0 | 0
F4_Industrial_Primary Metals_Existing_Process_Natural Gas_Steam System Efficiency Improvements_A_Achievable Economic RVT Potential | F4 | Industrial | Primary Metals | Existing | Process | Natural Gas | Steam System Efficiency Improvements | A | Incremental Energy Savings (MWh or mTherms) | Achievable Economic RVT Potential | 0 | 0 | 0 | 0 | 0 | 0 | 0 | 0 | 0 | 0 | 0 | 0 | 0 | 0 | 0 | 0 | 0 | 0 | 0 | 0 | 0 | 0 | 0 | 0 | 0 | 0 | 0 | 0 | 0 | 0 | 0
F5_Industrial_Primary Metals_Existing_Process_Natural Gas_Steam System Efficiency Improvements_A_Achievable Economic RVT Potential | F5 | Industrial | Primary Metals | Existing | Process | Natural Gas | Steam System Efficiency Improvements | A | Incremental Summer Peak Savings (MW) | Achievable Economic RVT Potential | 0 | 0 | 0 | 0 | 0 | 0 | 0 | 0 | 0 | 0 | 0 | 0 | 0 | 0 | 0 | 0 | 0 | 0 | 0 | 0 | 0 | 0 | 0 | 0 | 0 | 0 | 0 | 0 | 0 | 0 | 0
F6_Industrial_Primary Metals_Existing_Process_Natural Gas_Steam System Efficiency Improvements_A_Achievable Economic RVT Potential | F6 | Industrial | Primary Metals | Existing | Process | Natural Gas | Steam System Efficiency Improvements | A | Incremental Winter Peak Savings (MW) | Achievable Economic RVT Potential | 0 | 0 | 0 | 0 | 0 | 0 | 0 | 0 | 0 | 0 | 0 | 0 | 0 | 0 | 0 | 0 | 0 | 0 | 0 | 0 | 0 | 0 | 0 | 0 | 0 | 0 | 0 | 0 | 0 | 0 | 0
F7_Industrial_Primary Metals_Existing_Process_Natural Gas_Steam System Efficiency Improvements_A_Achievable Economic RVT Potential | F7 | Industrial | Primary Metals | Existing | Process | Natural Gas | Steam System Efficiency Improvements | A | Cumulative Energy Savings (MWh or mTherms) | Achievable Economic RVT Potential | 0 | 0 | 0 | 0 | 0 | 0 | 0 | 0 | 0 | 0 | 0 | 0 | 0 | 0 | 0 | 0 | 0 | 0 | 0 | 0 | 0 | 0 | 0 | 0 | 0 | 0 | 0 | 0 | 0 | 0 | 0
F8_Industrial_Primary Metals_Existing_Process_Natural Gas_Steam System Efficiency Improvements_A_Achievable Economic RVT Potential | F8 | Industrial | Primary Metals | Existing | Process | Natural Gas | Steam System Efficiency Improvements | A | Cumulative Summer Peak Savings (MW) | Achievable Economic RVT Potential | 0 | 0 | 0 | 0 | 0 | 0 | 0 | 0 | 0 | 0 | 0 | 0 | 0 | 0 | 0 | 0 | 0 | 0 | 0 | 0 | 0 | 0 | 0 | 0 | 0 | 0 | 0 | 0 | 0 | 0 | 0
F9_Industrial_Primary Metals_Existing_Process_Natural Gas_Steam System Efficiency Improvements_A_Achievable Economic RVT Potential | F9 | Industrial | Primary Metals | Existing | Process | Natural Gas | Steam System Efficiency Improvements | A | Cumulative Winter Peak Savings (MW) | Achievable Economic RVT Potential | 0 | 0 | 0 | 0 | 0 | 0 | 0 | 0 | 0 | 0 | 0 | 0 | 0 | 0 | 0 | 0 | 0 | 0 | 0 | 0 | 0 | 0 | 0 | 0 | 0 | 0 | 0 | 0 | 0 | 0 | 0
F10_Industrial_Primary Metals_Existing_Process_Natural Gas_Steam System Efficiency Improvements_A_Achievable Economic RVT Potential | F10 | Industrial | Primary Metals | Existing | Process | Natural Gas | Steam System Efficiency Improvements | A | Purchases (Incremental) | Achievable Economic RVT Potential | 0 | 0 | 0 | 0 | 0 | 0 | 0 | 0 | 0 | 0 | 0 | 0 | 0 | 0 | 0 | 0 | 0 | 0 | 0 | 0 | 0 | 0 | 0 | 0 | 0 | 0 | 0 | 0 | 0 | 0 | 0
F11_Industrial_Primary Metals_Existing_Process_Natural Gas_Steam System Efficiency Improvements_A_Achievable Economic RVT Potential | F11 | Industrial | Primary Metals | Existing | Process | Natural Gas | Steam System Efficiency Improvements | A | Purchases (Cumulative) | Achievable Economic RVT Potential | 0 | 0 | 0 | 0 | 0 | 0 | 0 | 0 | 0 | 0 | 0 | 0 | 0 | 0 | 0 | 0 | 0 | 0 | 0 | 0 | 0 | 0 | 0 | 0 | 0 | 0 | 0 | 0 | 0 | 0 | 0
F1_Industrial_Primary Metals_Existing_Space Heating_Natural Gas_Strategic Energy Management_A_Achievable Economic RVT Potential | F1 | Industrial | Primary Metals | Existing | Space Heating | Natural Gas | Strategic Energy Management | A | Integrated Unit Energy Savings (kWh or therms) | Achievable Economic RVT Potential | 0 | 0 | 0 | 0 | 0 | 16.303 | 16.2162 | 16.108 | 15.9902 | 15.8625 | 15.7279 | 15.5858 | 15.4394 | 15.2867 | 15.1184 | 14.955 | 14.7906 | 14.6353 | 14.4882 | 14.3496 | 14.2187 | 14.0865 | 13.9724 | 13.867 | 13.7684 | 13.6798 | 13.6041 | 13.5335 | 0 | 0 | 0
F2_Industrial_Primary Metals_Existing_Space Heating_Natural Gas_Strategic Energy Management_A_Achievable Economic RVT Potential | F2 | Industrial | Primary Metals | Existing | Space Heating | Natural Gas | Strategic Energy Management | A | Integrated Unit Summer Peak Savings (kW) | Achievable Economic RVT Potential | 0 | 0 | 0 | 0 | 0 | 0 | 0 | 0 | 0 | 0 | 0 | 0 | 0 | 0 | 0 | 0 | 0 | 0 | 0 | 0 | 0 | 0 | 0 | 0 | 0 | 0 | 0 | 0 | 0 | 0 | 0
F3_Industrial_Primary Metals_Existing_Space Heating_Natural Gas_Strategic Energy Management_A_Achievable Economic RVT Potential | F3 | Industrial | Primary Metals | Existing | Space Heating | Natural Gas | Strategic Energy Management | A | Integrated Unit Winter Peak Savings (kW) | Achievable Economic RVT Potential | 0 | 0 | 0 | 0 | 0 | 0 | 0 | 0 | 0 | 0 | 0 | 0 | 0 | 0 | 0 | 0 | 0 | 0 | 0 | 0 | 0 | 0 | 0 | 0 | 0 | 0 | 0 | 0 | 0 | 0 | 0
F4_Industrial_Primary Metals_Existing_Space Heating_Natural Gas_Strategic Energy Management_A_Achievable Economic RVT Potential | F4 | Industrial | Primary Metals | Existing | Space Heating | Natural Gas | Strategic Energy Management | A | Incremental Energy Savings (MWh or mTherms) | Achievable Economic RVT Potential | 0 | 0 | 0 | 0 | 0 | 0 | 0 | 0 | 0 | 0 | 0 | 0 | 0 | 0 | 0 | 0 | 0 | 0 | 0 | 0 | 0 | 0 | 0 | 0 | 0 | 0 | 0 | 0 | 0 | 0 | 0
F5_Industrial_Primary Metals_Existing_Space Heating_Natural Gas_Strategic Energy Management_A_Achievable Economic RVT Potential | F5 | Industrial | Primary Metals | Existing | Space Heating | Natural Gas | Strategic Energy Management | A | Incremental Summer Peak Savings (MW) | Achievable Economic RVT Potential | 0 | 0 | 0 | 0 | 0 | 0 | 0 | 0 | 0 | 0 | 0 | 0 | 0 | 0 | 0 | 0 | 0 | 0 | 0 | 0 | 0 | 0 | 0 | 0 | 0 | 0 | 0 | 0 | 0 | 0 | 0
F6_Industrial_Primary Metals_Existing_Space Heating_Natural Gas_Strategic Energy Management_A_Achievable Economic RVT Potential | F6 | Industrial | Primary Metals | Existing | Space Heating | Natural Gas | Strategic Energy Management | A | Incremental Winter Peak Savings (MW) | Achievable Economic RVT Potential | 0 | 0 | 0 | 0 | 0 | 0 | 0 | 0 | 0 | 0 | 0 | 0 | 0 | 0 | 0 | 0 | 0 | 0 | 0 | 0 | 0 | 0 | 0 | 0 | 0 | 0 | 0 | 0 | 0 | 0 | 0
F7_Industrial_Primary Metals_Existing_Space Heating_Natural Gas_Strategic Energy Management_A_Achievable Economic RVT Potential | F7 | Industrial | Primary Metals | Existing | Space Heating | Natural Gas | Strategic Energy Management | A | Cumulative Energy Savings (MWh or mTherms) | Achievable Economic RVT Potential | 0 | 0 | 0 | 0 | 0 | 0 | 0 | 0 | 0 | 0 | 0 | 0 | 0 | 0 | 0 | 0 | 0 | 0 | 0 | 0 | 0 | 0 | 0 | 0 | 0 | 0 | 0 | 0 | 0 | 0 | 0
F8_Industrial_Primary Metals_Existing_Space Heating_Natural Gas_Strategic Energy Management_A_Achievable Economic RVT Potential | F8 | Industrial | Primary Metals | Existing | Space Heating | Natural Gas | Strategic Energy Management | A | Cumulative Summer Peak Savings (MW) | Achievable Economic RVT Potential | 0 | 0 | 0 | 0 | 0 | 0 | 0 | 0 | 0 | 0 | 0 | 0 | 0 | 0 | 0 | 0 | 0 | 0 | 0 | 0 | 0 | 0 | 0 | 0 | 0 | 0 | 0 | 0 | 0 | 0 | 0
F9_Industrial_Primary Metals_Existing_Space Heating_Natural Gas_Strategic Energy Management_A_Achievable Economic RVT Potential | F9 | Industrial | Primary Metals | Existing | Space Heating | Natural Gas | Strategic Energy Management | A | Cumulative Winter Peak Savings (MW) | Achievable Economic RVT Potential | 0 | 0 | 0 | 0 | 0 | 0 | 0 | 0 | 0 | 0 | 0 | 0 | 0 | 0 | 0 | 0 | 0 | 0 | 0 | 0 | 0 | 0 | 0 | 0 | 0 | 0 | 0 | 0 | 0 | 0 | 0
F10_Industrial_Primary Metals_Existing_Space Heating_Natural Gas_Strategic Energy Management_A_Achievable Economic RVT Potential | F10 | Industrial | Primary Metals | Existing | Space Heating | Natural Gas | Strategic Energy Management | A | Purchases (Incremental) | Achievable Economic RVT Potential | 0 | 0 | 0 | 0 | 0 | 0 | 0 | 0 | 0 | 0 | 0 | 0 | 0 | 0 | 0 | 0 | 0 | 0 | 0 | 0 | 0 | 0 | 0 | 0 | 0 | 0 | 0 | 0 | 0 | 0 | 0
F11_Industrial_Primary Metals_Existing_Space Heating_Natural Gas_Strategic Energy Management_A_Achievable Economic RVT Potential | F11 | Industrial | Primary Metals | Existing | Space Heating | Natural Gas | Strategic Energy Management | A | Purchases (Cumulative) | Achievable Economic RVT Potential | 0 | 0 | 0 | 0 | 0 | 0 | 0 | 0 | 0 | 0 | 0 | 0 | 0 | 0 | 0 | 0 | 0 | 0 | 0 | 0 | 0 | 0 | 0 | 0 | 0 | 0 | 0 | 0 | 0 | 0 | 0
F1_Industrial_Primary Metals_Existing_Process_Natural Gas_Strategic Energy Management_A_Achievable Economic RVT Potential | F1 | Industrial | Primary Metals | Existing | Process | Natural Gas | Strategic Energy Management | A | Integrated Unit Energy Savings (kWh or therms) | Achievable Economic RVT Potential | 0 | 0 | 0 | 0 | 0 | 100.6716 | 100.5558 | 100.4399 | 100.3263 | 100.2131 | 100.1034 | 100.0193 | 99.9514 | 99.8845 | 99.8447 | 99.8007 | 99.7725 | 99.7443 | 99.7161 | 99.7019 | 99.6846 | 99.6781 | 99.6719 | 99.666 | 99.6604 | 99.6571 | 99.6541 | 99.6513 | 0 | 0 | 0
F2_Industrial_Primary Metals_Existing_Process_Natural Gas_Strategic Energy Management_A_Achievable Economic RVT Potential | F2 | Industrial | Primary Metals | Existing | Process | Natural Gas | Strategic Energy Management | A | Integrated Unit Summer Peak Savings (kW) | Achievable Economic RVT Potential | 0 | 0 | 0 | 0 | 0 | 0 | 0 | 0 | 0 | 0 | 0 | 0 | 0 | 0 | 0 | 0 | 0 | 0 | 0 | 0 | 0 | 0 | 0 | 0 | 0 | 0 | 0 | 0 | 0 | 0 | 0
F3_Industrial_Primary Metals_Existing_Process_Natural Gas_Strategic Energy Management_A_Achievable Economic RVT Potential | F3 | Industrial | Primary Metals | Existing | Process | Natural Gas | Strategic Energy Management | A | Integrated Unit Winter Peak Savings (kW) | Achievable Economic RVT Potential | 0 | 0 | 0 | 0 | 0 | 0 | 0 | 0 | 0 | 0 | 0 | 0 | 0 | 0 | 0 | 0 | 0 | 0 | 0 | 0 | 0 | 0 | 0 | 0 | 0 | 0 | 0 | 0 | 0 | 0 | 0
F4_Industrial_Primary Metals_Existing_Process_Natural Gas_Strategic Energy Management_A_Achievable Economic RVT Potential | F4 | Industrial | Primary Metals | Existing | Process | Natural Gas | Strategic Energy Management | A | Incremental Energy Savings (MWh or mTherms) | Achievable Economic RVT Potential | 0 | 0 | 0 | 0 | 0 | 0 | 0 | 0 | 0 | 0 | 0 | 0 | 0 | 0 | 0 | 0 | 0 | 0 | 0 | 0 | 0 | 0 | 0 | 0 | 0 | 0 | 0 | 0 | 0 | 0 | 0
F5_Industrial_Primary Metals_Existing_Process_Natural Gas_Strategic Energy Management_A_Achievable Economic RVT Potential | F5 | Industrial | Primary Metals | Existing | Process | Natural Gas | Strategic Energy Management | A | Incremental Summer Peak Savings (MW) | Achievable Economic RVT Potential | 0 | 0 | 0 | 0 | 0 | 0 | 0 | 0 | 0 | 0 | 0 | 0 | 0 | 0 | 0 | 0 | 0 | 0 | 0 | 0 | 0 | 0 | 0 | 0 | 0 | 0 | 0 | 0 | 0 | 0 | 0
F6_Industrial_Primary Metals_Existing_Process_Natural Gas_Strategic Energy Management_A_Achievable Economic RVT Potential | F6 | Industrial | Primary Metals | Existing | Process | Natural Gas | Strategic Energy Management | A | Incremental Winter Peak Savings (MW) | Achievable Economic RVT Potential | 0 | 0 | 0 | 0 | 0 | 0 | 0 | 0 | 0 | 0 | 0 | 0 | 0 | 0 | 0 | 0 | 0 | 0 | 0 | 0 | 0 | 0 | 0 | 0 | 0 | 0 | 0 | 0 | 0 | 0 | 0
F7_Industrial_Primary Metals_Existing_Process_Natural Gas_Strategic Energy Management_A_Achievable Economic RVT Potential | F7 | Industrial | Primary Metals | Existing | Process | Natural Gas | Strategic Energy Management | A | Cumulative Energy Savings (MWh or mTherms) | Achievable Economic RVT Potential | 0 | 0 | 0 | 0 | 0 | 0 | 0 | 0 | 0 | 0 | 0 | 0 | 0 | 0 | 0 | 0 | 0 | 0 | 0 | 0 | 0 | 0 | 0 | 0 | 0 | 0 | 0 | 0 | 0 | 0 | 0
F8_Industrial_Primary Metals_Existing_Process_Natural Gas_Strategic Energy Management_A_Achievable Economic RVT Potential | F8 | Industrial | Primary Metals | Existing | Process | Natural Gas | Strategic Energy Management | A | Cumulative Summer Peak Savings (MW) | Achievable Economic RVT Potential | 0 | 0 | 0 | 0 | 0 | 0 | 0 | 0 | 0 | 0 | 0 | 0 | 0 | 0 | 0 | 0 | 0 | 0 | 0 | 0 | 0 | 0 | 0 | 0 | 0 | 0 | 0 | 0 | 0 | 0 | 0
F9_Industrial_Primary Metals_Existing_Process_Natural Gas_Strategic Energy Management_A_Achievable Economic RVT Potential | F9 | Industrial | Primary Metals | Existing | Process | Natural Gas | Strategic Energy Management | A | Cumulative Winter Peak Savings (MW) | Achievable Economic RVT Potential | 0 | 0 | 0 | 0 | 0 | 0 | 0 | 0 | 0 | 0 | 0 | 0 | 0 | 0 | 0 | 0 | 0 | 0 | 0 | 0 | 0 | 0 | 0 | 0 | 0 | 0 | 0 | 0 | 0 | 0 | 0
F10_Industrial_Primary Metals_Existing_Process_Natural Gas_Strategic Energy Management_A_Achievable Economic RVT Potential | F10 | Industrial | Primary Metals | Existing | Process | Natural Gas | Strategic Energy Management | A | Purchases (Incremental) | Achievable Economic RVT Potential | 0 | 0 | 0 | 0 | 0 | 0 | 0 | 0 | 0 | 0 | 0 | 0 | 0 | 0 | 0 | 0 | 0 | 0 | 0 | 0 | 0 | 0 | 0 | 0 | 0 | 0 | 0 | 0 | 0 | 0 | 0
F11_Industrial_Primary Metals_Existing_Process_Natural Gas_Strategic Energy Management_A_Achievable Economic RVT Potential | F11 | Industrial | Primary Metals | Existing | Process | Natural Gas | Strategic Energy Management | A | Purchases (Cumulative) | Achievable Economic RVT Potential | 0 | 0 | 0 | 0 | 0 | 0 | 0 | 0 | 0 | 0 | 0 | 0 | 0 | 0 | 0 | 0 | 0 | 0 | 0 | 0 | 0 | 0 | 0 | 0 | 0 | 0 | 0 | 0 | 0 | 0 | 0
F1_Industrial_Primary Metals_Existing_Miscellaneous_Natural Gas_Strategic Energy Management_A_Achievable Economic RVT Potential | F1 | Industrial | Primary Metals | Existing | Miscellaneous | Natural Gas | Strategic Energy Management | A | Integrated Unit Energy Savings (kWh or therms) | Achievable Economic RVT Potential | 0 | 0 | 0 | 0 | 0 | 17.014 | 17.014 | 17.014 | 17.014 | 17.014 | 17.014 | 17.014 | 17.014 | 17.014 | 17.014 | 17.014 | 17.014 | 17.014 | 17.014 | 17.014 | 17.014 | 17.014 | 17.014 | 17.014 | 17.014 | 17.014 | 17.014 | 17.014 | 0 | 0 | 0
F2_Industrial_Primary Metals_Existing_Miscellaneous_Natural Gas_Strategic Energy Management_A_Achievable Economic RVT Potential | F2 | Industrial | Primary Metals | Existing | Miscellaneous | Natural Gas | Strategic Energy Management | A | Integrated Unit Summer Peak Savings (kW) | Achievable Economic RVT Potential | 0 | 0 | 0 | 0 | 0 | 0 | 0 | 0 | 0 | 0 | 0 | 0 | 0 | 0 | 0 | 0 | 0 | 0 | 0 | 0 | 0 | 0 | 0 | 0 | 0 | 0 | 0 | 0 | 0 | 0 | 0
F3_Industrial_Primary Metals_Existing_Miscellaneous_Natural Gas_Strategic Energy Management_A_Achievable Economic RVT Potential | F3 | Industrial | Primary Metals | Existing | Miscellaneous | Natural Gas | Strategic Energy Management | A | Integrated Unit Winter Peak Savings (kW) | Achievable Economic RVT Potential | 0 | 0 | 0 | 0 | 0 | 0 | 0 | 0 | 0 | 0 | 0 | 0 | 0 | 0 | 0 | 0 | 0 | 0 | 0 | 0 | 0 | 0 | 0 | 0 | 0 | 0 | 0 | 0 | 0 | 0 | 0
F4_Industrial_Primary Metals_Existing_Miscellaneous_Natural Gas_Strategic Energy Management_A_Achievable Economic RVT Potential | F4 | Industrial | Primary Metals | Existing | Miscellaneous | Natural Gas | Strategic Energy Management | A | Incremental Energy Savings (MWh or mTherms) | Achievable Economic RVT Potential | 0 | 0 | 0 | 0 | 0 | 0 | 0 | 0 | 0 | 0 | 0 | 0 | 0 | 0 | 0 | 0 | 0 | 0 | 0 | 0 | 0 | 0 | 0 | 0 | 0 | 0 | 0 | 0 | 0 | 0 | 0
F5_Industrial_Primary Metals_Existing_Miscellaneous_Natural Gas_Strategic Energy Management_A_Achievable Economic RVT Potential | F5 | Industrial | Primary Metals | Existing | Miscellaneous | Natural Gas | Strategic Energy Management | A | Incremental Summer Peak Savings (MW) | Achievable Economic RVT Potential | 0 | 0 | 0 | 0 | 0 | 0 | 0 | 0 | 0 | 0 | 0 | 0 | 0 | 0 | 0 | 0 | 0 | 0 | 0 | 0 | 0 | 0 | 0 | 0 | 0 | 0 | 0 | 0 | 0 | 0 | 0
F6_Industrial_Primary Metals_Existing_Miscellaneous_Natural Gas_Strategic Energy Management_A_Achievable Economic RVT Potential | F6 | Industrial | Primary Metals | Existing | Miscellaneous | Natural Gas | Strategic Energy Management | A | Incremental Winter Peak Savings (MW) | Achievable Economic RVT Potential | 0 | 0 | 0 | 0 | 0 | 0 | 0 | 0 | 0 | 0 | 0 | 0 | 0 | 0 | 0 | 0 | 0 | 0 | 0 | 0 | 0 | 0 | 0 | 0 | 0 | 0 | 0 | 0 | 0 | 0 | 0
F7_Industrial_Primary Metals_Existing_Miscellaneous_Natural Gas_Strategic Energy Management_A_Achievable Economic RVT Potential | F7 | Industrial | Primary Metals | Existing | Miscellaneous | Natural Gas | Strategic Energy Management | A | Cumulative Energy Savings (MWh or mTherms) | Achievable Economic RVT Potential | 0 | 0 | 0 | 0 | 0 | 0 | 0 | 0 | 0 | 0 | 0 | 0 | 0 | 0 | 0 | 0 | 0 | 0 | 0 | 0 | 0 | 0 | 0 | 0 | 0 | 0 | 0 | 0 | 0 | 0 | 0
F8_Industrial_Primary Metals_Existing_Miscellaneous_Natural Gas_Strategic Energy Management_A_Achievable Economic RVT Potential | F8 | Industrial | Primary Metals | Existing | Miscellaneous | Natural Gas | Strategic Energy Management | A | Cumulative Summer Peak Savings (MW) | Achievable Economic RVT Potential | 0 | 0 | 0 | 0 | 0 | 0 | 0 | 0 | 0 | 0 | 0 | 0 | 0 | 0 | 0 | 0 | 0 | 0 | 0 | 0 | 0 | 0 | 0 | 0 | 0 | 0 | 0 | 0 | 0 | 0 | 0
F9_Industrial_Primary Metals_Existing_Miscellaneous_Natural Gas_Strategic Energy Management_A_Achievable Economic RVT Potential | F9 | Industrial | Primary Metals | Existing | Miscellaneous | Natural Gas | Strategic Energy Management | A | Cumulative Winter Peak Savings (MW) | Achievable Economic RVT Potential | 0 | 0 | 0 | 0 | 0 | 0 | 0 | 0 | 0 | 0 | 0 | 0 | 0 | 0 | 0 | 0 | 0 | 0 | 0 | 0 | 0 | 0 | 0 | 0 | 0 | 0 | 0 | 0 | 0 | 0 | 0
F10_Industrial_Primary Metals_Existing_Miscellaneous_Natural Gas_Strategic Energy Management_A_Achievable Economic RVT Potential | F10 | Industrial | Primary Metals | Existing | Miscellaneous | Natural Gas | Strategic Energy Management | A | Purchases (Incremental) | Achievable Economic RVT Potential | 0 | 0 | 0 | 0 | 0 | 0 | 0 | 0 | 0 | 0 | 0 | 0 | 0 | 0 | 0 | 0 | 0 | 0 | 0 | 0 | 0 | 0 | 0 | 0 | 0 | 0 | 0 | 0 | 0 | 0 | 0
F11_Industrial_Primary Metals_Existing_Miscellaneous_Natural Gas_Strategic Energy Management_A_Achievable Economic RVT Potential | F11 | Industrial | Primary Metals | Existing | Miscellaneous | Natural Gas | Strategic Energy Management | A | Purchases (Cumulative) | Achievable Economic RVT Potential | 0 | 0 | 0 | 0 | 0 | 0 | 0 | 0 | 0 | 0 | 0 | 0 | 0 | 0 | 0 | 0 | 0 | 0 | 0 | 0 | 0 | 0 | 0 | 0 | 0 | 0 | 0 | 0 | 0 | 0 | 0
F1_Industrial_Primary Metals_Existing_Space Heating_Natural Gas_Commissioning_A_Achievable Economic RVT Potential | F1 | Industrial | Primary Metals | Existing | Space Heating | Natural Gas | Commissioning | A | Integrated Unit Energy Savings (kWh or therms) | Achievable Economic RVT Potential | 0 | 0 | 0 | 0 | 0 | 21.479 | 21.3699 | 21.2324 | 21.0822 | 20.9187 | 20.7462 | 20.5631 | 20.374 | 20.1768 | 19.9581 | 19.7461 | 19.5321 | 19.3305 | 19.1396 | 18.9593 | 18.7893 | 18.6175 | 18.4694 | 18.3328 | 18.2052 | 18.0883 | 17.9884 | 17.8952 | 0 | 0 | 0
F2_Industrial_Primary Metals_Existing_Space Heating_Natural Gas_Commissioning_A_Achievable Economic RVT Potential | F2 | Industrial | Primary Metals | Existing | Space Heating | Natural Gas | Commissioning | A | Integrated Unit Summer Peak Savings (kW) | Achievable Economic RVT Potential | 0 | 0 | 0 | 0 | 0 | 0 | 0 | 0 | 0 | 0 | 0 | 0 | 0 | 0 | 0 | 0 | 0 | 0 | 0 | 0 | 0 | 0 | 0 | 0 | 0 | 0 | 0 | 0 | 0 | 0 | 0
F3_Industrial_Primary Metals_Existing_Space Heating_Natural Gas_Commissioning_A_Achievable Economic RVT Potential | F3 | Industrial | Primary Metals | Existing | Space Heating | Natural Gas | Commissioning | A | Integrated Unit Winter Peak Savings (kW) | Achievable Economic RVT Potential | 0 | 0 | 0 | 0 | 0 | 0 | 0 | 0 | 0 | 0 | 0 | 0 | 0 | 0 | 0 | 0 | 0 | 0 | 0 | 0 | 0 | 0 | 0 | 0 | 0 | 0 | 0 | 0 | 0 | 0 | 0
F4_Industrial_Primary Metals_Existing_Space Heating_Natural Gas_Commissioning_A_Achievable Economic RVT Potential | F4 | Industrial | Primary Metals | Existing | Space Heating | Natural Gas | Commissioning | A | Incremental Energy Savings (MWh or mTherms) | Achievable Economic RVT Potential | 0 | 0 | 0 | 0 | 0 | 0 | 0 | 0 | 0 | 0 | 0 | 0 | 0 | 0 | 0 | 0 | 0 | 0 | 0 | 0 | 0 | 0 | 0 | 0 | 0 | 0 | 0 | 0 | 0 | 0 | 0
F5_Industrial_Primary Metals_Existing_Space Heating_Natural Gas_Commissioning_A_Achievable Economic RVT Potential | F5 | Industrial | Primary Metals | Existing | Space Heating | Natural Gas | Commissioning | A | Incremental Summer Peak Savings (MW) | Achievable Economic RVT Potential | 0 | 0 | 0 | 0 | 0 | 0 | 0 | 0 | 0 | 0 | 0 | 0 | 0 | 0 | 0 | 0 | 0 | 0 | 0 | 0 | 0 | 0 | 0 | 0 | 0 | 0 | 0 | 0 | 0 | 0 | 0
F6_Industrial_Primary Metals_Existing_Space Heating_Natural Gas_Commissioning_A_Achievable Economic RVT Potential | F6 | Industrial | Primary Metals | Existing | Space Heating | Natural Gas | Commissioning | A | Incremental Winter Peak Savings (MW) | Achievable Economic RVT Potential | 0 | 0 | 0 | 0 | 0 | 0 | 0 | 0 | 0 | 0 | 0 | 0 | 0 | 0 | 0 | 0 | 0 | 0 | 0 | 0 | 0 | 0 | 0 | 0 | 0 | 0 | 0 | 0 | 0 | 0 | 0
F7_Industrial_Primary Metals_Existing_Space Heating_Natural Gas_Commissioning_A_Achievable Economic RVT Potential | F7 | Industrial | Primary Metals | Existing | Space Heating | Natural Gas | Commissioning | A | Cumulative Energy Savings (MWh or mTherms) | Achievable Economic RVT Potential | 0 | 0 | 0 | 0 | 0 | 0 | 0 | 0 | 0 | 0 | 0 | 0 | 0 | 0 | 0 | 0 | 0 | 0 | 0 | 0 | 0 | 0 | 0 | 0 | 0 | 0 | 0 | 0 | 0 | 0 | 0
F8_Industrial_Primary Metals_Existing_Space Heating_Natural Gas_Commissioning_A_Achievable Economic RVT Potential | F8 | Industrial | Primary Metals | Existing | Space Heating | Natural Gas | Commissioning | A | Cumulative Summer Peak Savings (MW) | Achievable Economic RVT Potential | 0 | 0 | 0 | 0 | 0 | 0 | 0 | 0 | 0 | 0 | 0 | 0 | 0 | 0 | 0 | 0 | 0 | 0 | 0 | 0 | 0 | 0 | 0 | 0 | 0 | 0 | 0 | 0 | 0 | 0 | 0
F9_Industrial_Primary Metals_Existing_Space Heating_Natural Gas_Commissioning_A_Achievable Economic RVT Potential | F9 | Industrial | Primary Metals | Existing | Space Heating | Natural Gas | Commissioning | A | Cumulative Winter Peak Savings (MW) | Achievable Economic RVT Potential | 0 | 0 | 0 | 0 | 0 | 0 | 0 | 0 | 0 | 0 | 0 | 0 | 0 | 0 | 0 | 0 | 0 | 0 | 0 | 0 | 0 | 0 | 0 | 0 | 0 | 0 | 0 | 0 | 0 | 0 | 0
F10_Industrial_Primary Metals_Existing_Space Heating_Natural Gas_Commissioning_A_Achievable Economic RVT Potential | F10 | Industrial | Primary Metals | Existing | Space Heating | Natural Gas | Commissioning | A | Purchases (Incremental) | Achievable Economic RVT Potential | 0 | 0 | 0 | 0 | 0 | 0 | 0 | 0 | 0 | 0 | 0 | 0 | 0 | 0 | 0 | 0 | 0 | 0 | 0 | 0 | 0 | 0 | 0 | 0 | 0 | 0 | 0 | 0 | 0 | 0 | 0
F11_Industrial_Primary Metals_Existing_Space Heating_Natural Gas_Commissioning_A_Achievable Economic RVT Potential | F11 | Industrial | Primary Metals | Existing | Space Heating | Natural Gas | Commissioning | A | Purchases (Cumulative) | Achievable Economic RVT Potential | 0 | 0 | 0 | 0 | 0 | 0 | 0 | 0 | 0 | 0 | 0 | 0 | 0 | 0 | 0 | 0 | 0 | 0 | 0 | 0 | 0 | 0 | 0 | 0 | 0 | 0 | 0 | 0 | 0 | 0 | 0
F1_Industrial_Primary Metals_Existing_Process_Natural Gas_Commissioning_A_Achievable Economic RVT Potential | F1 | Industrial | Primary Metals | Existing | Process | Natural Gas | Commissioning | A | Integrated Unit Energy Savings (kWh or therms) | Achievable Economic RVT Potential | 0 | 0 | 0 | 0 | 0 | 562.5435 | 562.5435 | 562.5435 | 562.5435 | 562.5435 | 562.5435 | 562.5435 | 562.5435 | 562.5435 | 562.5435 | 562.5435 | 562.5435 | 562.5435 | 562.5435 | 562.5435 | 562.5435 | 562.5435 | 562.5435 | 562.5435 | 562.5435 | 562.5435 | 562.5435 | 562.5435 | 0 | 0 | 0
F2_Industrial_Primary Metals_Existing_Process_Natural Gas_Commissioning_A_Achievable Economic RVT Potential | F2 | Industrial | Primary Metals | Existing | Process | Natural Gas | Commissioning | A | Integrated Unit Summer Peak Savings (kW) | Achievable Economic RVT Potential | 0 | 0 | 0 | 0 | 0 | 0 | 0 | 0 | 0 | 0 | 0 | 0 | 0 | 0 | 0 | 0 | 0 | 0 | 0 | 0 | 0 | 0 | 0 | 0 | 0 | 0 | 0 | 0 | 0 | 0 | 0
F3_Industrial_Primary Metals_Existing_Process_Natural Gas_Commissioning_A_Achievable Economic RVT Potential | F3 | Industrial | Primary Metals | Existing | Process | Natural Gas | Commissioning | A | Integrated Unit Winter Peak Savings (kW) | Achievable Economic RVT Potential | 0 | 0 | 0 | 0 | 0 | 0 | 0 | 0 | 0 | 0 | 0 | 0 | 0 | 0 | 0 | 0 | 0 | 0 | 0 | 0 | 0 | 0 | 0 | 0 | 0 | 0 | 0 | 0 | 0 | 0 | 0
F4_Industrial_Primary Metals_Existing_Process_Natural Gas_Commissioning_A_Achievable Economic RVT Potential | F4 | Industrial | Primary Metals | Existing | Process | Natural Gas | Commissioning | A | Incremental Energy Savings (MWh or mTherms) | Achievable Economic RVT Potential | 0 | 0 | 0 | 0 | 0 | 0 | 0 | 0 | 0 | 0 | 0 | 0 | 0 | 0 | 0 | 0 | 0 | 0 | 0 | 0 | 0 | 0 | 0 | 0 | 0 | 0 | 0 | 0 | 0 | 0 | 0
F5_Industrial_Primary Metals_Existing_Process_Natural Gas_Commissioning_A_Achievable Economic RVT Potential | F5 | Industrial | Primary Metals | Existing | Process | Natural Gas | Commissioning | A | Incremental Summer Peak Savings (MW) | Achievable Economic RVT Potential | 0 | 0 | 0 | 0 | 0 | 0 | 0 | 0 | 0 | 0 | 0 | 0 | 0 | 0 | 0 | 0 | 0 | 0 | 0 | 0 | 0 | 0 | 0 | 0 | 0 | 0 | 0 | 0 | 0 | 0 | 0
F6_Industrial_Primary Metals_Existing_Process_Natural Gas_Commissioning_A_Achievable Economic RVT Potential | F6 | Industrial | Primary Metals | Existing | Process | Natural Gas | Commissioning | A | Incremental Winter Peak Savings (MW) | Achievable Economic RVT Potential | 0 | 0 | 0 | 0 | 0 | 0 | 0 | 0 | 0 | 0 | 0 | 0 | 0 | 0 | 0 | 0 | 0 | 0 | 0 | 0 | 0 | 0 | 0 | 0 | 0 | 0 | 0 | 0 | 0 | 0 | 0
F7_Industrial_Primary Metals_Existing_Process_Natural Gas_Commissioning_A_Achievable Economic RVT Potential | F7 | Industrial | Primary Metals | Existing | Process | Natural Gas | Commissioning | A | Cumulative Energy Savings (MWh or mTherms) | Achievable Economic RVT Potential | 0 | 0 | 0 | 0 | 0 | 0 | 0 | 0 | 0 | 0 | 0 | 0 | 0 | 0 | 0 | 0 | 0 | 0 | 0 | 0 | 0 | 0 | 0 | 0 | 0 | 0 | 0 | 0 | 0 | 0 | 0
F8_Industrial_Primary Metals_Existing_Process_Natural Gas_Commissioning_A_Achievable Economic RVT Potential | F8 | Industrial | Primary Metals | Existing | Process | Natural Gas | Commissioning | A | Cumulative Summer Peak Savings (MW) | Achievable Economic RVT Potential | 0 | 0 | 0 | 0 | 0 | 0 | 0 | 0 | 0 | 0 | 0 | 0 | 0 | 0 | 0 | 0 | 0 | 0 | 0 | 0 | 0 | 0 | 0 | 0 | 0 | 0 | 0 | 0 | 0 | 0 | 0
F9_Industrial_Primary Metals_Existing_Process_Natural Gas_Commissioning_A_Achievable Economic RVT Potential | F9 | Industrial | Primary Metals | Existing | Process | Natural Gas | Commissioning | A | Cumulative Winter Peak Savings (MW) | Achievable Economic RVT Potential | 0 | 0 | 0 | 0 | 0 | 0 | 0 | 0 | 0 | 0 | 0 | 0 | 0 | 0 | 0 | 0 | 0 | 0 | 0 | 0 | 0 | 0 | 0 | 0 | 0 | 0 | 0 | 0 | 0 | 0 | 0
F10_Industrial_Primary Metals_Existing_Process_Natural Gas_Commissioning_A_Achievable Economic RVT Potential | F10 | Industrial | Primary Metals | Existing | Process | Natural Gas | Commissioning | A | Purchases (Incremental) | Achievable Economic RVT Potential | 0 | 0 | 0 | 0 | 0 | 0 | 0 | 0 | 0 | 0 | 0 | 0 | 0 | 0 | 0 | 0 | 0 | 0 | 0 | 0 | 0 | 0 | 0 | 0 | 0 | 0 | 0 | 0 | 0 | 0 | 0
F11_Industrial_Primary Metals_Existing_Process_Natural Gas_Commissioning_A_Achievable Economic RVT Potential | F11 | Industrial | Primary Metals | Existing | Process | Natural Gas | Commissioning | A | Purchases (Cumulative) | Achievable Economic RVT Potential | 0 | 0 | 0 | 0 | 0 | 0 | 0 | 0 | 0 | 0 | 0 | 0 | 0 | 0 | 0 | 0 | 0 | 0 | 0 | 0 | 0 | 0 | 0 | 0 | 0 | 0 | 0 | 0 | 0 | 0 | 0
F1_Industrial_Primary Metals_Existing_Space Heating_Natural Gas_Retrocommissioning_A_Achievable Economic RVT Potential | F1 | Industrial | Primary Metals | Existing | Space Heating | Natural Gas | Retrocommissioning | A | Integrated Unit Energy Savings (kWh or therms) | Achievable Economic RVT Potential | 0 | 0 | 0 | 0 | 0 | 2.9829 | 2.9674 | 2.948 | 2.9269 | 2.9039 | 2.8797 | 2.8541 | 2.8277 | 2.8001 | 2.7697 | 2.7402 | 2.7104 | 2.6824 | 2.6558 | 2.6308 | 2.6071 | 2.5833 | 2.5627 | 2.5438 | 2.5261 | 2.5098 | 2.496 | 2.483 | 0 | 0 | 0
F2_Industrial_Primary Metals_Existing_Space Heating_Natural Gas_Retrocommissioning_A_Achievable Economic RVT Potential | F2 | Industrial | Primary Metals | Existing | Space Heating | Natural Gas | Retrocommissioning | A | Integrated Unit Summer Peak Savings (kW) | Achievable Economic RVT Potential | 0 | 0 | 0 | 0 | 0 | 0 | 0 | 0 | 0 | 0 | 0 | 0 | 0 | 0 | 0 | 0 | 0 | 0 | 0 | 0 | 0 | 0 | 0 | 0 | 0 | 0 | 0 | 0 | 0 | 0 | 0
F3_Industrial_Primary Metals_Existing_Space Heating_Natural Gas_Retrocommissioning_A_Achievable Economic RVT Potential | F3 | Industrial | Primary Metals | Existing | Space Heating | Natural Gas | Retrocommissioning | A | Integrated Unit Winter Peak Savings (kW) | Achievable Economic RVT Potential | 0 | 0 | 0 | 0 | 0 | 0 | 0 | 0 | 0 | 0 | 0 | 0 | 0 | 0 | 0 | 0 | 0 | 0 | 0 | 0 | 0 | 0 | 0 | 0 | 0 | 0 | 0 | 0 | 0 | 0 | 0
F4_Industrial_Primary Metals_Existing_Space Heating_Natural Gas_Retrocommissioning_A_Achievable Economic RVT Potential | F4 | Industrial | Primary Metals | Existing | Space Heating | Natural Gas | Retrocommissioning | A | Incremental Energy Savings (MWh or mTherms) | Achievable Economic RVT Potential | 0 | 0 | 0 | 0 | 0 | 0 | 0 | 0 | 0 | 0 | 0 | 0 | 0 | 0 | 0 | 0 | 0 | 0 | 0 | 0 | 0 | 0 | 0 | 0 | 0 | 0 | 0 | 0 | 0 | 0 | 0
F5_Industrial_Primary Metals_Existing_Space Heating_Natural Gas_Retrocommissioning_A_Achievable Economic RVT Potential | F5 | Industrial | Primary Metals | Existing | Space Heating | Natural Gas | Retrocommissioning | A | Incremental Summer Peak Savings (MW) | Achievable Economic RVT Potential | 0 | 0 | 0 | 0 | 0 | 0 | 0 | 0 | 0 | 0 | 0 | 0 | 0 | 0 | 0 | 0 | 0 | 0 | 0 | 0 | 0 | 0 | 0 | 0 | 0 | 0 | 0 | 0 | 0 | 0 | 0
F6_Industrial_Primary Metals_Existing_Space Heating_Natural Gas_Retrocommissioning_A_Achievable Economic RVT Potential | F6 | Industrial | Primary Metals | Existing | Space Heating | Natural Gas | Retrocommissioning | A | Incremental Winter Peak Savings (MW) | Achievable Economic RVT Potential | 0 | 0 | 0 | 0 | 0 | 0 | 0 | 0 | 0 | 0 | 0 | 0 | 0 | 0 | 0 | 0 | 0 | 0 | 0 | 0 | 0 | 0 | 0 | 0 | 0 | 0 | 0 | 0 | 0 | 0 | 0
F7_Industrial_Primary Metals_Existing_Space Heating_Natural Gas_Retrocommissioning_A_Achievable Economic RVT Potential | F7 | Industrial | Primary Metals | Existing | Space Heating | Natural Gas | Retrocommissioning | A | Cumulative Energy Savings (MWh or mTherms) | Achievable Economic RVT Potential | 0 | 0 | 0 | 0 | 0 | 0 | 0 | 0 | 0 | 0 | 0 | 0 | 0 | 0 | 0 | 0 | 0 | 0 | 0 | 0 | 0 | 0 | 0 | 0 | 0 | 0 | 0 | 0 | 0 | 0 | 0
F8_Industrial_Primary Metals_Existing_Space Heating_Natural Gas_Retrocommissioning_A_Achievable Economic RVT Potential | F8 | Industrial | Primary Metals | Existing | Space Heating | Natural Gas | Retrocommissioning | A | Cumulative Summer Peak Savings (MW) | Achievable Economic RVT Potential | 0 | 0 | 0 | 0 | 0 | 0 | 0 | 0 | 0 | 0 | 0 | 0 | 0 | 0 | 0 | 0 | 0 | 0 | 0 | 0 | 0 | 0 | 0 | 0 | 0 | 0 | 0 | 0 | 0 | 0 | 0
F9_Industrial_Primary Metals_Existing_Space Heating_Natural Gas_Retrocommissioning_A_Achievable Economic RVT Potential | F9 | Industrial | Primary Metals | Existing | Space Heating | Natural Gas | Retrocommissioning | A | Cumulative Winter Peak Savings (MW) | Achievable Economic RVT Potential | 0 | 0 | 0 | 0 | 0 | 0 | 0 | 0 | 0 | 0 | 0 | 0 | 0 | 0 | 0 | 0 | 0 | 0 | 0 | 0 | 0 | 0 | 0 | 0 | 0 | 0 | 0 | 0 | 0 | 0 | 0
F10_Industrial_Primary Metals_Existing_Space Heating_Natural Gas_Retrocommissioning_A_Achievable Economic RVT Potential | F10 | Industrial | Primary Metals | Existing | Space Heating | Natural Gas | Retrocommissioning | A | Purchases (Incremental) | Achievable Economic RVT Potential | 0 | 0 | 0 | 0 | 0 | 0 | 0 | 0 | 0 | 0 | 0 | 0 | 0 | 0 | 0 | 0 | 0 | 0 | 0 | 0 | 0 | 0 | 0 | 0 | 0 | 0 | 0 | 0 | 0 | 0 | 0
F11_Industrial_Primary Metals_Existing_Space Heating_Natural Gas_Retrocommissioning_A_Achievable Economic RVT Potential | F11 | Industrial | Primary Metals | Existing | Space Heating | Natural Gas | Retrocommissioning | A | Purchases (Cumulative) | Achievable Economic RVT Potential | 0 | 0 | 0 | 0 | 0 | 0 | 0 | 0 | 0 | 0 | 0 | 0 | 0 | 0 | 0 | 0 | 0 | 0 | 0 | 0 | 0 | 0 | 0 | 0 | 0 | 0 | 0 | 0 | 0 | 0 | 0
F1_Industrial_Primary Metals_Existing_Process_Natural Gas_Retrocommissioning_A_Achievable Economic RVT Potential | F1 | Industrial | Primary Metals | Existing | Process | Natural Gas | Retrocommissioning | A | Integrated Unit Energy Savings (kWh or therms) | Achievable Economic RVT Potential | 0 | 0 | 0 | 0 | 0 | 0 | 0 | 0 | 0 | 0 | 0 | 0 | 0 | 0 | 0 | 0 | 0 | 0 | 0 | 0 | 0 | 0 | 0 | 0 | 0 | 0 | 0 | 0 | 0 | 0 | 0
F2_Industrial_Primary Metals_Existing_Process_Natural Gas_Retrocommissioning_A_Achievable Economic RVT Potential | F2 | Industrial | Primary Metals | Existing | Process | Natural Gas | Retrocommissioning | A | Integrated Unit Summer Peak Savings (kW) | Achievable Economic RVT Potential | 0 | 0 | 0 | 0 | 0 | 0 | 0 | 0 | 0 | 0 | 0 | 0 | 0 | 0 | 0 | 0 | 0 | 0 | 0 | 0 | 0 | 0 | 0 | 0 | 0 | 0 | 0 | 0 | 0 | 0 | 0
F3_Industrial_Primary Metals_Existing_Process_Natural Gas_Retrocommissioning_A_Achievable Economic RVT Potential | F3 | Industrial | Primary Metals | Existing | Process | Natural Gas | Retrocommissioning | A | Integrated Unit Winter Peak Savings (kW) | Achievable Economic RVT Potential | 0 | 0 | 0 | 0 | 0 | 0 | 0 | 0 | 0 | 0 | 0 | 0 | 0 | 0 | 0 | 0 | 0 | 0 | 0 | 0 | 0 | 0 | 0 | 0 | 0 | 0 | 0 | 0 | 0 | 0 | 0
F4_Industrial_Primary Metals_Existing_Process_Natural Gas_Retrocommissioning_A_Achievable Economic RVT Potential | F4 | Industrial | Primary Metals | Existing | Process | Natural Gas | Retrocommissioning | A | Incremental Energy Savings (MWh or mTherms) | Achievable Economic RVT Potential | 0 | 0 | 0 | 0 | 0 | 0 | 0 | 0 | 0 | 0 | 0 | 0 | 0 | 0 | 0 | 0 | 0 | 0 | 0 | 0 | 0 | 0 | 0 | 0 | 0 | 0 | 0 | 0 | 0 | 0 | 0
F5_Industrial_Primary Metals_Existing_Process_Natural Gas_Retrocommissioning_A_Achievable Economic RVT Potential | F5 | Industrial | Primary Metals | Existing | Process | Natural Gas | Retrocommissioning | A | Incremental Summer Peak Savings (MW) | Achievable Economic RVT Potential | 0 | 0 | 0 | 0 | 0 | 0 | 0 | 0 | 0 | 0 | 0 | 0 | 0 | 0 | 0 | 0 | 0 | 0 | 0 | 0 | 0 | 0 | 0 | 0 | 0 | 0 | 0 | 0 | 0 | 0 | 0
F6_Industrial_Primary Metals_Existing_Process_Natural Gas_Retrocommissioning_A_Achievable Economic RVT Potential | F6 | Industrial | Primary Metals | Existing | Process | Natural Gas | Retrocommissioning | A | Incremental Winter Peak Savings (MW) | Achievable Economic RVT Potential | 0 | 0 | 0 | 0 | 0 | 0 | 0 | 0 | 0 | 0 | 0 | 0 | 0 | 0 | 0 | 0 | 0 | 0 | 0 | 0 | 0 | 0 | 0 | 0 | 0 | 0 | 0 | 0 | 0 | 0 | 0
F7_Industrial_Primary Metals_Existing_Process_Natural Gas_Retrocommissioning_A_Achievable Economic RVT Potential | F7 | Industrial | Primary Metals | Existing | Process | Natural Gas | Retrocommissioning | A | Cumulative Energy Savings (MWh or mTherms) | Achievable Economic RVT Potential | 0 | 0 | 0 | 0 | 0 | 0 | 0 | 0 | 0 | 0 | 0 | 0 | 0 | 0 | 0 | 0 | 0 | 0 | 0 | 0 | 0 | 0 | 0 | 0 | 0 | 0 | 0 | 0 | 0 | 0 | 0
F8_Industrial_Primary Metals_Existing_Process_Natural Gas_Retrocommissioning_A_Achievable Economic RVT Potential | F8 | Industrial | Primary Metals | Existing | Process | Natural Gas | Retrocommissioning | A | Cumulative Summer Peak Savings (MW) | Achievable Economic RVT Potential | 0 | 0 | 0 | 0 | 0 | 0 | 0 | 0 | 0 | 0 | 0 | 0 | 0 | 0 | 0 | 0 | 0 | 0 | 0 | 0 | 0 | 0 | 0 | 0 | 0 | 0 | 0 | 0 | 0 | 0 | 0
F9_Industrial_Primary Metals_Existing_Process_Natural Gas_Retrocommissioning_A_Achievable Economic RVT Potential | F9 | Industrial | Primary Metals | Existing | Process | Natural Gas | Retrocommissioning | A | Cumulative Winter Peak Savings (MW) | Achievable Economic RVT Potential | 0 | 0 | 0 | 0 | 0 | 0 | 0 | 0 | 0 | 0 | 0 | 0 | 0 | 0 | 0 | 0 | 0 | 0 | 0 | 0 | 0 | 0 | 0 | 0 | 0 | 0 | 0 | 0 | 0 | 0 | 0
F10_Industrial_Primary Metals_Existing_Process_Natural Gas_Retrocommissioning_A_Achievable Economic RVT Potential | F10 | Industrial | Primary Metals | Existing | Process | Natural Gas | Retrocommissioning | A | Purchases (Incremental) | Achievable Economic RVT Potential | 0 | 0 | 0 | 0 | 0 | 0 | 0 | 0 | 0 | 0 | 0 | 0 | 0 | 0 | 0 | 0 | 0 | 0 | 0 | 0 | 0 | 0 | 0 | 0 | 0 | 0 | 0 | 0 | 0 | 0 | 0
F11_Industrial_Primary Metals_Existing_Process_Natural Gas_Retrocommissioning_A_Achievable Economic RVT Potential | F11 | Industrial | Primary Metals | Existing | Process | Natural Gas | Retrocommissioning | A | Purchases (Cumulative) | Achievable Economic RVT Potential | 0 | 0 | 0 | 0 | 0 | 0 | 0 | 0 | 0 | 0 | 0 | 0 | 0 | 0 | 0 | 0 | 0 | 0 | 0 | 0 | 0 | 0 | 0 | 0 | 0 | 0 | 0 | 0 | 0 | 0 | 0
F1_Industrial_Primary Metals_New_Space Heating_Natural Gas_Insulation - Roof/Ceiling_A_Achievable Economic RVT Potential | F1 | Industrial | Primary Metals | New | Space Heating | Natural Gas | Insulation - Roof/Ceiling | A | Integrated Unit Energy Savings (kWh or therms) | Achievable Economic RVT Potential | 0 | 0 | 0 | 0 | 0 | 0.093601 | 0.091998 | 0.090653 | 0.089467 | 0.088371 | 0.087371 | 0.086163 | 0.084835 | 0.083455 | 0.082061 | 0.080756 | 0.079546 | 0.078498 | 0.077231 | 0.076253 | 0.075526 | 0.074984 | 0.074714 | 0.074586 | 0.07456 | 0.074605 | 0.074667 | 0.074749 | 0 | 0 | 0
F2_Industrial_Primary Metals_New_Space Heating_Natural Gas_Insulation - Roof/Ceiling_A_Achievable Economic RVT Potential | F2 | Industrial | Primary Metals | New | Space Heating | Natural Gas | Insulation - Roof/Ceiling | A | Integrated Unit Summer Peak Savings (kW) | Achievable Economic RVT Potential | 0 | 0 | 0 | 0 | 0 | 0 | 0 | 0 | 0 | 0 | 0 | 0 | 0 | 0 | 0 | 0 | 0 | 0 | 0 | 0 | 0 | 0 | 0 | 0 | 0 | 0 | 0 | 0 | 0 | 0 | 0
F3_Industrial_Primary Metals_New_Space Heating_Natural Gas_Insulation - Roof/Ceiling_A_Achievable Economic RVT Potential | F3 | Industrial | Primary Metals | New | Space Heating | Natural Gas | Insulation - Roof/Ceiling | A | Integrated Unit Winter Peak Savings (kW) | Achievable Economic RVT Potential | 0 | 0 | 0 | 0 | 0 | 0 | 0 | 0 | 0 | 0 | 0 | 0 | 0 | 0 | 0 | 0 | 0 | 0 | 0 | 0 | 0 | 0 | 0 | 0 | 0 | 0 | 0 | 0 | 0 | 0 | 0
F4_Industrial_Primary Metals_New_Space Heating_Natural Gas_Insulation - Roof/Ceiling_A_Achievable Economic RVT Potential | F4 | Industrial | Primary Metals | New | Space Heating | Natural Gas | Insulation - Roof/Ceiling | A | Incremental Energy Savings (MWh or mTherms) | Achievable Economic RVT Potential | 0 | 0 | 0 | 0 | 0 | 0 | 0 | 0 | 0 | 0 | 0 | 0 | 0 | 0 | 0 | 0 | 0 | 0 | 0 | 0 | 0 | 0 | 0 | 0 | 0 | 0 | 0 | 0 | 0 | 0 | 0
F5_Industrial_Primary Metals_New_Space Heating_Natural Gas_Insulation - Roof/Ceiling_A_Achievable Economic RVT Potential | F5 | Industrial | Primary Metals | New | Space Heating | Natural Gas | Insulation - Roof/Ceiling | A | Incremental Summer Peak Savings (MW) | Achievable Economic RVT Potential | 0 | 0 | 0 | 0 | 0 | 0 | 0 | 0 | 0 | 0 | 0 | 0 | 0 | 0 | 0 | 0 | 0 | 0 | 0 | 0 | 0 | 0 | 0 | 0 | 0 | 0 | 0 | 0 | 0 | 0 | 0
F6_Industrial_Primary Metals_New_Space Heating_Natural Gas_Insulation - Roof/Ceiling_A_Achievable Economic RVT Potential | F6 | Industrial | Primary Metals | New | Space Heating | Natural Gas | Insulation - Roof/Ceiling | A | Incremental Winter Peak Savings (MW) | Achievable Economic RVT Potential | 0 | 0 | 0 | 0 | 0 | 0 | 0 | 0 | 0 | 0 | 0 | 0 | 0 | 0 | 0 | 0 | 0 | 0 | 0 | 0 | 0 | 0 | 0 | 0 | 0 | 0 | 0 | 0 | 0 | 0 | 0
F7_Industrial_Primary Metals_New_Space Heating_Natural Gas_Insulation - Roof/Ceiling_A_Achievable Economic RVT Potential | F7 | Industrial | Primary Metals | New | Space Heating | Natural Gas | Insulation - Roof/Ceiling | A | Cumulative Energy Savings (MWh or mTherms) | Achievable Economic RVT Potential | 0 | 0 | 0 | 0 | 0 | 0 | 0 | 0 | 0 | 0 | 0 | 0 | 0 | 0 | 0 | 0 | 0 | 0 | 0 | 0 | 0 | 0 | 0 | 0 | 0 | 0 | 0 | 0 | 0 | 0 | 0
F8_Industrial_Primary Metals_New_Space Heating_Natural Gas_Insulation - Roof/Ceiling_A_Achievable Economic RVT Potential | F8 | Industrial | Primary Metals | New | Space Heating | Natural Gas | Insulation - Roof/Ceiling | A | Cumulative Summer Peak Savings (MW) | Achievable Economic RVT Potential | 0 | 0 | 0 | 0 | 0 | 0 | 0 | 0 | 0 | 0 | 0 | 0 | 0 | 0 | 0 | 0 | 0 | 0 | 0 | 0 | 0 | 0 | 0 | 0 | 0 | 0 | 0 | 0 | 0 | 0 | 0
F9_Industrial_Primary Metals_New_Space Heating_Natural Gas_Insulation - Roof/Ceiling_A_Achievable Economic RVT Potential | F9 | Industrial | Primary Metals | New | Space Heating | Natural Gas | Insulation - Roof/Ceiling | A | Cumulative Winter Peak Savings (MW) | Achievable Economic RVT Potential | 0 | 0 | 0 | 0 | 0 | 0 | 0 | 0 | 0 | 0 | 0 | 0 | 0 | 0 | 0 | 0 | 0 | 0 | 0 | 0 | 0 | 0 | 0 | 0 | 0 | 0 | 0 | 0 | 0 | 0 | 0
F10_Industrial_Primary Metals_New_Space Heating_Natural Gas_Insulation - Roof/Ceiling_A_Achievable Economic RVT Potential | F10 | Industrial | Primary Metals | New | Space Heating | Natural Gas | Insulation - Roof/Ceiling | A | Purchases (Incremental) | Achievable Economic RVT Potential | 0 | 0 | 0 | 0 | 0 | 0 | 0 | 0 | 0 | 0 | 0 | 0 | 0 | 0 | 0 | 0 | 0 | 0 | 0 | 0 | 0 | 0 | 0 | 0 | 0 | 0 | 0 | 0 | 0 | 0 | 0
F11_Industrial_Primary Metals_New_Space Heating_Natural Gas_Insulation - Roof/Ceiling_A_Achievable Economic RVT Potential | F11 | Industrial | Primary Metals | New | Space Heating | Natural Gas | Insulation - Roof/Ceiling | A | Purchases (Cumulative) | Achievable Economic RVT Potential | 0 | 0 | 0 | 0 | 0 | 0 | 0 | 0 | 0 | 0 | 0 | 0 | 0 | 0 | 0 | 0 | 0 | 0 | 0 | 0 | 0 | 0 | 0 | 0 | 0 | 0 | 0 | 0 | 0 | 0 | 0
F1_Industrial_Primary Metals_New_Space Heating_Natural Gas_Insulation - Wall Cavity_A_Achievable Economic RVT Potential | F1 | Industrial | Primary Metals | New | Space Heating | Natural Gas | Insulation - Wall Cavity | A | Integrated Unit Energy Savings (kWh or therms) | Achievable Economic RVT Potential | 0 | 0 | 0 | 0 | 0 | 0.016857 | 0.016568 | 0.016326 | 0.016112 | 0.015915 | 0.015735 | 0.015517 | 0.015278 | 0.01503 | 0.014778 | 0.014543 | 0.014326 | 0.014137 | 0.013909 | 0.013732 | 0.013602 | 0.013504 | 0.013455 | 0.013432 | 0.013428 | 0.013436 | 0.013447 | 0.013462 | 0 | 0 | 0
F2_Industrial_Primary Metals_New_Space Heating_Natural Gas_Insulation - Wall Cavity_A_Achievable Economic RVT Potential | F2 | Industrial | Primary Metals | New | Space Heating | Natural Gas | Insulation - Wall Cavity | A | Integrated Unit Summer Peak Savings (kW) | Achievable Economic RVT Potential | 0 | 0 | 0 | 0 | 0 | 0 | 0 | 0 | 0 | 0 | 0 | 0 | 0 | 0 | 0 | 0 | 0 | 0 | 0 | 0 | 0 | 0 | 0 | 0 | 0 | 0 | 0 | 0 | 0 | 0 | 0
F3_Industrial_Primary Metals_New_Space Heating_Natural Gas_Insulation - Wall Cavity_A_Achievable Economic RVT Potential | F3 | Industrial | Primary Metals | New | Space Heating | Natural Gas | Insulation - Wall Cavity | A | Integrated Unit Winter Peak Savings (kW) | Achievable Economic RVT Potential | 0 | 0 | 0 | 0 | 0 | 0 | 0 | 0 | 0 | 0 | 0 | 0 | 0 | 0 | 0 | 0 | 0 | 0 | 0 | 0 | 0 | 0 | 0 | 0 | 0 | 0 | 0 | 0 | 0 | 0 | 0
F4_Industrial_Primary Metals_New_Space Heating_Natural Gas_Insulation - Wall Cavity_A_Achievable Economic RVT Potential | F4 | Industrial | Primary Metals | New | Space Heating | Natural Gas | Insulation - Wall Cavity | A | Incremental Energy Savings (MWh or mTherms) | Achievable Economic RVT Potential | 0 | 0 | 0 | 0 | 0 | 0 | 0 | 0 | 0 | 0 | 0 | 0 | 0 | 0 | 0 | 0 | 0 | 0 | 0 | 0 | 0 | 0 | 0 | 0 | 0 | 0 | 0 | 0 | 0 | 0 | 0
F5_Industrial_Primary Metals_New_Space Heating_Natural Gas_Insulation - Wall Cavity_A_Achievable Economic RVT Potential | F5 | Industrial | Primary Metals | New | Space Heating | Natural Gas | Insulation - Wall Cavity | A | Incremental Summer Peak Savings (MW) | Achievable Economic RVT Potential | 0 | 0 | 0 | 0 | 0 | 0 | 0 | 0 | 0 | 0 | 0 | 0 | 0 | 0 | 0 | 0 | 0 | 0 | 0 | 0 | 0 | 0 | 0 | 0 | 0 | 0 | 0 | 0 | 0 | 0 | 0
F6_Industrial_Primary Metals_New_Space Heating_Natural Gas_Insulation - Wall Cavity_A_Achievable Economic RVT Potential | F6 | Industrial | Primary Metals | New | Space Heating | Natural Gas | Insulation - Wall Cavity | A | Incremental Winter Peak Savings (MW) | Achievable Economic RVT Potential | 0 | 0 | 0 | 0 | 0 | 0 | 0 | 0 | 0 | 0 | 0 | 0 | 0 | 0 | 0 | 0 | 0 | 0 | 0 | 0 | 0 | 0 | 0 | 0 | 0 | 0 | 0 | 0 | 0 | 0 | 0
F7_Industrial_Primary Metals_New_Space Heating_Natural Gas_Insulation - Wall Cavity_A_Achievable Economic RVT Potential | F7 | Industrial | Primary Metals | New | Space Heating | Natural Gas | Insulation - Wall Cavity | A | Cumulative Energy Savings (MWh or mTherms) | Achievable Economic RVT Potential | 0 | 0 | 0 | 0 | 0 | 0 | 0 | 0 | 0 | 0 | 0 | 0 | 0 | 0 | 0 | 0 | 0 | 0 | 0 | 0 | 0 | 0 | 0 | 0 | 0 | 0 | 0 | 0 | 0 | 0 | 0
F8_Industrial_Primary Metals_New_Space Heating_Natural Gas_Insulation - Wall Cavity_A_Achievable Economic RVT Potential | F8 | Industrial | Primary Metals | New | Space Heating | Natural Gas | Insulation - Wall Cavity | A | Cumulative Summer Peak Savings (MW) | Achievable Economic RVT Potential | 0 | 0 | 0 | 0 | 0 | 0 | 0 | 0 | 0 | 0 | 0 | 0 | 0 | 0 | 0 | 0 | 0 | 0 | 0 | 0 | 0 | 0 | 0 | 0 | 0 | 0 | 0 | 0 | 0 | 0 | 0
F9_Industrial_Primary Metals_New_Space Heating_Natural Gas_Insulation - Wall Cavity_A_Achievable Economic RVT Potential | F9 | Industrial | Primary Metals | New | Space Heating | Natural Gas | Insulation - Wall Cavity | A | Cumulative Winter Peak Savings (MW) | Achievable Economic RVT Potential | 0 | 0 | 0 | 0 | 0 | 0 | 0 | 0 | 0 | 0 | 0 | 0 | 0 | 0 | 0 | 0 | 0 | 0 | 0 | 0 | 0 | 0 | 0 | 0 | 0 | 0 | 0 | 0 | 0 | 0 | 0
F10_Industrial_Primary Metals_New_Space Heating_Natural Gas_Insulation - Wall Cavity_A_Achievable Economic RVT Potential | F10 | Industrial | Primary Metals | New | Space Heating | Natural Gas | Insulation - Wall Cavity | A | Purchases (Incremental) | Achievable Economic RVT Potential | 0 | 0 | 0 | 0 | 0 | 0 | 0 | 0 | 0 | 0 | 0 | 0 | 0 | 0 | 0 | 0 | 0 | 0 | 0 | 0 | 0 | 0 | 0 | 0 | 0 | 0 | 0 | 0 | 0 | 0 | 0
F11_Industrial_Primary Metals_New_Space Heating_Natural Gas_Insulation - Wall Cavity_A_Achievable Economic RVT Potential | F11 | Industrial | Primary Metals | New | Space Heating | Natural Gas | Insulation - Wall Cavity | A | Purchases (Cumulative) | Achievable Economic RVT Potential | 0 | 0 | 0 | 0 | 0 | 0 | 0 | 0 | 0 | 0 | 0 | 0 | 0 | 0 | 0 | 0 | 0 | 0 | 0 | 0 | 0 | 0 | 0 | 0 | 0 | 0 | 0 | 0 | 0 | 0 | 0
F1_Industrial_Primary Metals_New_Space Heating_Natural Gas_Insulation - Ducting_A_Achievable Economic RVT Potential | F1 | Industrial | Primary Metals | New | Space Heating | Natural Gas | Insulation - Ducting | A | Integrated Unit Energy Savings (kWh or therms) | Achievable Economic RVT Potential | 0 | 0 | 0 | 0 | 0 | 0 | 0 | 0 | 0 | 0 | 0 | 0 | 0 | 0 | 0 | 0 | 0 | 0 | 0 | 0 | 0 | 0 | 0 | 0 | 0 | 0 | 0 | 0 | 0 | 0 | 0
F2_Industrial_Primary Metals_New_Space Heating_Natural Gas_Insulation - Ducting_A_Achievable Economic RVT Potential | F2 | Industrial | Primary Metals | New | Space Heating | Natural Gas | Insulation - Ducting | A | Integrated Unit Summer Peak Savings (kW) | Achievable Economic RVT Potential | 0 | 0 | 0 | 0 | 0 | 0 | 0 | 0 | 0 | 0 | 0 | 0 | 0 | 0 | 0 | 0 | 0 | 0 | 0 | 0 | 0 | 0 | 0 | 0 | 0 | 0 | 0 | 0 | 0 | 0 | 0
F3_Industrial_Primary Metals_New_Space Heating_Natural Gas_Insulation - Ducting_A_Achievable Economic RVT Potential | F3 | Industrial | Primary Metals | New | Space Heating | Natural Gas | Insulation - Ducting | A | Integrated Unit Winter Peak Savings (kW) | Achievable Economic RVT Potential | 0 | 0 | 0 | 0 | 0 | 0 | 0 | 0 | 0 | 0 | 0 | 0 | 0 | 0 | 0 | 0 | 0 | 0 | 0 | 0 | 0 | 0 | 0 | 0 | 0 | 0 | 0 | 0 | 0 | 0 | 0
F4_Industrial_Primary Metals_New_Space Heating_Natural Gas_Insulation - Ducting_A_Achievable Economic RVT Potential | F4 | Industrial | Primary Metals | New | Space Heating | Natural Gas | Insulation - Ducting | A | Incremental Energy Savings (MWh or mTherms) | Achievable Economic RVT Potential | 0 | 0 | 0 | 0 | 0 | 0 | 0 | 0 | 0 | 0 | 0 | 0 | 0 | 0 | 0 | 0 | 0 | 0 | 0 | 0 | 0 | 0 | 0 | 0 | 0 | 0 | 0 | 0 | 0 | 0 | 0
F5_Industrial_Primary Metals_New_Space Heating_Natural Gas_Insulation - Ducting_A_Achievable Economic RVT Potential | F5 | Industrial | Primary Metals | New | Space Heating | Natural Gas | Insulation - Ducting | A | Incremental Summer Peak Savings (MW) | Achievable Economic RVT Potential | 0 | 0 | 0 | 0 | 0 | 0 | 0 | 0 | 0 | 0 | 0 | 0 | 0 | 0 | 0 | 0 | 0 | 0 | 0 | 0 | 0 | 0 | 0 | 0 | 0 | 0 | 0 | 0 | 0 | 0 | 0
F6_Industrial_Primary Metals_New_Space Heating_Natural Gas_Insulation - Ducting_A_Achievable Economic RVT Potential | F6 | Industrial | Primary Metals | New | Space Heating | Natural Gas | Insulation - Ducting | A | Incremental Winter Peak Savings (MW) | Achievable Economic RVT Potential | 0 | 0 | 0 | 0 | 0 | 0 | 0 | 0 | 0 | 0 | 0 | 0 | 0 | 0 | 0 | 0 | 0 | 0 | 0 | 0 | 0 | 0 | 0 | 0 | 0 | 0 | 0 | 0 | 0 | 0 | 0
F7_Industrial_Primary Metals_New_Space Heating_Natural Gas_Insulation - Ducting_A_Achievable Economic RVT Potential | F7 | Industrial | Primary Metals | New | Space Heating | Natural Gas | Insulation - Ducting | A | Cumulative Energy Savings (MWh or mTherms) | Achievable Economic RVT Potential | 0 | 0 | 0 | 0 | 0 | 0 | 0 | 0 | 0 | 0 | 0 | 0 | 0 | 0 | 0 | 0 | 0 | 0 | 0 | 0 | 0 | 0 | 0 | 0 | 0 | 0 | 0 | 0 | 0 | 0 | 0
F8_Industrial_Primary Metals_New_Space Heating_Natural Gas_Insulation - Ducting_A_Achievable Economic RVT Potential | F8 | Industrial | Primary Metals | New | Space Heating | Natural Gas | Insulation - Ducting | A | Cumulative Summer Peak Savings (MW) | Achievable Economic RVT Potential | 0 | 0 | 0 | 0 | 0 | 0 | 0 | 0 | 0 | 0 | 0 | 0 | 0 | 0 | 0 | 0 | 0 | 0 | 0 | 0 | 0 | 0 | 0 | 0 | 0 | 0 | 0 | 0 | 0 | 0 | 0
F9_Industrial_Primary Metals_New_Space Heating_Natural Gas_Insulation - Ducting_A_Achievable Economic RVT Potential | F9 | Industrial | Primary Metals | New | Space Heating | Natural Gas | Insulation - Ducting | A | Cumulative Winter Peak Savings (MW) | Achievable Economic RVT Potential | 0 | 0 | 0 | 0 | 0 | 0 | 0 | 0 | 0 | 0 | 0 | 0 | 0 | 0 | 0 | 0 | 0 | 0 | 0 | 0 | 0 | 0 | 0 | 0 | 0 | 0 | 0 | 0 | 0 | 0 | 0
F10_Industrial_Primary Metals_New_Space Heating_Natural Gas_Insulation - Ducting_A_Achievable Economic RVT Potential | F10 | Industrial | Primary Metals | New | Space Heating | Natural Gas | Insulation - Ducting | A | Purchases (Incremental) | Achievable Economic RVT Potential | 0 | 0 | 0 | 0 | 0 | 0 | 0 | 0 | 0 | 0 | 0 | 0 | 0 | 0 | 0 | 0 | 0 | 0 | 0 | 0 | 0 | 0 | 0 | 0 | 0 | 0 | 0 | 0 | 0 | 0 | 0
F11_Industrial_Primary Metals_New_Space Heating_Natural Gas_Insulation - Ducting_A_Achievable Economic RVT Potential | F11 | Industrial | Primary Metals | New | Space Heating | Natural Gas | Insulation - Ducting | A | Purchases (Cumulative) | Achievable Economic RVT Potential | 0 | 0 | 0 | 0 | 0 | 0 | 0 | 0 | 0 | 0 | 0 | 0 | 0 | 0 | 0 | 0 | 0 | 0 | 0 | 0 | 0 | 0 | 0 | 0 | 0 | 0 | 0 | 0 | 0 | 0 | 0
F1_Industrial_Primary Metals_New_Space Heating_Natural Gas_HVAC - Duct Repair and Sealing_A_Achievable Economic RVT Potential | F1 | Industrial | Primary Metals | New | Space Heating | Natural Gas | HVAC - Duct Repair and Sealing | A | Integrated Unit Energy Savings (kWh or therms) | Achievable Economic RVT Potential | 0 | 0 | 0 | 0 | 0 | 0 | 0 | 0 | 0 | 0 | 0 | 0 | 0 | 0 | 0 | 0 | 0 | 0 | 0 | 0 | 0 | 0 | 0 | 0 | 0 | 0 | 0 | 0 | 0 | 0 | 0
F2_Industrial_Primary Metals_New_Space Heating_Natural Gas_HVAC - Duct Repair and Sealing_A_Achievable Economic RVT Potential | F2 | Industrial | Primary Metals | New | Space Heating | Natural Gas | HVAC - Duct Repair and Sealing | A | Integrated Unit Summer Peak Savings (kW) | Achievable Economic RVT Potential | 0 | 0 | 0 | 0 | 0 | 0 | 0 | 0 | 0 | 0 | 0 | 0 | 0 | 0 | 0 | 0 | 0 | 0 | 0 | 0 | 0 | 0 | 0 | 0 | 0 | 0 | 0 | 0 | 0 | 0 | 0
F3_Industrial_Primary Metals_New_Space Heating_Natural Gas_HVAC - Duct Repair and Sealing_A_Achievable Economic RVT Potential | F3 | Industrial | Primary Metals | New | Space Heating | Natural Gas | HVAC - Duct Repair and Sealing | A | Integrated Unit Winter Peak Savings (kW) | Achievable Economic RVT Potential | 0 | 0 | 0 | 0 | 0 | 0 | 0 | 0 | 0 | 0 | 0 | 0 | 0 | 0 | 0 | 0 | 0 | 0 | 0 | 0 | 0 | 0 | 0 | 0 | 0 | 0 | 0 | 0 | 0 | 0 | 0
F4_Industrial_Primary Metals_New_Space Heating_Natural Gas_HVAC - Duct Repair and Sealing_A_Achievable Economic RVT Potential | F4 | Industrial | Primary Metals | New | Space Heating | Natural Gas | HVAC - Duct Repair and Sealing | A | Incremental Energy Savings (MWh or mTherms) | Achievable Economic RVT Potential | 0 | 0 | 0 | 0 | 0 | 0 | 0 | 0 | 0 | 0 | 0 | 0 | 0 | 0 | 0 | 0 | 0 | 0 | 0 | 0 | 0 | 0 | 0 | 0 | 0 | 0 | 0 | 0 | 0 | 0 | 0
F5_Industrial_Primary Metals_New_Space Heating_Natural Gas_HVAC - Duct Repair and Sealing_A_Achievable Economic RVT Potential | F5 | Industrial | Primary Metals | New | Space Heating | Natural Gas | HVAC - Duct Repair and Sealing | A | Incremental Summer Peak Savings (MW) | Achievable Economic RVT Potential | 0 | 0 | 0 | 0 | 0 | 0 | 0 | 0 | 0 | 0 | 0 | 0 | 0 | 0 | 0 | 0 | 0 | 0 | 0 | 0 | 0 | 0 | 0 | 0 | 0 | 0 | 0 | 0 | 0 | 0 | 0
F6_Industrial_Primary Metals_New_Space Heating_Natural Gas_HVAC - Duct Repair and Sealing_A_Achievable Economic RVT Potential | F6 | Industrial | Primary Metals | New | Space Heating | Natural Gas | HVAC - Duct Repair and Sealing | A | Incremental Winter Peak Savings (MW) | Achievable Economic RVT Potential | 0 | 0 | 0 | 0 | 0 | 0 | 0 | 0 | 0 | 0 | 0 | 0 | 0 | 0 | 0 | 0 | 0 | 0 | 0 | 0 | 0 | 0 | 0 | 0 | 0 | 0 | 0 | 0 | 0 | 0 | 0
F7_Industrial_Primary Metals_New_Space Heating_Natural Gas_HVAC - Duct Repair and Sealing_A_Achievable Economic RVT Potential | F7 | Industrial | Primary Metals | New | Space Heating | Natural Gas | HVAC - Duct Repair and Sealing | A | Cumulative Energy Savings (MWh or mTherms) | Achievable Economic RVT Potential | 0 | 0 | 0 | 0 | 0 | 0 | 0 | 0 | 0 | 0 | 0 | 0 | 0 | 0 | 0 | 0 | 0 | 0 | 0 | 0 | 0 | 0 | 0 | 0 | 0 | 0 | 0 | 0 | 0 | 0 | 0
F8_Industrial_Primary Metals_New_Space Heating_Natural Gas_HVAC - Duct Repair and Sealing_A_Achievable Economic RVT Potential | F8 | Industrial | Primary Metals | New | Space Heating | Natural Gas | HVAC - Duct Repair and Sealing | A | Cumulative Summer Peak Savings (MW) | Achievable Economic RVT Potential | 0 | 0 | 0 | 0 | 0 | 0 | 0 | 0 | 0 | 0 | 0 | 0 | 0 | 0 | 0 | 0 | 0 | 0 | 0 | 0 | 0 | 0 | 0 | 0 | 0 | 0 | 0 | 0 | 0 | 0 | 0
F9_Industrial_Primary Metals_New_Space Heating_Natural Gas_HVAC - Duct Repair and Sealing_A_Achievable Economic RVT Potential | F9 | Industrial | Primary Metals | New | Space Heating | Natural Gas | HVAC - Duct Repair and Sealing | A | Cumulative Winter Peak Savings (MW) | Achievable Economic RVT Potential | 0 | 0 | 0 | 0 | 0 | 0 | 0 | 0 | 0 | 0 | 0 | 0 | 0 | 0 | 0 | 0 | 0 | 0 | 0 | 0 | 0 | 0 | 0 | 0 | 0 | 0 | 0 | 0 | 0 | 0 | 0
F10_Industrial_Primary Metals_New_Space Heating_Natural Gas_HVAC - Duct Repair and Sealing_A_Achievable Economic RVT Potential | F10 | Industrial | Primary Metals | New | Space Heating | Natural Gas | HVAC - Duct Repair and Sealing | A | Purchases (Incremental) | Achievable Economic RVT Potential | 0 | 0 | 0 | 0 | 0 | 0 | 0 | 0 | 0 | 0 | 0 | 0 | 0 | 0 | 0 | 0 | 0 | 0 | 0 | 0 | 0 | 0 | 0 | 0 | 0 | 0 | 0 | 0 | 0 | 0 | 0
F11_Industrial_Primary Metals_New_Space Heating_Natural Gas_HVAC - Duct Repair and Sealing_A_Achievable Economic RVT Potential | F11 | Industrial | Primary Metals | New | Space Heating | Natural Gas | HVAC - Duct Repair and Sealing | A | Purchases (Cumulative) | Achievable Economic RVT Potential | 0 | 0 | 0 | 0 | 0 | 0 | 0 | 0 | 0 | 0 | 0 | 0 | 0 | 0 | 0 | 0 | 0 | 0 | 0 | 0 | 0 | 0 | 0 | 0 | 0 | 0 | 0 | 0 | 0 | 0 | 0
F1_Industrial_Primary Metals_New_Space Heating_Natural Gas_Windows - High Efficiency_A_Achievable Economic RVT Potential | F1 | Industrial | Primary Metals | New | Space Heating | Natural Gas | Windows - High Efficiency | A | Integrated Unit Energy Savings (kWh or therms) | Achievable Economic RVT Potential | 0 | 0 | 0 | 0 | 0 | 0.0053497 | 0.0052581 | 0.0051812 | 0.0051134 | 0.0050508 | 0.0049937 | 0.0049246 | 0.0048487 | 0.0047699 | 0.0046901 | 0.0046156 | 0.0045464 | 0.0044865 | 0.0044141 | 0.0043582 | 0.0043166 | 0.0042857 | 0.0042702 | 0.0042629 | 0.0042614 | 0.004264 | 0.0042676 | 0.0042722 | 0 | 0 | 0
F2_Industrial_Primary Metals_New_Space Heating_Natural Gas_Windows - High Efficiency_A_Achievable Economic RVT Potential | F2 | Industrial | Primary Metals | New | Space Heating | Natural Gas | Windows - High Efficiency | A | Integrated Unit Summer Peak Savings (kW) | Achievable Economic RVT Potential | 0 | 0 | 0 | 0 | 0 | 0 | 0 | 0 | 0 | 0 | 0 | 0 | 0 | 0 | 0 | 0 | 0 | 0 | 0 | 0 | 0 | 0 | 0 | 0 | 0 | 0 | 0 | 0 | 0 | 0 | 0
F3_Industrial_Primary Metals_New_Space Heating_Natural Gas_Windows - High Efficiency_A_Achievable Economic RVT Potential | F3 | Industrial | Primary Metals | New | Space Heating | Natural Gas | Windows - High Efficiency | A | Integrated Unit Winter Peak Savings (kW) | Achievable Economic RVT Potential | 0 | 0 | 0 | 0 | 0 | 0 | 0 | 0 | 0 | 0 | 0 | 0 | 0 | 0 | 0 | 0 | 0 | 0 | 0 | 0 | 0 | 0 | 0 | 0 | 0 | 0 | 0 | 0 | 0 | 0 | 0
F4_Industrial_Primary Metals_New_Space Heating_Natural Gas_Windows - High Efficiency_A_Achievable Economic RVT Potential | F4 | Industrial | Primary Metals | New | Space Heating | Natural Gas | Windows - High Efficiency | A | Incremental Energy Savings (MWh or mTherms) | Achievable Economic RVT Potential | 0 | 0 | 0 | 0 | 0 | 0 | 0 | 0 | 0 | 0 | 0 | 0 | 0 | 0 | 0 | 0 | 0 | 0 | 0 | 0 | 0 | 0 | 0 | 0 | 0 | 0 | 0 | 0 | 0 | 0 | 0
F5_Industrial_Primary Metals_New_Space Heating_Natural Gas_Windows - High Efficiency_A_Achievable Economic RVT Potential | F5 | Industrial | Primary Metals | New | Space Heating | Natural Gas | Windows - High Efficiency | A | Incremental Summer Peak Savings (MW) | Achievable Economic RVT Potential | 0 | 0 | 0 | 0 | 0 | 0 | 0 | 0 | 0 | 0 | 0 | 0 | 0 | 0 | 0 | 0 | 0 | 0 | 0 | 0 | 0 | 0 | 0 | 0 | 0 | 0 | 0 | 0 | 0 | 0 | 0
F6_Industrial_Primary Metals_New_Space Heating_Natural Gas_Windows - High Efficiency_A_Achievable Economic RVT Potential | F6 | Industrial | Primary Metals | New | Space Heating | Natural Gas | Windows - High Efficiency | A | Incremental Winter Peak Savings (MW) | Achievable Economic RVT Potential | 0 | 0 | 0 | 0 | 0 | 0 | 0 | 0 | 0 | 0 | 0 | 0 | 0 | 0 | 0 | 0 | 0 | 0 | 0 | 0 | 0 | 0 | 0 | 0 | 0 | 0 | 0 | 0 | 0 | 0 | 0
F7_Industrial_Primary Metals_New_Space Heating_Natural Gas_Windows - High Efficiency_A_Achievable Economic RVT Potential | F7 | Industrial | Primary Metals | New | Space Heating | Natural Gas | Windows - High Efficiency | A | Cumulative Energy Savings (MWh or mTherms) | Achievable Economic RVT Potential | 0 | 0 | 0 | 0 | 0 | 0 | 0 | 0 | 0 | 0 | 0 | 0 | 0 | 0 | 0 | 0 | 0 | 0 | 0 | 0 | 0 | 0 | 0 | 0 | 0 | 0 | 0 | 0 | 0 | 0 | 0
F8_Industrial_Primary Metals_New_Space Heating_Natural Gas_Windows - High Efficiency_A_Achievable Economic RVT Potential | F8 | Industrial | Primary Metals | New | Space Heating | Natural Gas | Windows - High Efficiency | A | Cumulative Summer Peak Savings (MW) | Achievable Economic RVT Potential | 0 | 0 | 0 | 0 | 0 | 0 | 0 | 0 | 0 | 0 | 0 | 0 | 0 | 0 | 0 | 0 | 0 | 0 | 0 | 0 | 0 | 0 | 0 | 0 | 0 | 0 | 0 | 0 | 0 | 0 | 0
F9_Industrial_Primary Metals_New_Space Heating_Natural Gas_Windows - High Efficiency_A_Achievable Economic RVT Potential | F9 | Industrial | Primary Metals | New | Space Heating | Natural Gas | Windows - High Efficiency | A | Cumulative Winter Peak Savings (MW) | Achievable Economic RVT Potential | 0 | 0 | 0 | 0 | 0 | 0 | 0 | 0 | 0 | 0 | 0 | 0 | 0 | 0 | 0 | 0 | 0 | 0 | 0 | 0 | 0 | 0 | 0 | 0 | 0 | 0 | 0 | 0 | 0 | 0 | 0
F10_Industrial_Primary Metals_New_Space Heating_Natural Gas_Windows - High Efficiency_A_Achievable Economic RVT Potential | F10 | Industrial | Primary Metals | New | Space Heating | Natural Gas | Windows - High Efficiency | A | Purchases (Incremental) | Achievable Economic RVT Potential | 0 | 0 | 0 | 0 | 0 | 0 | 0 | 0 | 0 | 0 | 0 | 0 | 0 | 0 | 0 | 0 | 0 | 0 | 0 | 0 | 0 | 0 | 0 | 0 | 0 | 0 | 0 | 0 | 0 | 0 | 0
F11_Industrial_Primary Metals_New_Space Heating_Natural Gas_Windows - High Efficiency_A_Achievable Economic RVT Potential | F11 | Industrial | Primary Metals | New | Space Heating | Natural Gas | Windows - High Efficiency | A | Purchases (Cumulative) | Achievable Economic RVT Potential | 0 | 0 | 0 | 0 | 0 | 0 | 0 | 0 | 0 | 0 | 0 | 0 | 0 | 0 | 0 | 0 | 0 | 0 | 0 | 0 | 0 | 0 | 0 | 0 | 0 | 0 | 0 | 0 | 0 | 0 | 0
F1_Industrial_Primary Metals_New_Space Heating_Natural Gas_Gas Boiler - Maintenance_A_Achievable Economic RVT Potential | F1 | Industrial | Primary Metals | New | Space Heating | Natural Gas | Gas Boiler - Maintenance | A | Integrated Unit Energy Savings (kWh or therms) | Achievable Economic RVT Potential | 0 | 0 | 0 | 0 | 0 | 0 | 0 | 0 | 0 | 0 | 0 | 0 | 0 | 0 | 0 | 0 | 0 | 0 | 0 | 0 | 0 | 0 | 0 | 0 | 0 | 0 | 0 | 0 | 0 | 0 | 0
F2_Industrial_Primary Metals_New_Space Heating_Natural Gas_Gas Boiler - Maintenance_A_Achievable Economic RVT Potential | F2 | Industrial | Primary Metals | New | Space Heating | Natural Gas | Gas Boiler - Maintenance | A | Integrated Unit Summer Peak Savings (kW) | Achievable Economic RVT Potential | 0 | 0 | 0 | 0 | 0 | 0 | 0 | 0 | 0 | 0 | 0 | 0 | 0 | 0 | 0 | 0 | 0 | 0 | 0 | 0 | 0 | 0 | 0 | 0 | 0 | 0 | 0 | 0 | 0 | 0 | 0
F3_Industrial_Primary Metals_New_Space Heating_Natural Gas_Gas Boiler - Maintenance_A_Achievable Economic RVT Potential | F3 | Industrial | Primary Metals | New | Space Heating | Natural Gas | Gas Boiler - Maintenance | A | Integrated Unit Winter Peak Savings (kW) | Achievable Economic RVT Potential | 0 | 0 | 0 | 0 | 0 | 0 | 0 | 0 | 0 | 0 | 0 | 0 | 0 | 0 | 0 | 0 | 0 | 0 | 0 | 0 | 0 | 0 | 0 | 0 | 0 | 0 | 0 | 0 | 0 | 0 | 0
F4_Industrial_Primary Metals_New_Space Heating_Natural Gas_Gas Boiler - Maintenance_A_Achievable Economic RVT Potential | F4 | Industrial | Primary Metals | New | Space Heating | Natural Gas | Gas Boiler - Maintenance | A | Incremental Energy Savings (MWh or mTherms) | Achievable Economic RVT Potential | 0 | 0 | 0 | 0 | 0 | 0 | 0 | 0 | 0 | 0 | 0 | 0 | 0 | 0 | 0 | 0 | 0 | 0 | 0 | 0 | 0 | 0 | 0 | 0 | 0 | 0 | 0 | 0 | 0 | 0 | 0
F5_Industrial_Primary Metals_New_Space Heating_Natural Gas_Gas Boiler - Maintenance_A_Achievable Economic RVT Potential | F5 | Industrial | Primary Metals | New | Space Heating | Natural Gas | Gas Boiler - Maintenance | A | Incremental Summer Peak Savings (MW) | Achievable Economic RVT Potential | 0 | 0 | 0 | 0 | 0 | 0 | 0 | 0 | 0 | 0 | 0 | 0 | 0 | 0 | 0 | 0 | 0 | 0 | 0 | 0 | 0 | 0 | 0 | 0 | 0 | 0 | 0 | 0 | 0 | 0 | 0
F6_Industrial_Primary Metals_New_Space Heating_Natural Gas_Gas Boiler - Maintenance_A_Achievable Economic RVT Potential | F6 | Industrial | Primary Metals | New | Space Heating | Natural Gas | Gas Boiler - Maintenance | A | Incremental Winter Peak Savings (MW) | Achievable Economic RVT Potential | 0 | 0 | 0 | 0 | 0 | 0 | 0 | 0 | 0 | 0 | 0 | 0 | 0 | 0 | 0 | 0 | 0 | 0 | 0 | 0 | 0 | 0 | 0 | 0 | 0 | 0 | 0 | 0 | 0 | 0 | 0
F7_Industrial_Primary Metals_New_Space Heating_Natural Gas_Gas Boiler - Maintenance_A_Achievable Economic RVT Potential | F7 | Industrial | Primary Metals | New | Space Heating | Natural Gas | Gas Boiler - Maintenance | A | Cumulative Energy Savings (MWh or mTherms) | Achievable Economic RVT Potential | 0 | 0 | 0 | 0 | 0 | 0 | 0 | 0 | 0 | 0 | 0 | 0 | 0 | 0 | 0 | 0 | 0 | 0 | 0 | 0 | 0 | 0 | 0 | 0 | 0 | 0 | 0 | 0 | 0 | 0 | 0
F8_Industrial_Primary Metals_New_Space Heating_Natural Gas_Gas Boiler - Maintenance_A_Achievable Economic RVT Potential | F8 | Industrial | Primary Metals | New | Space Heating | Natural Gas | Gas Boiler - Maintenance | A | Cumulative Summer Peak Savings (MW) | Achievable Economic RVT Potential | 0 | 0 | 0 | 0 | 0 | 0 | 0 | 0 | 0 | 0 | 0 | 0 | 0 | 0 | 0 | 0 | 0 | 0 | 0 | 0 | 0 | 0 | 0 | 0 | 0 | 0 | 0 | 0 | 0 | 0 | 0
F9_Industrial_Primary Metals_New_Space Heating_Natural Gas_Gas Boiler - Maintenance_A_Achievable Economic RVT Potential | F9 | Industrial | Primary Metals | New | Space Heating | Natural Gas | Gas Boiler - Maintenance | A | Cumulative Winter Peak Savings (MW) | Achievable Economic RVT Potential | 0 | 0 | 0 | 0 | 0 | 0 | 0 | 0 | 0 | 0 | 0 | 0 | 0 | 0 | 0 | 0 | 0 | 0 | 0 | 0 | 0 | 0 | 0 | 0 | 0 | 0 | 0 | 0 | 0 | 0 | 0
F10_Industrial_Primary Metals_New_Space Heating_Natural Gas_Gas Boiler - Maintenance_A_Achievable Economic RVT Potential | F10 | Industrial | Primary Metals | New | Space Heating | Natural Gas | Gas Boiler - Maintenance | A | Purchases (Incremental) | Achievable Economic RVT Potential | 0 | 0 | 0 | 0 | 0 | 0 | 0 | 0 | 0 | 0 | 0 | 0 | 0 | 0 | 0 | 0 | 0 | 0 | 0 | 0 | 0 | 0 | 0 | 0 | 0 | 0 | 0 | 0 | 0 | 0 | 0
F11_Industrial_Primary Metals_New_Space Heating_Natural Gas_Gas Boiler - Maintenance_A_Achievable Economic RVT Potential | F11 | Industrial | Primary Metals | New | Space Heating | Natural Gas | Gas Boiler - Maintenance | A | Purchases (Cumulative) | Achievable Economic RVT Potential | 0 | 0 | 0 | 0 | 0 | 0 | 0 | 0 | 0 | 0 | 0 | 0 | 0 | 0 | 0 | 0 | 0 | 0 | 0 | 0 | 0 | 0 | 0 | 0 | 0 | 0 | 0 | 0 | 0 | 0 | 0
F1_Industrial_Primary Metals_New_Process_Natural Gas_Gas Boiler - Maintenance_A_Achievable Economic RVT Potential | F1 | Industrial | Primary Metals | New | Process | Natural Gas | Gas Boiler - Maintenance | A | Integrated Unit Energy Savings (kWh or therms) | Achievable Economic RVT Potential | 0 | 0 | 0 | 0 | 0 | 28.0317 | 28.0317 | 28.0317 | 28.0317 | 28.0317 | 28.0317 | 28.0317 | 28.0317 | 28.0317 | 28.0317 | 28.0317 | 28.0317 | 28.0317 | 28.0317 | 28.0317 | 28.0317 | 28.0317 | 28.0317 | 28.0317 | 28.0317 | 28.0317 | 28.0317 | 28.0317 | 28.0317 | 28.0317 | 28.0317
F2_Industrial_Primary Metals_New_Process_Natural Gas_Gas Boiler - Maintenance_A_Achievable Economic RVT Potential | F2 | Industrial | Primary Metals | New | Process | Natural Gas | Gas Boiler - Maintenance | A | Integrated Unit Summer Peak Savings (kW) | Achievable Economic RVT Potential | 0 | 0 | 0 | 0 | 0 | 0 | 0 | 0 | 0 | 0 | 0 | 0 | 0 | 0 | 0 | 0 | 0 | 0 | 0 | 0 | 0 | 0 | 0 | 0 | 0 | 0 | 0 | 0 | 0 | 0 | 0
F3_Industrial_Primary Metals_New_Process_Natural Gas_Gas Boiler - Maintenance_A_Achievable Economic RVT Potential | F3 | Industrial | Primary Metals | New | Process | Natural Gas | Gas Boiler - Maintenance | A | Integrated Unit Winter Peak Savings (kW) | Achievable Economic RVT Potential | 0 | 0 | 0 | 0 | 0 | 0 | 0 | 0 | 0 | 0 | 0 | 0 | 0 | 0 | 0 | 0 | 0 | 0 | 0 | 0 | 0 | 0 | 0 | 0 | 0 | 0 | 0 | 0 | 0 | 0 | 0
F4_Industrial_Primary Metals_New_Process_Natural Gas_Gas Boiler - Maintenance_A_Achievable Economic RVT Potential | F4 | Industrial | Primary Metals | New | Process | Natural Gas | Gas Boiler - Maintenance | A | Incremental Energy Savings (MWh or mTherms) | Achievable Economic RVT Potential | 0 | 0 | 0 | 0 | 0 | 0 | 0 | 0 | 0 | 0 | 0 | 0 | 0 | 0 | 0 | 0 | 0 | 0 | 0 | 0 | 0 | 0 | 0 | 0 | 0 | 0 | 0 | 0 | 0 | 0 | 0
F5_Industrial_Primary Metals_New_Process_Natural Gas_Gas Boiler - Maintenance_A_Achievable Economic RVT Potential | F5 | Industrial | Primary Metals | New | Process | Natural Gas | Gas Boiler - Maintenance | A | Incremental Summer Peak Savings (MW) | Achievable Economic RVT Potential | 0 | 0 | 0 | 0 | 0 | 0 | 0 | 0 | 0 | 0 | 0 | 0 | 0 | 0 | 0 | 0 | 0 | 0 | 0 | 0 | 0 | 0 | 0 | 0 | 0 | 0 | 0 | 0 | 0 | 0 | 0
F6_Industrial_Primary Metals_New_Process_Natural Gas_Gas Boiler - Maintenance_A_Achievable Economic RVT Potential | F6 | Industrial | Primary Metals | New | Process | Natural Gas | Gas Boiler - Maintenance | A | Incremental Winter Peak Savings (MW) | Achievable Economic RVT Potential | 0 | 0 | 0 | 0 | 0 | 0 | 0 | 0 | 0 | 0 | 0 | 0 | 0 | 0 | 0 | 0 | 0 | 0 | 0 | 0 | 0 | 0 | 0 | 0 | 0 | 0 | 0 | 0 | 0 | 0 | 0
F7_Industrial_Primary Metals_New_Process_Natural Gas_Gas Boiler - Maintenance_A_Achievable Economic RVT Potential | F7 | Industrial | Primary Metals | New | Process | Natural Gas | Gas Boiler - Maintenance | A | Cumulative Energy Savings (MWh or mTherms) | Achievable Economic RVT Potential | 0 | 0 | 0 | 0 | 0 | 0 | 0 | 0 | 0 | 0 | 0 | 0 | 0 | 0 | 0 | 0 | 0 | 0 | 0 | 0 | 0 | 0 | 0 | 0 | 0 | 0 | 0 | 0 | 0 | 0 | 0
F8_Industrial_Primary Metals_New_Process_Natural Gas_Gas Boiler - Maintenance_A_Achievable Economic RVT Potential | F8 | Industrial | Primary Metals | New | Process | Natural Gas | Gas Boiler - Maintenance | A | Cumulative Summer Peak Savings (MW) | Achievable Economic RVT Potential | 0 | 0 | 0 | 0 | 0 | 0 | 0 | 0 | 0 | 0 | 0 | 0 | 0 | 0 | 0 | 0 | 0 | 0 | 0 | 0 | 0 | 0 | 0 | 0 | 0 | 0 | 0 | 0 | 0 | 0 | 0
F9_Industrial_Primary Metals_New_Process_Natural Gas_Gas Boiler - Maintenance_A_Achievable Economic RVT Potential | F9 | Industrial | Primary Metals | New | Process | Natural Gas | Gas Boiler - Maintenance | A | Cumulative Winter Peak Savings (MW) | Achievable Economic RVT Potential | 0 | 0 | 0 | 0 | 0 | 0 | 0 | 0 | 0 | 0 | 0 | 0 | 0 | 0 | 0 | 0 | 0 | 0 | 0 | 0 | 0 | 0 | 0 | 0 | 0 | 0 | 0 | 0 | 0 | 0 | 0
F10_Industrial_Primary Metals_New_Process_Natural Gas_Gas Boiler - Maintenance_A_Achievable Economic RVT Potential | F10 | Industrial | Primary Metals | New | Process | Natural Gas | Gas Boiler - Maintenance | A | Purchases (Incremental) | Achievable Economic RVT Potential | 0 | 0 | 0 | 0 | 0 | 0 | 0 | 0 | 0 | 0 | 0 | 0 | 0 | 0 | 0 | 0 | 0 | 0 | 0 | 0 | 0 | 0 | 0 | 0 | 0 | 0 | 0 | 0 | 0 | 0 | 0
F11_Industrial_Primary Metals_New_Process_Natural Gas_Gas Boiler - Maintenance_A_Achievable Economic RVT Potential | F11 | Industrial | Primary Metals | New | Process | Natural Gas | Gas Boiler - Maintenance | A | Purchases (Cumulative) | Achievable Economic RVT Potential | 0 | 0 | 0 | 0 | 0 | 0 | 0 | 0 | 0 | 0 | 0 | 0 | 0 | 0 | 0 | 0 | 0 | 0 | 0 | 0 | 0 | 0 | 0 | 0 | 0 | 0 | 0 | 0 | 0 | 0 | 0
F1_Industrial_Primary Metals_New_Space Heating_Natural Gas_Gas Furnace - Maintenance_A_Achievable Economic RVT Potential | F1 | Industrial | Primary Metals | New | Space Heating | Natural Gas | Gas Furnace - Maintenance | A | Integrated Unit Energy Savings (kWh or therms) | Achievable Economic RVT Potential | 0 | 0 | 0 | 0 | 0 | 0 | 0 | 0 | 0 | 0 | 0 | 0 | 0 | 0 | 0 | 0 | 0 | 0 | 0 | 0 | 0 | 0 | 0 | 0 | 0 | 0 | 0 | 0 | 0 | 0 | 0
F2_Industrial_Primary Metals_New_Space Heating_Natural Gas_Gas Furnace - Maintenance_A_Achievable Economic RVT Potential | F2 | Industrial | Primary Metals | New | Space Heating | Natural Gas | Gas Furnace - Maintenance | A | Integrated Unit Summer Peak Savings (kW) | Achievable Economic RVT Potential | 0 | 0 | 0 | 0 | 0 | 0 | 0 | 0 | 0 | 0 | 0 | 0 | 0 | 0 | 0 | 0 | 0 | 0 | 0 | 0 | 0 | 0 | 0 | 0 | 0 | 0 | 0 | 0 | 0 | 0 | 0
F3_Industrial_Primary Metals_New_Space Heating_Natural Gas_Gas Furnace - Maintenance_A_Achievable Economic RVT Potential | F3 | Industrial | Primary Metals | New | Space Heating | Natural Gas | Gas Furnace - Maintenance | A | Integrated Unit Winter Peak Savings (kW) | Achievable Economic RVT Potential | 0 | 0 | 0 | 0 | 0 | 0 | 0 | 0 | 0 | 0 | 0 | 0 | 0 | 0 | 0 | 0 | 0 | 0 | 0 | 0 | 0 | 0 | 0 | 0 | 0 | 0 | 0 | 0 | 0 | 0 | 0
F4_Industrial_Primary Metals_New_Space Heating_Natural Gas_Gas Furnace - Maintenance_A_Achievable Economic RVT Potential | F4 | Industrial | Primary Metals | New | Space Heating | Natural Gas | Gas Furnace - Maintenance | A | Incremental Energy Savings (MWh or mTherms) | Achievable Economic RVT Potential | 0 | 0 | 0 | 0 | 0 | 0 | 0 | 0 | 0 | 0 | 0 | 0 | 0 | 0 | 0 | 0 | 0 | 0 | 0 | 0 | 0 | 0 | 0 | 0 | 0 | 0 | 0 | 0 | 0 | 0 | 0
F5_Industrial_Primary Metals_New_Space Heating_Natural Gas_Gas Furnace - Maintenance_A_Achievable Economic RVT Potential | F5 | Industrial | Primary Metals | New | Space Heating | Natural Gas | Gas Furnace - Maintenance | A | Incremental Summer Peak Savings (MW) | Achievable Economic RVT Potential | 0 | 0 | 0 | 0 | 0 | 0 | 0 | 0 | 0 | 0 | 0 | 0 | 0 | 0 | 0 | 0 | 0 | 0 | 0 | 0 | 0 | 0 | 0 | 0 | 0 | 0 | 0 | 0 | 0 | 0 | 0
F6_Industrial_Primary Metals_New_Space Heating_Natural Gas_Gas Furnace - Maintenance_A_Achievable Economic RVT Potential | F6 | Industrial | Primary Metals | New | Space Heating | Natural Gas | Gas Furnace - Maintenance | A | Incremental Winter Peak Savings (MW) | Achievable Economic RVT Potential | 0 | 0 | 0 | 0 | 0 | 0 | 0 | 0 | 0 | 0 | 0 | 0 | 0 | 0 | 0 | 0 | 0 | 0 | 0 | 0 | 0 | 0 | 0 | 0 | 0 | 0 | 0 | 0 | 0 | 0 | 0
F7_Industrial_Primary Metals_New_Space Heating_Natural Gas_Gas Furnace - Maintenance_A_Achievable Economic RVT Potential | F7 | Industrial | Primary Metals | New | Space Heating | Natural Gas | Gas Furnace - Maintenance | A | Cumulative Energy Savings (MWh or mTherms) | Achievable Economic RVT Potential | 0 | 0 | 0 | 0 | 0 | 0 | 0 | 0 | 0 | 0 | 0 | 0 | 0 | 0 | 0 | 0 | 0 | 0 | 0 | 0 | 0 | 0 | 0 | 0 | 0 | 0 | 0 | 0 | 0 | 0 | 0
F8_Industrial_Primary Metals_New_Space Heating_Natural Gas_Gas Furnace - Maintenance_A_Achievable Economic RVT Potential | F8 | Industrial | Primary Metals | New | Space Heating | Natural Gas | Gas Furnace - Maintenance | A | Cumulative Summer Peak Savings (MW) | Achievable Economic RVT Potential | 0 | 0 | 0 | 0 | 0 | 0 | 0 | 0 | 0 | 0 | 0 | 0 | 0 | 0 | 0 | 0 | 0 | 0 | 0 | 0 | 0 | 0 | 0 | 0 | 0 | 0 | 0 | 0 | 0 | 0 | 0
F9_Industrial_Primary Metals_New_Space Heating_Natural Gas_Gas Furnace - Maintenance_A_Achievable Economic RVT Potential | F9 | Industrial | Primary Metals | New | Space Heating | Natural Gas | Gas Furnace - Maintenance | A | Cumulative Winter Peak Savings (MW) | Achievable Economic RVT Potential | 0 | 0 | 0 | 0 | 0 | 0 | 0 | 0 | 0 | 0 | 0 | 0 | 0 | 0 | 0 | 0 | 0 | 0 | 0 | 0 | 0 | 0 | 0 | 0 | 0 | 0 | 0 | 0 | 0 | 0 | 0
F10_Industrial_Primary Metals_New_Space Heating_Natural Gas_Gas Furnace - Maintenance_A_Achievable Economic RVT Potential | F10 | Industrial | Primary Metals | New | Space Heating | Natural Gas | Gas Furnace - Maintenance | A | Purchases (Incremental) | Achievable Economic RVT Potential | 0 | 0 | 0 | 0 | 0 | 0 | 0 | 0 | 0 | 0 | 0 | 0 | 0 | 0 | 0 | 0 | 0 | 0 | 0 | 0 | 0 | 0 | 0 | 0 | 0 | 0 | 0 | 0 | 0 | 0 | 0
F11_Industrial_Primary Metals_New_Space Heating_Natural Gas_Gas Furnace - Maintenance_A_Achievable Economic RVT Potential | F11 | Industrial | Primary Metals | New | Space Heating | Natural Gas | Gas Furnace - Maintenance | A | Purchases (Cumulative) | Achievable Economic RVT Potential | 0 | 0 | 0 | 0 | 0 | 0 | 0 | 0 | 0 | 0 | 0 | 0 | 0 | 0 | 0 | 0 | 0 | 0 | 0 | 0 | 0 | 0 | 0 | 0 | 0 | 0 | 0 | 0 | 0 | 0 | 0
F1_Industrial_Primary Metals_New_Space Heating_Natural Gas_Gas Boiler - Hot Water Reset_A_Achievable Economic RVT Potential | F1 | Industrial | Primary Metals | New | Space Heating | Natural Gas | Gas Boiler - Hot Water Reset | A | Integrated Unit Energy Savings (kWh or therms) | Achievable Economic RVT Potential | 0 | 0 | 0 | 0 | 0 | 0 | 0 | 0 | 0 | 0 | 0 | 0 | 0 | 0 | 0 | 0 | 0 | 0 | 0 | 0 | 0 | 0 | 0 | 0 | 0 | 0 | 0 | 0 | 0 | 0 | 0
F2_Industrial_Primary Metals_New_Space Heating_Natural Gas_Gas Boiler - Hot Water Reset_A_Achievable Economic RVT Potential | F2 | Industrial | Primary Metals | New | Space Heating | Natural Gas | Gas Boiler - Hot Water Reset | A | Integrated Unit Summer Peak Savings (kW) | Achievable Economic RVT Potential | 0 | 0 | 0 | 0 | 0 | 0 | 0 | 0 | 0 | 0 | 0 | 0 | 0 | 0 | 0 | 0 | 0 | 0 | 0 | 0 | 0 | 0 | 0 | 0 | 0 | 0 | 0 | 0 | 0 | 0 | 0
F3_Industrial_Primary Metals_New_Space Heating_Natural Gas_Gas Boiler - Hot Water Reset_A_Achievable Economic RVT Potential | F3 | Industrial | Primary Metals | New | Space Heating | Natural Gas | Gas Boiler - Hot Water Reset | A | Integrated Unit Winter Peak Savings (kW) | Achievable Economic RVT Potential | 0 | 0 | 0 | 0 | 0 | 0 | 0 | 0 | 0 | 0 | 0 | 0 | 0 | 0 | 0 | 0 | 0 | 0 | 0 | 0 | 0 | 0 | 0 | 0 | 0 | 0 | 0 | 0 | 0 | 0 | 0
F4_Industrial_Primary Metals_New_Space Heating_Natural Gas_Gas Boiler - Hot Water Reset_A_Achievable Economic RVT Potential | F4 | Industrial | Primary Metals | New | Space Heating | Natural Gas | Gas Boiler - Hot Water Reset | A | Incremental Energy Savings (MWh or mTherms) | Achievable Economic RVT Potential | 0 | 0 | 0 | 0 | 0 | 0 | 0 | 0 | 0 | 0 | 0 | 0 | 0 | 0 | 0 | 0 | 0 | 0 | 0 | 0 | 0 | 0 | 0 | 0 | 0 | 0 | 0 | 0 | 0 | 0 | 0
F5_Industrial_Primary Metals_New_Space Heating_Natural Gas_Gas Boiler - Hot Water Reset_A_Achievable Economic RVT Potential | F5 | Industrial | Primary Metals | New | Space Heating | Natural Gas | Gas Boiler - Hot Water Reset | A | Incremental Summer Peak Savings (MW) | Achievable Economic RVT Potential | 0 | 0 | 0 | 0 | 0 | 0 | 0 | 0 | 0 | 0 | 0 | 0 | 0 | 0 | 0 | 0 | 0 | 0 | 0 | 0 | 0 | 0 | 0 | 0 | 0 | 0 | 0 | 0 | 0 | 0 | 0
F6_Industrial_Primary Metals_New_Space Heating_Natural Gas_Gas Boiler - Hot Water Reset_A_Achievable Economic RVT Potential | F6 | Industrial | Primary Metals | New | Space Heating | Natural Gas | Gas Boiler - Hot Water Reset | A | Incremental Winter Peak Savings (MW) | Achievable Economic RVT Potential | 0 | 0 | 0 | 0 | 0 | 0 | 0 | 0 | 0 | 0 | 0 | 0 | 0 | 0 | 0 | 0 | 0 | 0 | 0 | 0 | 0 | 0 | 0 | 0 | 0 | 0 | 0 | 0 | 0 | 0 | 0
F7_Industrial_Primary Metals_New_Space Heating_Natural Gas_Gas Boiler - Hot Water Reset_A_Achievable Economic RVT Potential | F7 | Industrial | Primary Metals | New | Space Heating | Natural Gas | Gas Boiler - Hot Water Reset | A | Cumulative Energy Savings (MWh or mTherms) | Achievable Economic RVT Potential | 0 | 0 | 0 | 0 | 0 | 0 | 0 | 0 | 0 | 0 | 0 | 0 | 0 | 0 | 0 | 0 | 0 | 0 | 0 | 0 | 0 | 0 | 0 | 0 | 0 | 0 | 0 | 0 | 0 | 0 | 0
F8_Industrial_Primary Metals_New_Space Heating_Natural Gas_Gas Boiler - Hot Water Reset_A_Achievable Economic RVT Potential | F8 | Industrial | Primary Metals | New | Space Heating | Natural Gas | Gas Boiler - Hot Water Reset | A | Cumulative Summer Peak Savings (MW) | Achievable Economic RVT Potential | 0 | 0 | 0 | 0 | 0 | 0 | 0 | 0 | 0 | 0 | 0 | 0 | 0 | 0 | 0 | 0 | 0 | 0 | 0 | 0 | 0 | 0 | 0 | 0 | 0 | 0 | 0 | 0 | 0 | 0 | 0
F9_Industrial_Primary Metals_New_Space Heating_Natural Gas_Gas Boiler - Hot Water Reset_A_Achievable Economic RVT Potential | F9 | Industrial | Primary Metals | New | Space Heating | Natural Gas | Gas Boiler - Hot Water Reset | A | Cumulative Winter Peak Savings (MW) | Achievable Economic RVT Potential | 0 | 0 | 0 | 0 | 0 | 0 | 0 | 0 | 0 | 0 | 0 | 0 | 0 | 0 | 0 | 0 | 0 | 0 | 0 | 0 | 0 | 0 | 0 | 0 | 0 | 0 | 0 | 0 | 0 | 0 | 0
F10_Industrial_Primary Metals_New_Space Heating_Natural Gas_Gas Boiler - Hot Water Reset_A_Achievable Economic RVT Potential | F10 | Industrial | Primary Metals | New | Space Heating | Natural Gas | Gas Boiler - Hot Water Reset | A | Purchases (Incremental) | Achievable Economic RVT Potential | 0 | 0 | 0 | 0 | 0 | 0 | 0 | 0 | 0 | 0 | 0 | 0 | 0 | 0 | 0 | 0 | 0 | 0 | 0 | 0 | 0 | 0 | 0 | 0 | 0 | 0 | 0 | 0 | 0 | 0 | 0
F11_Industrial_Primary Metals_New_Space Heating_Natural Gas_Gas Boiler - Hot Water Reset_A_Achievable Economic RVT Potential | F11 | Industrial | Primary Metals | New | Space Heating | Natural Gas | Gas Boiler - Hot Water Reset | A | Purchases (Cumulative) | Achievable Economic RVT Potential | 0 | 0 | 0 | 0 | 0 | 0 | 0 | 0 | 0 | 0 | 0 | 0 | 0 | 0 | 0 | 0 | 0 | 0 | 0 | 0 | 0 | 0 | 0 | 0 | 0 | 0 | 0 | 0 | 0 | 0 | 0
F1_Industrial_Primary Metals_New_Process_Natural Gas_Gas Boiler - Hot Water Reset_A_Achievable Economic RVT Potential | F1 | Industrial | Primary Metals | New | Process | Natural Gas | Gas Boiler - Hot Water Reset | A | Integrated Unit Energy Savings (kWh or therms) | Achievable Economic RVT Potential | 0 | 0 | 0 | 0 | 0 | 50.8679 | 50.785 | 50.7115 | 50.6445 | 50.5814 | 50.5484 | 50.5264 | 50.5127 | 50.505 | 50.5014 | 50.5011 | 50.503 | 50.5067 | 50.5114 | 50.5168 | 50.5234 | 50.5338 | 50.5433 | 50.552 | 50.5599 | 50.5752 | 50.5893 | 50.6024 | 50.9667 | 50.9667 | 50.9667
F2_Industrial_Primary Metals_New_Process_Natural Gas_Gas Boiler - Hot Water Reset_A_Achievable Economic RVT Potential | F2 | Industrial | Primary Metals | New | Process | Natural Gas | Gas Boiler - Hot Water Reset | A | Integrated Unit Summer Peak Savings (kW) | Achievable Economic RVT Potential | 0 | 0 | 0 | 0 | 0 | 0 | 0 | 0 | 0 | 0 | 0 | 0 | 0 | 0 | 0 | 0 | 0 | 0 | 0 | 0 | 0 | 0 | 0 | 0 | 0 | 0 | 0 | 0 | 0 | 0 | 0
F3_Industrial_Primary Metals_New_Process_Natural Gas_Gas Boiler - Hot Water Reset_A_Achievable Economic RVT Potential | F3 | Industrial | Primary Metals | New | Process | Natural Gas | Gas Boiler - Hot Water Reset | A | Integrated Unit Winter Peak Savings (kW) | Achievable Economic RVT Potential | 0 | 0 | 0 | 0 | 0 | 0 | 0 | 0 | 0 | 0 | 0 | 0 | 0 | 0 | 0 | 0 | 0 | 0 | 0 | 0 | 0 | 0 | 0 | 0 | 0 | 0 | 0 | 0 | 0 | 0 | 0
F4_Industrial_Primary Metals_New_Process_Natural Gas_Gas Boiler - Hot Water Reset_A_Achievable Economic RVT Potential | F4 | Industrial | Primary Metals | New | Process | Natural Gas | Gas Boiler - Hot Water Reset | A | Incremental Energy Savings (MWh or mTherms) | Achievable Economic RVT Potential | 0 | 0 | 0 | 0 | 0 | 0 | 0 | 0 | 0 | 0 | 0 | 0 | 0 | 0 | 0 | 0 | 0 | 0 | 0 | 0 | 0 | 0 | 0 | 0 | 0 | 0 | 0 | 0 | 0 | 0 | 0
F5_Industrial_Primary Metals_New_Process_Natural Gas_Gas Boiler - Hot Water Reset_A_Achievable Economic RVT Potential | F5 | Industrial | Primary Metals | New | Process | Natural Gas | Gas Boiler - Hot Water Reset | A | Incremental Summer Peak Savings (MW) | Achievable Economic RVT Potential | 0 | 0 | 0 | 0 | 0 | 0 | 0 | 0 | 0 | 0 | 0 | 0 | 0 | 0 | 0 | 0 | 0 | 0 | 0 | 0 | 0 | 0 | 0 | 0 | 0 | 0 | 0 | 0 | 0 | 0 | 0
F6_Industrial_Primary Metals_New_Process_Natural Gas_Gas Boiler - Hot Water Reset_A_Achievable Economic RVT Potential | F6 | Industrial | Primary Metals | New | Process | Natural Gas | Gas Boiler - Hot Water Reset | A | Incremental Winter Peak Savings (MW) | Achievable Economic RVT Potential | 0 | 0 | 0 | 0 | 0 | 0 | 0 | 0 | 0 | 0 | 0 | 0 | 0 | 0 | 0 | 0 | 0 | 0 | 0 | 0 | 0 | 0 | 0 | 0 | 0 | 0 | 0 | 0 | 0 | 0 | 0
F7_Industrial_Primary Metals_New_Process_Natural Gas_Gas Boiler - Hot Water Reset_A_Achievable Economic RVT Potential | F7 | Industrial | Primary Metals | New | Process | Natural Gas | Gas Boiler - Hot Water Reset | A | Cumulative Energy Savings (MWh or mTherms) | Achievable Economic RVT Potential | 0 | 0 | 0 | 0 | 0 | 0 | 0 | 0 | 0 | 0 | 0 | 0 | 0 | 0 | 0 | 0 | 0 | 0 | 0 | 0 | 0 | 0 | 0 | 0 | 0 | 0 | 0 | 0 | 0 | 0 | 0
F8_Industrial_Primary Metals_New_Process_Natural Gas_Gas Boiler - Hot Water Reset_A_Achievable Economic RVT Potential | F8 | Industrial | Primary Metals | New | Process | Natural Gas | Gas Boiler - Hot Water Reset | A | Cumulative Summer Peak Savings (MW) | Achievable Economic RVT Potential | 0 | 0 | 0 | 0 | 0 | 0 | 0 | 0 | 0 | 0 | 0 | 0 | 0 | 0 | 0 | 0 | 0 | 0 | 0 | 0 | 0 | 0 | 0 | 0 | 0 | 0 | 0 | 0 | 0 | 0 | 0
F9_Industrial_Primary Metals_New_Process_Natural Gas_Gas Boiler - Hot Water Reset_A_Achievable Economic RVT Potential | F9 | Industrial | Primary Metals | New | Process | Natural Gas | Gas Boiler - Hot Water Reset | A | Cumulative Winter Peak Savings (MW) | Achievable Economic RVT Potential | 0 | 0 | 0 | 0 | 0 | 0 | 0 | 0 | 0 | 0 | 0 | 0 | 0 | 0 | 0 | 0 | 0 | 0 | 0 | 0 | 0 | 0 | 0 | 0 | 0 | 0 | 0 | 0 | 0 | 0 | 0
F10_Industrial_Primary Metals_New_Process_Natural Gas_Gas Boiler - Hot Water Reset_A_Achievable Economic RVT Potential | F10 | Industrial | Primary Metals | New | Process | Natural Gas | Gas Boiler - Hot Water Reset | A | Purchases (Incremental) | Achievable Economic RVT Potential | 0 | 0 | 0 | 0 | 0 | 0 | 0 | 0 | 0 | 0 | 0 | 0 | 0 | 0 | 0 | 0 | 0 | 0 | 0 | 0 | 0 | 0 | 0 | 0 | 0 | 0 | 0 | 0 | 0 | 0 | 0
F11_Industrial_Primary Metals_New_Process_Natural Gas_Gas Boiler - Hot Water Reset_A_Achievable Economic RVT Potential | F11 | Industrial | Primary Metals | New | Process | Natural Gas | Gas Boiler - Hot Water Reset | A | Purchases (Cumulative) | Achievable Economic RVT Potential | 0 | 0 | 0 | 0 | 0 | 0 | 0 | 0 | 0 | 0 | 0 | 0 | 0 | 0 | 0 | 0 | 0 | 0 | 0 | 0 | 0 | 0 | 0 | 0 | 0 | 0 | 0 | 0 | 0 | 0 | 0
F1_Industrial_Primary Metals_New_Space Heating_Natural Gas_Steam Trap Maintenance_A_Achievable Economic RVT Potential | F1 | Industrial | Primary Metals | New | Space Heating | Natural Gas | Steam Trap Maintenance | A | Integrated Unit Energy Savings (kWh or therms) | Achievable Economic RVT Potential | 0 | 0 | 0 | 0 | 0 | 0 | 0 | 0 | 0 | 0 | 0 | 0 | 0 | 0 | 0 | 0 | 0 | 0 | 0 | 0 | 0 | 0 | 0 | 0 | 0 | 0 | 0 | 0 | 0 | 0 | 0
F2_Industrial_Primary Metals_New_Space Heating_Natural Gas_Steam Trap Maintenance_A_Achievable Economic RVT Potential | F2 | Industrial | Primary Metals | New | Space Heating | Natural Gas | Steam Trap Maintenance | A | Integrated Unit Summer Peak Savings (kW) | Achievable Economic RVT Potential | 0 | 0 | 0 | 0 | 0 | 0 | 0 | 0 | 0 | 0 | 0 | 0 | 0 | 0 | 0 | 0 | 0 | 0 | 0 | 0 | 0 | 0 | 0 | 0 | 0 | 0 | 0 | 0 | 0 | 0 | 0
F3_Industrial_Primary Metals_New_Space Heating_Natural Gas_Steam Trap Maintenance_A_Achievable Economic RVT Potential | F3 | Industrial | Primary Metals | New | Space Heating | Natural Gas | Steam Trap Maintenance | A | Integrated Unit Winter Peak Savings (kW) | Achievable Economic RVT Potential | 0 | 0 | 0 | 0 | 0 | 0 | 0 | 0 | 0 | 0 | 0 | 0 | 0 | 0 | 0 | 0 | 0 | 0 | 0 | 0 | 0 | 0 | 0 | 0 | 0 | 0 | 0 | 0 | 0 | 0 | 0
F4_Industrial_Primary Metals_New_Space Heating_Natural Gas_Steam Trap Maintenance_A_Achievable Economic RVT Potential | F4 | Industrial | Primary Metals | New | Space Heating | Natural Gas | Steam Trap Maintenance | A | Incremental Energy Savings (MWh or mTherms) | Achievable Economic RVT Potential | 0 | 0 | 0 | 0 | 0 | 0 | 0 | 0 | 0 | 0 | 0 | 0 | 0 | 0 | 0 | 0 | 0 | 0 | 0 | 0 | 0 | 0 | 0 | 0 | 0 | 0 | 0 | 0 | 0 | 0 | 0
F5_Industrial_Primary Metals_New_Space Heating_Natural Gas_Steam Trap Maintenance_A_Achievable Economic RVT Potential | F5 | Industrial | Primary Metals | New | Space Heating | Natural Gas | Steam Trap Maintenance | A | Incremental Summer Peak Savings (MW) | Achievable Economic RVT Potential | 0 | 0 | 0 | 0 | 0 | 0 | 0 | 0 | 0 | 0 | 0 | 0 | 0 | 0 | 0 | 0 | 0 | 0 | 0 | 0 | 0 | 0 | 0 | 0 | 0 | 0 | 0 | 0 | 0 | 0 | 0
F6_Industrial_Primary Metals_New_Space Heating_Natural Gas_Steam Trap Maintenance_A_Achievable Economic RVT Potential | F6 | Industrial | Primary Metals | New | Space Heating | Natural Gas | Steam Trap Maintenance | A | Incremental Winter Peak Savings (MW) | Achievable Economic RVT Potential | 0 | 0 | 0 | 0 | 0 | 0 | 0 | 0 | 0 | 0 | 0 | 0 | 0 | 0 | 0 | 0 | 0 | 0 | 0 | 0 | 0 | 0 | 0 | 0 | 0 | 0 | 0 | 0 | 0 | 0 | 0
F7_Industrial_Primary Metals_New_Space Heating_Natural Gas_Steam Trap Maintenance_A_Achievable Economic RVT Potential | F7 | Industrial | Primary Metals | New | Space Heating | Natural Gas | Steam Trap Maintenance | A | Cumulative Energy Savings (MWh or mTherms) | Achievable Economic RVT Potential | 0 | 0 | 0 | 0 | 0 | 0 | 0 | 0 | 0 | 0 | 0 | 0 | 0 | 0 | 0 | 0 | 0 | 0 | 0 | 0 | 0 | 0 | 0 | 0 | 0 | 0 | 0 | 0 | 0 | 0 | 0
F8_Industrial_Primary Metals_New_Space Heating_Natural Gas_Steam Trap Maintenance_A_Achievable Economic RVT Potential | F8 | Industrial | Primary Metals | New | Space Heating | Natural Gas | Steam Trap Maintenance | A | Cumulative Summer Peak Savings (MW) | Achievable Economic RVT Potential | 0 | 0 | 0 | 0 | 0 | 0 | 0 | 0 | 0 | 0 | 0 | 0 | 0 | 0 | 0 | 0 | 0 | 0 | 0 | 0 | 0 | 0 | 0 | 0 | 0 | 0 | 0 | 0 | 0 | 0 | 0
F9_Industrial_Primary Metals_New_Space Heating_Natural Gas_Steam Trap Maintenance_A_Achievable Economic RVT Potential | F9 | Industrial | Primary Metals | New | Space Heating | Natural Gas | Steam Trap Maintenance | A | Cumulative Winter Peak Savings (MW) | Achievable Economic RVT Potential | 0 | 0 | 0 | 0 | 0 | 0 | 0 | 0 | 0 | 0 | 0 | 0 | 0 | 0 | 0 | 0 | 0 | 0 | 0 | 0 | 0 | 0 | 0 | 0 | 0 | 0 | 0 | 0 | 0 | 0 | 0
F10_Industrial_Primary Metals_New_Space Heating_Natural Gas_Steam Trap Maintenance_A_Achievable Economic RVT Potential | F10 | Industrial | Primary Metals | New | Space Heating | Natural Gas | Steam Trap Maintenance | A | Purchases (Incremental) | Achievable Economic RVT Potential | 0 | 0 | 0 | 0 | 0 | 0 | 0 | 0 | 0 | 0 | 0 | 0 | 0 | 0 | 0 | 0 | 0 | 0 | 0 | 0 | 0 | 0 | 0 | 0 | 0 | 0 | 0 | 0 | 0 | 0 | 0
F11_Industrial_Primary Metals_New_Space Heating_Natural Gas_Steam Trap Maintenance_A_Achievable Economic RVT Potential | F11 | Industrial | Primary Metals | New | Space Heating | Natural Gas | Steam Trap Maintenance | A | Purchases (Cumulative) | Achievable Economic RVT Potential | 0 | 0 | 0 | 0 | 0 | 0 | 0 | 0 | 0 | 0 | 0 | 0 | 0 | 0 | 0 | 0 | 0 | 0 | 0 | 0 | 0 | 0 | 0 | 0 | 0 | 0 | 0 | 0 | 0 | 0 | 0
F1_Industrial_Primary Metals_New_Process_Natural Gas_Steam Trap Maintenance_A_Achievable Economic RVT Potential | F1 | Industrial | Primary Metals | New | Process | Natural Gas | Steam Trap Maintenance | A | Integrated Unit Energy Savings (kWh or therms) | Achievable Economic RVT Potential | 0 | 0 | 0 | 0 | 0 | 35.9707 | 35.937 | 35.9073 | 35.8803 | 35.8549 | 35.8345 | 35.8215 | 35.814 | 35.8103 | 35.8094 | 35.8105 | 35.8131 | 35.8167 | 35.821 | 35.8257 | 35.8311 | 35.8392 | 35.8465 | 35.8532 | 35.8594 | 35.8651 | 35.8703 | 35.8752 | 36.0109 | 36.0109 | 36.0109
F2_Industrial_Primary Metals_New_Process_Natural Gas_Steam Trap Maintenance_A_Achievable Economic RVT Potential | F2 | Industrial | Primary Metals | New | Process | Natural Gas | Steam Trap Maintenance | A | Integrated Unit Summer Peak Savings (kW) | Achievable Economic RVT Potential | 0 | 0 | 0 | 0 | 0 | 0 | 0 | 0 | 0 | 0 | 0 | 0 | 0 | 0 | 0 | 0 | 0 | 0 | 0 | 0 | 0 | 0 | 0 | 0 | 0 | 0 | 0 | 0 | 0 | 0 | 0
F3_Industrial_Primary Metals_New_Process_Natural Gas_Steam Trap Maintenance_A_Achievable Economic RVT Potential | F3 | Industrial | Primary Metals | New | Process | Natural Gas | Steam Trap Maintenance | A | Integrated Unit Winter Peak Savings (kW) | Achievable Economic RVT Potential | 0 | 0 | 0 | 0 | 0 | 0 | 0 | 0 | 0 | 0 | 0 | 0 | 0 | 0 | 0 | 0 | 0 | 0 | 0 | 0 | 0 | 0 | 0 | 0 | 0 | 0 | 0 | 0 | 0 | 0 | 0
F4_Industrial_Primary Metals_New_Process_Natural Gas_Steam Trap Maintenance_A_Achievable Economic RVT Potential | F4 | Industrial | Primary Metals | New | Process | Natural Gas | Steam Trap Maintenance | A | Incremental Energy Savings (MWh or mTherms) | Achievable Economic RVT Potential | 0 | 0 | 0 | 0 | 0 | 0 | 0 | 0 | 0 | 0 | 0 | 0 | 0 | 0 | 0 | 0 | 0 | 0 | 0 | 0 | 0 | 0 | 0 | 0 | 0 | 0 | 0 | 0 | 0 | 0 | 0
F5_Industrial_Primary Metals_New_Process_Natural Gas_Steam Trap Maintenance_A_Achievable Economic RVT Potential | F5 | Industrial | Primary Metals | New | Process | Natural Gas | Steam Trap Maintenance | A | Incremental Summer Peak Savings (MW) | Achievable Economic RVT Potential | 0 | 0 | 0 | 0 | 0 | 0 | 0 | 0 | 0 | 0 | 0 | 0 | 0 | 0 | 0 | 0 | 0 | 0 | 0 | 0 | 0 | 0 | 0 | 0 | 0 | 0 | 0 | 0 | 0 | 0 | 0
F6_Industrial_Primary Metals_New_Process_Natural Gas_Steam Trap Maintenance_A_Achievable Economic RVT Potential | F6 | Industrial | Primary Metals | New | Process | Natural Gas | Steam Trap Maintenance | A | Incremental Winter Peak Savings (MW) | Achievable Economic RVT Potential | 0 | 0 | 0 | 0 | 0 | 0 | 0 | 0 | 0 | 0 | 0 | 0 | 0 | 0 | 0 | 0 | 0 | 0 | 0 | 0 | 0 | 0 | 0 | 0 | 0 | 0 | 0 | 0 | 0 | 0 | 0
F7_Industrial_Primary Metals_New_Process_Natural Gas_Steam Trap Maintenance_A_Achievable Economic RVT Potential | F7 | Industrial | Primary Metals | New | Process | Natural Gas | Steam Trap Maintenance | A | Cumulative Energy Savings (MWh or mTherms) | Achievable Economic RVT Potential | 0 | 0 | 0 | 0 | 0 | 0 | 0 | 0 | 0 | 0 | 0 | 0 | 0 | 0 | 0 | 0 | 0 | 0 | 0 | 0 | 0 | 0 | 0 | 0 | 0 | 0 | 0 | 0 | 0 | 0 | 0
F8_Industrial_Primary Metals_New_Process_Natural Gas_Steam Trap Maintenance_A_Achievable Economic RVT Potential | F8 | Industrial | Primary Metals | New | Process | Natural Gas | Steam Trap Maintenance | A | Cumulative Summer Peak Savings (MW) | Achievable Economic RVT Potential | 0 | 0 | 0 | 0 | 0 | 0 | 0 | 0 | 0 | 0 | 0 | 0 | 0 | 0 | 0 | 0 | 0 | 0 | 0 | 0 | 0 | 0 | 0 | 0 | 0 | 0 | 0 | 0 | 0 | 0 | 0
F9_Industrial_Primary Metals_New_Process_Natural Gas_Steam Trap Maintenance_A_Achievable Economic RVT Potential | F9 | Industrial | Primary Metals | New | Process | Natural Gas | Steam Trap Maintenance | A | Cumulative Winter Peak Savings (MW) | Achievable Economic RVT Potential | 0 | 0 | 0 | 0 | 0 | 0 | 0 | 0 | 0 | 0 | 0 | 0 | 0 | 0 | 0 | 0 | 0 | 0 | 0 | 0 | 0 | 0 | 0 | 0 | 0 | 0 | 0 | 0 | 0 | 0 | 0
F10_Industrial_Primary Metals_New_Process_Natural Gas_Steam Trap Maintenance_A_Achievable Economic RVT Potential | F10 | Industrial | Primary Metals | New | Process | Natural Gas | Steam Trap Maintenance | A | Purchases (Incremental) | Achievable Economic RVT Potential | 0 | 0 | 0 | 0 | 0 | 0 | 0 | 0 | 0 | 0 | 0 | 0 | 0 | 0 | 0 | 0 | 0 | 0 | 0 | 0 | 0 | 0 | 0 | 0 | 0 | 0 | 0 | 0 | 0 | 0 | 0
F11_Industrial_Primary Metals_New_Process_Natural Gas_Steam Trap Maintenance_A_Achievable Economic RVT Potential | F11 | Industrial | Primary Metals | New | Process | Natural Gas | Steam Trap Maintenance | A | Purchases (Cumulative) | Achievable Economic RVT Potential | 0 | 0 | 0 | 0 | 0 | 0 | 0 | 0 | 0 | 0 | 0 | 0 | 0 | 0 | 0 | 0 | 0 | 0 | 0 | 0 | 0 | 0 | 0 | 0 | 0 | 0 | 0 | 0 | 0 | 0 | 0
F1_Industrial_Primary Metals_New_Space Heating_Natural Gas_Gas Boiler - High Turndown_A_Achievable Economic RVT Potential | F1 | Industrial | Primary Metals | New | Space Heating | Natural Gas | Gas Boiler - High Turndown | A | Integrated Unit Energy Savings (kWh or therms) | Achievable Economic RVT Potential | 0 | 0 | 0 | 0 | 0 | 0 | 0 | 0 | 0 | 0 | 0 | 0 | 0 | 0 | 0 | 0 | 0 | 0 | 0 | 0 | 0 | 0 | 0 | 0 | 0 | 0 | 0 | 0 | 0 | 0 | 0
F2_Industrial_Primary Metals_New_Space Heating_Natural Gas_Gas Boiler - High Turndown_A_Achievable Economic RVT Potential | F2 | Industrial | Primary Metals | New | Space Heating | Natural Gas | Gas Boiler - High Turndown | A | Integrated Unit Summer Peak Savings (kW) | Achievable Economic RVT Potential | 0 | 0 | 0 | 0 | 0 | 0 | 0 | 0 | 0 | 0 | 0 | 0 | 0 | 0 | 0 | 0 | 0 | 0 | 0 | 0 | 0 | 0 | 0 | 0 | 0 | 0 | 0 | 0 | 0 | 0 | 0
F3_Industrial_Primary Metals_New_Space Heating_Natural Gas_Gas Boiler - High Turndown_A_Achievable Economic RVT Potential | F3 | Industrial | Primary Metals | New | Space Heating | Natural Gas | Gas Boiler - High Turndown | A | Integrated Unit Winter Peak Savings (kW) | Achievable Economic RVT Potential | 0 | 0 | 0 | 0 | 0 | 0 | 0 | 0 | 0 | 0 | 0 | 0 | 0 | 0 | 0 | 0 | 0 | 0 | 0 | 0 | 0 | 0 | 0 | 0 | 0 | 0 | 0 | 0 | 0 | 0 | 0
F4_Industrial_Primary Metals_New_Space Heating_Natural Gas_Gas Boiler - High Turndown_A_Achievable Economic RVT Potential | F4 | Industrial | Primary Metals | New | Space Heating | Natural Gas | Gas Boiler - High Turndown | A | Incremental Energy Savings (MWh or mTherms) | Achievable Economic RVT Potential | 0 | 0 | 0 | 0 | 0 | 0 | 0 | 0 | 0 | 0 | 0 | 0 | 0 | 0 | 0 | 0 | 0 | 0 | 0 | 0 | 0 | 0 | 0 | 0 | 0 | 0 | 0 | 0 | 0 | 0 | 0
F5_Industrial_Primary Metals_New_Space Heating_Natural Gas_Gas Boiler - High Turndown_A_Achievable Economic RVT Potential | F5 | Industrial | Primary Metals | New | Space Heating | Natural Gas | Gas Boiler - High Turndown | A | Incremental Summer Peak Savings (MW) | Achievable Economic RVT Potential | 0 | 0 | 0 | 0 | 0 | 0 | 0 | 0 | 0 | 0 | 0 | 0 | 0 | 0 | 0 | 0 | 0 | 0 | 0 | 0 | 0 | 0 | 0 | 0 | 0 | 0 | 0 | 0 | 0 | 0 | 0
F6_Industrial_Primary Metals_New_Space Heating_Natural Gas_Gas Boiler - High Turndown_A_Achievable Economic RVT Potential | F6 | Industrial | Primary Metals | New | Space Heating | Natural Gas | Gas Boiler - High Turndown | A | Incremental Winter Peak Savings (MW) | Achievable Economic RVT Potential | 0 | 0 | 0 | 0 | 0 | 0 | 0 | 0 | 0 | 0 | 0 | 0 | 0 | 0 | 0 | 0 | 0 | 0 | 0 | 0 | 0 | 0 | 0 | 0 | 0 | 0 | 0 | 0 | 0 | 0 | 0
F7_Industrial_Primary Metals_New_Space Heating_Natural Gas_Gas Boiler - High Turndown_A_Achievable Economic RVT Potential | F7 | Industrial | Primary Metals | New | Space Heating | Natural Gas | Gas Boiler - High Turndown | A | Cumulative Energy Savings (MWh or mTherms) | Achievable Economic RVT Potential | 0 | 0 | 0 | 0 | 0 | 0 | 0 | 0 | 0 | 0 | 0 | 0 | 0 | 0 | 0 | 0 | 0 | 0 | 0 | 0 | 0 | 0 | 0 | 0 | 0 | 0 | 0 | 0 | 0 | 0 | 0
F8_Industrial_Primary Metals_New_Space Heating_Natural Gas_Gas Boiler - High Turndown_A_Achievable Economic RVT Potential | F8 | Industrial | Primary Metals | New | Space Heating | Natural Gas | Gas Boiler - High Turndown | A | Cumulative Summer Peak Savings (MW) | Achievable Economic RVT Potential | 0 | 0 | 0 | 0 | 0 | 0 | 0 | 0 | 0 | 0 | 0 | 0 | 0 | 0 | 0 | 0 | 0 | 0 | 0 | 0 | 0 | 0 | 0 | 0 | 0 | 0 | 0 | 0 | 0 | 0 | 0
F9_Industrial_Primary Metals_New_Space Heating_Natural Gas_Gas Boiler - High Turndown_A_Achievable Economic RVT Potential | F9 | Industrial | Primary Metals | New | Space Heating | Natural Gas | Gas Boiler - High Turndown | A | Cumulative Winter Peak Savings (MW) | Achievable Economic RVT Potential | 0 | 0 | 0 | 0 | 0 | 0 | 0 | 0 | 0 | 0 | 0 | 0 | 0 | 0 | 0 | 0 | 0 | 0 | 0 | 0 | 0 | 0 | 0 | 0 | 0 | 0 | 0 | 0 | 0 | 0 | 0
F10_Industrial_Primary Metals_New_Space Heating_Natural Gas_Gas Boiler - High Turndown_A_Achievable Economic RVT Potential | F10 | Industrial | Primary Metals | New | Space Heating | Natural Gas | Gas Boiler - High Turndown | A | Purchases (Incremental) | Achievable Economic RVT Potential | 0 | 0 | 0 | 0 | 0 | 0 | 0 | 0 | 0 | 0 | 0 | 0 | 0 | 0 | 0 | 0 | 0 | 0 | 0 | 0 | 0 | 0 | 0 | 0 | 0 | 0 | 0 | 0 | 0 | 0 | 0
F11_Industrial_Primary Metals_New_Space Heating_Natural Gas_Gas Boiler - High Turndown_A_Achievable Economic RVT Potential | F11 | Industrial | Primary Metals | New | Space Heating | Natural Gas | Gas Boiler - High Turndown | A | Purchases (Cumulative) | Achievable Economic RVT Potential | 0 | 0 | 0 | 0 | 0 | 0 | 0 | 0 | 0 | 0 | 0 | 0 | 0 | 0 | 0 | 0 | 0 | 0 | 0 | 0 | 0 | 0 | 0 | 0 | 0 | 0 | 0 | 0 | 0 | 0 | 0
F1_Industrial_Primary Metals_New_Process_Natural Gas_Gas Boiler - High Turndown_A_Achievable Economic RVT Potential | F1 | Industrial | Primary Metals | New | Process | Natural Gas | Gas Boiler - High Turndown | A | Integrated Unit Energy Savings (kWh or therms) | Achievable Economic RVT Potential | 0 | 0 | 0 | 0 | 0 | 38.1434 | 38.0745 | 38.0129 | 37.9563 | 37.9026 | 37.8711 | 37.8478 | 37.8308 | 37.8188 | 37.8106 | 37.8059 | 37.8039 | 37.804 | 37.8054 | 37.8075 | 37.8106 | 37.8165 | 37.8216 | 37.8261 | 37.8299 | 37.8447 | 37.8584 | 37.8711 | 38.225 | 38.225 | 38.225
F2_Industrial_Primary Metals_New_Process_Natural Gas_Gas Boiler - High Turndown_A_Achievable Economic RVT Potential | F2 | Industrial | Primary Metals | New | Process | Natural Gas | Gas Boiler - High Turndown | A | Integrated Unit Summer Peak Savings (kW) | Achievable Economic RVT Potential | 0 | 0 | 0 | 0 | 0 | 0 | 0 | 0 | 0 | 0 | 0 | 0 | 0 | 0 | 0 | 0 | 0 | 0 | 0 | 0 | 0 | 0 | 0 | 0 | 0 | 0 | 0 | 0 | 0 | 0 | 0
F3_Industrial_Primary Metals_New_Process_Natural Gas_Gas Boiler - High Turndown_A_Achievable Economic RVT Potential | F3 | Industrial | Primary Metals | New | Process | Natural Gas | Gas Boiler - High Turndown | A | Integrated Unit Winter Peak Savings (kW) | Achievable Economic RVT Potential | 0 | 0 | 0 | 0 | 0 | 0 | 0 | 0 | 0 | 0 | 0 | 0 | 0 | 0 | 0 | 0 | 0 | 0 | 0 | 0 | 0 | 0 | 0 | 0 | 0 | 0 | 0 | 0 | 0 | 0 | 0
F4_Industrial_Primary Metals_New_Process_Natural Gas_Gas Boiler - High Turndown_A_Achievable Economic RVT Potential | F4 | Industrial | Primary Metals | New | Process | Natural Gas | Gas Boiler - High Turndown | A | Incremental Energy Savings (MWh or mTherms) | Achievable Economic RVT Potential | 0 | 0 | 0 | 0 | 0 | 0 | 0 | 0 | 0 | 0 | 0 | 0 | 0 | 0 | 0 | 0 | 0 | 0 | 0 | 0 | 0 | 0 | 0 | 0 | 0 | 0 | 0 | 0 | 0 | 0 | 0
F5_Industrial_Primary Metals_New_Process_Natural Gas_Gas Boiler - High Turndown_A_Achievable Economic RVT Potential | F5 | Industrial | Primary Metals | New | Process | Natural Gas | Gas Boiler - High Turndown | A | Incremental Summer Peak Savings (MW) | Achievable Economic RVT Potential | 0 | 0 | 0 | 0 | 0 | 0 | 0 | 0 | 0 | 0 | 0 | 0 | 0 | 0 | 0 | 0 | 0 | 0 | 0 | 0 | 0 | 0 | 0 | 0 | 0 | 0 | 0 | 0 | 0 | 0 | 0
F6_Industrial_Primary Metals_New_Process_Natural Gas_Gas Boiler - High Turndown_A_Achievable Economic RVT Potential | F6 | Industrial | Primary Metals | New | Process | Natural Gas | Gas Boiler - High Turndown | A | Incremental Winter Peak Savings (MW) | Achievable Economic RVT Potential | 0 | 0 | 0 | 0 | 0 | 0 | 0 | 0 | 0 | 0 | 0 | 0 | 0 | 0 | 0 | 0 | 0 | 0 | 0 | 0 | 0 | 0 | 0 | 0 | 0 | 0 | 0 | 0 | 0 | 0 | 0
F7_Industrial_Primary Metals_New_Process_Natural Gas_Gas Boiler - High Turndown_A_Achievable Economic RVT Potential | F7 | Industrial | Primary Metals | New | Process | Natural Gas | Gas Boiler - High Turndown | A | Cumulative Energy Savings (MWh or mTherms) | Achievable Economic RVT Potential | 0 | 0 | 0 | 0 | 0 | 0 | 0 | 0 | 0 | 0 | 0 | 0 | 0 | 0 | 0 | 0 | 0 | 0 | 0 | 0 | 0 | 0 | 0 | 0 | 0 | 0 | 0 | 0 | 0 | 0 | 0
F8_Industrial_Primary Metals_New_Process_Natural Gas_Gas Boiler - High Turndown_A_Achievable Economic RVT Potential | F8 | Industrial | Primary Metals | New | Process | Natural Gas | Gas Boiler - High Turndown | A | Cumulative Summer Peak Savings (MW) | Achievable Economic RVT Potential | 0 | 0 | 0 | 0 | 0 | 0 | 0 | 0 | 0 | 0 | 0 | 0 | 0 | 0 | 0 | 0 | 0 | 0 | 0 | 0 | 0 | 0 | 0 | 0 | 0 | 0 | 0 | 0 | 0 | 0 | 0
F9_Industrial_Primary Metals_New_Process_Natural Gas_Gas Boiler - High Turndown_A_Achievable Economic RVT Potential | F9 | Industrial | Primary Metals | New | Process | Natural Gas | Gas Boiler - High Turndown | A | Cumulative Winter Peak Savings (MW) | Achievable Economic RVT Potential | 0 | 0 | 0 | 0 | 0 | 0 | 0 | 0 | 0 | 0 | 0 | 0 | 0 | 0 | 0 | 0 | 0 | 0 | 0 | 0 | 0 | 0 | 0 | 0 | 0 | 0 | 0 | 0 | 0 | 0 | 0
F10_Industrial_Primary Metals_New_Process_Natural Gas_Gas Boiler - High Turndown_A_Achievable Economic RVT Potential | F10 | Industrial | Primary Metals | New | Process | Natural Gas | Gas Boiler - High Turndown | A | Purchases (Incremental) | Achievable Economic RVT Potential | 0 | 0 | 0 | 0 | 0 | 0 | 0 | 0 | 0 | 0 | 0 | 0 | 0 | 0 | 0 | 0 | 0 | 0 | 0 | 0 | 0 | 0 | 0 | 0 | 0 | 0 | 0 | 0 | 0 | 0 | 0
F11_Industrial_Primary Metals_New_Process_Natural Gas_Gas Boiler - High Turndown_A_Achievable Economic RVT Potential | F11 | Industrial | Primary Metals | New | Process | Natural Gas | Gas Boiler - High Turndown | A | Purchases (Cumulative) | Achievable Economic RVT Potential | 0 | 0 | 0 | 0 | 0 | 0 | 0 | 0 | 0 | 0 | 0 | 0 | 0 | 0 | 0 | 0 | 0 | 0 | 0 | 0 | 0 | 0 | 0 | 0 | 0 | 0 | 0 | 0 | 0 | 0 | 0
F1_Industrial_Primary Metals_New_Space Heating_Natural Gas_Gas Boiler - Burner Control Optimization_A_Achievable Economic RVT Potential | F1 | Industrial | Primary Metals | New | Space Heating | Natural Gas | Gas Boiler - Burner Control Optimization | A | Integrated Unit Energy Savings (kWh or therms) | Achievable Economic RVT Potential | 0 | 0 | 0 | 0 | 0 | 0 | 0 | 0 | 0 | 0 | 0 | 0 | 0 | 0 | 0 | 0 | 0 | 0 | 0 | 0 | 0 | 0 | 0 | 0 | 0 | 0 | 0 | 0 | 0 | 0 | 0
F2_Industrial_Primary Metals_New_Space Heating_Natural Gas_Gas Boiler - Burner Control Optimization_A_Achievable Economic RVT Potential | F2 | Industrial | Primary Metals | New | Space Heating | Natural Gas | Gas Boiler - Burner Control Optimization | A | Integrated Unit Summer Peak Savings (kW) | Achievable Economic RVT Potential | 0 | 0 | 0 | 0 | 0 | 0 | 0 | 0 | 0 | 0 | 0 | 0 | 0 | 0 | 0 | 0 | 0 | 0 | 0 | 0 | 0 | 0 | 0 | 0 | 0 | 0 | 0 | 0 | 0 | 0 | 0
F3_Industrial_Primary Metals_New_Space Heating_Natural Gas_Gas Boiler - Burner Control Optimization_A_Achievable Economic RVT Potential | F3 | Industrial | Primary Metals | New | Space Heating | Natural Gas | Gas Boiler - Burner Control Optimization | A | Integrated Unit Winter Peak Savings (kW) | Achievable Economic RVT Potential | 0 | 0 | 0 | 0 | 0 | 0 | 0 | 0 | 0 | 0 | 0 | 0 | 0 | 0 | 0 | 0 | 0 | 0 | 0 | 0 | 0 | 0 | 0 | 0 | 0 | 0 | 0 | 0 | 0 | 0 | 0
F4_Industrial_Primary Metals_New_Space Heating_Natural Gas_Gas Boiler - Burner Control Optimization_A_Achievable Economic RVT Potential | F4 | Industrial | Primary Metals | New | Space Heating | Natural Gas | Gas Boiler - Burner Control Optimization | A | Incremental Energy Savings (MWh or mTherms) | Achievable Economic RVT Potential | 0 | 0 | 0 | 0 | 0 | 0 | 0 | 0 | 0 | 0 | 0 | 0 | 0 | 0 | 0 | 0 | 0 | 0 | 0 | 0 | 0 | 0 | 0 | 0 | 0 | 0 | 0 | 0 | 0 | 0 | 0
F5_Industrial_Primary Metals_New_Space Heating_Natural Gas_Gas Boiler - Burner Control Optimization_A_Achievable Economic RVT Potential | F5 | Industrial | Primary Metals | New | Space Heating | Natural Gas | Gas Boiler - Burner Control Optimization | A | Incremental Summer Peak Savings (MW) | Achievable Economic RVT Potential | 0 | 0 | 0 | 0 | 0 | 0 | 0 | 0 | 0 | 0 | 0 | 0 | 0 | 0 | 0 | 0 | 0 | 0 | 0 | 0 | 0 | 0 | 0 | 0 | 0 | 0 | 0 | 0 | 0 | 0 | 0
F6_Industrial_Primary Metals_New_Space Heating_Natural Gas_Gas Boiler - Burner Control Optimization_A_Achievable Economic RVT Potential | F6 | Industrial | Primary Metals | New | Space Heating | Natural Gas | Gas Boiler - Burner Control Optimization | A | Incremental Winter Peak Savings (MW) | Achievable Economic RVT Potential | 0 | 0 | 0 | 0 | 0 | 0 | 0 | 0 | 0 | 0 | 0 | 0 | 0 | 0 | 0 | 0 | 0 | 0 | 0 | 0 | 0 | 0 | 0 | 0 | 0 | 0 | 0 | 0 | 0 | 0 | 0
F7_Industrial_Primary Metals_New_Space Heating_Natural Gas_Gas Boiler - Burner Control Optimization_A_Achievable Economic RVT Potential | F7 | Industrial | Primary Metals | New | Space Heating | Natural Gas | Gas Boiler - Burner Control Optimization | A | Cumulative Energy Savings (MWh or mTherms) | Achievable Economic RVT Potential | 0 | 0 | 0 | 0 | 0 | 0 | 0 | 0 | 0 | 0 | 0 | 0 | 0 | 0 | 0 | 0 | 0 | 0 | 0 | 0 | 0 | 0 | 0 | 0 | 0 | 0 | 0 | 0 | 0 | 0 | 0
F8_Industrial_Primary Metals_New_Space Heating_Natural Gas_Gas Boiler - Burner Control Optimization_A_Achievable Economic RVT Potential | F8 | Industrial | Primary Metals | New | Space Heating | Natural Gas | Gas Boiler - Burner Control Optimization | A | Cumulative Summer Peak Savings (MW) | Achievable Economic RVT Potential | 0 | 0 | 0 | 0 | 0 | 0 | 0 | 0 | 0 | 0 | 0 | 0 | 0 | 0 | 0 | 0 | 0 | 0 | 0 | 0 | 0 | 0 | 0 | 0 | 0 | 0 | 0 | 0 | 0 | 0 | 0
F9_Industrial_Primary Metals_New_Space Heating_Natural Gas_Gas Boiler - Burner Control Optimization_A_Achievable Economic RVT Potential | F9 | Industrial | Primary Metals | New | Space Heating | Natural Gas | Gas Boiler - Burner Control Optimization | A | Cumulative Winter Peak Savings (MW) | Achievable Economic RVT Potential | 0 | 0 | 0 | 0 | 0 | 0 | 0 | 0 | 0 | 0 | 0 | 0 | 0 | 0 | 0 | 0 | 0 | 0 | 0 | 0 | 0 | 0 | 0 | 0 | 0 | 0 | 0 | 0 | 0 | 0 | 0
F10_Industrial_Primary Metals_New_Space Heating_Natural Gas_Gas Boiler - Burner Control Optimization_A_Achievable Economic RVT Potential | F10 | Industrial | Primary Metals | New | Space Heating | Natural Gas | Gas Boiler - Burner Control Optimization | A | Purchases (Incremental) | Achievable Economic RVT Potential | 0 | 0 | 0 | 0 | 0 | 0 | 0 | 0 | 0 | 0 | 0 | 0 | 0 | 0 | 0 | 0 | 0 | 0 | 0 | 0 | 0 | 0 | 0 | 0 | 0 | 0 | 0 | 0 | 0 | 0 | 0
F11_Industrial_Primary Metals_New_Space Heating_Natural Gas_Gas Boiler - Burner Control Optimization_A_Achievable Economic RVT Potential | F11 | Industrial | Primary Metals | New | Space Heating | Natural Gas | Gas Boiler - Burner Control Optimization | A | Purchases (Cumulative) | Achievable Economic RVT Potential | 0 | 0 | 0 | 0 | 0 | 0 | 0 | 0 | 0 | 0 | 0 | 0 | 0 | 0 | 0 | 0 | 0 | 0 | 0 | 0 | 0 | 0 | 0 | 0 | 0 | 0 | 0 | 0 | 0 | 0 | 0
F1_Industrial_Primary Metals_New_Process_Natural Gas_Gas Boiler - Burner Control Optimization_A_Achievable Economic RVT Potential | F1 | Industrial | Primary Metals | New | Process | Natural Gas | Gas Boiler - Burner Control Optimization | A | Integrated Unit Energy Savings (kWh or therms) | Achievable Economic RVT Potential | 0 | 0 | 0 | 0 | 0 | 11.0616 | 11.0416 | 11.0238 | 11.0073 | 10.9917 | 10.9826 | 10.9759 | 10.9709 | 10.9674 | 10.9651 | 10.9637 | 10.9631 | 10.9632 | 10.9636 | 10.9642 | 10.9651 | 10.9668 | 10.9683 | 10.9696 | 10.9707 | 10.975 | 10.9789 | 10.9826 | 11.0853 | 11.0853 | 11.0853
F2_Industrial_Primary Metals_New_Process_Natural Gas_Gas Boiler - Burner Control Optimization_A_Achievable Economic RVT Potential | F2 | Industrial | Primary Metals | New | Process | Natural Gas | Gas Boiler - Burner Control Optimization | A | Integrated Unit Summer Peak Savings (kW) | Achievable Economic RVT Potential | 0 | 0 | 0 | 0 | 0 | 0 | 0 | 0 | 0 | 0 | 0 | 0 | 0 | 0 | 0 | 0 | 0 | 0 | 0 | 0 | 0 | 0 | 0 | 0 | 0 | 0 | 0 | 0 | 0 | 0 | 0
F3_Industrial_Primary Metals_New_Process_Natural Gas_Gas Boiler - Burner Control Optimization_A_Achievable Economic RVT Potential | F3 | Industrial | Primary Metals | New | Process | Natural Gas | Gas Boiler - Burner Control Optimization | A | Integrated Unit Winter Peak Savings (kW) | Achievable Economic RVT Potential | 0 | 0 | 0 | 0 | 0 | 0 | 0 | 0 | 0 | 0 | 0 | 0 | 0 | 0 | 0 | 0 | 0 | 0 | 0 | 0 | 0 | 0 | 0 | 0 | 0 | 0 | 0 | 0 | 0 | 0 | 0
F4_Industrial_Primary Metals_New_Process_Natural Gas_Gas Boiler - Burner Control Optimization_A_Achievable Economic RVT Potential | F4 | Industrial | Primary Metals | New | Process | Natural Gas | Gas Boiler - Burner Control Optimization | A | Incremental Energy Savings (MWh or mTherms) | Achievable Economic RVT Potential | 0 | 0 | 0 | 0 | 0 | 0 | 0 | 0 | 0 | 0 | 0 | 0 | 0 | 0 | 0 | 0 | 0 | 0 | 0 | 0 | 0 | 0 | 0 | 0 | 0 | 0 | 0 | 0 | 0 | 0 | 0
F5_Industrial_Primary Metals_New_Process_Natural Gas_Gas Boiler - Burner Control Optimization_A_Achievable Economic RVT Potential | F5 | Industrial | Primary Metals | New | Process | Natural Gas | Gas Boiler - Burner Control Optimization | A | Incremental Summer Peak Savings (MW) | Achievable Economic RVT Potential | 0 | 0 | 0 | 0 | 0 | 0 | 0 | 0 | 0 | 0 | 0 | 0 | 0 | 0 | 0 | 0 | 0 | 0 | 0 | 0 | 0 | 0 | 0 | 0 | 0 | 0 | 0 | 0 | 0 | 0 | 0
F6_Industrial_Primary Metals_New_Process_Natural Gas_Gas Boiler - Burner Control Optimization_A_Achievable Economic RVT Potential | F6 | Industrial | Primary Metals | New | Process | Natural Gas | Gas Boiler - Burner Control Optimization | A | Incremental Winter Peak Savings (MW) | Achievable Economic RVT Potential | 0 | 0 | 0 | 0 | 0 | 0 | 0 | 0 | 0 | 0 | 0 | 0 | 0 | 0 | 0 | 0 | 0 | 0 | 0 | 0 | 0 | 0 | 0 | 0 | 0 | 0 | 0 | 0 | 0 | 0 | 0
F7_Industrial_Primary Metals_New_Process_Natural Gas_Gas Boiler - Burner Control Optimization_A_Achievable Economic RVT Potential | F7 | Industrial | Primary Metals | New | Process | Natural Gas | Gas Boiler - Burner Control Optimization | A | Cumulative Energy Savings (MWh or mTherms) | Achievable Economic RVT Potential | 0 | 0 | 0 | 0 | 0 | 0 | 0 | 0 | 0 | 0 | 0 | 0 | 0 | 0 | 0 | 0 | 0 | 0 | 0 | 0 | 0 | 0 | 0 | 0 | 0 | 0 | 0 | 0 | 0 | 0 | 0
F8_Industrial_Primary Metals_New_Process_Natural Gas_Gas Boiler - Burner Control Optimization_A_Achievable Economic RVT Potential | F8 | Industrial | Primary Metals | New | Process | Natural Gas | Gas Boiler - Burner Control Optimization | A | Cumulative Summer Peak Savings (MW) | Achievable Economic RVT Potential | 0 | 0 | 0 | 0 | 0 | 0 | 0 | 0 | 0 | 0 | 0 | 0 | 0 | 0 | 0 | 0 | 0 | 0 | 0 | 0 | 0 | 0 | 0 | 0 | 0 | 0 | 0 | 0 | 0 | 0 | 0
F9_Industrial_Primary Metals_New_Process_Natural Gas_Gas Boiler - Burner Control Optimization_A_Achievable Economic RVT Potential | F9 | Industrial | Primary Metals | New | Process | Natural Gas | Gas Boiler - Burner Control Optimization | A | Cumulative Winter Peak Savings (MW) | Achievable Economic RVT Potential | 0 | 0 | 0 | 0 | 0 | 0 | 0 | 0 | 0 | 0 | 0 | 0 | 0 | 0 | 0 | 0 | 0 | 0 | 0 | 0 | 0 | 0 | 0 | 0 | 0 | 0 | 0 | 0 | 0 | 0 | 0
F10_Industrial_Primary Metals_New_Process_Natural Gas_Gas Boiler - Burner Control Optimization_A_Achievable Economic RVT Potential | F10 | Industrial | Primary Metals | New | Process | Natural Gas | Gas Boiler - Burner Control Optimization | A | Purchases (Incremental) | Achievable Economic RVT Potential | 0 | 0 | 0 | 0 | 0 | 0 | 0 | 0 | 0 | 0 | 0 | 0 | 0 | 0 | 0 | 0 | 0 | 0 | 0 | 0 | 0 | 0 | 0 | 0 | 0 | 0 | 0 | 0 | 0 | 0 | 0
F11_Industrial_Primary Metals_New_Process_Natural Gas_Gas Boiler - Burner Control Optimization_A_Achievable Economic RVT Potential | F11 | Industrial | Primary Metals | New | Process | Natural Gas | Gas Boiler - Burner Control Optimization | A | Purchases (Cumulative) | Achievable Economic RVT Potential | 0 | 0 | 0 | 0 | 0 | 0 | 0 | 0 | 0 | 0 | 0 | 0 | 0 | 0 | 0 | 0 | 0 | 0 | 0 | 0 | 0 | 0 | 0 | 0 | 0 | 0 | 0 | 0 | 0 | 0 | 0
F1_Industrial_Primary Metals_New_Space Heating_Natural Gas_HVAC - Demand Controlled Ventilation_A_Achievable Economic RVT Potential | F1 | Industrial | Primary Metals | New | Space Heating | Natural Gas | HVAC - Demand Controlled Ventilation | A | Integrated Unit Energy Savings (kWh or therms) | Achievable Economic RVT Potential | 0 | 0 | 0 | 0 | 0 | 0 | 0 | 0 | 0 | 0 | 0 | 0 | 0 | 0 | 0 | 0 | 0 | 0 | 0 | 0 | 0 | 0 | 0 | 0 | 0 | 0 | 0 | 0 | 0 | 0 | 0
F2_Industrial_Primary Metals_New_Space Heating_Natural Gas_HVAC - Demand Controlled Ventilation_A_Achievable Economic RVT Potential | F2 | Industrial | Primary Metals | New | Space Heating | Natural Gas | HVAC - Demand Controlled Ventilation | A | Integrated Unit Summer Peak Savings (kW) | Achievable Economic RVT Potential | 0 | 0 | 0 | 0 | 0 | 0 | 0 | 0 | 0 | 0 | 0 | 0 | 0 | 0 | 0 | 0 | 0 | 0 | 0 | 0 | 0 | 0 | 0 | 0 | 0 | 0 | 0 | 0 | 0 | 0 | 0
F3_Industrial_Primary Metals_New_Space Heating_Natural Gas_HVAC - Demand Controlled Ventilation_A_Achievable Economic RVT Potential | F3 | Industrial | Primary Metals | New | Space Heating | Natural Gas | HVAC - Demand Controlled Ventilation | A | Integrated Unit Winter Peak Savings (kW) | Achievable Economic RVT Potential | 0 | 0 | 0 | 0 | 0 | 0 | 0 | 0 | 0 | 0 | 0 | 0 | 0 | 0 | 0 | 0 | 0 | 0 | 0 | 0 | 0 | 0 | 0 | 0 | 0 | 0 | 0 | 0 | 0 | 0 | 0
F4_Industrial_Primary Metals_New_Space Heating_Natural Gas_HVAC - Demand Controlled Ventilation_A_Achievable Economic RVT Potential | F4 | Industrial | Primary Metals | New | Space Heating | Natural Gas | HVAC - Demand Controlled Ventilation | A | Incremental Energy Savings (MWh or mTherms) | Achievable Economic RVT Potential | 0 | 0 | 0 | 0 | 0 | 0 | 0 | 0 | 0 | 0 | 0 | 0 | 0 | 0 | 0 | 0 | 0 | 0 | 0 | 0 | 0 | 0 | 0 | 0 | 0 | 0 | 0 | 0 | 0 | 0 | 0
F5_Industrial_Primary Metals_New_Space Heating_Natural Gas_HVAC - Demand Controlled Ventilation_A_Achievable Economic RVT Potential | F5 | Industrial | Primary Metals | New | Space Heating | Natural Gas | HVAC - Demand Controlled Ventilation | A | Incremental Summer Peak Savings (MW) | Achievable Economic RVT Potential | 0 | 0 | 0 | 0 | 0 | 0 | 0 | 0 | 0 | 0 | 0 | 0 | 0 | 0 | 0 | 0 | 0 | 0 | 0 | 0 | 0 | 0 | 0 | 0 | 0 | 0 | 0 | 0 | 0 | 0 | 0
F6_Industrial_Primary Metals_New_Space Heating_Natural Gas_HVAC - Demand Controlled Ventilation_A_Achievable Economic RVT Potential | F6 | Industrial | Primary Metals | New | Space Heating | Natural Gas | HVAC - Demand Controlled Ventilation | A | Incremental Winter Peak Savings (MW) | Achievable Economic RVT Potential | 0 | 0 | 0 | 0 | 0 | 0 | 0 | 0 | 0 | 0 | 0 | 0 | 0 | 0 | 0 | 0 | 0 | 0 | 0 | 0 | 0 | 0 | 0 | 0 | 0 | 0 | 0 | 0 | 0 | 0 | 0
F7_Industrial_Primary Metals_New_Space Heating_Natural Gas_HVAC - Demand Controlled Ventilation_A_Achievable Economic RVT Potential | F7 | Industrial | Primary Metals | New | Space Heating | Natural Gas | HVAC - Demand Controlled Ventilation | A | Cumulative Energy Savings (MWh or mTherms) | Achievable Economic RVT Potential | 0 | 0 | 0 | 0 | 0 | 0 | 0 | 0 | 0 | 0 | 0 | 0 | 0 | 0 | 0 | 0 | 0 | 0 | 0 | 0 | 0 | 0 | 0 | 0 | 0 | 0 | 0 | 0 | 0 | 0 | 0
F8_Industrial_Primary Metals_New_Space Heating_Natural Gas_HVAC - Demand Controlled Ventilation_A_Achievable Economic RVT Potential | F8 | Industrial | Primary Metals | New | Space Heating | Natural Gas | HVAC - Demand Controlled Ventilation | A | Cumulative Summer Peak Savings (MW) | Achievable Economic RVT Potential | 0 | 0 | 0 | 0 | 0 | 0 | 0 | 0 | 0 | 0 | 0 | 0 | 0 | 0 | 0 | 0 | 0 | 0 | 0 | 0 | 0 | 0 | 0 | 0 | 0 | 0 | 0 | 0 | 0 | 0 | 0
F9_Industrial_Primary Metals_New_Space Heating_Natural Gas_HVAC - Demand Controlled Ventilation_A_Achievable Economic RVT Potential | F9 | Industrial | Primary Metals | New | Space Heating | Natural Gas | HVAC - Demand Controlled Ventilation | A | Cumulative Winter Peak Savings (MW) | Achievable Economic RVT Potential | 0 | 0 | 0 | 0 | 0 | 0 | 0 | 0 | 0 | 0 | 0 | 0 | 0 | 0 | 0 | 0 | 0 | 0 | 0 | 0 | 0 | 0 | 0 | 0 | 0 | 0 | 0 | 0 | 0 | 0 | 0
F10_Industrial_Primary Metals_New_Space Heating_Natural Gas_HVAC - Demand Controlled Ventilation_A_Achievable Economic RVT Potential | F10 | Industrial | Primary Metals | New | Space Heating | Natural Gas | HVAC - Demand Controlled Ventilation | A | Purchases (Incremental) | Achievable Economic RVT Potential | 0 | 0 | 0 | 0 | 0 | 0 | 0 | 0 | 0 | 0 | 0 | 0 | 0 | 0 | 0 | 0 | 0 | 0 | 0 | 0 | 0 | 0 | 0 | 0 | 0 | 0 | 0 | 0 | 0 | 0 | 0
F11_Industrial_Primary Metals_New_Space Heating_Natural Gas_HVAC - Demand Controlled Ventilation_A_Achievable Economic RVT Potential | F11 | Industrial | Primary Metals | New | Space Heating | Natural Gas | HVAC - Demand Controlled Ventilation | A | Purchases (Cumulative) | Achievable Economic RVT Potential | 0 | 0 | 0 | 0 | 0 | 0 | 0 | 0 | 0 | 0 | 0 | 0 | 0 | 0 | 0 | 0 | 0 | 0 | 0 | 0 | 0 | 0 | 0 | 0 | 0 | 0 | 0 | 0 | 0 | 0 | 0
F1_Industrial_Primary Metals_New_Space Heating_Natural Gas_Gas Boiler - Stack Economizer_A_Achievable Economic RVT Potential | F1 | Industrial | Primary Metals | New | Space Heating | Natural Gas | Gas Boiler - Stack Economizer | A | Integrated Unit Energy Savings (kWh or therms) | Achievable Economic RVT Potential | 0 | 0 | 0 | 0 | 0 | 0 | 0 | 0 | 0 | 0 | 0 | 0 | 0 | 0 | 0 | 0 | 0 | 0 | 0 | 0 | 0 | 0 | 0 | 0 | 0 | 0 | 0 | 0 | 0 | 0 | 0
F2_Industrial_Primary Metals_New_Space Heating_Natural Gas_Gas Boiler - Stack Economizer_A_Achievable Economic RVT Potential | F2 | Industrial | Primary Metals | New | Space Heating | Natural Gas | Gas Boiler - Stack Economizer | A | Integrated Unit Summer Peak Savings (kW) | Achievable Economic RVT Potential | 0 | 0 | 0 | 0 | 0 | 0 | 0 | 0 | 0 | 0 | 0 | 0 | 0 | 0 | 0 | 0 | 0 | 0 | 0 | 0 | 0 | 0 | 0 | 0 | 0 | 0 | 0 | 0 | 0 | 0 | 0
F3_Industrial_Primary Metals_New_Space Heating_Natural Gas_Gas Boiler - Stack Economizer_A_Achievable Economic RVT Potential | F3 | Industrial | Primary Metals | New | Space Heating | Natural Gas | Gas Boiler - Stack Economizer | A | Integrated Unit Winter Peak Savings (kW) | Achievable Economic RVT Potential | 0 | 0 | 0 | 0 | 0 | 0 | 0 | 0 | 0 | 0 | 0 | 0 | 0 | 0 | 0 | 0 | 0 | 0 | 0 | 0 | 0 | 0 | 0 | 0 | 0 | 0 | 0 | 0 | 0 | 0 | 0
F4_Industrial_Primary Metals_New_Space Heating_Natural Gas_Gas Boiler - Stack Economizer_A_Achievable Economic RVT Potential | F4 | Industrial | Primary Metals | New | Space Heating | Natural Gas | Gas Boiler - Stack Economizer | A | Incremental Energy Savings (MWh or mTherms) | Achievable Economic RVT Potential | 0 | 0 | 0 | 0 | 0 | 0 | 0 | 0 | 0 | 0 | 0 | 0 | 0 | 0 | 0 | 0 | 0 | 0 | 0 | 0 | 0 | 0 | 0 | 0 | 0 | 0 | 0 | 0 | 0 | 0 | 0
F5_Industrial_Primary Metals_New_Space Heating_Natural Gas_Gas Boiler - Stack Economizer_A_Achievable Economic RVT Potential | F5 | Industrial | Primary Metals | New | Space Heating | Natural Gas | Gas Boiler - Stack Economizer | A | Incremental Summer Peak Savings (MW) | Achievable Economic RVT Potential | 0 | 0 | 0 | 0 | 0 | 0 | 0 | 0 | 0 | 0 | 0 | 0 | 0 | 0 | 0 | 0 | 0 | 0 | 0 | 0 | 0 | 0 | 0 | 0 | 0 | 0 | 0 | 0 | 0 | 0 | 0
F6_Industrial_Primary Metals_New_Space Heating_Natural Gas_Gas Boiler - Stack Economizer_A_Achievable Economic RVT Potential | F6 | Industrial | Primary Metals | New | Space Heating | Natural Gas | Gas Boiler - Stack Economizer | A | Incremental Winter Peak Savings (MW) | Achievable Economic RVT Potential | 0 | 0 | 0 | 0 | 0 | 0 | 0 | 0 | 0 | 0 | 0 | 0 | 0 | 0 | 0 | 0 | 0 | 0 | 0 | 0 | 0 | 0 | 0 | 0 | 0 | 0 | 0 | 0 | 0 | 0 | 0
F7_Industrial_Primary Metals_New_Space Heating_Natural Gas_Gas Boiler - Stack Economizer_A_Achievable Economic RVT Potential | F7 | Industrial | Primary Metals | New | Space Heating | Natural Gas | Gas Boiler - Stack Economizer | A | Cumulative Energy Savings (MWh or mTherms) | Achievable Economic RVT Potential | 0 | 0 | 0 | 0 | 0 | 0 | 0 | 0 | 0 | 0 | 0 | 0 | 0 | 0 | 0 | 0 | 0 | 0 | 0 | 0 | 0 | 0 | 0 | 0 | 0 | 0 | 0 | 0 | 0 | 0 | 0
F8_Industrial_Primary Metals_New_Space Heating_Natural Gas_Gas Boiler - Stack Economizer_A_Achievable Economic RVT Potential | F8 | Industrial | Primary Metals | New | Space Heating | Natural Gas | Gas Boiler - Stack Economizer | A | Cumulative Summer Peak Savings (MW) | Achievable Economic RVT Potential | 0 | 0 | 0 | 0 | 0 | 0 | 0 | 0 | 0 | 0 | 0 | 0 | 0 | 0 | 0 | 0 | 0 | 0 | 0 | 0 | 0 | 0 | 0 | 0 | 0 | 0 | 0 | 0 | 0 | 0 | 0
F9_Industrial_Primary Metals_New_Space Heating_Natural Gas_Gas Boiler - Stack Economizer_A_Achievable Economic RVT Potential | F9 | Industrial | Primary Metals | New | Space Heating | Natural Gas | Gas Boiler - Stack Economizer | A | Cumulative Winter Peak Savings (MW) | Achievable Economic RVT Potential | 0 | 0 | 0 | 0 | 0 | 0 | 0 | 0 | 0 | 0 | 0 | 0 | 0 | 0 | 0 | 0 | 0 | 0 | 0 | 0 | 0 | 0 | 0 | 0 | 0 | 0 | 0 | 0 | 0 | 0 | 0
F10_Industrial_Primary Metals_New_Space Heating_Natural Gas_Gas Boiler - Stack Economizer_A_Achievable Economic RVT Potential | F10 | Industrial | Primary Metals | New | Space Heating | Natural Gas | Gas Boiler - Stack Economizer | A | Purchases (Incremental) | Achievable Economic RVT Potential | 0 | 0 | 0 | 0 | 0 | 0 | 0 | 0 | 0 | 0 | 0 | 0 | 0 | 0 | 0 | 0 | 0 | 0 | 0 | 0 | 0 | 0 | 0 | 0 | 0 | 0 | 0 | 0 | 0 | 0 | 0
F11_Industrial_Primary Metals_New_Space Heating_Natural Gas_Gas Boiler - Stack Economizer_A_Achievable Economic RVT Potential | F11 | Industrial | Primary Metals | New | Space Heating | Natural Gas | Gas Boiler - Stack Economizer | A | Purchases (Cumulative) | Achievable Economic RVT Potential | 0 | 0 | 0 | 0 | 0 | 0 | 0 | 0 | 0 | 0 | 0 | 0 | 0 | 0 | 0 | 0 | 0 | 0 | 0 | 0 | 0 | 0 | 0 | 0 | 0 | 0 | 0 | 0 | 0 | 0 | 0
F1_Industrial_Primary Metals_New_Process_Natural Gas_Gas Boiler - Stack Economizer_A_Achievable Economic RVT Potential | F1 | Industrial | Primary Metals | New | Process | Natural Gas | Gas Boiler - Stack Economizer | A | Integrated Unit Energy Savings (kWh or therms) | Achievable Economic RVT Potential | 0 | 0 | 0 | 0 | 0 | 36.695 | 36.6944 | 36.6942 | 36.6944 | 36.6946 | 36.6947 | 36.6948 | 36.6949 | 36.695 | 36.6951 | 36.6951 | 36.6952 | 36.6952 | 36.6953 | 36.6953 | 36.6953 | 36.6954 | 36.6954 | 36.6954 | 36.6955 | 36.6955 | 36.6955 | 36.6955 | 36.696 | 36.696 | 36.696
F2_Industrial_Primary Metals_New_Process_Natural Gas_Gas Boiler - Stack Economizer_A_Achievable Economic RVT Potential | F2 | Industrial | Primary Metals | New | Process | Natural Gas | Gas Boiler - Stack Economizer | A | Integrated Unit Summer Peak Savings (kW) | Achievable Economic RVT Potential | 0 | 0 | 0 | 0 | 0 | 0 | 0 | 0 | 0 | 0 | 0 | 0 | 0 | 0 | 0 | 0 | 0 | 0 | 0 | 0 | 0 | 0 | 0 | 0 | 0 | 0 | 0 | 0 | 0 | 0 | 0
F3_Industrial_Primary Metals_New_Process_Natural Gas_Gas Boiler - Stack Economizer_A_Achievable Economic RVT Potential | F3 | Industrial | Primary Metals | New | Process | Natural Gas | Gas Boiler - Stack Economizer | A | Integrated Unit Winter Peak Savings (kW) | Achievable Economic RVT Potential | 0 | 0 | 0 | 0 | 0 | 0 | 0 | 0 | 0 | 0 | 0 | 0 | 0 | 0 | 0 | 0 | 0 | 0 | 0 | 0 | 0 | 0 | 0 | 0 | 0 | 0 | 0 | 0 | 0 | 0 | 0
F4_Industrial_Primary Metals_New_Process_Natural Gas_Gas Boiler - Stack Economizer_A_Achievable Economic RVT Potential | F4 | Industrial | Primary Metals | New | Process | Natural Gas | Gas Boiler - Stack Economizer | A | Incremental Energy Savings (MWh or mTherms) | Achievable Economic RVT Potential | 0 | 0 | 0 | 0 | 0 | 0 | 0 | 0 | 0 | 0 | 0 | 0 | 0 | 0 | 0 | 0 | 0 | 0 | 0 | 0 | 0 | 0 | 0 | 0 | 0 | 0 | 0 | 0 | 0 | 0 | 0
F5_Industrial_Primary Metals_New_Process_Natural Gas_Gas Boiler - Stack Economizer_A_Achievable Economic RVT Potential | F5 | Industrial | Primary Metals | New | Process | Natural Gas | Gas Boiler - Stack Economizer | A | Incremental Summer Peak Savings (MW) | Achievable Economic RVT Potential | 0 | 0 | 0 | 0 | 0 | 0 | 0 | 0 | 0 | 0 | 0 | 0 | 0 | 0 | 0 | 0 | 0 | 0 | 0 | 0 | 0 | 0 | 0 | 0 | 0 | 0 | 0 | 0 | 0 | 0 | 0
F6_Industrial_Primary Metals_New_Process_Natural Gas_Gas Boiler - Stack Economizer_A_Achievable Economic RVT Potential | F6 | Industrial | Primary Metals | New | Process | Natural Gas | Gas Boiler - Stack Economizer | A | Incremental Winter Peak Savings (MW) | Achievable Economic RVT Potential | 0 | 0 | 0 | 0 | 0 | 0 | 0 | 0 | 0 | 0 | 0 | 0 | 0 | 0 | 0 | 0 | 0 | 0 | 0 | 0 | 0 | 0 | 0 | 0 | 0 | 0 | 0 | 0 | 0 | 0 | 0
F7_Industrial_Primary Metals_New_Process_Natural Gas_Gas Boiler - Stack Economizer_A_Achievable Economic RVT Potential | F7 | Industrial | Primary Metals | New | Process | Natural Gas | Gas Boiler - Stack Economizer | A | Cumulative Energy Savings (MWh or mTherms) | Achievable Economic RVT Potential | 0 | 0 | 0 | 0 | 0 | 0 | 0 | 0 | 0 | 0 | 0 | 0 | 0 | 0 | 0 | 0 | 0 | 0 | 0 | 0 | 0 | 0 | 0 | 0 | 0 | 0 | 0 | 0 | 0 | 0 | 0
F8_Industrial_Primary Metals_New_Process_Natural Gas_Gas Boiler - Stack Economizer_A_Achievable Economic RVT Potential | F8 | Industrial | Primary Metals | New | Process | Natural Gas | Gas Boiler - Stack Economizer | A | Cumulative Summer Peak Savings (MW) | Achievable Economic RVT Potential | 0 | 0 | 0 | 0 | 0 | 0 | 0 | 0 | 0 | 0 | 0 | 0 | 0 | 0 | 0 | 0 | 0 | 0 | 0 | 0 | 0 | 0 | 0 | 0 | 0 | 0 | 0 | 0 | 0 | 0 | 0
F9_Industrial_Primary Metals_New_Process_Natural Gas_Gas Boiler - Stack Economizer_A_Achievable Economic RVT Potential | F9 | Industrial | Primary Metals | New | Process | Natural Gas | Gas Boiler - Stack Economizer | A | Cumulative Winter Peak Savings (MW) | Achievable Economic RVT Potential | 0 | 0 | 0 | 0 | 0 | 0 | 0 | 0 | 0 | 0 | 0 | 0 | 0 | 0 | 0 | 0 | 0 | 0 | 0 | 0 | 0 | 0 | 0 | 0 | 0 | 0 | 0 | 0 | 0 | 0 | 0
F10_Industrial_Primary Metals_New_Process_Natural Gas_Gas Boiler - Stack Economizer_A_Achievable Economic RVT Potential | F10 | Industrial | Primary Metals | New | Process | Natural Gas | Gas Boiler - Stack Economizer | A | Purchases (Incremental) | Achievable Economic RVT Potential | 0 | 0 | 0 | 0 | 0 | 0 | 0 | 0 | 0 | 0 | 0 | 0 | 0 | 0 | 0 | 0 | 0 | 0 | 0 | 0 | 0 | 0 | 0 | 0 | 0 | 0 | 0 | 0 | 0 | 0 | 0
F11_Industrial_Primary Metals_New_Process_Natural Gas_Gas Boiler - Stack Economizer_A_Achievable Economic RVT Potential | F11 | Industrial | Primary Metals | New | Process | Natural Gas | Gas Boiler - Stack Economizer | A | Purchases (Cumulative) | Achievable Economic RVT Potential | 0 | 0 | 0 | 0 | 0 | 0 | 0 | 0 | 0 | 0 | 0 | 0 | 0 | 0 | 0 | 0 | 0 | 0 | 0 | 0 | 0 | 0 | 0 | 0 | 0 | 0 | 0 | 0 | 0 | 0 | 0
F1_Industrial_Primary Metals_New_Space Heating_Natural Gas_Gas Furnace Tube Inserts_A_Achievable Economic RVT Potential | F1 | Industrial | Primary Metals | New | Space Heating | Natural Gas | Gas Furnace Tube Inserts | A | Integrated Unit Energy Savings (kWh or therms) | Achievable Economic RVT Potential | 0 | 0 | 0 | 0 | 0 | 0 | 0 | 0 | 0 | 0 | 0 | 0 | 0 | 0 | 0 | 0 | 0 | 0 | 0 | 0 | 0 | 0 | 0 | 0 | 0 | 0 | 0 | 0 | 0 | 0 | 0
F2_Industrial_Primary Metals_New_Space Heating_Natural Gas_Gas Furnace Tube Inserts_A_Achievable Economic RVT Potential | F2 | Industrial | Primary Metals | New | Space Heating | Natural Gas | Gas Furnace Tube Inserts | A | Integrated Unit Summer Peak Savings (kW) | Achievable Economic RVT Potential | 0 | 0 | 0 | 0 | 0 | 0 | 0 | 0 | 0 | 0 | 0 | 0 | 0 | 0 | 0 | 0 | 0 | 0 | 0 | 0 | 0 | 0 | 0 | 0 | 0 | 0 | 0 | 0 | 0 | 0 | 0
F3_Industrial_Primary Metals_New_Space Heating_Natural Gas_Gas Furnace Tube Inserts_A_Achievable Economic RVT Potential | F3 | Industrial | Primary Metals | New | Space Heating | Natural Gas | Gas Furnace Tube Inserts | A | Integrated Unit Winter Peak Savings (kW) | Achievable Economic RVT Potential | 0 | 0 | 0 | 0 | 0 | 0 | 0 | 0 | 0 | 0 | 0 | 0 | 0 | 0 | 0 | 0 | 0 | 0 | 0 | 0 | 0 | 0 | 0 | 0 | 0 | 0 | 0 | 0 | 0 | 0 | 0
F4_Industrial_Primary Metals_New_Space Heating_Natural Gas_Gas Furnace Tube Inserts_A_Achievable Economic RVT Potential | F4 | Industrial | Primary Metals | New | Space Heating | Natural Gas | Gas Furnace Tube Inserts | A | Incremental Energy Savings (MWh or mTherms) | Achievable Economic RVT Potential | 0 | 0 | 0 | 0 | 0 | 0 | 0 | 0 | 0 | 0 | 0 | 0 | 0 | 0 | 0 | 0 | 0 | 0 | 0 | 0 | 0 | 0 | 0 | 0 | 0 | 0 | 0 | 0 | 0 | 0 | 0
F5_Industrial_Primary Metals_New_Space Heating_Natural Gas_Gas Furnace Tube Inserts_A_Achievable Economic RVT Potential | F5 | Industrial | Primary Metals | New | Space Heating | Natural Gas | Gas Furnace Tube Inserts | A | Incremental Summer Peak Savings (MW) | Achievable Economic RVT Potential | 0 | 0 | 0 | 0 | 0 | 0 | 0 | 0 | 0 | 0 | 0 | 0 | 0 | 0 | 0 | 0 | 0 | 0 | 0 | 0 | 0 | 0 | 0 | 0 | 0 | 0 | 0 | 0 | 0 | 0 | 0
F6_Industrial_Primary Metals_New_Space Heating_Natural Gas_Gas Furnace Tube Inserts_A_Achievable Economic RVT Potential | F6 | Industrial | Primary Metals | New | Space Heating | Natural Gas | Gas Furnace Tube Inserts | A | Incremental Winter Peak Savings (MW) | Achievable Economic RVT Potential | 0 | 0 | 0 | 0 | 0 | 0 | 0 | 0 | 0 | 0 | 0 | 0 | 0 | 0 | 0 | 0 | 0 | 0 | 0 | 0 | 0 | 0 | 0 | 0 | 0 | 0 | 0 | 0 | 0 | 0 | 0
F7_Industrial_Primary Metals_New_Space Heating_Natural Gas_Gas Furnace Tube Inserts_A_Achievable Economic RVT Potential | F7 | Industrial | Primary Metals | New | Space Heating | Natural Gas | Gas Furnace Tube Inserts | A | Cumulative Energy Savings (MWh or mTherms) | Achievable Economic RVT Potential | 0 | 0 | 0 | 0 | 0 | 0 | 0 | 0 | 0 | 0 | 0 | 0 | 0 | 0 | 0 | 0 | 0 | 0 | 0 | 0 | 0 | 0 | 0 | 0 | 0 | 0 | 0 | 0 | 0 | 0 | 0
F8_Industrial_Primary Metals_New_Space Heating_Natural Gas_Gas Furnace Tube Inserts_A_Achievable Economic RVT Potential | F8 | Industrial | Primary Metals | New | Space Heating | Natural Gas | Gas Furnace Tube Inserts | A | Cumulative Summer Peak Savings (MW) | Achievable Economic RVT Potential | 0 | 0 | 0 | 0 | 0 | 0 | 0 | 0 | 0 | 0 | 0 | 0 | 0 | 0 | 0 | 0 | 0 | 0 | 0 | 0 | 0 | 0 | 0 | 0 | 0 | 0 | 0 | 0 | 0 | 0 | 0
F9_Industrial_Primary Metals_New_Space Heating_Natural Gas_Gas Furnace Tube Inserts_A_Achievable Economic RVT Potential | F9 | Industrial | Primary Metals | New | Space Heating | Natural Gas | Gas Furnace Tube Inserts | A | Cumulative Winter Peak Savings (MW) | Achievable Economic RVT Potential | 0 | 0 | 0 | 0 | 0 | 0 | 0 | 0 | 0 | 0 | 0 | 0 | 0 | 0 | 0 | 0 | 0 | 0 | 0 | 0 | 0 | 0 | 0 | 0 | 0 | 0 | 0 | 0 | 0 | 0 | 0
F10_Industrial_Primary Metals_New_Space Heating_Natural Gas_Gas Furnace Tube Inserts_A_Achievable Economic RVT Potential | F10 | Industrial | Primary Metals | New | Space Heating | Natural Gas | Gas Furnace Tube Inserts | A | Purchases (Incremental) | Achievable Economic RVT Potential | 0 | 0 | 0 | 0 | 0 | 0 | 0 | 0 | 0 | 0 | 0 | 0 | 0 | 0 | 0 | 0 | 0 | 0 | 0 | 0 | 0 | 0 | 0 | 0 | 0 | 0 | 0 | 0 | 0 | 0 | 0
F11_Industrial_Primary Metals_New_Space Heating_Natural Gas_Gas Furnace Tube Inserts_A_Achievable Economic RVT Potential | F11 | Industrial | Primary Metals | New | Space Heating | Natural Gas | Gas Furnace Tube Inserts | A | Purchases (Cumulative) | Achievable Economic RVT Potential | 0 | 0 | 0 | 0 | 0 | 0 | 0 | 0 | 0 | 0 | 0 | 0 | 0 | 0 | 0 | 0 | 0 | 0 | 0 | 0 | 0 | 0 | 0 | 0 | 0 | 0 | 0 | 0 | 0 | 0 | 0
F1_Industrial_Primary Metals_New_Space Heating_Natural Gas_Space Heating - Heat Recovery Ventilator_A_Achievable Economic RVT Potential | F1 | Industrial | Primary Metals | New | Space Heating | Natural Gas | Space Heating - Heat Recovery Ventilator | A | Integrated Unit Energy Savings (kWh or therms) | Achievable Economic RVT Potential | 0 | 0 | 0 | 0 | 0 | 0.01243 | 0.012217 | 0.012038 | 0.011881 | 0.011735 | 0.011602 | 0.011442 | 0.011265 | 0.011082 | 0.010897 | 0.010724 | 0.010563 | 0.010424 | 0.010256 | 0.010126 | 0.010029 | 0.0099573 | 0.0099215 | 0.0099044 | 0.009901 | 0.009907 | 0.0099153 | 0.0099261 | 0 | 0 | 0
F2_Industrial_Primary Metals_New_Space Heating_Natural Gas_Space Heating - Heat Recovery Ventilator_A_Achievable Economic RVT Potential | F2 | Industrial | Primary Metals | New | Space Heating | Natural Gas | Space Heating - Heat Recovery Ventilator | A | Integrated Unit Summer Peak Savings (kW) | Achievable Economic RVT Potential | 0 | 0 | 0 | 0 | 0 | 0 | 0 | 0 | 0 | 0 | 0 | 0 | 0 | 0 | 0 | 0 | 0 | 0 | 0 | 0 | 0 | 0 | 0 | 0 | 0 | 0 | 0 | 0 | 0 | 0 | 0
F3_Industrial_Primary Metals_New_Space Heating_Natural Gas_Space Heating - Heat Recovery Ventilator_A_Achievable Economic RVT Potential | F3 | Industrial | Primary Metals | New | Space Heating | Natural Gas | Space Heating - Heat Recovery Ventilator | A | Integrated Unit Winter Peak Savings (kW) | Achievable Economic RVT Potential | 0 | 0 | 0 | 0 | 0 | 0 | 0 | 0 | 0 | 0 | 0 | 0 | 0 | 0 | 0 | 0 | 0 | 0 | 0 | 0 | 0 | 0 | 0 | 0 | 0 | 0 | 0 | 0 | 0 | 0 | 0
F4_Industrial_Primary Metals_New_Space Heating_Natural Gas_Space Heating - Heat Recovery Ventilator_A_Achievable Economic RVT Potential | F4 | Industrial | Primary Metals | New | Space Heating | Natural Gas | Space Heating - Heat Recovery Ventilator | A | Incremental Energy Savings (MWh or mTherms) | Achievable Economic RVT Potential | 0 | 0 | 0 | 0 | 0 | 0 | 0 | 0 | 0 | 0 | 0 | 0 | 0 | 0 | 0 | 0 | 0 | 0 | 0 | 0 | 0 | 0 | 0 | 0 | 0 | 0 | 0 | 0 | 0 | 0 | 0
F5_Industrial_Primary Metals_New_Space Heating_Natural Gas_Space Heating - Heat Recovery Ventilator_A_Achievable Economic RVT Potential | F5 | Industrial | Primary Metals | New | Space Heating | Natural Gas | Space Heating - Heat Recovery Ventilator | A | Incremental Summer Peak Savings (MW) | Achievable Economic RVT Potential | 0 | 0 | 0 | 0 | 0 | 0 | 0 | 0 | 0 | 0 | 0 | 0 | 0 | 0 | 0 | 0 | 0 | 0 | 0 | 0 | 0 | 0 | 0 | 0 | 0 | 0 | 0 | 0 | 0 | 0 | 0
F6_Industrial_Primary Metals_New_Space Heating_Natural Gas_Space Heating - Heat Recovery Ventilator_A_Achievable Economic RVT Potential | F6 | Industrial | Primary Metals | New | Space Heating | Natural Gas | Space Heating - Heat Recovery Ventilator | A | Incremental Winter Peak Savings (MW) | Achievable Economic RVT Potential | 0 | 0 | 0 | 0 | 0 | 0 | 0 | 0 | 0 | 0 | 0 | 0 | 0 | 0 | 0 | 0 | 0 | 0 | 0 | 0 | 0 | 0 | 0 | 0 | 0 | 0 | 0 | 0 | 0 | 0 | 0
F7_Industrial_Primary Metals_New_Space Heating_Natural Gas_Space Heating - Heat Recovery Ventilator_A_Achievable Economic RVT Potential | F7 | Industrial | Primary Metals | New | Space Heating | Natural Gas | Space Heating - Heat Recovery Ventilator | A | Cumulative Energy Savings (MWh or mTherms) | Achievable Economic RVT Potential | 0 | 0 | 0 | 0 | 0 | 0 | 0 | 0 | 0 | 0 | 0 | 0 | 0 | 0 | 0 | 0 | 0 | 0 | 0 | 0 | 0 | 0 | 0 | 0 | 0 | 0 | 0 | 0 | 0 | 0 | 0
F8_Industrial_Primary Metals_New_Space Heating_Natural Gas_Space Heating - Heat Recovery Ventilator_A_Achievable Economic RVT Potential | F8 | Industrial | Primary Metals | New | Space Heating | Natural Gas | Space Heating - Heat Recovery Ventilator | A | Cumulative Summer Peak Savings (MW) | Achievable Economic RVT Potential | 0 | 0 | 0 | 0 | 0 | 0 | 0 | 0 | 0 | 0 | 0 | 0 | 0 | 0 | 0 | 0 | 0 | 0 | 0 | 0 | 0 | 0 | 0 | 0 | 0 | 0 | 0 | 0 | 0 | 0 | 0
F9_Industrial_Primary Metals_New_Space Heating_Natural Gas_Space Heating - Heat Recovery Ventilator_A_Achievable Economic RVT Potential | F9 | Industrial | Primary Metals | New | Space Heating | Natural Gas | Space Heating - Heat Recovery Ventilator | A | Cumulative Winter Peak Savings (MW) | Achievable Economic RVT Potential | 0 | 0 | 0 | 0 | 0 | 0 | 0 | 0 | 0 | 0 | 0 | 0 | 0 | 0 | 0 | 0 | 0 | 0 | 0 | 0 | 0 | 0 | 0 | 0 | 0 | 0 | 0 | 0 | 0 | 0 | 0
F10_Industrial_Primary Metals_New_Space Heating_Natural Gas_Space Heating - Heat Recovery Ventilator_A_Achievable Economic RVT Potential | F10 | Industrial | Primary Metals | New | Space Heating | Natural Gas | Space Heating - Heat Recovery Ventilator | A | Purchases (Incremental) | Achievable Economic RVT Potential | 0 | 0 | 0 | 0 | 0 | 0 | 0 | 0 | 0 | 0 | 0 | 0 | 0 | 0 | 0 | 0 | 0 | 0 | 0 | 0 | 0 | 0 | 0 | 0 | 0 | 0 | 0 | 0 | 0 | 0 | 0
F11_Industrial_Primary Metals_New_Space Heating_Natural Gas_Space Heating - Heat Recovery Ventilator_A_Achievable Economic RVT Potential | F11 | Industrial | Primary Metals | New | Space Heating | Natural Gas | Space Heating - Heat Recovery Ventilator | A | Purchases (Cumulative) | Achievable Economic RVT Potential | 0 | 0 | 0 | 0 | 0 | 0 | 0 | 0 | 0 | 0 | 0 | 0 | 0 | 0 | 0 | 0 | 0 | 0 | 0 | 0 | 0 | 0 | 0 | 0 | 0 | 0 | 0 | 0 | 0 | 0 | 0
F1_Industrial_Primary Metals_New_Space Heating_Natural Gas_Thermostat - Programmable_A_Achievable Economic RVT Potential | F1 | Industrial | Primary Metals | New | Space Heating | Natural Gas | Thermostat - Programmable | A | Integrated Unit Energy Savings (kWh or therms) | Achievable Economic RVT Potential | 0 | 0 | 0 | 0 | 0 | 0.0061748 | 0.0060691 | 0.0059803 | 0.0059021 | 0.0058298 | 0.0057638 | 0.0056841 | 0.0055965 | 0.0055055 | 0.0054135 | 0.0053274 | 0.0052476 | 0.0051785 | 0.0050949 | 0.0050304 | 0.0049824 | 0.0049466 | 0.0049288 | 0.0049204 | 0.0049187 | 0.0049217 | 0.0049258 | 0.0049311 | 0 | 0 | 0
F2_Industrial_Primary Metals_New_Space Heating_Natural Gas_Thermostat - Programmable_A_Achievable Economic RVT Potential | F2 | Industrial | Primary Metals | New | Space Heating | Natural Gas | Thermostat - Programmable | A | Integrated Unit Summer Peak Savings (kW) | Achievable Economic RVT Potential | 0 | 0 | 0 | 0 | 0 | 0 | 0 | 0 | 0 | 0 | 0 | 0 | 0 | 0 | 0 | 0 | 0 | 0 | 0 | 0 | 0 | 0 | 0 | 0 | 0 | 0 | 0 | 0 | 0 | 0 | 0
F3_Industrial_Primary Metals_New_Space Heating_Natural Gas_Thermostat - Programmable_A_Achievable Economic RVT Potential | F3 | Industrial | Primary Metals | New | Space Heating | Natural Gas | Thermostat - Programmable | A | Integrated Unit Winter Peak Savings (kW) | Achievable Economic RVT Potential | 0 | 0 | 0 | 0 | 0 | 0 | 0 | 0 | 0 | 0 | 0 | 0 | 0 | 0 | 0 | 0 | 0 | 0 | 0 | 0 | 0 | 0 | 0 | 0 | 0 | 0 | 0 | 0 | 0 | 0 | 0
F4_Industrial_Primary Metals_New_Space Heating_Natural Gas_Thermostat - Programmable_A_Achievable Economic RVT Potential | F4 | Industrial | Primary Metals | New | Space Heating | Natural Gas | Thermostat - Programmable | A | Incremental Energy Savings (MWh or mTherms) | Achievable Economic RVT Potential | 0 | 0 | 0 | 0 | 0 | 0 | 0 | 0 | 0 | 0 | 0 | 0 | 0 | 0 | 0 | 0 | 0 | 0 | 0 | 0 | 0 | 0 | 0 | 0 | 0 | 0 | 0 | 0 | 0 | 0 | 0
F5_Industrial_Primary Metals_New_Space Heating_Natural Gas_Thermostat - Programmable_A_Achievable Economic RVT Potential | F5 | Industrial | Primary Metals | New | Space Heating | Natural Gas | Thermostat - Programmable | A | Incremental Summer Peak Savings (MW) | Achievable Economic RVT Potential | 0 | 0 | 0 | 0 | 0 | 0 | 0 | 0 | 0 | 0 | 0 | 0 | 0 | 0 | 0 | 0 | 0 | 0 | 0 | 0 | 0 | 0 | 0 | 0 | 0 | 0 | 0 | 0 | 0 | 0 | 0
F6_Industrial_Primary Metals_New_Space Heating_Natural Gas_Thermostat - Programmable_A_Achievable Economic RVT Potential | F6 | Industrial | Primary Metals | New | Space Heating | Natural Gas | Thermostat - Programmable | A | Incremental Winter Peak Savings (MW) | Achievable Economic RVT Potential | 0 | 0 | 0 | 0 | 0 | 0 | 0 | 0 | 0 | 0 | 0 | 0 | 0 | 0 | 0 | 0 | 0 | 0 | 0 | 0 | 0 | 0 | 0 | 0 | 0 | 0 | 0 | 0 | 0 | 0 | 0
F7_Industrial_Primary Metals_New_Space Heating_Natural Gas_Thermostat - Programmable_A_Achievable Economic RVT Potential | F7 | Industrial | Primary Metals | New | Space Heating | Natural Gas | Thermostat - Programmable | A | Cumulative Energy Savings (MWh or mTherms) | Achievable Economic RVT Potential | 0 | 0 | 0 | 0 | 0 | 0 | 0 | 0 | 0 | 0 | 0 | 0 | 0 | 0 | 0 | 0 | 0 | 0 | 0 | 0 | 0 | 0 | 0 | 0 | 0 | 0 | 0 | 0 | 0 | 0 | 0
F8_Industrial_Primary Metals_New_Space Heating_Natural Gas_Thermostat - Programmable_A_Achievable Economic RVT Potential | F8 | Industrial | Primary Metals | New | Space Heating | Natural Gas | Thermostat - Programmable | A | Cumulative Summer Peak Savings (MW) | Achievable Economic RVT Potential | 0 | 0 | 0 | 0 | 0 | 0 | 0 | 0 | 0 | 0 | 0 | 0 | 0 | 0 | 0 | 0 | 0 | 0 | 0 | 0 | 0 | 0 | 0 | 0 | 0 | 0 | 0 | 0 | 0 | 0 | 0
F9_Industrial_Primary Metals_New_Space Heating_Natural Gas_Thermostat - Programmable_A_Achievable Economic RVT Potential | F9 | Industrial | Primary Metals | New | Space Heating | Natural Gas | Thermostat - Programmable | A | Cumulative Winter Peak Savings (MW) | Achievable Economic RVT Potential | 0 | 0 | 0 | 0 | 0 | 0 | 0 | 0 | 0 | 0 | 0 | 0 | 0 | 0 | 0 | 0 | 0 | 0 | 0 | 0 | 0 | 0 | 0 | 0 | 0 | 0 | 0 | 0 | 0 | 0 | 0
F10_Industrial_Primary Metals_New_Space Heating_Natural Gas_Thermostat - Programmable_A_Achievable Economic RVT Potential | F10 | Industrial | Primary Metals | New | Space Heating | Natural Gas | Thermostat - Programmable | A | Purchases (Incremental) | Achievable Economic RVT Potential | 0 | 0 | 0 | 0 | 0 | 0 | 0 | 0 | 0 | 0 | 0 | 0 | 0 | 0 | 0 | 0 | 0 | 0 | 0 | 0 | 0 | 0 | 0 | 0 | 0 | 0 | 0 | 0 | 0 | 0 | 0
F11_Industrial_Primary Metals_New_Space Heating_Natural Gas_Thermostat - Programmable_A_Achievable Economic RVT Potential | F11 | Industrial | Primary Metals | New | Space Heating | Natural Gas | Thermostat - Programmable | A | Purchases (Cumulative) | Achievable Economic RVT Potential | 0 | 0 | 0 | 0 | 0 | 0 | 0 | 0 | 0 | 0 | 0 | 0 | 0 | 0 | 0 | 0 | 0 | 0 | 0 | 0 | 0 | 0 | 0 | 0 | 0 | 0 | 0 | 0 | 0 | 0 | 0
F1_Industrial_Primary Metals_New_Space Heating_Natural Gas_ENERGY STAR Connected Thermostat_A_Achievable Economic RVT Potential | F1 | Industrial | Primary Metals | New | Space Heating | Natural Gas | ENERGY STAR Connected Thermostat | A | Integrated Unit Energy Savings (kWh or therms) | Achievable Economic RVT Potential | 0 | 0 | 0 | 0 | 0 | 0.014536 | 0.014287 | 0.014078 | 0.013894 | 0.013723 | 0.013568 | 0.013381 | 0.013174 | 0.01296 | 0.012744 | 0.012541 | 0.012353 | 0.01219 | 0.011993 | 0.011842 | 0.011729 | 0.011645 | 0.011603 | 0.011583 | 0.011579 | 0.011586 | 0.011595 | 0.011608 | 0 | 0 | 0
F2_Industrial_Primary Metals_New_Space Heating_Natural Gas_ENERGY STAR Connected Thermostat_A_Achievable Economic RVT Potential | F2 | Industrial | Primary Metals | New | Space Heating | Natural Gas | ENERGY STAR Connected Thermostat | A | Integrated Unit Summer Peak Savings (kW) | Achievable Economic RVT Potential | 0 | 0 | 0 | 0 | 0 | 0 | 0 | 0 | 0 | 0 | 0 | 0 | 0 | 0 | 0 | 0 | 0 | 0 | 0 | 0 | 0 | 0 | 0 | 0 | 0 | 0 | 0 | 0 | 0 | 0 | 0
F3_Industrial_Primary Metals_New_Space Heating_Natural Gas_ENERGY STAR Connected Thermostat_A_Achievable Economic RVT Potential | F3 | Industrial | Primary Metals | New | Space Heating | Natural Gas | ENERGY STAR Connected Thermostat | A | Integrated Unit Winter Peak Savings (kW) | Achievable Economic RVT Potential | 0 | 0 | 0 | 0 | 0 | 0 | 0 | 0 | 0 | 0 | 0 | 0 | 0 | 0 | 0 | 0 | 0 | 0 | 0 | 0 | 0 | 0 | 0 | 0 | 0 | 0 | 0 | 0 | 0 | 0 | 0
F4_Industrial_Primary Metals_New_Space Heating_Natural Gas_ENERGY STAR Connected Thermostat_A_Achievable Economic RVT Potential | F4 | Industrial | Primary Metals | New | Space Heating | Natural Gas | ENERGY STAR Connected Thermostat | A | Incremental Energy Savings (MWh or mTherms) | Achievable Economic RVT Potential | 0 | 0 | 0 | 0 | 0 | 0 | 0 | 0 | 0 | 0 | 0 | 0 | 0 | 0 | 0 | 0 | 0 | 0 | 0 | 0 | 0 | 0 | 0 | 0 | 0 | 0 | 0 | 0 | 0 | 0 | 0
F5_Industrial_Primary Metals_New_Space Heating_Natural Gas_ENERGY STAR Connected Thermostat_A_Achievable Economic RVT Potential | F5 | Industrial | Primary Metals | New | Space Heating | Natural Gas | ENERGY STAR Connected Thermostat | A | Incremental Summer Peak Savings (MW) | Achievable Economic RVT Potential | 0 | 0 | 0 | 0 | 0 | 0 | 0 | 0 | 0 | 0 | 0 | 0 | 0 | 0 | 0 | 0 | 0 | 0 | 0 | 0 | 0 | 0 | 0 | 0 | 0 | 0 | 0 | 0 | 0 | 0 | 0
F6_Industrial_Primary Metals_New_Space Heating_Natural Gas_ENERGY STAR Connected Thermostat_A_Achievable Economic RVT Potential | F6 | Industrial | Primary Metals | New | Space Heating | Natural Gas | ENERGY STAR Connected Thermostat | A | Incremental Winter Peak Savings (MW) | Achievable Economic RVT Potential | 0 | 0 | 0 | 0 | 0 | 0 | 0 | 0 | 0 | 0 | 0 | 0 | 0 | 0 | 0 | 0 | 0 | 0 | 0 | 0 | 0 | 0 | 0 | 0 | 0 | 0 | 0 | 0 | 0 | 0 | 0
F7_Industrial_Primary Metals_New_Space Heating_Natural Gas_ENERGY STAR Connected Thermostat_A_Achievable Economic RVT Potential | F7 | Industrial | Primary Metals | New | Space Heating | Natural Gas | ENERGY STAR Connected Thermostat | A | Cumulative Energy Savings (MWh or mTherms) | Achievable Economic RVT Potential | 0 | 0 | 0 | 0 | 0 | 0 | 0 | 0 | 0 | 0 | 0 | 0 | 0 | 0 | 0 | 0 | 0 | 0 | 0 | 0 | 0 | 0 | 0 | 0 | 0 | 0 | 0 | 0 | 0 | 0 | 0
F8_Industrial_Primary Metals_New_Space Heating_Natural Gas_ENERGY STAR Connected Thermostat_A_Achievable Economic RVT Potential | F8 | Industrial | Primary Metals | New | Space Heating | Natural Gas | ENERGY STAR Connected Thermostat | A | Cumulative Summer Peak Savings (MW) | Achievable Economic RVT Potential | 0 | 0 | 0 | 0 | 0 | 0 | 0 | 0 | 0 | 0 | 0 | 0 | 0 | 0 | 0 | 0 | 0 | 0 | 0 | 0 | 0 | 0 | 0 | 0 | 0 | 0 | 0 | 0 | 0 | 0 | 0
F9_Industrial_Primary Metals_New_Space Heating_Natural Gas_ENERGY STAR Connected Thermostat_A_Achievable Economic RVT Potential | F9 | Industrial | Primary Metals | New | Space Heating | Natural Gas | ENERGY STAR Connected Thermostat | A | Cumulative Winter Peak Savings (MW) | Achievable Economic RVT Potential | 0 | 0 | 0 | 0 | 0 | 0 | 0 | 0 | 0 | 0 | 0 | 0 | 0 | 0 | 0 | 0 | 0 | 0 | 0 | 0 | 0 | 0 | 0 | 0 | 0 | 0 | 0 | 0 | 0 | 0 | 0
F10_Industrial_Primary Metals_New_Space Heating_Natural Gas_ENERGY STAR Connected Thermostat_A_Achievable Economic RVT Potential | F10 | Industrial | Primary Metals | New | Space Heating | Natural Gas | ENERGY STAR Connected Thermostat | A | Purchases (Incremental) | Achievable Economic RVT Potential | 0 | 0 | 0 | 0 | 0 | 0 | 0 | 0 | 0 | 0 | 0 | 0 | 0 | 0 | 0 | 0 | 0 | 0 | 0 | 0 | 0 | 0 | 0 | 0 | 0 | 0 | 0 | 0 | 0 | 0 | 0
F11_Industrial_Primary Metals_New_Space Heating_Natural Gas_ENERGY STAR Connected Thermostat_A_Achievable Economic RVT Potential | F11 | Industrial | Primary Metals | New | Space Heating | Natural Gas | ENERGY STAR Connected Thermostat | A | Purchases (Cumulative) | Achievable Economic RVT Potential | 0 | 0 | 0 | 0 | 0 | 0 | 0 | 0 | 0 | 0 | 0 | 0 | 0 | 0 | 0 | 0 | 0 | 0 | 0 | 0 | 0 | 0 | 0 | 0 | 0 | 0 | 0 | 0 | 0 | 0 | 0
F1_Industrial_Primary Metals_New_Space Heating_Natural Gas_Destratification Fans (HVLS)_A_Achievable Economic RVT Potential | F1 | Industrial | Primary Metals | New | Space Heating | Natural Gas | Destratification Fans (HVLS) | A | Integrated Unit Energy Savings (kWh or therms) | Achievable Economic RVT Potential | 0 | 0 | 0 | 0 | 0 | 0.014536 | 0.014287 | 0.014078 | 0.013894 | 0.013723 | 0.013568 | 0.013381 | 0.013174 | 0.01296 | 0.012744 | 0.012541 | 0.012353 | 0.01219 | 0.011993 | 0.011842 | 0.011729 | 0.011645 | 0.011603 | 0.011583 | 0.011579 | 0.011586 | 0.011595 | 0.011608 | 0 | 0 | 0
F2_Industrial_Primary Metals_New_Space Heating_Natural Gas_Destratification Fans (HVLS)_A_Achievable Economic RVT Potential | F2 | Industrial | Primary Metals | New | Space Heating | Natural Gas | Destratification Fans (HVLS) | A | Integrated Unit Summer Peak Savings (kW) | Achievable Economic RVT Potential | 0 | 0 | 0 | 0 | 0 | 0 | 0 | 0 | 0 | 0 | 0 | 0 | 0 | 0 | 0 | 0 | 0 | 0 | 0 | 0 | 0 | 0 | 0 | 0 | 0 | 0 | 0 | 0 | 0 | 0 | 0
F3_Industrial_Primary Metals_New_Space Heating_Natural Gas_Destratification Fans (HVLS)_A_Achievable Economic RVT Potential | F3 | Industrial | Primary Metals | New | Space Heating | Natural Gas | Destratification Fans (HVLS) | A | Integrated Unit Winter Peak Savings (kW) | Achievable Economic RVT Potential | 0 | 0 | 0 | 0 | 0 | 0 | 0 | 0 | 0 | 0 | 0 | 0 | 0 | 0 | 0 | 0 | 0 | 0 | 0 | 0 | 0 | 0 | 0 | 0 | 0 | 0 | 0 | 0 | 0 | 0 | 0
F4_Industrial_Primary Metals_New_Space Heating_Natural Gas_Destratification Fans (HVLS)_A_Achievable Economic RVT Potential | F4 | Industrial | Primary Metals | New | Space Heating | Natural Gas | Destratification Fans (HVLS) | A | Incremental Energy Savings (MWh or mTherms) | Achievable Economic RVT Potential | 0 | 0 | 0 | 0 | 0 | 0 | 0 | 0 | 0 | 0 | 0 | 0 | 0 | 0 | 0 | 0 | 0 | 0 | 0 | 0 | 0 | 0 | 0 | 0 | 0 | 0 | 0 | 0 | 0 | 0 | 0
F5_Industrial_Primary Metals_New_Space Heating_Natural Gas_Destratification Fans (HVLS)_A_Achievable Economic RVT Potential | F5 | Industrial | Primary Metals | New | Space Heating | Natural Gas | Destratification Fans (HVLS) | A | Incremental Summer Peak Savings (MW) | Achievable Economic RVT Potential | 0 | 0 | 0 | 0 | 0 | 0 | 0 | 0 | 0 | 0 | 0 | 0 | 0 | 0 | 0 | 0 | 0 | 0 | 0 | 0 | 0 | 0 | 0 | 0 | 0 | 0 | 0 | 0 | 0 | 0 | 0
F6_Industrial_Primary Metals_New_Space Heating_Natural Gas_Destratification Fans (HVLS)_A_Achievable Economic RVT Potential | F6 | Industrial | Primary Metals | New | Space Heating | Natural Gas | Destratification Fans (HVLS) | A | Incremental Winter Peak Savings (MW) | Achievable Economic RVT Potential | 0 | 0 | 0 | 0 | 0 | 0 | 0 | 0 | 0 | 0 | 0 | 0 | 0 | 0 | 0 | 0 | 0 | 0 | 0 | 0 | 0 | 0 | 0 | 0 | 0 | 0 | 0 | 0 | 0 | 0 | 0
F7_Industrial_Primary Metals_New_Space Heating_Natural Gas_Destratification Fans (HVLS)_A_Achievable Economic RVT Potential | F7 | Industrial | Primary Metals | New | Space Heating | Natural Gas | Destratification Fans (HVLS) | A | Cumulative Energy Savings (MWh or mTherms) | Achievable Economic RVT Potential | 0 | 0 | 0 | 0 | 0 | 0 | 0 | 0 | 0 | 0 | 0 | 0 | 0 | 0 | 0 | 0 | 0 | 0 | 0 | 0 | 0 | 0 | 0 | 0 | 0 | 0 | 0 | 0 | 0 | 0 | 0
F8_Industrial_Primary Metals_New_Space Heating_Natural Gas_Destratification Fans (HVLS)_A_Achievable Economic RVT Potential | F8 | Industrial | Primary Metals | New | Space Heating | Natural Gas | Destratification Fans (HVLS) | A | Cumulative Summer Peak Savings (MW) | Achievable Economic RVT Potential | 0 | 0 | 0 | 0 | 0 | 0 | 0 | 0 | 0 | 0 | 0 | 0 | 0 | 0 | 0 | 0 | 0 | 0 | 0 | 0 | 0 | 0 | 0 | 0 | 0 | 0 | 0 | 0 | 0 | 0 | 0
F9_Industrial_Primary Metals_New_Space Heating_Natural Gas_Destratification Fans (HVLS)_A_Achievable Economic RVT Potential | F9 | Industrial | Primary Metals | New | Space Heating | Natural Gas | Destratification Fans (HVLS) | A | Cumulative Winter Peak Savings (MW) | Achievable Economic RVT Potential | 0 | 0 | 0 | 0 | 0 | 0 | 0 | 0 | 0 | 0 | 0 | 0 | 0 | 0 | 0 | 0 | 0 | 0 | 0 | 0 | 0 | 0 | 0 | 0 | 0 | 0 | 0 | 0 | 0 | 0 | 0
F10_Industrial_Primary Metals_New_Space Heating_Natural Gas_Destratification Fans (HVLS)_A_Achievable Economic RVT Potential | F10 | Industrial | Primary Metals | New | Space Heating | Natural Gas | Destratification Fans (HVLS) | A | Purchases (Incremental) | Achievable Economic RVT Potential | 0 | 0 | 0 | 0 | 0 | 0 | 0 | 0 | 0 | 0 | 0 | 0 | 0 | 0 | 0 | 0 | 0 | 0 | 0 | 0 | 0 | 0 | 0 | 0 | 0 | 0 | 0 | 0 | 0 | 0 | 0
F11_Industrial_Primary Metals_New_Space Heating_Natural Gas_Destratification Fans (HVLS)_A_Achievable Economic RVT Potential | F11 | Industrial | Primary Metals | New | Space Heating | Natural Gas | Destratification Fans (HVLS) | A | Purchases (Cumulative) | Achievable Economic RVT Potential | 0 | 0 | 0 | 0 | 0 | 0 | 0 | 0 | 0 | 0 | 0 | 0 | 0 | 0 | 0 | 0 | 0 | 0 | 0 | 0 | 0 | 0 | 0 | 0 | 0 | 0 | 0 | 0 | 0 | 0 | 0
F1_Industrial_Primary Metals_New_Space Heating_Natural Gas_Gas Boiler - Insulate Steam Lines/Condensate Tank_A_Achievable Economic RVT Potential | F1 | Industrial | Primary Metals | New | Space Heating | Natural Gas | Gas Boiler - Insulate Steam Lines/Condensate Tank | A | Integrated Unit Energy Savings (kWh or therms) | Achievable Economic RVT Potential | 0 | 0 | 0 | 0 | 0 | 0 | 0 | 0 | 0 | 0 | 0 | 0 | 0 | 0 | 0 | 0 | 0 | 0 | 0 | 0 | 0 | 0 | 0 | 0 | 0 | 0 | 0 | 0 | 0 | 0 | 0
F2_Industrial_Primary Metals_New_Space Heating_Natural Gas_Gas Boiler - Insulate Steam Lines/Condensate Tank_A_Achievable Economic RVT Potential | F2 | Industrial | Primary Metals | New | Space Heating | Natural Gas | Gas Boiler - Insulate Steam Lines/Condensate Tank | A | Integrated Unit Summer Peak Savings (kW) | Achievable Economic RVT Potential | 0 | 0 | 0 | 0 | 0 | 0 | 0 | 0 | 0 | 0 | 0 | 0 | 0 | 0 | 0 | 0 | 0 | 0 | 0 | 0 | 0 | 0 | 0 | 0 | 0 | 0 | 0 | 0 | 0 | 0 | 0
F3_Industrial_Primary Metals_New_Space Heating_Natural Gas_Gas Boiler - Insulate Steam Lines/Condensate Tank_A_Achievable Economic RVT Potential | F3 | Industrial | Primary Metals | New | Space Heating | Natural Gas | Gas Boiler - Insulate Steam Lines/Condensate Tank | A | Integrated Unit Winter Peak Savings (kW) | Achievable Economic RVT Potential | 0 | 0 | 0 | 0 | 0 | 0 | 0 | 0 | 0 | 0 | 0 | 0 | 0 | 0 | 0 | 0 | 0 | 0 | 0 | 0 | 0 | 0 | 0 | 0 | 0 | 0 | 0 | 0 | 0 | 0 | 0
F4_Industrial_Primary Metals_New_Space Heating_Natural Gas_Gas Boiler - Insulate Steam Lines/Condensate Tank_A_Achievable Economic RVT Potential | F4 | Industrial | Primary Metals | New | Space Heating | Natural Gas | Gas Boiler - Insulate Steam Lines/Condensate Tank | A | Incremental Energy Savings (MWh or mTherms) | Achievable Economic RVT Potential | 0 | 0 | 0 | 0 | 0 | 0 | 0 | 0 | 0 | 0 | 0 | 0 | 0 | 0 | 0 | 0 | 0 | 0 | 0 | 0 | 0 | 0 | 0 | 0 | 0 | 0 | 0 | 0 | 0 | 0 | 0
F5_Industrial_Primary Metals_New_Space Heating_Natural Gas_Gas Boiler - Insulate Steam Lines/Condensate Tank_A_Achievable Economic RVT Potential | F5 | Industrial | Primary Metals | New | Space Heating | Natural Gas | Gas Boiler - Insulate Steam Lines/Condensate Tank | A | Incremental Summer Peak Savings (MW) | Achievable Economic RVT Potential | 0 | 0 | 0 | 0 | 0 | 0 | 0 | 0 | 0 | 0 | 0 | 0 | 0 | 0 | 0 | 0 | 0 | 0 | 0 | 0 | 0 | 0 | 0 | 0 | 0 | 0 | 0 | 0 | 0 | 0 | 0
F6_Industrial_Primary Metals_New_Space Heating_Natural Gas_Gas Boiler - Insulate Steam Lines/Condensate Tank_A_Achievable Economic RVT Potential | F6 | Industrial | Primary Metals | New | Space Heating | Natural Gas | Gas Boiler - Insulate Steam Lines/Condensate Tank | A | Incremental Winter Peak Savings (MW) | Achievable Economic RVT Potential | 0 | 0 | 0 | 0 | 0 | 0 | 0 | 0 | 0 | 0 | 0 | 0 | 0 | 0 | 0 | 0 | 0 | 0 | 0 | 0 | 0 | 0 | 0 | 0 | 0 | 0 | 0 | 0 | 0 | 0 | 0
F7_Industrial_Primary Metals_New_Space Heating_Natural Gas_Gas Boiler - Insulate Steam Lines/Condensate Tank_A_Achievable Economic RVT Potential | F7 | Industrial | Primary Metals | New | Space Heating | Natural Gas | Gas Boiler - Insulate Steam Lines/Condensate Tank | A | Cumulative Energy Savings (MWh or mTherms) | Achievable Economic RVT Potential | 0 | 0 | 0 | 0 | 0 | 0 | 0 | 0 | 0 | 0 | 0 | 0 | 0 | 0 | 0 | 0 | 0 | 0 | 0 | 0 | 0 | 0 | 0 | 0 | 0 | 0 | 0 | 0 | 0 | 0 | 0
F8_Industrial_Primary Metals_New_Space Heating_Natural Gas_Gas Boiler - Insulate Steam Lines/Condensate Tank_A_Achievable Economic RVT Potential | F8 | Industrial | Primary Metals | New | Space Heating | Natural Gas | Gas Boiler - Insulate Steam Lines/Condensate Tank | A | Cumulative Summer Peak Savings (MW) | Achievable Economic RVT Potential | 0 | 0 | 0 | 0 | 0 | 0 | 0 | 0 | 0 | 0 | 0 | 0 | 0 | 0 | 0 | 0 | 0 | 0 | 0 | 0 | 0 | 0 | 0 | 0 | 0 | 0 | 0 | 0 | 0 | 0 | 0
F9_Industrial_Primary Metals_New_Space Heating_Natural Gas_Gas Boiler - Insulate Steam Lines/Condensate Tank_A_Achievable Economic RVT Potential | F9 | Industrial | Primary Metals | New | Space Heating | Natural Gas | Gas Boiler - Insulate Steam Lines/Condensate Tank | A | Cumulative Winter Peak Savings (MW) | Achievable Economic RVT Potential | 0 | 0 | 0 | 0 | 0 | 0 | 0 | 0 | 0 | 0 | 0 | 0 | 0 | 0 | 0 | 0 | 0 | 0 | 0 | 0 | 0 | 0 | 0 | 0 | 0 | 0 | 0 | 0 | 0 | 0 | 0
F10_Industrial_Primary Metals_New_Space Heating_Natural Gas_Gas Boiler - Insulate Steam Lines/Condensate Tank_A_Achievable Economic RVT Potential | F10 | Industrial | Primary Metals | New | Space Heating | Natural Gas | Gas Boiler - Insulate Steam Lines/Condensate Tank | A | Purchases (Incremental) | Achievable Economic RVT Potential | 0 | 0 | 0 | 0 | 0 | 0 | 0 | 0 | 0 | 0 | 0 | 0 | 0 | 0 | 0 | 0 | 0 | 0 | 0 | 0 | 0 | 0 | 0 | 0 | 0 | 0 | 0 | 0 | 0 | 0 | 0
F11_Industrial_Primary Metals_New_Space Heating_Natural Gas_Gas Boiler - Insulate Steam Lines/Condensate Tank_A_Achievable Economic RVT Potential | F11 | Industrial | Primary Metals | New | Space Heating | Natural Gas | Gas Boiler - Insulate Steam Lines/Condensate Tank | A | Purchases (Cumulative) | Achievable Economic RVT Potential | 0 | 0 | 0 | 0 | 0 | 0 | 0 | 0 | 0 | 0 | 0 | 0 | 0 | 0 | 0 | 0 | 0 | 0 | 0 | 0 | 0 | 0 | 0 | 0 | 0 | 0 | 0 | 0 | 0 | 0 | 0
F1_Industrial_Primary Metals_New_Process_Natural Gas_Gas Boiler - Insulate Steam Lines/Condensate Tank_A_Achievable Economic RVT Potential | F1 | Industrial | Primary Metals | New | Process | Natural Gas | Gas Boiler - Insulate Steam Lines/Condensate Tank | A | Integrated Unit Energy Savings (kWh or therms) | Achievable Economic RVT Potential | 0 | 0 | 0 | 0 | 0 | 302.9519 | 302.4221 | 301.9487 | 301.513 | 301.0998 | 300.8629 | 300.6899 | 300.5671 | 300.4839 | 300.4304 | 300.4051 | 300.4005 | 300.4126 | 300.4352 | 300.4631 | 300.4991 | 300.5572 | 300.6092 | 300.6558 | 300.6975 | 300.8054 | 300.9053 | 300.998 | 303.5793 | 303.5793 | 303.5793
F2_Industrial_Primary Metals_New_Process_Natural Gas_Gas Boiler - Insulate Steam Lines/Condensate Tank_A_Achievable Economic RVT Potential | F2 | Industrial | Primary Metals | New | Process | Natural Gas | Gas Boiler - Insulate Steam Lines/Condensate Tank | A | Integrated Unit Summer Peak Savings (kW) | Achievable Economic RVT Potential | 0 | 0 | 0 | 0 | 0 | 0 | 0 | 0 | 0 | 0 | 0 | 0 | 0 | 0 | 0 | 0 | 0 | 0 | 0 | 0 | 0 | 0 | 0 | 0 | 0 | 0 | 0 | 0 | 0 | 0 | 0
F3_Industrial_Primary Metals_New_Process_Natural Gas_Gas Boiler - Insulate Steam Lines/Condensate Tank_A_Achievable Economic RVT Potential | F3 | Industrial | Primary Metals | New | Process | Natural Gas | Gas Boiler - Insulate Steam Lines/Condensate Tank | A | Integrated Unit Winter Peak Savings (kW) | Achievable Economic RVT Potential | 0 | 0 | 0 | 0 | 0 | 0 | 0 | 0 | 0 | 0 | 0 | 0 | 0 | 0 | 0 | 0 | 0 | 0 | 0 | 0 | 0 | 0 | 0 | 0 | 0 | 0 | 0 | 0 | 0 | 0 | 0
F4_Industrial_Primary Metals_New_Process_Natural Gas_Gas Boiler - Insulate Steam Lines/Condensate Tank_A_Achievable Economic RVT Potential | F4 | Industrial | Primary Metals | New | Process | Natural Gas | Gas Boiler - Insulate Steam Lines/Condensate Tank | A | Incremental Energy Savings (MWh or mTherms) | Achievable Economic RVT Potential | 0 | 0 | 0 | 0 | 0 | 0 | 0 | 0 | 0 | 0 | 0 | 0 | 0 | 0 | 0 | 0 | 0 | 0 | 0 | 0 | 0 | 0 | 0 | 0 | 0 | 0 | 0 | 0 | 0 | 0 | 0
F5_Industrial_Primary Metals_New_Process_Natural Gas_Gas Boiler - Insulate Steam Lines/Condensate Tank_A_Achievable Economic RVT Potential | F5 | Industrial | Primary Metals | New | Process | Natural Gas | Gas Boiler - Insulate Steam Lines/Condensate Tank | A | Incremental Summer Peak Savings (MW) | Achievable Economic RVT Potential | 0 | 0 | 0 | 0 | 0 | 0 | 0 | 0 | 0 | 0 | 0 | 0 | 0 | 0 | 0 | 0 | 0 | 0 | 0 | 0 | 0 | 0 | 0 | 0 | 0 | 0 | 0 | 0 | 0 | 0 | 0
F6_Industrial_Primary Metals_New_Process_Natural Gas_Gas Boiler - Insulate Steam Lines/Condensate Tank_A_Achievable Economic RVT Potential | F6 | Industrial | Primary Metals | New | Process | Natural Gas | Gas Boiler - Insulate Steam Lines/Condensate Tank | A | Incremental Winter Peak Savings (MW) | Achievable Economic RVT Potential | 0 | 0 | 0 | 0 | 0 | 0 | 0 | 0 | 0 | 0 | 0 | 0 | 0 | 0 | 0 | 0 | 0 | 0 | 0 | 0 | 0 | 0 | 0 | 0 | 0 | 0 | 0 | 0 | 0 | 0 | 0
F7_Industrial_Primary Metals_New_Process_Natural Gas_Gas Boiler - Insulate Steam Lines/Condensate Tank_A_Achievable Economic RVT Potential | F7 | Industrial | Primary Metals | New | Process | Natural Gas | Gas Boiler - Insulate Steam Lines/Condensate Tank | A | Cumulative Energy Savings (MWh or mTherms) | Achievable Economic RVT Potential | 0 | 0 | 0 | 0 | 0 | 0 | 0 | 0 | 0 | 0 | 0 | 0 | 0 | 0 | 0 | 0 | 0 | 0 | 0 | 0 | 0 | 0 | 0 | 0 | 0 | 0 | 0 | 0 | 0 | 0 | 0
F8_Industrial_Primary Metals_New_Process_Natural Gas_Gas Boiler - Insulate Steam Lines/Condensate Tank_A_Achievable Economic RVT Potential | F8 | Industrial | Primary Metals | New | Process | Natural Gas | Gas Boiler - Insulate Steam Lines/Condensate Tank | A | Cumulative Summer Peak Savings (MW) | Achievable Economic RVT Potential | 0 | 0 | 0 | 0 | 0 | 0 | 0 | 0 | 0 | 0 | 0 | 0 | 0 | 0 | 0 | 0 | 0 | 0 | 0 | 0 | 0 | 0 | 0 | 0 | 0 | 0 | 0 | 0 | 0 | 0 | 0
F9_Industrial_Primary Metals_New_Process_Natural Gas_Gas Boiler - Insulate Steam Lines/Condensate Tank_A_Achievable Economic RVT Potential | F9 | Industrial | Primary Metals | New | Process | Natural Gas | Gas Boiler - Insulate Steam Lines/Condensate Tank | A | Cumulative Winter Peak Savings (MW) | Achievable Economic RVT Potential | 0 | 0 | 0 | 0 | 0 | 0 | 0 | 0 | 0 | 0 | 0 | 0 | 0 | 0 | 0 | 0 | 0 | 0 | 0 | 0 | 0 | 0 | 0 | 0 | 0 | 0 | 0 | 0 | 0 | 0 | 0
F10_Industrial_Primary Metals_New_Process_Natural Gas_Gas Boiler - Insulate Steam Lines/Condensate Tank_A_Achievable Economic RVT Potential | F10 | Industrial | Primary Metals | New | Process | Natural Gas | Gas Boiler - Insulate Steam Lines/Condensate Tank | A | Purchases (Incremental) | Achievable Economic RVT Potential | 0 | 0 | 0 | 0 | 0 | 0 | 0 | 0 | 0 | 0 | 0 | 0 | 0 | 0 | 0 | 0 | 0 | 0 | 0 | 0 | 0 | 0 | 0 | 0 | 0 | 0 | 0 | 0 | 0 | 0 | 0
F11_Industrial_Primary Metals_New_Process_Natural Gas_Gas Boiler - Insulate Steam Lines/Condensate Tank_A_Achievable Economic RVT Potential | F11 | Industrial | Primary Metals | New | Process | Natural Gas | Gas Boiler - Insulate Steam Lines/Condensate Tank | A | Purchases (Cumulative) | Achievable Economic RVT Potential | 0 | 0 | 0 | 0 | 0 | 0 | 0 | 0 | 0 | 0 | 0 | 0 | 0 | 0 | 0 | 0 | 0 | 0 | 0 | 0 | 0 | 0 | 0 | 0 | 0 | 0 | 0 | 0 | 0 | 0 | 0
F1_Industrial_Primary Metals_New_Space Heating_Natural Gas_Gas Boiler - Insulate Hot Water Lines_A_Achievable Economic RVT Potential | F1 | Industrial | Primary Metals | New | Space Heating | Natural Gas | Gas Boiler - Insulate Hot Water Lines | A | Integrated Unit Energy Savings (kWh or therms) | Achievable Economic RVT Potential | 0 | 0 | 0 | 0 | 0 | 0 | 0 | 0 | 0 | 0 | 0 | 0 | 0 | 0 | 0 | 0 | 0 | 0 | 0 | 0 | 0 | 0 | 0 | 0 | 0 | 0 | 0 | 0 | 0 | 0 | 0
F2_Industrial_Primary Metals_New_Space Heating_Natural Gas_Gas Boiler - Insulate Hot Water Lines_A_Achievable Economic RVT Potential | F2 | Industrial | Primary Metals | New | Space Heating | Natural Gas | Gas Boiler - Insulate Hot Water Lines | A | Integrated Unit Summer Peak Savings (kW) | Achievable Economic RVT Potential | 0 | 0 | 0 | 0 | 0 | 0 | 0 | 0 | 0 | 0 | 0 | 0 | 0 | 0 | 0 | 0 | 0 | 0 | 0 | 0 | 0 | 0 | 0 | 0 | 0 | 0 | 0 | 0 | 0 | 0 | 0
F3_Industrial_Primary Metals_New_Space Heating_Natural Gas_Gas Boiler - Insulate Hot Water Lines_A_Achievable Economic RVT Potential | F3 | Industrial | Primary Metals | New | Space Heating | Natural Gas | Gas Boiler - Insulate Hot Water Lines | A | Integrated Unit Winter Peak Savings (kW) | Achievable Economic RVT Potential | 0 | 0 | 0 | 0 | 0 | 0 | 0 | 0 | 0 | 0 | 0 | 0 | 0 | 0 | 0 | 0 | 0 | 0 | 0 | 0 | 0 | 0 | 0 | 0 | 0 | 0 | 0 | 0 | 0 | 0 | 0
F4_Industrial_Primary Metals_New_Space Heating_Natural Gas_Gas Boiler - Insulate Hot Water Lines_A_Achievable Economic RVT Potential | F4 | Industrial | Primary Metals | New | Space Heating | Natural Gas | Gas Boiler - Insulate Hot Water Lines | A | Incremental Energy Savings (MWh or mTherms) | Achievable Economic RVT Potential | 0 | 0 | 0 | 0 | 0 | 0 | 0 | 0 | 0 | 0 | 0 | 0 | 0 | 0 | 0 | 0 | 0 | 0 | 0 | 0 | 0 | 0 | 0 | 0 | 0 | 0 | 0 | 0 | 0 | 0 | 0
F5_Industrial_Primary Metals_New_Space Heating_Natural Gas_Gas Boiler - Insulate Hot Water Lines_A_Achievable Economic RVT Potential | F5 | Industrial | Primary Metals | New | Space Heating | Natural Gas | Gas Boiler - Insulate Hot Water Lines | A | Incremental Summer Peak Savings (MW) | Achievable Economic RVT Potential | 0 | 0 | 0 | 0 | 0 | 0 | 0 | 0 | 0 | 0 | 0 | 0 | 0 | 0 | 0 | 0 | 0 | 0 | 0 | 0 | 0 | 0 | 0 | 0 | 0 | 0 | 0 | 0 | 0 | 0 | 0
F6_Industrial_Primary Metals_New_Space Heating_Natural Gas_Gas Boiler - Insulate Hot Water Lines_A_Achievable Economic RVT Potential | F6 | Industrial | Primary Metals | New | Space Heating | Natural Gas | Gas Boiler - Insulate Hot Water Lines | A | Incremental Winter Peak Savings (MW) | Achievable Economic RVT Potential | 0 | 0 | 0 | 0 | 0 | 0 | 0 | 0 | 0 | 0 | 0 | 0 | 0 | 0 | 0 | 0 | 0 | 0 | 0 | 0 | 0 | 0 | 0 | 0 | 0 | 0 | 0 | 0 | 0 | 0 | 0
F7_Industrial_Primary Metals_New_Space Heating_Natural Gas_Gas Boiler - Insulate Hot Water Lines_A_Achievable Economic RVT Potential | F7 | Industrial | Primary Metals | New | Space Heating | Natural Gas | Gas Boiler - Insulate Hot Water Lines | A | Cumulative Energy Savings (MWh or mTherms) | Achievable Economic RVT Potential | 0 | 0 | 0 | 0 | 0 | 0 | 0 | 0 | 0 | 0 | 0 | 0 | 0 | 0 | 0 | 0 | 0 | 0 | 0 | 0 | 0 | 0 | 0 | 0 | 0 | 0 | 0 | 0 | 0 | 0 | 0
F8_Industrial_Primary Metals_New_Space Heating_Natural Gas_Gas Boiler - Insulate Hot Water Lines_A_Achievable Economic RVT Potential | F8 | Industrial | Primary Metals | New | Space Heating | Natural Gas | Gas Boiler - Insulate Hot Water Lines | A | Cumulative Summer Peak Savings (MW) | Achievable Economic RVT Potential | 0 | 0 | 0 | 0 | 0 | 0 | 0 | 0 | 0 | 0 | 0 | 0 | 0 | 0 | 0 | 0 | 0 | 0 | 0 | 0 | 0 | 0 | 0 | 0 | 0 | 0 | 0 | 0 | 0 | 0 | 0
F9_Industrial_Primary Metals_New_Space Heating_Natural Gas_Gas Boiler - Insulate Hot Water Lines_A_Achievable Economic RVT Potential | F9 | Industrial | Primary Metals | New | Space Heating | Natural Gas | Gas Boiler - Insulate Hot Water Lines | A | Cumulative Winter Peak Savings (MW) | Achievable Economic RVT Potential | 0 | 0 | 0 | 0 | 0 | 0 | 0 | 0 | 0 | 0 | 0 | 0 | 0 | 0 | 0 | 0 | 0 | 0 | 0 | 0 | 0 | 0 | 0 | 0 | 0 | 0 | 0 | 0 | 0 | 0 | 0
F10_Industrial_Primary Metals_New_Space Heating_Natural Gas_Gas Boiler - Insulate Hot Water Lines_A_Achievable Economic RVT Potential | F10 | Industrial | Primary Metals | New | Space Heating | Natural Gas | Gas Boiler - Insulate Hot Water Lines | A | Purchases (Incremental) | Achievable Economic RVT Potential | 0 | 0 | 0 | 0 | 0 | 0 | 0 | 0 | 0 | 0 | 0 | 0 | 0 | 0 | 0 | 0 | 0 | 0 | 0 | 0 | 0 | 0 | 0 | 0 | 0 | 0 | 0 | 0 | 0 | 0 | 0
F11_Industrial_Primary Metals_New_Space Heating_Natural Gas_Gas Boiler - Insulate Hot Water Lines_A_Achievable Economic RVT Potential | F11 | Industrial | Primary Metals | New | Space Heating | Natural Gas | Gas Boiler - Insulate Hot Water Lines | A | Purchases (Cumulative) | Achievable Economic RVT Potential | 0 | 0 | 0 | 0 | 0 | 0 | 0 | 0 | 0 | 0 | 0 | 0 | 0 | 0 | 0 | 0 | 0 | 0 | 0 | 0 | 0 | 0 | 0 | 0 | 0 | 0 | 0 | 0 | 0 | 0 | 0
F1_Industrial_Primary Metals_New_Process_Natural Gas_Gas Boiler - Insulate Hot Water Lines_A_Achievable Economic RVT Potential | F1 | Industrial | Primary Metals | New | Process | Natural Gas | Gas Boiler - Insulate Hot Water Lines | A | Integrated Unit Energy Savings (kWh or therms) | Achievable Economic RVT Potential | 0 | 0 | 0 | 0 | 0 | 342.4576 | 341.8811 | 341.3659 | 340.8917 | 340.4418 | 340.1904 | 340.0109 | 339.8876 | 339.8088 | 339.7634 | 339.7497 | 339.7594 | 339.7876 | 339.8277 | 339.8737 | 339.9288 | 340.0089 | 340.082 | 340.1489 | 340.2103 | 340.3201 | 340.4217 | 340.516 | 343.1401 | 343.1401 | 343.1401
F2_Industrial_Primary Metals_New_Process_Natural Gas_Gas Boiler - Insulate Hot Water Lines_A_Achievable Economic RVT Potential | F2 | Industrial | Primary Metals | New | Process | Natural Gas | Gas Boiler - Insulate Hot Water Lines | A | Integrated Unit Summer Peak Savings (kW) | Achievable Economic RVT Potential | 0 | 0 | 0 | 0 | 0 | 0 | 0 | 0 | 0 | 0 | 0 | 0 | 0 | 0 | 0 | 0 | 0 | 0 | 0 | 0 | 0 | 0 | 0 | 0 | 0 | 0 | 0 | 0 | 0 | 0 | 0
F3_Industrial_Primary Metals_New_Process_Natural Gas_Gas Boiler - Insulate Hot Water Lines_A_Achievable Economic RVT Potential | F3 | Industrial | Primary Metals | New | Process | Natural Gas | Gas Boiler - Insulate Hot Water Lines | A | Integrated Unit Winter Peak Savings (kW) | Achievable Economic RVT Potential | 0 | 0 | 0 | 0 | 0 | 0 | 0 | 0 | 0 | 0 | 0 | 0 | 0 | 0 | 0 | 0 | 0 | 0 | 0 | 0 | 0 | 0 | 0 | 0 | 0 | 0 | 0 | 0 | 0 | 0 | 0
F4_Industrial_Primary Metals_New_Process_Natural Gas_Gas Boiler - Insulate Hot Water Lines_A_Achievable Economic RVT Potential | F4 | Industrial | Primary Metals | New | Process | Natural Gas | Gas Boiler - Insulate Hot Water Lines | A | Incremental Energy Savings (MWh or mTherms) | Achievable Economic RVT Potential | 0 | 0 | 0 | 0 | 0 | 0 | 0 | 0 | 0 | 0 | 0 | 0 | 0 | 0 | 0 | 0 | 0 | 0 | 0 | 0 | 0 | 0 | 0 | 0 | 0 | 0 | 0 | 0 | 0 | 0 | 0
F5_Industrial_Primary Metals_New_Process_Natural Gas_Gas Boiler - Insulate Hot Water Lines_A_Achievable Economic RVT Potential | F5 | Industrial | Primary Metals | New | Process | Natural Gas | Gas Boiler - Insulate Hot Water Lines | A | Incremental Summer Peak Savings (MW) | Achievable Economic RVT Potential | 0 | 0 | 0 | 0 | 0 | 0 | 0 | 0 | 0 | 0 | 0 | 0 | 0 | 0 | 0 | 0 | 0 | 0 | 0 | 0 | 0 | 0 | 0 | 0 | 0 | 0 | 0 | 0 | 0 | 0 | 0
F6_Industrial_Primary Metals_New_Process_Natural Gas_Gas Boiler - Insulate Hot Water Lines_A_Achievable Economic RVT Potential | F6 | Industrial | Primary Metals | New | Process | Natural Gas | Gas Boiler - Insulate Hot Water Lines | A | Incremental Winter Peak Savings (MW) | Achievable Economic RVT Potential | 0 | 0 | 0 | 0 | 0 | 0 | 0 | 0 | 0 | 0 | 0 | 0 | 0 | 0 | 0 | 0 | 0 | 0 | 0 | 0 | 0 | 0 | 0 | 0 | 0 | 0 | 0 | 0 | 0 | 0 | 0
F7_Industrial_Primary Metals_New_Process_Natural Gas_Gas Boiler - Insulate Hot Water Lines_A_Achievable Economic RVT Potential | F7 | Industrial | Primary Metals | New | Process | Natural Gas | Gas Boiler - Insulate Hot Water Lines | A | Cumulative Energy Savings (MWh or mTherms) | Achievable Economic RVT Potential | 0 | 0 | 0 | 0 | 0 | 0 | 0 | 0 | 0 | 0 | 0 | 0 | 0 | 0 | 0 | 0 | 0 | 0 | 0 | 0 | 0 | 0 | 0 | 0 | 0 | 0 | 0 | 0 | 0 | 0 | 0
F8_Industrial_Primary Metals_New_Process_Natural Gas_Gas Boiler - Insulate Hot Water Lines_A_Achievable Economic RVT Potential | F8 | Industrial | Primary Metals | New | Process | Natural Gas | Gas Boiler - Insulate Hot Water Lines | A | Cumulative Summer Peak Savings (MW) | Achievable Economic RVT Potential | 0 | 0 | 0 | 0 | 0 | 0 | 0 | 0 | 0 | 0 | 0 | 0 | 0 | 0 | 0 | 0 | 0 | 0 | 0 | 0 | 0 | 0 | 0 | 0 | 0 | 0 | 0 | 0 | 0 | 0 | 0
F9_Industrial_Primary Metals_New_Process_Natural Gas_Gas Boiler - Insulate Hot Water Lines_A_Achievable Economic RVT Potential | F9 | Industrial | Primary Metals | New | Process | Natural Gas | Gas Boiler - Insulate Hot Water Lines | A | Cumulative Winter Peak Savings (MW) | Achievable Economic RVT Potential | 0 | 0 | 0 | 0 | 0 | 0 | 0 | 0 | 0 | 0 | 0 | 0 | 0 | 0 | 0 | 0 | 0 | 0 | 0 | 0 | 0 | 0 | 0 | 0 | 0 | 0 | 0 | 0 | 0 | 0 | 0
F10_Industrial_Primary Metals_New_Process_Natural Gas_Gas Boiler - Insulate Hot Water Lines_A_Achievable Economic RVT Potential | F10 | Industrial | Primary Metals | New | Process | Natural Gas | Gas Boiler - Insulate Hot Water Lines | A | Purchases (Incremental) | Achievable Economic RVT Potential | 0 | 0 | 0 | 0 | 0 | 0 | 0 | 0 | 0 | 0 | 0 | 0 | 0 | 0 | 0 | 0 | 0 | 0 | 0 | 0 | 0 | 0 | 0 | 0 | 0 | 0 | 0 | 0 | 0 | 0 | 0
F11_Industrial_Primary Metals_New_Process_Natural Gas_Gas Boiler - Insulate Hot Water Lines_A_Achievable Economic RVT Potential | F11 | Industrial | Primary Metals | New | Process | Natural Gas | Gas Boiler - Insulate Hot Water Lines | A | Purchases (Cumulative) | Achievable Economic RVT Potential | 0 | 0 | 0 | 0 | 0 | 0 | 0 | 0 | 0 | 0 | 0 | 0 | 0 | 0 | 0 | 0 | 0 | 0 | 0 | 0 | 0 | 0 | 0 | 0 | 0 | 0 | 0 | 0 | 0 | 0 | 0
F1_Industrial_Primary Metals_New_Process_Natural Gas_Process - Insulate Heated Process Fluids_A_Achievable Economic RVT Potential | F1 | Industrial | Primary Metals | New | Process | Natural Gas | Process - Insulate Heated Process Fluids | A | Integrated Unit Energy Savings (kWh or therms) | Achievable Economic RVT Potential | 0 | 0 | 0 | 0 | 0 | 1904.566 | 1904.3028 | 1904.0796 | 1903.899 | 1903.7272 | 1903.5896 | 1903.5029 | 1903.4537 | 1903.4317 | 1903.4281 | 1903.4392 | 1903.4598 | 1903.4875 | 1903.5196 | 1903.5543 | 1903.6176 | 1903.675 | 1903.7273 | 1903.7751 | 1903.819 | 1903.8595 | 1903.897 | 1903.9317 | 1904.8967 | 1904.8967 | 1904.8967
F2_Industrial_Primary Metals_New_Process_Natural Gas_Process - Insulate Heated Process Fluids_A_Achievable Economic RVT Potential | F2 | Industrial | Primary Metals | New | Process | Natural Gas | Process - Insulate Heated Process Fluids | A | Integrated Unit Summer Peak Savings (kW) | Achievable Economic RVT Potential | 0 | 0 | 0 | 0 | 0 | 0 | 0 | 0 | 0 | 0 | 0 | 0 | 0 | 0 | 0 | 0 | 0 | 0 | 0 | 0 | 0 | 0 | 0 | 0 | 0 | 0 | 0 | 0 | 0 | 0 | 0
F3_Industrial_Primary Metals_New_Process_Natural Gas_Process - Insulate Heated Process Fluids_A_Achievable Economic RVT Potential | F3 | Industrial | Primary Metals | New | Process | Natural Gas | Process - Insulate Heated Process Fluids | A | Integrated Unit Winter Peak Savings (kW) | Achievable Economic RVT Potential | 0 | 0 | 0 | 0 | 0 | 0 | 0 | 0 | 0 | 0 | 0 | 0 | 0 | 0 | 0 | 0 | 0 | 0 | 0 | 0 | 0 | 0 | 0 | 0 | 0 | 0 | 0 | 0 | 0 | 0 | 0
F4_Industrial_Primary Metals_New_Process_Natural Gas_Process - Insulate Heated Process Fluids_A_Achievable Economic RVT Potential | F4 | Industrial | Primary Metals | New | Process | Natural Gas | Process - Insulate Heated Process Fluids | A | Incremental Energy Savings (MWh or mTherms) | Achievable Economic RVT Potential | 0 | 0 | 0 | 0 | 0 | 0 | 0 | 0 | 0 | 0 | 0 | 0 | 0 | 0 | 0 | 0 | 0 | 0 | 0 | 0 | 0 | 0 | 0 | 0 | 0 | 0 | 0 | 0 | 0 | 0 | 0
F5_Industrial_Primary Metals_New_Process_Natural Gas_Process - Insulate Heated Process Fluids_A_Achievable Economic RVT Potential | F5 | Industrial | Primary Metals | New | Process | Natural Gas | Process - Insulate Heated Process Fluids | A | Incremental Summer Peak Savings (MW) | Achievable Economic RVT Potential | 0 | 0 | 0 | 0 | 0 | 0 | 0 | 0 | 0 | 0 | 0 | 0 | 0 | 0 | 0 | 0 | 0 | 0 | 0 | 0 | 0 | 0 | 0 | 0 | 0 | 0 | 0 | 0 | 0 | 0 | 0
F6_Industrial_Primary Metals_New_Process_Natural Gas_Process - Insulate Heated Process Fluids_A_Achievable Economic RVT Potential | F6 | Industrial | Primary Metals | New | Process | Natural Gas | Process - Insulate Heated Process Fluids | A | Incremental Winter Peak Savings (MW) | Achievable Economic RVT Potential | 0 | 0 | 0 | 0 | 0 | 0 | 0 | 0 | 0 | 0 | 0 | 0 | 0 | 0 | 0 | 0 | 0 | 0 | 0 | 0 | 0 | 0 | 0 | 0 | 0 | 0 | 0 | 0 | 0 | 0 | 0
F7_Industrial_Primary Metals_New_Process_Natural Gas_Process - Insulate Heated Process Fluids_A_Achievable Economic RVT Potential | F7 | Industrial | Primary Metals | New | Process | Natural Gas | Process - Insulate Heated Process Fluids | A | Cumulative Energy Savings (MWh or mTherms) | Achievable Economic RVT Potential | 0 | 0 | 0 | 0 | 0 | 0 | 0 | 0 | 0 | 0 | 0 | 0 | 0 | 0 | 0 | 0 | 0 | 0 | 0 | 0 | 0 | 0 | 0 | 0 | 0 | 0 | 0 | 0 | 0 | 0 | 0
F8_Industrial_Primary Metals_New_Process_Natural Gas_Process - Insulate Heated Process Fluids_A_Achievable Economic RVT Potential | F8 | Industrial | Primary Metals | New | Process | Natural Gas | Process - Insulate Heated Process Fluids | A | Cumulative Summer Peak Savings (MW) | Achievable Economic RVT Potential | 0 | 0 | 0 | 0 | 0 | 0 | 0 | 0 | 0 | 0 | 0 | 0 | 0 | 0 | 0 | 0 | 0 | 0 | 0 | 0 | 0 | 0 | 0 | 0 | 0 | 0 | 0 | 0 | 0 | 0 | 0
F9_Industrial_Primary Metals_New_Process_Natural Gas_Process - Insulate Heated Process Fluids_A_Achievable Economic RVT Potential | F9 | Industrial | Primary Metals | New | Process | Natural Gas | Process - Insulate Heated Process Fluids | A | Cumulative Winter Peak Savings (MW) | Achievable Economic RVT Potential | 0 | 0 | 0 | 0 | 0 | 0 | 0 | 0 | 0 | 0 | 0 | 0 | 0 | 0 | 0 | 0 | 0 | 0 | 0 | 0 | 0 | 0 | 0 | 0 | 0 | 0 | 0 | 0 | 0 | 0 | 0
F10_Industrial_Primary Metals_New_Process_Natural Gas_Process - Insulate Heated Process Fluids_A_Achievable Economic RVT Potential | F10 | Industrial | Primary Metals | New | Process | Natural Gas | Process - Insulate Heated Process Fluids | A | Purchases (Incremental) | Achievable Economic RVT Potential | 0 | 0 | 0 | 0 | 0 | 0 | 0 | 0 | 0 | 0 | 0 | 0 | 0 | 0 | 0 | 0 | 0 | 0 | 0 | 0 | 0 | 0 | 0 | 0 | 0 | 0 | 0 | 0 | 0 | 0 | 0
F11_Industrial_Primary Metals_New_Process_Natural Gas_Process - Insulate Heated Process Fluids_A_Achievable Economic RVT Potential | F11 | Industrial | Primary Metals | New | Process | Natural Gas | Process - Insulate Heated Process Fluids | A | Purchases (Cumulative) | Achievable Economic RVT Potential | 0 | 0 | 0 | 0 | 0 | 0 | 0 | 0 | 0 | 0 | 0 | 0 | 0 | 0 | 0 | 0 | 0 | 0 | 0 | 0 | 0 | 0 | 0 | 0 | 0 | 0 | 0 | 0 | 0 | 0 | 0
F1_Industrial_Primary Metals_New_Process_Natural Gas_Process Heat Recovery_A_Achievable Economic RVT Potential | F1 | Industrial | Primary Metals | New | Process | Natural Gas | Process Heat Recovery | A | Integrated Unit Energy Savings (kWh or therms) | Achievable Economic RVT Potential | 0 | 0 | 0 | 0 | 0 | 3.7706 | 3.7638 | 3.7577 | 3.7521 | 3.7468 | 3.7437 | 3.7414 | 3.7397 | 3.7385 | 3.7377 | 3.7373 | 3.7371 | 3.7371 | 3.7372 | 3.7374 | 3.7377 | 3.7383 | 3.7388 | 3.7393 | 3.7396 | 3.7411 | 3.7425 | 3.7437 | 0 | 0 | 0
F2_Industrial_Primary Metals_New_Process_Natural Gas_Process Heat Recovery_A_Achievable Economic RVT Potential | F2 | Industrial | Primary Metals | New | Process | Natural Gas | Process Heat Recovery | A | Integrated Unit Summer Peak Savings (kW) | Achievable Economic RVT Potential | 0 | 0 | 0 | 0 | 0 | 0 | 0 | 0 | 0 | 0 | 0 | 0 | 0 | 0 | 0 | 0 | 0 | 0 | 0 | 0 | 0 | 0 | 0 | 0 | 0 | 0 | 0 | 0 | 0 | 0 | 0
F3_Industrial_Primary Metals_New_Process_Natural Gas_Process Heat Recovery_A_Achievable Economic RVT Potential | F3 | Industrial | Primary Metals | New | Process | Natural Gas | Process Heat Recovery | A | Integrated Unit Winter Peak Savings (kW) | Achievable Economic RVT Potential | 0 | 0 | 0 | 0 | 0 | 0 | 0 | 0 | 0 | 0 | 0 | 0 | 0 | 0 | 0 | 0 | 0 | 0 | 0 | 0 | 0 | 0 | 0 | 0 | 0 | 0 | 0 | 0 | 0 | 0 | 0
F4_Industrial_Primary Metals_New_Process_Natural Gas_Process Heat Recovery_A_Achievable Economic RVT Potential | F4 | Industrial | Primary Metals | New | Process | Natural Gas | Process Heat Recovery | A | Incremental Energy Savings (MWh or mTherms) | Achievable Economic RVT Potential | 0 | 0 | 0 | 0 | 0 | 0 | 0 | 0 | 0 | 0 | 0 | 0 | 0 | 0 | 0 | 0 | 0 | 0 | 0 | 0 | 0 | 0 | 0 | 0 | 0 | 0 | 0 | 0 | 0 | 0 | 0
F5_Industrial_Primary Metals_New_Process_Natural Gas_Process Heat Recovery_A_Achievable Economic RVT Potential | F5 | Industrial | Primary Metals | New | Process | Natural Gas | Process Heat Recovery | A | Incremental Summer Peak Savings (MW) | Achievable Economic RVT Potential | 0 | 0 | 0 | 0 | 0 | 0 | 0 | 0 | 0 | 0 | 0 | 0 | 0 | 0 | 0 | 0 | 0 | 0 | 0 | 0 | 0 | 0 | 0 | 0 | 0 | 0 | 0 | 0 | 0 | 0 | 0
F6_Industrial_Primary Metals_New_Process_Natural Gas_Process Heat Recovery_A_Achievable Economic RVT Potential | F6 | Industrial | Primary Metals | New | Process | Natural Gas | Process Heat Recovery | A | Incremental Winter Peak Savings (MW) | Achievable Economic RVT Potential | 0 | 0 | 0 | 0 | 0 | 0 | 0 | 0 | 0 | 0 | 0 | 0 | 0 | 0 | 0 | 0 | 0 | 0 | 0 | 0 | 0 | 0 | 0 | 0 | 0 | 0 | 0 | 0 | 0 | 0 | 0
F7_Industrial_Primary Metals_New_Process_Natural Gas_Process Heat Recovery_A_Achievable Economic RVT Potential | F7 | Industrial | Primary Metals | New | Process | Natural Gas | Process Heat Recovery | A | Cumulative Energy Savings (MWh or mTherms) | Achievable Economic RVT Potential | 0 | 0 | 0 | 0 | 0 | 0 | 0 | 0 | 0 | 0 | 0 | 0 | 0 | 0 | 0 | 0 | 0 | 0 | 0 | 0 | 0 | 0 | 0 | 0 | 0 | 0 | 0 | 0 | 0 | 0 | 0
F8_Industrial_Primary Metals_New_Process_Natural Gas_Process Heat Recovery_A_Achievable Economic RVT Potential | F8 | Industrial | Primary Metals | New | Process | Natural Gas | Process Heat Recovery | A | Cumulative Summer Peak Savings (MW) | Achievable Economic RVT Potential | 0 | 0 | 0 | 0 | 0 | 0 | 0 | 0 | 0 | 0 | 0 | 0 | 0 | 0 | 0 | 0 | 0 | 0 | 0 | 0 | 0 | 0 | 0 | 0 | 0 | 0 | 0 | 0 | 0 | 0 | 0
F9_Industrial_Primary Metals_New_Process_Natural Gas_Process Heat Recovery_A_Achievable Economic RVT Potential | F9 | Industrial | Primary Metals | New | Process | Natural Gas | Process Heat Recovery | A | Cumulative Winter Peak Savings (MW) | Achievable Economic RVT Potential | 0 | 0 | 0 | 0 | 0 | 0 | 0 | 0 | 0 | 0 | 0 | 0 | 0 | 0 | 0 | 0 | 0 | 0 | 0 | 0 | 0 | 0 | 0 | 0 | 0 | 0 | 0 | 0 | 0 | 0 | 0
F10_Industrial_Primary Metals_New_Process_Natural Gas_Process Heat Recovery_A_Achievable Economic RVT Potential | F10 | Industrial | Primary Metals | New | Process | Natural Gas | Process Heat Recovery | A | Purchases (Incremental) | Achievable Economic RVT Potential | 0 | 0 | 0 | 0 | 0 | 0 | 0 | 0 | 0 | 0 | 0 | 0 | 0 | 0 | 0 | 0 | 0 | 0 | 0 | 0 | 0 | 0 | 0 | 0 | 0 | 0 | 0 | 0 | 0 | 0 | 0
F11_Industrial_Primary Metals_New_Process_Natural Gas_Process Heat Recovery_A_Achievable Economic RVT Potential | F11 | Industrial | Primary Metals | New | Process | Natural Gas | Process Heat Recovery | A | Purchases (Cumulative) | Achievable Economic RVT Potential | 0 | 0 | 0 | 0 | 0 | 0 | 0 | 0 | 0 | 0 | 0 | 0 | 0 | 0 | 0 | 0 | 0 | 0 | 0 | 0 | 0 | 0 | 0 | 0 | 0 | 0 | 0 | 0 | 0 | 0 | 0
F1_Industrial_Primary Metals_New_Space Heating_Natural Gas_Building Automation System_A_Achievable Economic RVT Potential | F1 | Industrial | Primary Metals | New | Space Heating | Natural Gas | Building Automation System | A | Integrated Unit Energy Savings (kWh or therms) | Achievable Economic RVT Potential | 0 | 0 | 0 | 0 | 0 | 0.014537 | 0.014292 | 0.014088 | 0.013913 | 0.013756 | 0.013619 | 0.013455 | 0.013279 | 0.013101 | 0.012925 | 0.012767 | 0.012625 | 0.012505 | 0.012345 | 0.012221 | 0.012128 | 0.012053 | 0.012012 | 0.011984 | 0.011968 | 0.01196 | 0.011956 | 0.011956 | 0 | 0 | 0
F2_Industrial_Primary Metals_New_Space Heating_Natural Gas_Building Automation System_A_Achievable Economic RVT Potential | F2 | Industrial | Primary Metals | New | Space Heating | Natural Gas | Building Automation System | A | Integrated Unit Summer Peak Savings (kW) | Achievable Economic RVT Potential | 0 | 0 | 0 | 0 | 0 | 0 | 0 | 0 | 0 | 0 | 0 | 0 | 0 | 0 | 0 | 0 | 0 | 0 | 0 | 0 | 0 | 0 | 0 | 0 | 0 | 0 | 0 | 0 | 0 | 0 | 0
F3_Industrial_Primary Metals_New_Space Heating_Natural Gas_Building Automation System_A_Achievable Economic RVT Potential | F3 | Industrial | Primary Metals | New | Space Heating | Natural Gas | Building Automation System | A | Integrated Unit Winter Peak Savings (kW) | Achievable Economic RVT Potential | 0 | 0 | 0 | 0 | 0 | 0 | 0 | 0 | 0 | 0 | 0 | 0 | 0 | 0 | 0 | 0 | 0 | 0 | 0 | 0 | 0 | 0 | 0 | 0 | 0 | 0 | 0 | 0 | 0 | 0 | 0
F4_Industrial_Primary Metals_New_Space Heating_Natural Gas_Building Automation System_A_Achievable Economic RVT Potential | F4 | Industrial | Primary Metals | New | Space Heating | Natural Gas | Building Automation System | A | Incremental Energy Savings (MWh or mTherms) | Achievable Economic RVT Potential | 0 | 0 | 0 | 0 | 0 | 0.00010768 | 0.00025069 | 0.00050716 | 0.00092389 | 0.0015504 | 0.0024311 | 0.0035759 | 0.0049689 | 0.0065429 | 0.0081616 | 0.0096557 | 0.010794 | 0.011369 | 0.011166 | 0.010225 | 0.0088071 | 0.0070079 | 0.0050512 | 0.0033571 | 0.0022755 | 0.002135 | 0.0031775 | 0.0044739 | 0 | 0 | 0
F5_Industrial_Primary Metals_New_Space Heating_Natural Gas_Building Automation System_A_Achievable Economic RVT Potential | F5 | Industrial | Primary Metals | New | Space Heating | Natural Gas | Building Automation System | A | Incremental Summer Peak Savings (MW) | Achievable Economic RVT Potential | 0 | 0 | 0 | 0 | 0 | 0 | 0 | 0 | 0 | 0 | 0 | 0 | 0 | 0 | 0 | 0 | 0 | 0 | 0 | 0 | 0 | 0 | 0 | 0 | 0 | 0 | 0 | 0 | 0 | 0 | 0
F6_Industrial_Primary Metals_New_Space Heating_Natural Gas_Building Automation System_A_Achievable Economic RVT Potential | F6 | Industrial | Primary Metals | New | Space Heating | Natural Gas | Building Automation System | A | Incremental Winter Peak Savings (MW) | Achievable Economic RVT Potential | 0 | 0 | 0 | 0 | 0 | 0 | 0 | 0 | 0 | 0 | 0 | 0 | 0 | 0 | 0 | 0 | 0 | 0 | 0 | 0 | 0 | 0 | 0 | 0 | 0 | 0 | 0 | 0 | 0 | 0 | 0
F7_Industrial_Primary Metals_New_Space Heating_Natural Gas_Building Automation System_A_Achievable Economic RVT Potential | F7 | Industrial | Primary Metals | New | Space Heating | Natural Gas | Building Automation System | A | Cumulative Energy Savings (MWh or mTherms) | Achievable Economic RVT Potential | 0 | 0 | 0 | 0 | 0 | 0.00010768 | 0.00035655 | 0.00085864 | 0.0017718 | 0.0033022 | 0.0057004 | 0.0092078 | 0.014056 | 0.020411 | 0.028299 | 0.037608 | 0.047982 | 0.058897 | 0.069308 | 0.07884 | 0.086954 | 0.093215 | 0.097514 | 0.099854 | 0.10064 | 0.10058 | 0.10054 | 0.10054 | 0 | 0 | 0
F8_Industrial_Primary Metals_New_Space Heating_Natural Gas_Building Automation System_A_Achievable Economic RVT Potential | F8 | Industrial | Primary Metals | New | Space Heating | Natural Gas | Building Automation System | A | Cumulative Summer Peak Savings (MW) | Achievable Economic RVT Potential | 0 | 0 | 0 | 0 | 0 | 0 | 0 | 0 | 0 | 0 | 0 | 0 | 0 | 0 | 0 | 0 | 0 | 0 | 0 | 0 | 0 | 0 | 0 | 0 | 0 | 0 | 0 | 0 | 0 | 0 | 0
F9_Industrial_Primary Metals_New_Space Heating_Natural Gas_Building Automation System_A_Achievable Economic RVT Potential | F9 | Industrial | Primary Metals | New | Space Heating | Natural Gas | Building Automation System | A | Cumulative Winter Peak Savings (MW) | Achievable Economic RVT Potential | 0 | 0 | 0 | 0 | 0 | 0 | 0 | 0 | 0 | 0 | 0 | 0 | 0 | 0 | 0 | 0 | 0 | 0 | 0 | 0 | 0 | 0 | 0 | 0 | 0 | 0 | 0 | 0 | 0 | 0 | 0
F10_Industrial_Primary Metals_New_Space Heating_Natural Gas_Building Automation System_A_Achievable Economic RVT Potential | F10 | Industrial | Primary Metals | New | Space Heating | Natural Gas | Building Automation System | A | Purchases (Incremental) | Achievable Economic RVT Potential | 0 | 0 | 0 | 0 | 0 | 7.4069 | 17.541 | 35.9983 | 66.4046 | 112.712 | 178.5127 | 265.7714 | 374.1996 | 499.435 | 631.4442 | 756.2943 | 854.9779 | 909.1875 | 904.5593 | 836.6976 | 726.2074 | 581.4315 | 420.5259 | 280.1252 | 190.1361 | 178.5127 | 265.7714 | 374.1996 | 499.435 | 631.4442 | 756.2943
F11_Industrial_Primary Metals_New_Space Heating_Natural Gas_Building Automation System_A_Achievable Economic RVT Potential | F11 | Industrial | Primary Metals | New | Space Heating | Natural Gas | Building Automation System | A | Purchases (Cumulative) | Achievable Economic RVT Potential | 0 | 0 | 0 | 0 | 0 | 7.4069 | 24.9478 | 60.9461 | 127.3507 | 240.0628 | 418.5755 | 684.3469 | 1058.5465 | 1557.9815 | 2189.4258 | 2945.7201 | 3800.698 | 4709.8855 | 5614.4448 | 6451.1424 | 7169.9429 | 7733.8334 | 8118.3611 | 8332.0817 | 8409.5058 | 8409.5058 | 8409.5058 | 8409.5058 | 8409.5058 | 8409.5058 | 8409.5058
F1_Industrial_Primary Metals_New_Space Heating_Natural Gas_Steam System Efficiency Improvements_A_Achievable Economic RVT Potential | F1 | Industrial | Primary Metals | New | Space Heating | Natural Gas | Steam System Efficiency Improvements | A | Integrated Unit Energy Savings (kWh or therms) | Achievable Economic RVT Potential | 0 | 0 | 0 | 0 | 0 | 0 | 0 | 0 | 0 | 0 | 0 | 0 | 0 | 0 | 0 | 0 | 0 | 0 | 0 | 0 | 0 | 0 | 0 | 0 | 0 | 0 | 0 | 0 | 0 | 0 | 0
F2_Industrial_Primary Metals_New_Space Heating_Natural Gas_Steam System Efficiency Improvements_A_Achievable Economic RVT Potential | F2 | Industrial | Primary Metals | New | Space Heating | Natural Gas | Steam System Efficiency Improvements | A | Integrated Unit Summer Peak Savings (kW) | Achievable Economic RVT Potential | 0 | 0 | 0 | 0 | 0 | 0 | 0 | 0 | 0 | 0 | 0 | 0 | 0 | 0 | 0 | 0 | 0 | 0 | 0 | 0 | 0 | 0 | 0 | 0 | 0 | 0 | 0 | 0 | 0 | 0 | 0
F3_Industrial_Primary Metals_New_Space Heating_Natural Gas_Steam System Efficiency Improvements_A_Achievable Economic RVT Potential | F3 | Industrial | Primary Metals | New | Space Heating | Natural Gas | Steam System Efficiency Improvements | A | Integrated Unit Winter Peak Savings (kW) | Achievable Economic RVT Potential | 0 | 0 | 0 | 0 | 0 | 0 | 0 | 0 | 0 | 0 | 0 | 0 | 0 | 0 | 0 | 0 | 0 | 0 | 0 | 0 | 0 | 0 | 0 | 0 | 0 | 0 | 0 | 0 | 0 | 0 | 0
F4_Industrial_Primary Metals_New_Space Heating_Natural Gas_Steam System Efficiency Improvements_A_Achievable Economic RVT Potential | F4 | Industrial | Primary Metals | New | Space Heating | Natural Gas | Steam System Efficiency Improvements | A | Incremental Energy Savings (MWh or mTherms) | Achievable Economic RVT Potential | 0 | 0 | 0 | 0 | 0 | 0 | 0 | 0 | 0 | 0 | 0 | 0 | 0 | 0 | 0 | 0 | 0 | 0 | 0 | 0 | 0 | 0 | 0 | 0 | 0 | 0 | 0 | 0 | 0 | 0 | 0
F5_Industrial_Primary Metals_New_Space Heating_Natural Gas_Steam System Efficiency Improvements_A_Achievable Economic RVT Potential | F5 | Industrial | Primary Metals | New | Space Heating | Natural Gas | Steam System Efficiency Improvements | A | Incremental Summer Peak Savings (MW) | Achievable Economic RVT Potential | 0 | 0 | 0 | 0 | 0 | 0 | 0 | 0 | 0 | 0 | 0 | 0 | 0 | 0 | 0 | 0 | 0 | 0 | 0 | 0 | 0 | 0 | 0 | 0 | 0 | 0 | 0 | 0 | 0 | 0 | 0
F6_Industrial_Primary Metals_New_Space Heating_Natural Gas_Steam System Efficiency Improvements_A_Achievable Economic RVT Potential | F6 | Industrial | Primary Metals | New | Space Heating | Natural Gas | Steam System Efficiency Improvements | A | Incremental Winter Peak Savings (MW) | Achievable Economic RVT Potential | 0 | 0 | 0 | 0 | 0 | 0 | 0 | 0 | 0 | 0 | 0 | 0 | 0 | 0 | 0 | 0 | 0 | 0 | 0 | 0 | 0 | 0 | 0 | 0 | 0 | 0 | 0 | 0 | 0 | 0 | 0
F7_Industrial_Primary Metals_New_Space Heating_Natural Gas_Steam System Efficiency Improvements_A_Achievable Economic RVT Potential | F7 | Industrial | Primary Metals | New | Space Heating | Natural Gas | Steam System Efficiency Improvements | A | Cumulative Energy Savings (MWh or mTherms) | Achievable Economic RVT Potential | 0 | 0 | 0 | 0 | 0 | 0 | 0 | 0 | 0 | 0 | 0 | 0 | 0 | 0 | 0 | 0 | 0 | 0 | 0 | 0 | 0 | 0 | 0 | 0 | 0 | 0 | 0 | 0 | 0 | 0 | 0
F8_Industrial_Primary Metals_New_Space Heating_Natural Gas_Steam System Efficiency Improvements_A_Achievable Economic RVT Potential | F8 | Industrial | Primary Metals | New | Space Heating | Natural Gas | Steam System Efficiency Improvements | A | Cumulative Summer Peak Savings (MW) | Achievable Economic RVT Potential | 0 | 0 | 0 | 0 | 0 | 0 | 0 | 0 | 0 | 0 | 0 | 0 | 0 | 0 | 0 | 0 | 0 | 0 | 0 | 0 | 0 | 0 | 0 | 0 | 0 | 0 | 0 | 0 | 0 | 0 | 0
F9_Industrial_Primary Metals_New_Space Heating_Natural Gas_Steam System Efficiency Improvements_A_Achievable Economic RVT Potential | F9 | Industrial | Primary Metals | New | Space Heating | Natural Gas | Steam System Efficiency Improvements | A | Cumulative Winter Peak Savings (MW) | Achievable Economic RVT Potential | 0 | 0 | 0 | 0 | 0 | 0 | 0 | 0 | 0 | 0 | 0 | 0 | 0 | 0 | 0 | 0 | 0 | 0 | 0 | 0 | 0 | 0 | 0 | 0 | 0 | 0 | 0 | 0 | 0 | 0 | 0
F10_Industrial_Primary Metals_New_Space Heating_Natural Gas_Steam System Efficiency Improvements_A_Achievable Economic RVT Potential | F10 | Industrial | Primary Metals | New | Space Heating | Natural Gas | Steam System Efficiency Improvements | A | Purchases (Incremental) | Achievable Economic RVT Potential | 0 | 0 | 0 | 0 | 0 | 0 | 0 | 0 | 0 | 0 | 0 | 0 | 0 | 0 | 0 | 0 | 0 | 0 | 0 | 0 | 0 | 0 | 0 | 0 | 0 | 0 | 0 | 0 | 0 | 0 | 0
F11_Industrial_Primary Metals_New_Space Heating_Natural Gas_Steam System Efficiency Improvements_A_Achievable Economic RVT Potential | F11 | Industrial | Primary Metals | New | Space Heating | Natural Gas | Steam System Efficiency Improvements | A | Purchases (Cumulative) | Achievable Economic RVT Potential | 0 | 0 | 0 | 0 | 0 | 0 | 0 | 0 | 0 | 0 | 0 | 0 | 0 | 0 | 0 | 0 | 0 | 0 | 0 | 0 | 0 | 0 | 0 | 0 | 0 | 0 | 0 | 0 | 0 | 0 | 0
F1_Industrial_Primary Metals_New_Process_Natural Gas_Steam System Efficiency Improvements_A_Achievable Economic RVT Potential | F1 | Industrial | Primary Metals | New | Process | Natural Gas | Steam System Efficiency Improvements | A | Integrated Unit Energy Savings (kWh or therms) | Achievable Economic RVT Potential | 0 | 0 | 0 | 0 | 0 | 0.13374 | 0.1335 | 0.13328 | 0.13308 | 0.13289 | 0.13278 | 0.1327 | 0.13264 | 0.1326 | 0.13257 | 0.13255 | 0.13255 | 0.13255 | 0.13255 | 0.13256 | 0.13257 | 0.13259 | 0.13261 | 0.13262 | 0.13264 | 0.13269 | 0.13274 | 0.13278 | 0.13402 | 0.13402 | 0.13402
F2_Industrial_Primary Metals_New_Process_Natural Gas_Steam System Efficiency Improvements_A_Achievable Economic RVT Potential | F2 | Industrial | Primary Metals | New | Process | Natural Gas | Steam System Efficiency Improvements | A | Integrated Unit Summer Peak Savings (kW) | Achievable Economic RVT Potential | 0 | 0 | 0 | 0 | 0 | 0 | 0 | 0 | 0 | 0 | 0 | 0 | 0 | 0 | 0 | 0 | 0 | 0 | 0 | 0 | 0 | 0 | 0 | 0 | 0 | 0 | 0 | 0 | 0 | 0 | 0
F3_Industrial_Primary Metals_New_Process_Natural Gas_Steam System Efficiency Improvements_A_Achievable Economic RVT Potential | F3 | Industrial | Primary Metals | New | Process | Natural Gas | Steam System Efficiency Improvements | A | Integrated Unit Winter Peak Savings (kW) | Achievable Economic RVT Potential | 0 | 0 | 0 | 0 | 0 | 0 | 0 | 0 | 0 | 0 | 0 | 0 | 0 | 0 | 0 | 0 | 0 | 0 | 0 | 0 | 0 | 0 | 0 | 0 | 0 | 0 | 0 | 0 | 0 | 0 | 0
F4_Industrial_Primary Metals_New_Process_Natural Gas_Steam System Efficiency Improvements_A_Achievable Economic RVT Potential | F4 | Industrial | Primary Metals | New | Process | Natural Gas | Steam System Efficiency Improvements | A | Incremental Energy Savings (MWh or mTherms) | Achievable Economic RVT Potential | 0 | 0 | 0 | 0 | 0 | 0 | 0 | 0 | 0 | 0 | 0 | 0 | 0 | 0 | 0 | 0 | 0 | 0 | 0 | 0 | 0 | 0 | 0 | 0 | 0 | 0 | 0 | 0 | 0 | 0 | 0
F5_Industrial_Primary Metals_New_Process_Natural Gas_Steam System Efficiency Improvements_A_Achievable Economic RVT Potential | F5 | Industrial | Primary Metals | New | Process | Natural Gas | Steam System Efficiency Improvements | A | Incremental Summer Peak Savings (MW) | Achievable Economic RVT Potential | 0 | 0 | 0 | 0 | 0 | 0 | 0 | 0 | 0 | 0 | 0 | 0 | 0 | 0 | 0 | 0 | 0 | 0 | 0 | 0 | 0 | 0 | 0 | 0 | 0 | 0 | 0 | 0 | 0 | 0 | 0
F6_Industrial_Primary Metals_New_Process_Natural Gas_Steam System Efficiency Improvements_A_Achievable Economic RVT Potential | F6 | Industrial | Primary Metals | New | Process | Natural Gas | Steam System Efficiency Improvements | A | Incremental Winter Peak Savings (MW) | Achievable Economic RVT Potential | 0 | 0 | 0 | 0 | 0 | 0 | 0 | 0 | 0 | 0 | 0 | 0 | 0 | 0 | 0 | 0 | 0 | 0 | 0 | 0 | 0 | 0 | 0 | 0 | 0 | 0 | 0 | 0 | 0 | 0 | 0
F7_Industrial_Primary Metals_New_Process_Natural Gas_Steam System Efficiency Improvements_A_Achievable Economic RVT Potential | F7 | Industrial | Primary Metals | New | Process | Natural Gas | Steam System Efficiency Improvements | A | Cumulative Energy Savings (MWh or mTherms) | Achievable Economic RVT Potential | 0 | 0 | 0 | 0 | 0 | 0 | 0 | 0 | 0 | 0 | 0 | 0 | 0 | 0 | 0 | 0 | 0 | 0 | 0 | 0 | 0 | 0 | 0 | 0 | 0 | 0 | 0 | 0 | 0 | 0 | 0
F8_Industrial_Primary Metals_New_Process_Natural Gas_Steam System Efficiency Improvements_A_Achievable Economic RVT Potential | F8 | Industrial | Primary Metals | New | Process | Natural Gas | Steam System Efficiency Improvements | A | Cumulative Summer Peak Savings (MW) | Achievable Economic RVT Potential | 0 | 0 | 0 | 0 | 0 | 0 | 0 | 0 | 0 | 0 | 0 | 0 | 0 | 0 | 0 | 0 | 0 | 0 | 0 | 0 | 0 | 0 | 0 | 0 | 0 | 0 | 0 | 0 | 0 | 0 | 0
F9_Industrial_Primary Metals_New_Process_Natural Gas_Steam System Efficiency Improvements_A_Achievable Economic RVT Potential | F9 | Industrial | Primary Metals | New | Process | Natural Gas | Steam System Efficiency Improvements | A | Cumulative Winter Peak Savings (MW) | Achievable Economic RVT Potential | 0 | 0 | 0 | 0 | 0 | 0 | 0 | 0 | 0 | 0 | 0 | 0 | 0 | 0 | 0 | 0 | 0 | 0 | 0 | 0 | 0 | 0 | 0 | 0 | 0 | 0 | 0 | 0 | 0 | 0 | 0
F10_Industrial_Primary Metals_New_Process_Natural Gas_Steam System Efficiency Improvements_A_Achievable Economic RVT Potential | F10 | Industrial | Primary Metals | New | Process | Natural Gas | Steam System Efficiency Improvements | A | Purchases (Incremental) | Achievable Economic RVT Potential | 0 | 0 | 0 | 0 | 0 | 0 | 0 | 0 | 0 | 0 | 0 | 0 | 0 | 0 | 0 | 0 | 0 | 0 | 0 | 0 | 0 | 0 | 0 | 0 | 0 | 0 | 0 | 0 | 0 | 0 | 0
F11_Industrial_Primary Metals_New_Process_Natural Gas_Steam System Efficiency Improvements_A_Achievable Economic RVT Potential | F11 | Industrial | Primary Metals | New | Process | Natural Gas | Steam System Efficiency Improvements | A | Purchases (Cumulative) | Achievable Economic RVT Potential | 0 | 0 | 0 | 0 | 0 | 0 | 0 | 0 | 0 | 0 | 0 | 0 | 0 | 0 | 0 | 0 | 0 | 0 | 0 | 0 | 0 | 0 | 0 | 0 | 0 | 0 | 0 | 0 | 0 | 0 | 0
F1_Industrial_Primary Metals_New_Space Heating_Natural Gas_Strategic Energy Management_A_Achievable Economic RVT Potential | F1 | Industrial | Primary Metals | New | Space Heating | Natural Gas | Strategic Energy Management | A | Integrated Unit Energy Savings (kWh or therms) | Achievable Economic RVT Potential | 0 | 0 | 0 | 0 | 0 | 15.3416 | 15.0925 | 14.8866 | 14.7092 | 14.5504 | 14.4065 | 14.2344 | 14.0488 | 13.8611 | 13.6761 | 13.5093 | 13.3589 | 13.2328 | 13.0632 | 12.933 | 12.8342 | 12.7554 | 12.7118 | 12.6832 | 12.6657 | 12.6557 | 12.65 | 12.6485 | 0 | 0 | 0
F2_Industrial_Primary Metals_New_Space Heating_Natural Gas_Strategic Energy Management_A_Achievable Economic RVT Potential | F2 | Industrial | Primary Metals | New | Space Heating | Natural Gas | Strategic Energy Management | A | Integrated Unit Summer Peak Savings (kW) | Achievable Economic RVT Potential | 0 | 0 | 0 | 0 | 0 | 0 | 0 | 0 | 0 | 0 | 0 | 0 | 0 | 0 | 0 | 0 | 0 | 0 | 0 | 0 | 0 | 0 | 0 | 0 | 0 | 0 | 0 | 0 | 0 | 0 | 0
F3_Industrial_Primary Metals_New_Space Heating_Natural Gas_Strategic Energy Management_A_Achievable Economic RVT Potential | F3 | Industrial | Primary Metals | New | Space Heating | Natural Gas | Strategic Energy Management | A | Integrated Unit Winter Peak Savings (kW) | Achievable Economic RVT Potential | 0 | 0 | 0 | 0 | 0 | 0 | 0 | 0 | 0 | 0 | 0 | 0 | 0 | 0 | 0 | 0 | 0 | 0 | 0 | 0 | 0 | 0 | 0 | 0 | 0 | 0 | 0 | 0 | 0 | 0 | 0
F4_Industrial_Primary Metals_New_Space Heating_Natural Gas_Strategic Energy Management_A_Achievable Economic RVT Potential | F4 | Industrial | Primary Metals | New | Space Heating | Natural Gas | Strategic Energy Management | A | Incremental Energy Savings (MWh or mTherms) | Achievable Economic RVT Potential | 0 | 0 | 0 | 0 | 0 | 0 | 0 | 0 | 0 | 0 | 0 | 0 | 0 | 0 | 0 | 0 | 0 | 0 | 0 | 0 | 0 | 0 | 0 | 0 | 0 | 0 | 0 | 0 | 0 | 0 | 0
F5_Industrial_Primary Metals_New_Space Heating_Natural Gas_Strategic Energy Management_A_Achievable Economic RVT Potential | F5 | Industrial | Primary Metals | New | Space Heating | Natural Gas | Strategic Energy Management | A | Incremental Summer Peak Savings (MW) | Achievable Economic RVT Potential | 0 | 0 | 0 | 0 | 0 | 0 | 0 | 0 | 0 | 0 | 0 | 0 | 0 | 0 | 0 | 0 | 0 | 0 | 0 | 0 | 0 | 0 | 0 | 0 | 0 | 0 | 0 | 0 | 0 | 0 | 0
F6_Industrial_Primary Metals_New_Space Heating_Natural Gas_Strategic Energy Management_A_Achievable Economic RVT Potential | F6 | Industrial | Primary Metals | New | Space Heating | Natural Gas | Strategic Energy Management | A | Incremental Winter Peak Savings (MW) | Achievable Economic RVT Potential | 0 | 0 | 0 | 0 | 0 | 0 | 0 | 0 | 0 | 0 | 0 | 0 | 0 | 0 | 0 | 0 | 0 | 0 | 0 | 0 | 0 | 0 | 0 | 0 | 0 | 0 | 0 | 0 | 0 | 0 | 0
F7_Industrial_Primary Metals_New_Space Heating_Natural Gas_Strategic Energy Management_A_Achievable Economic RVT Potential | F7 | Industrial | Primary Metals | New | Space Heating | Natural Gas | Strategic Energy Management | A | Cumulative Energy Savings (MWh or mTherms) | Achievable Economic RVT Potential | 0 | 0 | 0 | 0 | 0 | 0 | 0 | 0 | 0 | 0 | 0 | 0 | 0 | 0 | 0 | 0 | 0 | 0 | 0 | 0 | 0 | 0 | 0 | 0 | 0 | 0 | 0 | 0 | 0 | 0 | 0
F8_Industrial_Primary Metals_New_Space Heating_Natural Gas_Strategic Energy Management_A_Achievable Economic RVT Potential | F8 | Industrial | Primary Metals | New | Space Heating | Natural Gas | Strategic Energy Management | A | Cumulative Summer Peak Savings (MW) | Achievable Economic RVT Potential | 0 | 0 | 0 | 0 | 0 | 0 | 0 | 0 | 0 | 0 | 0 | 0 | 0 | 0 | 0 | 0 | 0 | 0 | 0 | 0 | 0 | 0 | 0 | 0 | 0 | 0 | 0 | 0 | 0 | 0 | 0
F9_Industrial_Primary Metals_New_Space Heating_Natural Gas_Strategic Energy Management_A_Achievable Economic RVT Potential | F9 | Industrial | Primary Metals | New | Space Heating | Natural Gas | Strategic Energy Management | A | Cumulative Winter Peak Savings (MW) | Achievable Economic RVT Potential | 0 | 0 | 0 | 0 | 0 | 0 | 0 | 0 | 0 | 0 | 0 | 0 | 0 | 0 | 0 | 0 | 0 | 0 | 0 | 0 | 0 | 0 | 0 | 0 | 0 | 0 | 0 | 0 | 0 | 0 | 0
F10_Industrial_Primary Metals_New_Space Heating_Natural Gas_Strategic Energy Management_A_Achievable Economic RVT Potential | F10 | Industrial | Primary Metals | New | Space Heating | Natural Gas | Strategic Energy Management | A | Purchases (Incremental) | Achievable Economic RVT Potential | 0 | 0 | 0 | 0 | 0 | 0 | 0 | 0 | 0 | 0 | 0 | 0 | 0 | 0 | 0 | 0 | 0 | 0 | 0 | 0 | 0 | 0 | 0 | 0 | 0 | 0 | 0 | 0 | 0 | 0 | 0
F11_Industrial_Primary Metals_New_Space Heating_Natural Gas_Strategic Energy Management_A_Achievable Economic RVT Potential | F11 | Industrial | Primary Metals | New | Space Heating | Natural Gas | Strategic Energy Management | A | Purchases (Cumulative) | Achievable Economic RVT Potential | 0 | 0 | 0 | 0 | 0 | 0 | 0 | 0 | 0 | 0 | 0 | 0 | 0 | 0 | 0 | 0 | 0 | 0 | 0 | 0 | 0 | 0 | 0 | 0 | 0 | 0 | 0 | 0 | 0 | 0 | 0
F1_Industrial_Primary Metals_New_Process_Natural Gas_Strategic Energy Management_A_Achievable Economic RVT Potential | F1 | Industrial | Primary Metals | New | Process | Natural Gas | Strategic Energy Management | A | Integrated Unit Energy Savings (kWh or therms) | Achievable Economic RVT Potential | 0 | 0 | 0 | 0 | 0 | 100.6764 | 100.5821 | 100.4989 | 100.4234 | 100.3523 | 100.2953 | 100.2589 | 100.2377 | 100.2275 | 100.2248 | 100.2282 | 100.2353 | 100.2454 | 100.2574 | 100.2704 | 100.2857 | 100.3082 | 100.3288 | 100.3476 | 100.3648 | 100.3808 | 100.3955 | 100.4092 | 0 | 0 | 0
F2_Industrial_Primary Metals_New_Process_Natural Gas_Strategic Energy Management_A_Achievable Economic RVT Potential | F2 | Industrial | Primary Metals | New | Process | Natural Gas | Strategic Energy Management | A | Integrated Unit Summer Peak Savings (kW) | Achievable Economic RVT Potential | 0 | 0 | 0 | 0 | 0 | 0 | 0 | 0 | 0 | 0 | 0 | 0 | 0 | 0 | 0 | 0 | 0 | 0 | 0 | 0 | 0 | 0 | 0 | 0 | 0 | 0 | 0 | 0 | 0 | 0 | 0
F3_Industrial_Primary Metals_New_Process_Natural Gas_Strategic Energy Management_A_Achievable Economic RVT Potential | F3 | Industrial | Primary Metals | New | Process | Natural Gas | Strategic Energy Management | A | Integrated Unit Winter Peak Savings (kW) | Achievable Economic RVT Potential | 0 | 0 | 0 | 0 | 0 | 0 | 0 | 0 | 0 | 0 | 0 | 0 | 0 | 0 | 0 | 0 | 0 | 0 | 0 | 0 | 0 | 0 | 0 | 0 | 0 | 0 | 0 | 0 | 0 | 0 | 0
F4_Industrial_Primary Metals_New_Process_Natural Gas_Strategic Energy Management_A_Achievable Economic RVT Potential | F4 | Industrial | Primary Metals | New | Process | Natural Gas | Strategic Energy Management | A | Incremental Energy Savings (MWh or mTherms) | Achievable Economic RVT Potential | 0 | 0 | 0 | 0 | 0 | 0 | 0 | 0 | 0 | 0 | 0 | 0 | 0 | 0 | 0 | 0 | 0 | 0 | 0 | 0 | 0 | 0 | 0 | 0 | 0 | 0 | 0 | 0 | 0 | 0 | 0
F5_Industrial_Primary Metals_New_Process_Natural Gas_Strategic Energy Management_A_Achievable Economic RVT Potential | F5 | Industrial | Primary Metals | New | Process | Natural Gas | Strategic Energy Management | A | Incremental Summer Peak Savings (MW) | Achievable Economic RVT Potential | 0 | 0 | 0 | 0 | 0 | 0 | 0 | 0 | 0 | 0 | 0 | 0 | 0 | 0 | 0 | 0 | 0 | 0 | 0 | 0 | 0 | 0 | 0 | 0 | 0 | 0 | 0 | 0 | 0 | 0 | 0
F6_Industrial_Primary Metals_New_Process_Natural Gas_Strategic Energy Management_A_Achievable Economic RVT Potential | F6 | Industrial | Primary Metals | New | Process | Natural Gas | Strategic Energy Management | A | Incremental Winter Peak Savings (MW) | Achievable Economic RVT Potential | 0 | 0 | 0 | 0 | 0 | 0 | 0 | 0 | 0 | 0 | 0 | 0 | 0 | 0 | 0 | 0 | 0 | 0 | 0 | 0 | 0 | 0 | 0 | 0 | 0 | 0 | 0 | 0 | 0 | 0 | 0
F7_Industrial_Primary Metals_New_Process_Natural Gas_Strategic Energy Management_A_Achievable Economic RVT Potential | F7 | Industrial | Primary Metals | New | Process | Natural Gas | Strategic Energy Management | A | Cumulative Energy Savings (MWh or mTherms) | Achievable Economic RVT Potential | 0 | 0 | 0 | 0 | 0 | 0 | 0 | 0 | 0 | 0 | 0 | 0 | 0 | 0 | 0 | 0 | 0 | 0 | 0 | 0 | 0 | 0 | 0 | 0 | 0 | 0 | 0 | 0 | 0 | 0 | 0
F8_Industrial_Primary Metals_New_Process_Natural Gas_Strategic Energy Management_A_Achievable Economic RVT Potential | F8 | Industrial | Primary Metals | New | Process | Natural Gas | Strategic Energy Management | A | Cumulative Summer Peak Savings (MW) | Achievable Economic RVT Potential | 0 | 0 | 0 | 0 | 0 | 0 | 0 | 0 | 0 | 0 | 0 | 0 | 0 | 0 | 0 | 0 | 0 | 0 | 0 | 0 | 0 | 0 | 0 | 0 | 0 | 0 | 0 | 0 | 0 | 0 | 0
F9_Industrial_Primary Metals_New_Process_Natural Gas_Strategic Energy Management_A_Achievable Economic RVT Potential | F9 | Industrial | Primary Metals | New | Process | Natural Gas | Strategic Energy Management | A | Cumulative Winter Peak Savings (MW) | Achievable Economic RVT Potential | 0 | 0 | 0 | 0 | 0 | 0 | 0 | 0 | 0 | 0 | 0 | 0 | 0 | 0 | 0 | 0 | 0 | 0 | 0 | 0 | 0 | 0 | 0 | 0 | 0 | 0 | 0 | 0 | 0 | 0 | 0
F10_Industrial_Primary Metals_New_Process_Natural Gas_Strategic Energy Management_A_Achievable Economic RVT Potential | F10 | Industrial | Primary Metals | New | Process | Natural Gas | Strategic Energy Management | A | Purchases (Incremental) | Achievable Economic RVT Potential | 0 | 0 | 0 | 0 | 0 | 0 | 0 | 0 | 0 | 0 | 0 | 0 | 0 | 0 | 0 | 0 | 0 | 0 | 0 | 0 | 0 | 0 | 0 | 0 | 0 | 0 | 0 | 0 | 0 | 0 | 0
F11_Industrial_Primary Metals_New_Process_Natural Gas_Strategic Energy Management_A_Achievable Economic RVT Potential | F11 | Industrial | Primary Metals | New | Process | Natural Gas | Strategic Energy Management | A | Purchases (Cumulative) | Achievable Economic RVT Potential | 0 | 0 | 0 | 0 | 0 | 0 | 0 | 0 | 0 | 0 | 0 | 0 | 0 | 0 | 0 | 0 | 0 | 0 | 0 | 0 | 0 | 0 | 0 | 0 | 0 | 0 | 0 | 0 | 0 | 0 | 0
F1_Industrial_Primary Metals_New_Miscellaneous_Natural Gas_Strategic Energy Management_A_Achievable Economic RVT Potential | F1 | Industrial | Primary Metals | New | Miscellaneous | Natural Gas | Strategic Energy Management | A | Integrated Unit Energy Savings (kWh or therms) | Achievable Economic RVT Potential | 0 | 0 | 0 | 0 | 0 | 17.014 | 17.014 | 17.014 | 17.014 | 17.014 | 17.014 | 17.014 | 17.014 | 17.014 | 17.014 | 17.014 | 17.014 | 17.014 | 17.014 | 17.014 | 17.014 | 17.014 | 17.014 | 17.014 | 17.014 | 17.014 | 17.014 | 17.014 | 0 | 0 | 0
F2_Industrial_Primary Metals_New_Miscellaneous_Natural Gas_Strategic Energy Management_A_Achievable Economic RVT Potential | F2 | Industrial | Primary Metals | New | Miscellaneous | Natural Gas | Strategic Energy Management | A | Integrated Unit Summer Peak Savings (kW) | Achievable Economic RVT Potential | 0 | 0 | 0 | 0 | 0 | 0 | 0 | 0 | 0 | 0 | 0 | 0 | 0 | 0 | 0 | 0 | 0 | 0 | 0 | 0 | 0 | 0 | 0 | 0 | 0 | 0 | 0 | 0 | 0 | 0 | 0
F3_Industrial_Primary Metals_New_Miscellaneous_Natural Gas_Strategic Energy Management_A_Achievable Economic RVT Potential | F3 | Industrial | Primary Metals | New | Miscellaneous | Natural Gas | Strategic Energy Management | A | Integrated Unit Winter Peak Savings (kW) | Achievable Economic RVT Potential | 0 | 0 | 0 | 0 | 0 | 0 | 0 | 0 | 0 | 0 | 0 | 0 | 0 | 0 | 0 | 0 | 0 | 0 | 0 | 0 | 0 | 0 | 0 | 0 | 0 | 0 | 0 | 0 | 0 | 0 | 0
F4_Industrial_Primary Metals_New_Miscellaneous_Natural Gas_Strategic Energy Management_A_Achievable Economic RVT Potential | F4 | Industrial | Primary Metals | New | Miscellaneous | Natural Gas | Strategic Energy Management | A | Incremental Energy Savings (MWh or mTherms) | Achievable Economic RVT Potential | 0 | 0 | 0 | 0 | 0 | 0 | 0 | 0 | 0 | 0 | 0 | 0 | 0 | 0 | 0 | 0 | 0 | 0 | 0 | 0 | 0 | 0 | 0 | 0 | 0 | 0 | 0 | 0 | 0 | 0 | 0
F5_Industrial_Primary Metals_New_Miscellaneous_Natural Gas_Strategic Energy Management_A_Achievable Economic RVT Potential | F5 | Industrial | Primary Metals | New | Miscellaneous | Natural Gas | Strategic Energy Management | A | Incremental Summer Peak Savings (MW) | Achievable Economic RVT Potential | 0 | 0 | 0 | 0 | 0 | 0 | 0 | 0 | 0 | 0 | 0 | 0 | 0 | 0 | 0 | 0 | 0 | 0 | 0 | 0 | 0 | 0 | 0 | 0 | 0 | 0 | 0 | 0 | 0 | 0 | 0
F6_Industrial_Primary Metals_New_Miscellaneous_Natural Gas_Strategic Energy Management_A_Achievable Economic RVT Potential | F6 | Industrial | Primary Metals | New | Miscellaneous | Natural Gas | Strategic Energy Management | A | Incremental Winter Peak Savings (MW) | Achievable Economic RVT Potential | 0 | 0 | 0 | 0 | 0 | 0 | 0 | 0 | 0 | 0 | 0 | 0 | 0 | 0 | 0 | 0 | 0 | 0 | 0 | 0 | 0 | 0 | 0 | 0 | 0 | 0 | 0 | 0 | 0 | 0 | 0
F7_Industrial_Primary Metals_New_Miscellaneous_Natural Gas_Strategic Energy Management_A_Achievable Economic RVT Potential | F7 | Industrial | Primary Metals | New | Miscellaneous | Natural Gas | Strategic Energy Management | A | Cumulative Energy Savings (MWh or mTherms) | Achievable Economic RVT Potential | 0 | 0 | 0 | 0 | 0 | 0 | 0 | 0 | 0 | 0 | 0 | 0 | 0 | 0 | 0 | 0 | 0 | 0 | 0 | 0 | 0 | 0 | 0 | 0 | 0 | 0 | 0 | 0 | 0 | 0 | 0
F8_Industrial_Primary Metals_New_Miscellaneous_Natural Gas_Strategic Energy Management_A_Achievable Economic RVT Potential | F8 | Industrial | Primary Metals | New | Miscellaneous | Natural Gas | Strategic Energy Management | A | Cumulative Summer Peak Savings (MW) | Achievable Economic RVT Potential | 0 | 0 | 0 | 0 | 0 | 0 | 0 | 0 | 0 | 0 | 0 | 0 | 0 | 0 | 0 | 0 | 0 | 0 | 0 | 0 | 0 | 0 | 0 | 0 | 0 | 0 | 0 | 0 | 0 | 0 | 0
F9_Industrial_Primary Metals_New_Miscellaneous_Natural Gas_Strategic Energy Management_A_Achievable Economic RVT Potential | F9 | Industrial | Primary Metals | New | Miscellaneous | Natural Gas | Strategic Energy Management | A | Cumulative Winter Peak Savings (MW) | Achievable Economic RVT Potential | 0 | 0 | 0 | 0 | 0 | 0 | 0 | 0 | 0 | 0 | 0 | 0 | 0 | 0 | 0 | 0 | 0 | 0 | 0 | 0 | 0 | 0 | 0 | 0 | 0 | 0 | 0 | 0 | 0 | 0 | 0
F10_Industrial_Primary Metals_New_Miscellaneous_Natural Gas_Strategic Energy Management_A_Achievable Economic RVT Potential | F10 | Industrial | Primary Metals | New | Miscellaneous | Natural Gas | Strategic Energy Management | A | Purchases (Incremental) | Achievable Economic RVT Potential | 0 | 0 | 0 | 0 | 0 | 0 | 0 | 0 | 0 | 0 | 0 | 0 | 0 | 0 | 0 | 0 | 0 | 0 | 0 | 0 | 0 | 0 | 0 | 0 | 0 | 0 | 0 | 0 | 0 | 0 | 0
F11_Industrial_Primary Metals_New_Miscellaneous_Natural Gas_Strategic Energy Management_A_Achievable Economic RVT Potential | F11 | Industrial | Primary Metals | New | Miscellaneous | Natural Gas | Strategic Energy Management | A | Purchases (Cumulative) | Achievable Economic RVT Potential | 0 | 0 | 0 | 0 | 0 | 0 | 0 | 0 | 0 | 0 | 0 | 0 | 0 | 0 | 0 | 0 | 0 | 0 | 0 | 0 | 0 | 0 | 0 | 0 | 0 | 0 | 0 | 0 | 0 | 0 | 0
F1_Industrial_Primary Metals_New_Space Heating_Natural Gas_Commissioning_A_Achievable Economic RVT Potential | F1 | Industrial | Primary Metals | New | Space Heating | Natural Gas | Commissioning | A | Integrated Unit Energy Savings (kWh or therms) | Achievable Economic RVT Potential | 0 | 0 | 0 | 0 | 0 | 20.207 | 19.8789 | 19.6076 | 19.3741 | 19.1649 | 18.9753 | 18.7486 | 18.5042 | 18.2569 | 18.0133 | 17.7936 | 17.5955 | 17.4293 | 17.2061 | 17.0345 | 16.9043 | 16.8006 | 16.7432 | 16.7055 | 16.6825 | 16.6693 | 16.6617 | 16.6599 | 0 | 0 | 0
F2_Industrial_Primary Metals_New_Space Heating_Natural Gas_Commissioning_A_Achievable Economic RVT Potential | F2 | Industrial | Primary Metals | New | Space Heating | Natural Gas | Commissioning | A | Integrated Unit Summer Peak Savings (kW) | Achievable Economic RVT Potential | 0 | 0 | 0 | 0 | 0 | 0 | 0 | 0 | 0 | 0 | 0 | 0 | 0 | 0 | 0 | 0 | 0 | 0 | 0 | 0 | 0 | 0 | 0 | 0 | 0 | 0 | 0 | 0 | 0 | 0 | 0
F3_Industrial_Primary Metals_New_Space Heating_Natural Gas_Commissioning_A_Achievable Economic RVT Potential | F3 | Industrial | Primary Metals | New | Space Heating | Natural Gas | Commissioning | A | Integrated Unit Winter Peak Savings (kW) | Achievable Economic RVT Potential | 0 | 0 | 0 | 0 | 0 | 0 | 0 | 0 | 0 | 0 | 0 | 0 | 0 | 0 | 0 | 0 | 0 | 0 | 0 | 0 | 0 | 0 | 0 | 0 | 0 | 0 | 0 | 0 | 0 | 0 | 0
F4_Industrial_Primary Metals_New_Space Heating_Natural Gas_Commissioning_A_Achievable Economic RVT Potential | F4 | Industrial | Primary Metals | New | Space Heating | Natural Gas | Commissioning | A | Incremental Energy Savings (MWh or mTherms) | Achievable Economic RVT Potential | 0 | 0 | 0 | 0 | 0 | 0 | 0 | 0 | 0 | 0 | 0 | 0 | 0 | 0 | 0 | 0 | 0 | 0 | 0 | 0 | 0 | 0 | 0 | 0 | 0 | 0 | 0 | 0 | 0 | 0 | 0
F5_Industrial_Primary Metals_New_Space Heating_Natural Gas_Commissioning_A_Achievable Economic RVT Potential | F5 | Industrial | Primary Metals | New | Space Heating | Natural Gas | Commissioning | A | Incremental Summer Peak Savings (MW) | Achievable Economic RVT Potential | 0 | 0 | 0 | 0 | 0 | 0 | 0 | 0 | 0 | 0 | 0 | 0 | 0 | 0 | 0 | 0 | 0 | 0 | 0 | 0 | 0 | 0 | 0 | 0 | 0 | 0 | 0 | 0 | 0 | 0 | 0
F6_Industrial_Primary Metals_New_Space Heating_Natural Gas_Commissioning_A_Achievable Economic RVT Potential | F6 | Industrial | Primary Metals | New | Space Heating | Natural Gas | Commissioning | A | Incremental Winter Peak Savings (MW) | Achievable Economic RVT Potential | 0 | 0 | 0 | 0 | 0 | 0 | 0 | 0 | 0 | 0 | 0 | 0 | 0 | 0 | 0 | 0 | 0 | 0 | 0 | 0 | 0 | 0 | 0 | 0 | 0 | 0 | 0 | 0 | 0 | 0 | 0
F7_Industrial_Primary Metals_New_Space Heating_Natural Gas_Commissioning_A_Achievable Economic RVT Potential | F7 | Industrial | Primary Metals | New | Space Heating | Natural Gas | Commissioning | A | Cumulative Energy Savings (MWh or mTherms) | Achievable Economic RVT Potential | 0 | 0 | 0 | 0 | 0 | 0 | 0 | 0 | 0 | 0 | 0 | 0 | 0 | 0 | 0 | 0 | 0 | 0 | 0 | 0 | 0 | 0 | 0 | 0 | 0 | 0 | 0 | 0 | 0 | 0 | 0
F8_Industrial_Primary Metals_New_Space Heating_Natural Gas_Commissioning_A_Achievable Economic RVT Potential | F8 | Industrial | Primary Metals | New | Space Heating | Natural Gas | Commissioning | A | Cumulative Summer Peak Savings (MW) | Achievable Economic RVT Potential | 0 | 0 | 0 | 0 | 0 | 0 | 0 | 0 | 0 | 0 | 0 | 0 | 0 | 0 | 0 | 0 | 0 | 0 | 0 | 0 | 0 | 0 | 0 | 0 | 0 | 0 | 0 | 0 | 0 | 0 | 0
F9_Industrial_Primary Metals_New_Space Heating_Natural Gas_Commissioning_A_Achievable Economic RVT Potential | F9 | Industrial | Primary Metals | New | Space Heating | Natural Gas | Commissioning | A | Cumulative Winter Peak Savings (MW) | Achievable Economic RVT Potential | 0 | 0 | 0 | 0 | 0 | 0 | 0 | 0 | 0 | 0 | 0 | 0 | 0 | 0 | 0 | 0 | 0 | 0 | 0 | 0 | 0 | 0 | 0 | 0 | 0 | 0 | 0 | 0 | 0 | 0 | 0
F10_Industrial_Primary Metals_New_Space Heating_Natural Gas_Commissioning_A_Achievable Economic RVT Potential | F10 | Industrial | Primary Metals | New | Space Heating | Natural Gas | Commissioning | A | Purchases (Incremental) | Achievable Economic RVT Potential | 0 | 0 | 0 | 0 | 0 | 0 | 0 | 0 | 0 | 0 | 0 | 0 | 0 | 0 | 0 | 0 | 0 | 0 | 0 | 0 | 0 | 0 | 0 | 0 | 0 | 0 | 0 | 0 | 0 | 0 | 0
F11_Industrial_Primary Metals_New_Space Heating_Natural Gas_Commissioning_A_Achievable Economic RVT Potential | F11 | Industrial | Primary Metals | New | Space Heating | Natural Gas | Commissioning | A | Purchases (Cumulative) | Achievable Economic RVT Potential | 0 | 0 | 0 | 0 | 0 | 0 | 0 | 0 | 0 | 0 | 0 | 0 | 0 | 0 | 0 | 0 | 0 | 0 | 0 | 0 | 0 | 0 | 0 | 0 | 0 | 0 | 0 | 0 | 0 | 0 | 0
F1_Industrial_Primary Metals_New_Process_Natural Gas_Commissioning_A_Achievable Economic RVT Potential | F1 | Industrial | Primary Metals | New | Process | Natural Gas | Commissioning | A | Integrated Unit Energy Savings (kWh or therms) | Achievable Economic RVT Potential | 0 | 0 | 0 | 0 | 0 | 562.5435 | 562.5435 | 562.5435 | 562.5435 | 562.5435 | 562.5435 | 562.5435 | 562.5435 | 562.5435 | 562.5435 | 562.5435 | 562.5435 | 562.5435 | 562.5435 | 562.5435 | 562.5435 | 562.5435 | 562.5435 | 562.5435 | 562.5435 | 562.5435 | 562.5435 | 562.5435 | 0 | 0 | 0
F2_Industrial_Primary Metals_New_Process_Natural Gas_Commissioning_A_Achievable Economic RVT Potential | F2 | Industrial | Primary Metals | New | Process | Natural Gas | Commissioning | A | Integrated Unit Summer Peak Savings (kW) | Achievable Economic RVT Potential | 0 | 0 | 0 | 0 | 0 | 0 | 0 | 0 | 0 | 0 | 0 | 0 | 0 | 0 | 0 | 0 | 0 | 0 | 0 | 0 | 0 | 0 | 0 | 0 | 0 | 0 | 0 | 0 | 0 | 0 | 0
F3_Industrial_Primary Metals_New_Process_Natural Gas_Commissioning_A_Achievable Economic RVT Potential | F3 | Industrial | Primary Metals | New | Process | Natural Gas | Commissioning | A | Integrated Unit Winter Peak Savings (kW) | Achievable Economic RVT Potential | 0 | 0 | 0 | 0 | 0 | 0 | 0 | 0 | 0 | 0 | 0 | 0 | 0 | 0 | 0 | 0 | 0 | 0 | 0 | 0 | 0 | 0 | 0 | 0 | 0 | 0 | 0 | 0 | 0 | 0 | 0
F4_Industrial_Primary Metals_New_Process_Natural Gas_Commissioning_A_Achievable Economic RVT Potential | F4 | Industrial | Primary Metals | New | Process | Natural Gas | Commissioning | A | Incremental Energy Savings (MWh or mTherms) | Achievable Economic RVT Potential | 0 | 0 | 0 | 0 | 0 | 0 | 0 | 0 | 0 | 0 | 0 | 0 | 0 | 0 | 0 | 0 | 0 | 0 | 0 | 0 | 0 | 0 | 0 | 0 | 0 | 0 | 0 | 0 | 0 | 0 | 0
F5_Industrial_Primary Metals_New_Process_Natural Gas_Commissioning_A_Achievable Economic RVT Potential | F5 | Industrial | Primary Metals | New | Process | Natural Gas | Commissioning | A | Incremental Summer Peak Savings (MW) | Achievable Economic RVT Potential | 0 | 0 | 0 | 0 | 0 | 0 | 0 | 0 | 0 | 0 | 0 | 0 | 0 | 0 | 0 | 0 | 0 | 0 | 0 | 0 | 0 | 0 | 0 | 0 | 0 | 0 | 0 | 0 | 0 | 0 | 0
F6_Industrial_Primary Metals_New_Process_Natural Gas_Commissioning_A_Achievable Economic RVT Potential | F6 | Industrial | Primary Metals | New | Process | Natural Gas | Commissioning | A | Incremental Winter Peak Savings (MW) | Achievable Economic RVT Potential | 0 | 0 | 0 | 0 | 0 | 0 | 0 | 0 | 0 | 0 | 0 | 0 | 0 | 0 | 0 | 0 | 0 | 0 | 0 | 0 | 0 | 0 | 0 | 0 | 0 | 0 | 0 | 0 | 0 | 0 | 0
F7_Industrial_Primary Metals_New_Process_Natural Gas_Commissioning_A_Achievable Economic RVT Potential | F7 | Industrial | Primary Metals | New | Process | Natural Gas | Commissioning | A | Cumulative Energy Savings (MWh or mTherms) | Achievable Economic RVT Potential | 0 | 0 | 0 | 0 | 0 | 0 | 0 | 0 | 0 | 0 | 0 | 0 | 0 | 0 | 0 | 0 | 0 | 0 | 0 | 0 | 0 | 0 | 0 | 0 | 0 | 0 | 0 | 0 | 0 | 0 | 0
F8_Industrial_Primary Metals_New_Process_Natural Gas_Commissioning_A_Achievable Economic RVT Potential | F8 | Industrial | Primary Metals | New | Process | Natural Gas | Commissioning | A | Cumulative Summer Peak Savings (MW) | Achievable Economic RVT Potential | 0 | 0 | 0 | 0 | 0 | 0 | 0 | 0 | 0 | 0 | 0 | 0 | 0 | 0 | 0 | 0 | 0 | 0 | 0 | 0 | 0 | 0 | 0 | 0 | 0 | 0 | 0 | 0 | 0 | 0 | 0
F9_Industrial_Primary Metals_New_Process_Natural Gas_Commissioning_A_Achievable Economic RVT Potential | F9 | Industrial | Primary Metals | New | Process | Natural Gas | Commissioning | A | Cumulative Winter Peak Savings (MW) | Achievable Economic RVT Potential | 0 | 0 | 0 | 0 | 0 | 0 | 0 | 0 | 0 | 0 | 0 | 0 | 0 | 0 | 0 | 0 | 0 | 0 | 0 | 0 | 0 | 0 | 0 | 0 | 0 | 0 | 0 | 0 | 0 | 0 | 0
F10_Industrial_Primary Metals_New_Process_Natural Gas_Commissioning_A_Achievable Economic RVT Potential | F10 | Industrial | Primary Metals | New | Process | Natural Gas | Commissioning | A | Purchases (Incremental) | Achievable Economic RVT Potential | 0 | 0 | 0 | 0 | 0 | 0 | 0 | 0 | 0 | 0 | 0 | 0 | 0 | 0 | 0 | 0 | 0 | 0 | 0 | 0 | 0 | 0 | 0 | 0 | 0 | 0 | 0 | 0 | 0 | 0 | 0
F11_Industrial_Primary Metals_New_Process_Natural Gas_Commissioning_A_Achievable Economic RVT Potential | F11 | Industrial | Primary Metals | New | Process | Natural Gas | Commissioning | A | Purchases (Cumulative) | Achievable Economic RVT Potential | 0 | 0 | 0 | 0 | 0 | 0 | 0 | 0 | 0 | 0 | 0 | 0 | 0 | 0 | 0 | 0 | 0 | 0 | 0 | 0 | 0 | 0 | 0 | 0 | 0 | 0 | 0 | 0 | 0 | 0 | 0
F1_Industrial_Primary Metals_New_Space Heating_Natural Gas_Retrocommissioning_A_Achievable Economic RVT Potential | F1 | Industrial | Primary Metals | New | Space Heating | Natural Gas | Retrocommissioning | A | Integrated Unit Energy Savings (kWh or therms) | Achievable Economic RVT Potential | 0 | 0 | 0 | 0 | 0 | 0 | 0 | 0 | 0 | 0 | 0 | 0 | 0 | 0 | 0 | 0 | 0 | 0 | 0 | 0 | 0 | 0 | 0 | 0 | 0 | 0 | 0 | 0 | 0 | 0 | 0
F2_Industrial_Primary Metals_New_Space Heating_Natural Gas_Retrocommissioning_A_Achievable Economic RVT Potential | F2 | Industrial | Primary Metals | New | Space Heating | Natural Gas | Retrocommissioning | A | Integrated Unit Summer Peak Savings (kW) | Achievable Economic RVT Potential | 0 | 0 | 0 | 0 | 0 | 0 | 0 | 0 | 0 | 0 | 0 | 0 | 0 | 0 | 0 | 0 | 0 | 0 | 0 | 0 | 0 | 0 | 0 | 0 | 0 | 0 | 0 | 0 | 0 | 0 | 0
F3_Industrial_Primary Metals_New_Space Heating_Natural Gas_Retrocommissioning_A_Achievable Economic RVT Potential | F3 | Industrial | Primary Metals | New | Space Heating | Natural Gas | Retrocommissioning | A | Integrated Unit Winter Peak Savings (kW) | Achievable Economic RVT Potential | 0 | 0 | 0 | 0 | 0 | 0 | 0 | 0 | 0 | 0 | 0 | 0 | 0 | 0 | 0 | 0 | 0 | 0 | 0 | 0 | 0 | 0 | 0 | 0 | 0 | 0 | 0 | 0 | 0 | 0 | 0
F4_Industrial_Primary Metals_New_Space Heating_Natural Gas_Retrocommissioning_A_Achievable Economic RVT Potential | F4 | Industrial | Primary Metals | New | Space Heating | Natural Gas | Retrocommissioning | A | Incremental Energy Savings (MWh or mTherms) | Achievable Economic RVT Potential | 0 | 0 | 0 | 0 | 0 | 0 | 0 | 0 | 0 | 0 | 0 | 0 | 0 | 0 | 0 | 0 | 0 | 0 | 0 | 0 | 0 | 0 | 0 | 0 | 0 | 0 | 0 | 0 | 0 | 0 | 0
F5_Industrial_Primary Metals_New_Space Heating_Natural Gas_Retrocommissioning_A_Achievable Economic RVT Potential | F5 | Industrial | Primary Metals | New | Space Heating | Natural Gas | Retrocommissioning | A | Incremental Summer Peak Savings (MW) | Achievable Economic RVT Potential | 0 | 0 | 0 | 0 | 0 | 0 | 0 | 0 | 0 | 0 | 0 | 0 | 0 | 0 | 0 | 0 | 0 | 0 | 0 | 0 | 0 | 0 | 0 | 0 | 0 | 0 | 0 | 0 | 0 | 0 | 0
F6_Industrial_Primary Metals_New_Space Heating_Natural Gas_Retrocommissioning_A_Achievable Economic RVT Potential | F6 | Industrial | Primary Metals | New | Space Heating | Natural Gas | Retrocommissioning | A | Incremental Winter Peak Savings (MW) | Achievable Economic RVT Potential | 0 | 0 | 0 | 0 | 0 | 0 | 0 | 0 | 0 | 0 | 0 | 0 | 0 | 0 | 0 | 0 | 0 | 0 | 0 | 0 | 0 | 0 | 0 | 0 | 0 | 0 | 0 | 0 | 0 | 0 | 0
F7_Industrial_Primary Metals_New_Space Heating_Natural Gas_Retrocommissioning_A_Achievable Economic RVT Potential | F7 | Industrial | Primary Metals | New | Space Heating | Natural Gas | Retrocommissioning | A | Cumulative Energy Savings (MWh or mTherms) | Achievable Economic RVT Potential | 0 | 0 | 0 | 0 | 0 | 0 | 0 | 0 | 0 | 0 | 0 | 0 | 0 | 0 | 0 | 0 | 0 | 0 | 0 | 0 | 0 | 0 | 0 | 0 | 0 | 0 | 0 | 0 | 0 | 0 | 0
F8_Industrial_Primary Metals_New_Space Heating_Natural Gas_Retrocommissioning_A_Achievable Economic RVT Potential | F8 | Industrial | Primary Metals | New | Space Heating | Natural Gas | Retrocommissioning | A | Cumulative Summer Peak Savings (MW) | Achievable Economic RVT Potential | 0 | 0 | 0 | 0 | 0 | 0 | 0 | 0 | 0 | 0 | 0 | 0 | 0 | 0 | 0 | 0 | 0 | 0 | 0 | 0 | 0 | 0 | 0 | 0 | 0 | 0 | 0 | 0 | 0 | 0 | 0
F9_Industrial_Primary Metals_New_Space Heating_Natural Gas_Retrocommissioning_A_Achievable Economic RVT Potential | F9 | Industrial | Primary Metals | New | Space Heating | Natural Gas | Retrocommissioning | A | Cumulative Winter Peak Savings (MW) | Achievable Economic RVT Potential | 0 | 0 | 0 | 0 | 0 | 0 | 0 | 0 | 0 | 0 | 0 | 0 | 0 | 0 | 0 | 0 | 0 | 0 | 0 | 0 | 0 | 0 | 0 | 0 | 0 | 0 | 0 | 0 | 0 | 0 | 0
F10_Industrial_Primary Metals_New_Space Heating_Natural Gas_Retrocommissioning_A_Achievable Economic RVT Potential | F10 | Industrial | Primary Metals | New | Space Heating | Natural Gas | Retrocommissioning | A | Purchases (Incremental) | Achievable Economic RVT Potential | 0 | 0 | 0 | 0 | 0 | 0 | 0 | 0 | 0 | 0 | 0 | 0 | 0 | 0 | 0 | 0 | 0 | 0 | 0 | 0 | 0 | 0 | 0 | 0 | 0 | 0 | 0 | 0 | 0 | 0 | 0
F11_Industrial_Primary Metals_New_Space Heating_Natural Gas_Retrocommissioning_A_Achievable Economic RVT Potential | F11 | Industrial | Primary Metals | New | Space Heating | Natural Gas | Retrocommissioning | A | Purchases (Cumulative) | Achievable Economic RVT Potential | 0 | 0 | 0 | 0 | 0 | 0 | 0 | 0 | 0 | 0 | 0 | 0 | 0 | 0 | 0 | 0 | 0 | 0 | 0 | 0 | 0 | 0 | 0 | 0 | 0 | 0 | 0 | 0 | 0 | 0 | 0
F1_Industrial_Primary Metals_New_Process_Natural Gas_Retrocommissioning_A_Achievable Economic RVT Potential | F1 | Industrial | Primary Metals | New | Process | Natural Gas | Retrocommissioning | A | Integrated Unit Energy Savings (kWh or therms) | Achievable Economic RVT Potential | 0 | 0 | 0 | 0 | 0 | 0 | 0 | 0 | 0 | 0 | 0 | 0 | 0 | 0 | 0 | 0 | 0 | 0 | 0 | 0 | 0 | 0 | 0 | 0 | 0 | 0 | 0 | 0 | 0 | 0 | 0
F2_Industrial_Primary Metals_New_Process_Natural Gas_Retrocommissioning_A_Achievable Economic RVT Potential | F2 | Industrial | Primary Metals | New | Process | Natural Gas | Retrocommissioning | A | Integrated Unit Summer Peak Savings (kW) | Achievable Economic RVT Potential | 0 | 0 | 0 | 0 | 0 | 0 | 0 | 0 | 0 | 0 | 0 | 0 | 0 | 0 | 0 | 0 | 0 | 0 | 0 | 0 | 0 | 0 | 0 | 0 | 0 | 0 | 0 | 0 | 0 | 0 | 0
F3_Industrial_Primary Metals_New_Process_Natural Gas_Retrocommissioning_A_Achievable Economic RVT Potential | F3 | Industrial | Primary Metals | New | Process | Natural Gas | Retrocommissioning | A | Integrated Unit Winter Peak Savings (kW) | Achievable Economic RVT Potential | 0 | 0 | 0 | 0 | 0 | 0 | 0 | 0 | 0 | 0 | 0 | 0 | 0 | 0 | 0 | 0 | 0 | 0 | 0 | 0 | 0 | 0 | 0 | 0 | 0 | 0 | 0 | 0 | 0 | 0 | 0
F4_Industrial_Primary Metals_New_Process_Natural Gas_Retrocommissioning_A_Achievable Economic RVT Potential | F4 | Industrial | Primary Metals | New | Process | Natural Gas | Retrocommissioning | A | Incremental Energy Savings (MWh or mTherms) | Achievable Economic RVT Potential | 0 | 0 | 0 | 0 | 0 | 0 | 0 | 0 | 0 | 0 | 0 | 0 | 0 | 0 | 0 | 0 | 0 | 0 | 0 | 0 | 0 | 0 | 0 | 0 | 0 | 0 | 0 | 0 | 0 | 0 | 0
F5_Industrial_Primary Metals_New_Process_Natural Gas_Retrocommissioning_A_Achievable Economic RVT Potential | F5 | Industrial | Primary Metals | New | Process | Natural Gas | Retrocommissioning | A | Incremental Summer Peak Savings (MW) | Achievable Economic RVT Potential | 0 | 0 | 0 | 0 | 0 | 0 | 0 | 0 | 0 | 0 | 0 | 0 | 0 | 0 | 0 | 0 | 0 | 0 | 0 | 0 | 0 | 0 | 0 | 0 | 0 | 0 | 0 | 0 | 0 | 0 | 0
F6_Industrial_Primary Metals_New_Process_Natural Gas_Retrocommissioning_A_Achievable Economic RVT Potential | F6 | Industrial | Primary Metals | New | Process | Natural Gas | Retrocommissioning | A | Incremental Winter Peak Savings (MW) | Achievable Economic RVT Potential | 0 | 0 | 0 | 0 | 0 | 0 | 0 | 0 | 0 | 0 | 0 | 0 | 0 | 0 | 0 | 0 | 0 | 0 | 0 | 0 | 0 | 0 | 0 | 0 | 0 | 0 | 0 | 0 | 0 | 0 | 0
F7_Industrial_Primary Metals_New_Process_Natural Gas_Retrocommissioning_A_Achievable Economic RVT Potential | F7 | Industrial | Primary Metals | New | Process | Natural Gas | Retrocommissioning | A | Cumulative Energy Savings (MWh or mTherms) | Achievable Economic RVT Potential | 0 | 0 | 0 | 0 | 0 | 0 | 0 | 0 | 0 | 0 | 0 | 0 | 0 | 0 | 0 | 0 | 0 | 0 | 0 | 0 | 0 | 0 | 0 | 0 | 0 | 0 | 0 | 0 | 0 | 0 | 0
F8_Industrial_Primary Metals_New_Process_Natural Gas_Retrocommissioning_A_Achievable Economic RVT Potential | F8 | Industrial | Primary Metals | New | Process | Natural Gas | Retrocommissioning | A | Cumulative Summer Peak Savings (MW) | Achievable Economic RVT Potential | 0 | 0 | 0 | 0 | 0 | 0 | 0 | 0 | 0 | 0 | 0 | 0 | 0 | 0 | 0 | 0 | 0 | 0 | 0 | 0 | 0 | 0 | 0 | 0 | 0 | 0 | 0 | 0 | 0 | 0 | 0
F9_Industrial_Primary Metals_New_Process_Natural Gas_Retrocommissioning_A_Achievable Economic RVT Potential | F9 | Industrial | Primary Metals | New | Process | Natural Gas | Retrocommissioning | A | Cumulative Winter Peak Savings (MW) | Achievable Economic RVT Potential | 0 | 0 | 0 | 0 | 0 | 0 | 0 | 0 | 0 | 0 | 0 | 0 | 0 | 0 | 0 | 0 | 0 | 0 | 0 | 0 | 0 | 0 | 0 | 0 | 0 | 0 | 0 | 0 | 0 | 0 | 0
F10_Industrial_Primary Metals_New_Process_Natural Gas_Retrocommissioning_A_Achievable Economic RVT Potential | F10 | Industrial | Primary Metals | New | Process | Natural Gas | Retrocommissioning | A | Purchases (Incremental) | Achievable Economic RVT Potential | 0 | 0 | 0 | 0 | 0 | 0 | 0 | 0 | 0 | 0 | 0 | 0 | 0 | 0 | 0 | 0 | 0 | 0 | 0 | 0 | 0 | 0 | 0 | 0 | 0 | 0 | 0 | 0 | 0 | 0 | 0
F11_Industrial_Primary Metals_New_Process_Natural Gas_Retrocommissioning_A_Achievable Economic RVT Potential | F11 | Industrial | Primary Metals | New | Process | Natural Gas | Retrocommissioning | A | Purchases (Cumulative) | Achievable Economic RVT Potential | 0 | 0 | 0 | 0 | 0 | 0 | 0 | 0 | 0 | 0 | 0 | 0 | 0 | 0 | 0 | 0 | 0 | 0 | 0 | 0 | 0 | 0 | 0 | 0 | 0 | 0 | 0 | 0 | 0 | 0 | 0
F1_Industrial_Stone, Clay, and Glass_Existing_Space Heating_Natural Gas_Insulation - Roof/Ceiling_A_Achievable Economic RVT Potential | F1 | Industrial | Stone, Clay, and Glass | Existing | Space Heating | Natural Gas | Insulation - Roof/Ceiling | A | Integrated Unit Energy Savings (kWh or therms) | Achievable Economic RVT Potential | 0 | 0 | 0 | 0 | 0 | 0.099439 | 0.098752 | 0.097912 | 0.09699 | 0.095973 | 0.094857 | 0.093652 | 0.092367 | 0.090964 | 0.089461 | 0.087921 | 0.086392 | 0.084912 | 0.0835 | 0.082244 | 0.081076 | 0.079979 | 0.079059 | 0.078249 | 0.077515 | 0.076981 | 0.07654 | 0.076128 | 0 | 0 | 0
F2_Industrial_Stone, Clay, and Glass_Existing_Space Heating_Natural Gas_Insulation - Roof/Ceiling_A_Achievable Economic RVT Potential | F2 | Industrial | Stone, Clay, and Glass | Existing | Space Heating | Natural Gas | Insulation - Roof/Ceiling | A | Integrated Unit Summer Peak Savings (kW) | Achievable Economic RVT Potential | 0 | 0 | 0 | 0 | 0 | 0 | 0 | 0 | 0 | 0 | 0 | 0 | 0 | 0 | 0 | 0 | 0 | 0 | 0 | 0 | 0 | 0 | 0 | 0 | 0 | 0 | 0 | 0 | 0 | 0 | 0
F3_Industrial_Stone, Clay, and Glass_Existing_Space Heating_Natural Gas_Insulation - Roof/Ceiling_A_Achievable Economic RVT Potential | F3 | Industrial | Stone, Clay, and Glass | Existing | Space Heating | Natural Gas | Insulation - Roof/Ceiling | A | Integrated Unit Winter Peak Savings (kW) | Achievable Economic RVT Potential | 0 | 0 | 0 | 0 | 0 | 0 | 0 | 0 | 0 | 0 | 0 | 0 | 0 | 0 | 0 | 0 | 0 | 0 | 0 | 0 | 0 | 0 | 0 | 0 | 0 | 0 | 0 | 0 | 0 | 0 | 0
F4_Industrial_Stone, Clay, and Glass_Existing_Space Heating_Natural Gas_Insulation - Roof/Ceiling_A_Achievable Economic RVT Potential | F4 | Industrial | Stone, Clay, and Glass | Existing | Space Heating | Natural Gas | Insulation - Roof/Ceiling | A | Incremental Energy Savings (MWh or mTherms) | Achievable Economic RVT Potential | 0 | 0 | 0 | 0 | 0 | 0.30269 | 0.52577 | 0.80612 | 1.1186 | 1.4098 | 1.605 | 1.7019 | 1.6751 | 1.5152 | 1.3089 | 1.0493 | 0.80202 | 0.57791 | 0.39426 | 0.25919 | 0.16193 | 0.096852 | 0.064587 | 0 | 0 | 0 | 0 | 0 | 0 | 0 | 0
F5_Industrial_Stone, Clay, and Glass_Existing_Space Heating_Natural Gas_Insulation - Roof/Ceiling_A_Achievable Economic RVT Potential | F5 | Industrial | Stone, Clay, and Glass | Existing | Space Heating | Natural Gas | Insulation - Roof/Ceiling | A | Incremental Summer Peak Savings (MW) | Achievable Economic RVT Potential | 0 | 0 | 0 | 0 | 0 | 0 | 0 | 0 | 0 | 0 | 0 | 0 | 0 | 0 | 0 | 0 | 0 | 0 | 0 | 0 | 0 | 0 | 0 | 0 | 0 | 0 | 0 | 0 | 0 | 0 | 0
F6_Industrial_Stone, Clay, and Glass_Existing_Space Heating_Natural Gas_Insulation - Roof/Ceiling_A_Achievable Economic RVT Potential | F6 | Industrial | Stone, Clay, and Glass | Existing | Space Heating | Natural Gas | Insulation - Roof/Ceiling | A | Incremental Winter Peak Savings (MW) | Achievable Economic RVT Potential | 0 | 0 | 0 | 0 | 0 | 0 | 0 | 0 | 0 | 0 | 0 | 0 | 0 | 0 | 0 | 0 | 0 | 0 | 0 | 0 | 0 | 0 | 0 | 0 | 0 | 0 | 0 | 0 | 0 | 0 | 0
F7_Industrial_Stone, Clay, and Glass_Existing_Space Heating_Natural Gas_Insulation - Roof/Ceiling_A_Achievable Economic RVT Potential | F7 | Industrial | Stone, Clay, and Glass | Existing | Space Heating | Natural Gas | Insulation - Roof/Ceiling | A | Cumulative Energy Savings (MWh or mTherms) | Achievable Economic RVT Potential | 0 | 0 | 0 | 0 | 0 | 0.30269 | 0.82637 | 1.6255 | 2.7287 | 4.1099 | 5.6672 | 7.2971 | 8.8721 | 10.2525 | 11.3921 | 12.2453 | 12.8344 | 13.1924 | 13.3672 | 13.4254 | 13.3967 | 13.3122 | 13.2237 | 13.0882 | 12.9655 | 12.8761 | 12.8023 | 12.7335 | 0 | 0 | 0
F8_Industrial_Stone, Clay, and Glass_Existing_Space Heating_Natural Gas_Insulation - Roof/Ceiling_A_Achievable Economic RVT Potential | F8 | Industrial | Stone, Clay, and Glass | Existing | Space Heating | Natural Gas | Insulation - Roof/Ceiling | A | Cumulative Summer Peak Savings (MW) | Achievable Economic RVT Potential | 0 | 0 | 0 | 0 | 0 | 0 | 0 | 0 | 0 | 0 | 0 | 0 | 0 | 0 | 0 | 0 | 0 | 0 | 0 | 0 | 0 | 0 | 0 | 0 | 0 | 0 | 0 | 0 | 0 | 0 | 0
F9_Industrial_Stone, Clay, and Glass_Existing_Space Heating_Natural Gas_Insulation - Roof/Ceiling_A_Achievable Economic RVT Potential | F9 | Industrial | Stone, Clay, and Glass | Existing | Space Heating | Natural Gas | Insulation - Roof/Ceiling | A | Cumulative Winter Peak Savings (MW) | Achievable Economic RVT Potential | 0 | 0 | 0 | 0 | 0 | 0 | 0 | 0 | 0 | 0 | 0 | 0 | 0 | 0 | 0 | 0 | 0 | 0 | 0 | 0 | 0 | 0 | 0 | 0 | 0 | 0 | 0 | 0 | 0 | 0 | 0
F10_Industrial_Stone, Clay, and Glass_Existing_Space Heating_Natural Gas_Insulation - Roof/Ceiling_A_Achievable Economic RVT Potential | F10 | Industrial | Stone, Clay, and Glass | Existing | Space Heating | Natural Gas | Insulation - Roof/Ceiling | A | Purchases (Incremental) | Achievable Economic RVT Potential | 0 | 0 | 0 | 0 | 0 | 3044.0202 | 5324.1118 | 8233.11 | 11532.5856 | 14689.973 | 16920.6631 | 18172.4571 | 18135.5592 | 16657.7346 | 14631.1676 | 11934.292 | 9283.4317 | 6805.9952 | 4721.7003 | 3151.529 | 1997.2251 | 1210.974 | 816.9432 | 0 | 0 | 0 | 0 | 0 | 0 | 0 | 0
F11_Industrial_Stone, Clay, and Glass_Existing_Space Heating_Natural Gas_Insulation - Roof/Ceiling_A_Achievable Economic RVT Potential | F11 | Industrial | Stone, Clay, and Glass | Existing | Space Heating | Natural Gas | Insulation - Roof/Ceiling | A | Purchases (Cumulative) | Achievable Economic RVT Potential | 0 | 0 | 0 | 0 | 0 | 3044.0202 | 8368.132 | 16601.242 | 28133.8276 | 42823.8006 | 59744.4637 | 77916.9208 | 96052.48 | 112710.2145 | 127341.3821 | 139275.6742 | 148559.1059 | 155365.1011 | 160086.8015 | 163238.3304 | 165235.5555 | 166446.5295 | 167263.4727 | 167263.4727 | 167263.4727 | 167263.4727 | 167263.4727 | 167263.4727 | 167263.4727 | 167263.4727 | 167263.4727
F1_Industrial_Stone, Clay, and Glass_Existing_Space Heating_Natural Gas_Insulation - Wall Cavity_A_Achievable Economic RVT Potential | F1 | Industrial | Stone, Clay, and Glass | Existing | Space Heating | Natural Gas | Insulation - Wall Cavity | A | Integrated Unit Energy Savings (kWh or therms) | Achievable Economic RVT Potential | 0 | 0 | 0 | 0 | 0 | 0.017839 | 0.017596 | 0.017262 | 0.016845 | 0.016349 | 0.015778 | 0.015181 | 0.014582 | 0.013972 | 0.013445 | 0.01294 | 0.012526 | 0.012159 | 0.011834 | 0.011598 | 0.011381 | 0.011191 | 0.011036 | 0.010912 | 0.010799 | 0.010716 | 0.010646 | 0.010581 | 0 | 0 | 0
F2_Industrial_Stone, Clay, and Glass_Existing_Space Heating_Natural Gas_Insulation - Wall Cavity_A_Achievable Economic RVT Potential | F2 | Industrial | Stone, Clay, and Glass | Existing | Space Heating | Natural Gas | Insulation - Wall Cavity | A | Integrated Unit Summer Peak Savings (kW) | Achievable Economic RVT Potential | 0 | 0 | 0 | 0 | 0 | 0 | 0 | 0 | 0 | 0 | 0 | 0 | 0 | 0 | 0 | 0 | 0 | 0 | 0 | 0 | 0 | 0 | 0 | 0 | 0 | 0 | 0 | 0 | 0 | 0 | 0
F3_Industrial_Stone, Clay, and Glass_Existing_Space Heating_Natural Gas_Insulation - Wall Cavity_A_Achievable Economic RVT Potential | F3 | Industrial | Stone, Clay, and Glass | Existing | Space Heating | Natural Gas | Insulation - Wall Cavity | A | Integrated Unit Winter Peak Savings (kW) | Achievable Economic RVT Potential | 0 | 0 | 0 | 0 | 0 | 0 | 0 | 0 | 0 | 0 | 0 | 0 | 0 | 0 | 0 | 0 | 0 | 0 | 0 | 0 | 0 | 0 | 0 | 0 | 0 | 0 | 0 | 0 | 0 | 0 | 0
F4_Industrial_Stone, Clay, and Glass_Existing_Space Heating_Natural Gas_Insulation - Wall Cavity_A_Achievable Economic RVT Potential | F4 | Industrial | Stone, Clay, and Glass | Existing | Space Heating | Natural Gas | Insulation - Wall Cavity | A | Incremental Energy Savings (MWh or mTherms) | Achievable Economic RVT Potential | 0 | 0 | 0 | 0 | 0 | 0 | 0 | 0 | 0 | 0 | 0 | 0 | 0 | 0 | 0 | 0 | 0 | 0 | 0 | 0 | 0 | 0 | 0 | 0 | 0 | 0 | 0 | 0 | 0 | 0 | 0
F5_Industrial_Stone, Clay, and Glass_Existing_Space Heating_Natural Gas_Insulation - Wall Cavity_A_Achievable Economic RVT Potential | F5 | Industrial | Stone, Clay, and Glass | Existing | Space Heating | Natural Gas | Insulation - Wall Cavity | A | Incremental Summer Peak Savings (MW) | Achievable Economic RVT Potential | 0 | 0 | 0 | 0 | 0 | 0 | 0 | 0 | 0 | 0 | 0 | 0 | 0 | 0 | 0 | 0 | 0 | 0 | 0 | 0 | 0 | 0 | 0 | 0 | 0 | 0 | 0 | 0 | 0 | 0 | 0
F6_Industrial_Stone, Clay, and Glass_Existing_Space Heating_Natural Gas_Insulation - Wall Cavity_A_Achievable Economic RVT Potential | F6 | Industrial | Stone, Clay, and Glass | Existing | Space Heating | Natural Gas | Insulation - Wall Cavity | A | Incremental Winter Peak Savings (MW) | Achievable Economic RVT Potential | 0 | 0 | 0 | 0 | 0 | 0 | 0 | 0 | 0 | 0 | 0 | 0 | 0 | 0 | 0 | 0 | 0 | 0 | 0 | 0 | 0 | 0 | 0 | 0 | 0 | 0 | 0 | 0 | 0 | 0 | 0
F7_Industrial_Stone, Clay, and Glass_Existing_Space Heating_Natural Gas_Insulation - Wall Cavity_A_Achievable Economic RVT Potential | F7 | Industrial | Stone, Clay, and Glass | Existing | Space Heating | Natural Gas | Insulation - Wall Cavity | A | Cumulative Energy Savings (MWh or mTherms) | Achievable Economic RVT Potential | 0 | 0 | 0 | 0 | 0 | 0 | 0 | 0 | 0 | 0 | 0 | 0 | 0 | 0 | 0 | 0 | 0 | 0 | 0 | 0 | 0 | 0 | 0 | 0 | 0 | 0 | 0 | 0 | 0 | 0 | 0
F8_Industrial_Stone, Clay, and Glass_Existing_Space Heating_Natural Gas_Insulation - Wall Cavity_A_Achievable Economic RVT Potential | F8 | Industrial | Stone, Clay, and Glass | Existing | Space Heating | Natural Gas | Insulation - Wall Cavity | A | Cumulative Summer Peak Savings (MW) | Achievable Economic RVT Potential | 0 | 0 | 0 | 0 | 0 | 0 | 0 | 0 | 0 | 0 | 0 | 0 | 0 | 0 | 0 | 0 | 0 | 0 | 0 | 0 | 0 | 0 | 0 | 0 | 0 | 0 | 0 | 0 | 0 | 0 | 0
F9_Industrial_Stone, Clay, and Glass_Existing_Space Heating_Natural Gas_Insulation - Wall Cavity_A_Achievable Economic RVT Potential | F9 | Industrial | Stone, Clay, and Glass | Existing | Space Heating | Natural Gas | Insulation - Wall Cavity | A | Cumulative Winter Peak Savings (MW) | Achievable Economic RVT Potential | 0 | 0 | 0 | 0 | 0 | 0 | 0 | 0 | 0 | 0 | 0 | 0 | 0 | 0 | 0 | 0 | 0 | 0 | 0 | 0 | 0 | 0 | 0 | 0 | 0 | 0 | 0 | 0 | 0 | 0 | 0
F10_Industrial_Stone, Clay, and Glass_Existing_Space Heating_Natural Gas_Insulation - Wall Cavity_A_Achievable Economic RVT Potential | F10 | Industrial | Stone, Clay, and Glass | Existing | Space Heating | Natural Gas | Insulation - Wall Cavity | A | Purchases (Incremental) | Achievable Economic RVT Potential | 0 | 0 | 0 | 0 | 0 | 0 | 0 | 0 | 0 | 0 | 0 | 0 | 0 | 0 | 0 | 0 | 0 | 0 | 0 | 0 | 0 | 0 | 0 | 0 | 0 | 0 | 0 | 0 | 0 | 0 | 0
F11_Industrial_Stone, Clay, and Glass_Existing_Space Heating_Natural Gas_Insulation - Wall Cavity_A_Achievable Economic RVT Potential | F11 | Industrial | Stone, Clay, and Glass | Existing | Space Heating | Natural Gas | Insulation - Wall Cavity | A | Purchases (Cumulative) | Achievable Economic RVT Potential | 0 | 0 | 0 | 0 | 0 | 0 | 0 | 0 | 0 | 0 | 0 | 0 | 0 | 0 | 0 | 0 | 0 | 0 | 0 | 0 | 0 | 0 | 0 | 0 | 0 | 0 | 0 | 0 | 0 | 0 | 0
F1_Industrial_Stone, Clay, and Glass_Existing_Space Heating_Natural Gas_Insulation - Ducting_A_Achievable Economic RVT Potential | F1 | Industrial | Stone, Clay, and Glass | Existing | Space Heating | Natural Gas | Insulation - Ducting | A | Integrated Unit Energy Savings (kWh or therms) | Achievable Economic RVT Potential | 0 | 0 | 0 | 0 | 0 | 0.0016221 | 0.0015934 | 0.0015545 | 0.0015087 | 0.0014564 | 0.0013984 | 0.001339 | 0.0012807 | 0.0012226 | 0.0011726 | 0.0011257 | 0.0010874 | 0.0010534 | 0.0010232 | 0.0010004 | 0.00097931 | 0.00096075 | 0.00094433 | 0.00093072 | 0.00091821 | 0.00090829 | 0.00089969 | 0.00089165 | 0.00131 | 0.0013019 | 0.0012943
F2_Industrial_Stone, Clay, and Glass_Existing_Space Heating_Natural Gas_Insulation - Ducting_A_Achievable Economic RVT Potential | F2 | Industrial | Stone, Clay, and Glass | Existing | Space Heating | Natural Gas | Insulation - Ducting | A | Integrated Unit Summer Peak Savings (kW) | Achievable Economic RVT Potential | 0 | 0 | 0 | 0 | 0 | 0 | 0 | 0 | 0 | 0 | 0 | 0 | 0 | 0 | 0 | 0 | 0 | 0 | 0 | 0 | 0 | 0 | 0 | 0 | 0 | 0 | 0 | 0 | 0 | 0 | 0
F3_Industrial_Stone, Clay, and Glass_Existing_Space Heating_Natural Gas_Insulation - Ducting_A_Achievable Economic RVT Potential | F3 | Industrial | Stone, Clay, and Glass | Existing | Space Heating | Natural Gas | Insulation - Ducting | A | Integrated Unit Winter Peak Savings (kW) | Achievable Economic RVT Potential | 0 | 0 | 0 | 0 | 0 | 0 | 0 | 0 | 0 | 0 | 0 | 0 | 0 | 0 | 0 | 0 | 0 | 0 | 0 | 0 | 0 | 0 | 0 | 0 | 0 | 0 | 0 | 0 | 0 | 0 | 0
F4_Industrial_Stone, Clay, and Glass_Existing_Space Heating_Natural Gas_Insulation - Ducting_A_Achievable Economic RVT Potential | F4 | Industrial | Stone, Clay, and Glass | Existing | Space Heating | Natural Gas | Insulation - Ducting | A | Incremental Energy Savings (MWh or mTherms) | Achievable Economic RVT Potential | 0 | 0 | 0 | 0 | 0 | 0 | 0 | 0 | 0 | 0 | 0 | 0 | 0 | 0 | 0 | 0 | 0 | 0 | 0 | 0 | 0 | 0 | 0 | 0 | 0 | 0 | 0 | 0 | 0 | 0 | 0
F5_Industrial_Stone, Clay, and Glass_Existing_Space Heating_Natural Gas_Insulation - Ducting_A_Achievable Economic RVT Potential | F5 | Industrial | Stone, Clay, and Glass | Existing | Space Heating | Natural Gas | Insulation - Ducting | A | Incremental Summer Peak Savings (MW) | Achievable Economic RVT Potential | 0 | 0 | 0 | 0 | 0 | 0 | 0 | 0 | 0 | 0 | 0 | 0 | 0 | 0 | 0 | 0 | 0 | 0 | 0 | 0 | 0 | 0 | 0 | 0 | 0 | 0 | 0 | 0 | 0 | 0 | 0
F6_Industrial_Stone, Clay, and Glass_Existing_Space Heating_Natural Gas_Insulation - Ducting_A_Achievable Economic RVT Potential | F6 | Industrial | Stone, Clay, and Glass | Existing | Space Heating | Natural Gas | Insulation - Ducting | A | Incremental Winter Peak Savings (MW) | Achievable Economic RVT Potential | 0 | 0 | 0 | 0 | 0 | 0 | 0 | 0 | 0 | 0 | 0 | 0 | 0 | 0 | 0 | 0 | 0 | 0 | 0 | 0 | 0 | 0 | 0 | 0 | 0 | 0 | 0 | 0 | 0 | 0 | 0
F7_Industrial_Stone, Clay, and Glass_Existing_Space Heating_Natural Gas_Insulation - Ducting_A_Achievable Economic RVT Potential | F7 | Industrial | Stone, Clay, and Glass | Existing | Space Heating | Natural Gas | Insulation - Ducting | A | Cumulative Energy Savings (MWh or mTherms) | Achievable Economic RVT Potential | 0 | 0 | 0 | 0 | 0 | 0 | 0 | 0 | 0 | 0 | 0 | 0 | 0 | 0 | 0 | 0 | 0 | 0 | 0 | 0 | 0 | 0 | 0 | 0 | 0 | 0 | 0 | 0 | 0 | 0 | 0
F8_Industrial_Stone, Clay, and Glass_Existing_Space Heating_Natural Gas_Insulation - Ducting_A_Achievable Economic RVT Potential | F8 | Industrial | Stone, Clay, and Glass | Existing | Space Heating | Natural Gas | Insulation - Ducting | A | Cumulative Summer Peak Savings (MW) | Achievable Economic RVT Potential | 0 | 0 | 0 | 0 | 0 | 0 | 0 | 0 | 0 | 0 | 0 | 0 | 0 | 0 | 0 | 0 | 0 | 0 | 0 | 0 | 0 | 0 | 0 | 0 | 0 | 0 | 0 | 0 | 0 | 0 | 0
F9_Industrial_Stone, Clay, and Glass_Existing_Space Heating_Natural Gas_Insulation - Ducting_A_Achievable Economic RVT Potential | F9 | Industrial | Stone, Clay, and Glass | Existing | Space Heating | Natural Gas | Insulation - Ducting | A | Cumulative Winter Peak Savings (MW) | Achievable Economic RVT Potential | 0 | 0 | 0 | 0 | 0 | 0 | 0 | 0 | 0 | 0 | 0 | 0 | 0 | 0 | 0 | 0 | 0 | 0 | 0 | 0 | 0 | 0 | 0 | 0 | 0 | 0 | 0 | 0 | 0 | 0 | 0
F10_Industrial_Stone, Clay, and Glass_Existing_Space Heating_Natural Gas_Insulation - Ducting_A_Achievable Economic RVT Potential | F10 | Industrial | Stone, Clay, and Glass | Existing | Space Heating | Natural Gas | Insulation - Ducting | A | Purchases (Incremental) | Achievable Economic RVT Potential | 0 | 0 | 0 | 0 | 0 | 0 | 0 | 0 | 0 | 0 | 0 | 0 | 0 | 0 | 0 | 0 | 0 | 0 | 0 | 0 | 0 | 0 | 0 | 0 | 0 | 0 | 0 | 0 | 0 | 0 | 0
F11_Industrial_Stone, Clay, and Glass_Existing_Space Heating_Natural Gas_Insulation - Ducting_A_Achievable Economic RVT Potential | F11 | Industrial | Stone, Clay, and Glass | Existing | Space Heating | Natural Gas | Insulation - Ducting | A | Purchases (Cumulative) | Achievable Economic RVT Potential | 0 | 0 | 0 | 0 | 0 | 0 | 0 | 0 | 0 | 0 | 0 | 0 | 0 | 0 | 0 | 0 | 0 | 0 | 0 | 0 | 0 | 0 | 0 | 0 | 0 | 0 | 0 | 0 | 0 | 0 | 0
F1_Industrial_Stone, Clay, and Glass_Existing_Space Heating_Natural Gas_HVAC - Duct Repair and Sealing_A_Achievable Economic RVT Potential | F1 | Industrial | Stone, Clay, and Glass | Existing | Space Heating | Natural Gas | HVAC - Duct Repair and Sealing | A | Integrated Unit Energy Savings (kWh or therms) | Achievable Economic RVT Potential | 0 | 0 | 0 | 0 | 0 | 0.0038188 | 0.0037512 | 0.0036595 | 0.0035517 | 0.0034287 | 0.0032922 | 0.0031523 | 0.0030151 | 0.0028783 | 0.0027605 | 0.0026502 | 0.00256 | 0.0024799 | 0.0024088 | 0.0023552 | 0.0023055 | 0.0022618 | 0.0022231 | 0.0021911 | 0.0021616 | 0.0021383 | 0.002118 | 0.0020991 | 0.0030839 | 0.0030649 | 0.0030471
F2_Industrial_Stone, Clay, and Glass_Existing_Space Heating_Natural Gas_HVAC - Duct Repair and Sealing_A_Achievable Economic RVT Potential | F2 | Industrial | Stone, Clay, and Glass | Existing | Space Heating | Natural Gas | HVAC - Duct Repair and Sealing | A | Integrated Unit Summer Peak Savings (kW) | Achievable Economic RVT Potential | 0 | 0 | 0 | 0 | 0 | 0 | 0 | 0 | 0 | 0 | 0 | 0 | 0 | 0 | 0 | 0 | 0 | 0 | 0 | 0 | 0 | 0 | 0 | 0 | 0 | 0 | 0 | 0 | 0 | 0 | 0
F3_Industrial_Stone, Clay, and Glass_Existing_Space Heating_Natural Gas_HVAC - Duct Repair and Sealing_A_Achievable Economic RVT Potential | F3 | Industrial | Stone, Clay, and Glass | Existing | Space Heating | Natural Gas | HVAC - Duct Repair and Sealing | A | Integrated Unit Winter Peak Savings (kW) | Achievable Economic RVT Potential | 0 | 0 | 0 | 0 | 0 | 0 | 0 | 0 | 0 | 0 | 0 | 0 | 0 | 0 | 0 | 0 | 0 | 0 | 0 | 0 | 0 | 0 | 0 | 0 | 0 | 0 | 0 | 0 | 0 | 0 | 0
F4_Industrial_Stone, Clay, and Glass_Existing_Space Heating_Natural Gas_HVAC - Duct Repair and Sealing_A_Achievable Economic RVT Potential | F4 | Industrial | Stone, Clay, and Glass | Existing | Space Heating | Natural Gas | HVAC - Duct Repair and Sealing | A | Incremental Energy Savings (MWh or mTherms) | Achievable Economic RVT Potential | 0 | 0 | 0 | 0 | 0 | 0 | 0 | 0 | 0 | 0 | 0 | 0 | 0 | 0 | 0 | 0 | 0 | 0 | 0 | 0 | 0 | 0 | 0 | 0 | 0 | 0 | 0 | 0 | 0 | 0 | 0
F5_Industrial_Stone, Clay, and Glass_Existing_Space Heating_Natural Gas_HVAC - Duct Repair and Sealing_A_Achievable Economic RVT Potential | F5 | Industrial | Stone, Clay, and Glass | Existing | Space Heating | Natural Gas | HVAC - Duct Repair and Sealing | A | Incremental Summer Peak Savings (MW) | Achievable Economic RVT Potential | 0 | 0 | 0 | 0 | 0 | 0 | 0 | 0 | 0 | 0 | 0 | 0 | 0 | 0 | 0 | 0 | 0 | 0 | 0 | 0 | 0 | 0 | 0 | 0 | 0 | 0 | 0 | 0 | 0 | 0 | 0
F6_Industrial_Stone, Clay, and Glass_Existing_Space Heating_Natural Gas_HVAC - Duct Repair and Sealing_A_Achievable Economic RVT Potential | F6 | Industrial | Stone, Clay, and Glass | Existing | Space Heating | Natural Gas | HVAC - Duct Repair and Sealing | A | Incremental Winter Peak Savings (MW) | Achievable Economic RVT Potential | 0 | 0 | 0 | 0 | 0 | 0 | 0 | 0 | 0 | 0 | 0 | 0 | 0 | 0 | 0 | 0 | 0 | 0 | 0 | 0 | 0 | 0 | 0 | 0 | 0 | 0 | 0 | 0 | 0 | 0 | 0
F7_Industrial_Stone, Clay, and Glass_Existing_Space Heating_Natural Gas_HVAC - Duct Repair and Sealing_A_Achievable Economic RVT Potential | F7 | Industrial | Stone, Clay, and Glass | Existing | Space Heating | Natural Gas | HVAC - Duct Repair and Sealing | A | Cumulative Energy Savings (MWh or mTherms) | Achievable Economic RVT Potential | 0 | 0 | 0 | 0 | 0 | 0 | 0 | 0 | 0 | 0 | 0 | 0 | 0 | 0 | 0 | 0 | 0 | 0 | 0 | 0 | 0 | 0 | 0 | 0 | 0 | 0 | 0 | 0 | 0 | 0 | 0
F8_Industrial_Stone, Clay, and Glass_Existing_Space Heating_Natural Gas_HVAC - Duct Repair and Sealing_A_Achievable Economic RVT Potential | F8 | Industrial | Stone, Clay, and Glass | Existing | Space Heating | Natural Gas | HVAC - Duct Repair and Sealing | A | Cumulative Summer Peak Savings (MW) | Achievable Economic RVT Potential | 0 | 0 | 0 | 0 | 0 | 0 | 0 | 0 | 0 | 0 | 0 | 0 | 0 | 0 | 0 | 0 | 0 | 0 | 0 | 0 | 0 | 0 | 0 | 0 | 0 | 0 | 0 | 0 | 0 | 0 | 0
F9_Industrial_Stone, Clay, and Glass_Existing_Space Heating_Natural Gas_HVAC - Duct Repair and Sealing_A_Achievable Economic RVT Potential | F9 | Industrial | Stone, Clay, and Glass | Existing | Space Heating | Natural Gas | HVAC - Duct Repair and Sealing | A | Cumulative Winter Peak Savings (MW) | Achievable Economic RVT Potential | 0 | 0 | 0 | 0 | 0 | 0 | 0 | 0 | 0 | 0 | 0 | 0 | 0 | 0 | 0 | 0 | 0 | 0 | 0 | 0 | 0 | 0 | 0 | 0 | 0 | 0 | 0 | 0 | 0 | 0 | 0
F10_Industrial_Stone, Clay, and Glass_Existing_Space Heating_Natural Gas_HVAC - Duct Repair and Sealing_A_Achievable Economic RVT Potential | F10 | Industrial | Stone, Clay, and Glass | Existing | Space Heating | Natural Gas | HVAC - Duct Repair and Sealing | A | Purchases (Incremental) | Achievable Economic RVT Potential | 0 | 0 | 0 | 0 | 0 | 0 | 0 | 0 | 0 | 0 | 0 | 0 | 0 | 0 | 0 | 0 | 0 | 0 | 0 | 0 | 0 | 0 | 0 | 0 | 0 | 0 | 0 | 0 | 0 | 0 | 0
F11_Industrial_Stone, Clay, and Glass_Existing_Space Heating_Natural Gas_HVAC - Duct Repair and Sealing_A_Achievable Economic RVT Potential | F11 | Industrial | Stone, Clay, and Glass | Existing | Space Heating | Natural Gas | HVAC - Duct Repair and Sealing | A | Purchases (Cumulative) | Achievable Economic RVT Potential | 0 | 0 | 0 | 0 | 0 | 0 | 0 | 0 | 0 | 0 | 0 | 0 | 0 | 0 | 0 | 0 | 0 | 0 | 0 | 0 | 0 | 0 | 0 | 0 | 0 | 0 | 0 | 0 | 0 | 0 | 0
F1_Industrial_Stone, Clay, and Glass_Existing_Space Heating_Natural Gas_Windows - High Efficiency_A_Achievable Economic RVT Potential | F1 | Industrial | Stone, Clay, and Glass | Existing | Space Heating | Natural Gas | Windows - High Efficiency | A | Integrated Unit Energy Savings (kWh or therms) | Achievable Economic RVT Potential | 0 | 0 | 0 | 0 | 0 | 0.0056615 | 0.0055845 | 0.0054784 | 0.0053461 | 0.0051885 | 0.0050072 | 0.004818 | 0.004628 | 0.0044344 | 0.0042668 | 0.0041067 | 0.0039753 | 0.0038588 | 0.0037558 | 0.0036808 | 0.003612 | 0.0035518 | 0.0035023 | 0.0034629 | 0.0034273 | 0.0034008 | 0.0033786 | 0.0033581 | 0 | 0 | 0
F2_Industrial_Stone, Clay, and Glass_Existing_Space Heating_Natural Gas_Windows - High Efficiency_A_Achievable Economic RVT Potential | F2 | Industrial | Stone, Clay, and Glass | Existing | Space Heating | Natural Gas | Windows - High Efficiency | A | Integrated Unit Summer Peak Savings (kW) | Achievable Economic RVT Potential | 0 | 0 | 0 | 0 | 0 | 0 | 0 | 0 | 0 | 0 | 0 | 0 | 0 | 0 | 0 | 0 | 0 | 0 | 0 | 0 | 0 | 0 | 0 | 0 | 0 | 0 | 0 | 0 | 0 | 0 | 0
F3_Industrial_Stone, Clay, and Glass_Existing_Space Heating_Natural Gas_Windows - High Efficiency_A_Achievable Economic RVT Potential | F3 | Industrial | Stone, Clay, and Glass | Existing | Space Heating | Natural Gas | Windows - High Efficiency | A | Integrated Unit Winter Peak Savings (kW) | Achievable Economic RVT Potential | 0 | 0 | 0 | 0 | 0 | 0 | 0 | 0 | 0 | 0 | 0 | 0 | 0 | 0 | 0 | 0 | 0 | 0 | 0 | 0 | 0 | 0 | 0 | 0 | 0 | 0 | 0 | 0 | 0 | 0 | 0
F4_Industrial_Stone, Clay, and Glass_Existing_Space Heating_Natural Gas_Windows - High Efficiency_A_Achievable Economic RVT Potential | F4 | Industrial | Stone, Clay, and Glass | Existing | Space Heating | Natural Gas | Windows - High Efficiency | A | Incremental Energy Savings (MWh or mTherms) | Achievable Economic RVT Potential | 0 | 0 | 0 | 0 | 0 | 0 | 0 | 0 | 0 | 0 | 0 | 0 | 0 | 0 | 0 | 0 | 0 | 0 | 0 | 0 | 0 | 0 | 0 | 0 | 0 | 0 | 0 | 0 | 0 | 0 | 0
F5_Industrial_Stone, Clay, and Glass_Existing_Space Heating_Natural Gas_Windows - High Efficiency_A_Achievable Economic RVT Potential | F5 | Industrial | Stone, Clay, and Glass | Existing | Space Heating | Natural Gas | Windows - High Efficiency | A | Incremental Summer Peak Savings (MW) | Achievable Economic RVT Potential | 0 | 0 | 0 | 0 | 0 | 0 | 0 | 0 | 0 | 0 | 0 | 0 | 0 | 0 | 0 | 0 | 0 | 0 | 0 | 0 | 0 | 0 | 0 | 0 | 0 | 0 | 0 | 0 | 0 | 0 | 0
F6_Industrial_Stone, Clay, and Glass_Existing_Space Heating_Natural Gas_Windows - High Efficiency_A_Achievable Economic RVT Potential | F6 | Industrial | Stone, Clay, and Glass | Existing | Space Heating | Natural Gas | Windows - High Efficiency | A | Incremental Winter Peak Savings (MW) | Achievable Economic RVT Potential | 0 | 0 | 0 | 0 | 0 | 0 | 0 | 0 | 0 | 0 | 0 | 0 | 0 | 0 | 0 | 0 | 0 | 0 | 0 | 0 | 0 | 0 | 0 | 0 | 0 | 0 | 0 | 0 | 0 | 0 | 0
F7_Industrial_Stone, Clay, and Glass_Existing_Space Heating_Natural Gas_Windows - High Efficiency_A_Achievable Economic RVT Potential | F7 | Industrial | Stone, Clay, and Glass | Existing | Space Heating | Natural Gas | Windows - High Efficiency | A | Cumulative Energy Savings (MWh or mTherms) | Achievable Economic RVT Potential | 0 | 0 | 0 | 0 | 0 | 0 | 0 | 0 | 0 | 0 | 0 | 0 | 0 | 0 | 0 | 0 | 0 | 0 | 0 | 0 | 0 | 0 | 0 | 0 | 0 | 0 | 0 | 0 | 0 | 0 | 0
F8_Industrial_Stone, Clay, and Glass_Existing_Space Heating_Natural Gas_Windows - High Efficiency_A_Achievable Economic RVT Potential | F8 | Industrial | Stone, Clay, and Glass | Existing | Space Heating | Natural Gas | Windows - High Efficiency | A | Cumulative Summer Peak Savings (MW) | Achievable Economic RVT Potential | 0 | 0 | 0 | 0 | 0 | 0 | 0 | 0 | 0 | 0 | 0 | 0 | 0 | 0 | 0 | 0 | 0 | 0 | 0 | 0 | 0 | 0 | 0 | 0 | 0 | 0 | 0 | 0 | 0 | 0 | 0
F9_Industrial_Stone, Clay, and Glass_Existing_Space Heating_Natural Gas_Windows - High Efficiency_A_Achievable Economic RVT Potential | F9 | Industrial | Stone, Clay, and Glass | Existing | Space Heating | Natural Gas | Windows - High Efficiency | A | Cumulative Winter Peak Savings (MW) | Achievable Economic RVT Potential | 0 | 0 | 0 | 0 | 0 | 0 | 0 | 0 | 0 | 0 | 0 | 0 | 0 | 0 | 0 | 0 | 0 | 0 | 0 | 0 | 0 | 0 | 0 | 0 | 0 | 0 | 0 | 0 | 0 | 0 | 0
F10_Industrial_Stone, Clay, and Glass_Existing_Space Heating_Natural Gas_Windows - High Efficiency_A_Achievable Economic RVT Potential | F10 | Industrial | Stone, Clay, and Glass | Existing | Space Heating | Natural Gas | Windows - High Efficiency | A | Purchases (Incremental) | Achievable Economic RVT Potential | 0 | 0 | 0 | 0 | 0 | 0 | 0 | 0 | 0 | 0 | 0 | 0 | 0 | 0 | 0 | 0 | 0 | 0 | 0 | 0 | 0 | 0 | 0 | 0 | 0 | 0 | 0 | 0 | 0 | 0 | 0
F11_Industrial_Stone, Clay, and Glass_Existing_Space Heating_Natural Gas_Windows - High Efficiency_A_Achievable Economic RVT Potential | F11 | Industrial | Stone, Clay, and Glass | Existing | Space Heating | Natural Gas | Windows - High Efficiency | A | Purchases (Cumulative) | Achievable Economic RVT Potential | 0 | 0 | 0 | 0 | 0 | 0 | 0 | 0 | 0 | 0 | 0 | 0 | 0 | 0 | 0 | 0 | 0 | 0 | 0 | 0 | 0 | 0 | 0 | 0 | 0 | 0 | 0 | 0 | 0 | 0 | 0
F1_Industrial_Stone, Clay, and Glass_Existing_Space Heating_Natural Gas_Gas Boiler - Maintenance_A_Achievable Economic RVT Potential | F1 | Industrial | Stone, Clay, and Glass | Existing | Space Heating | Natural Gas | Gas Boiler - Maintenance | A | Integrated Unit Energy Savings (kWh or therms) | Achievable Economic RVT Potential | 0 | 0 | 0 | 0 | 0 | 7.0154 | 6.9665 | 6.9168 | 6.8651 | 6.8114 | 6.7566 | 6.7002 | 6.6421 | 6.5816 | 6.5152 | 6.451 | 6.3861 | 6.3224 | 6.2599 | 6.1998 | 6.1422 | 6.0833 | 6.0299 | 5.9796 | 5.9305 | 5.886 | 5.8479 | 5.8129 | 6.0601 | 6.0352 | 6.0125
F2_Industrial_Stone, Clay, and Glass_Existing_Space Heating_Natural Gas_Gas Boiler - Maintenance_A_Achievable Economic RVT Potential | F2 | Industrial | Stone, Clay, and Glass | Existing | Space Heating | Natural Gas | Gas Boiler - Maintenance | A | Integrated Unit Summer Peak Savings (kW) | Achievable Economic RVT Potential | 0 | 0 | 0 | 0 | 0 | 0 | 0 | 0 | 0 | 0 | 0 | 0 | 0 | 0 | 0 | 0 | 0 | 0 | 0 | 0 | 0 | 0 | 0 | 0 | 0 | 0 | 0 | 0 | 0 | 0 | 0
F3_Industrial_Stone, Clay, and Glass_Existing_Space Heating_Natural Gas_Gas Boiler - Maintenance_A_Achievable Economic RVT Potential | F3 | Industrial | Stone, Clay, and Glass | Existing | Space Heating | Natural Gas | Gas Boiler - Maintenance | A | Integrated Unit Winter Peak Savings (kW) | Achievable Economic RVT Potential | 0 | 0 | 0 | 0 | 0 | 0 | 0 | 0 | 0 | 0 | 0 | 0 | 0 | 0 | 0 | 0 | 0 | 0 | 0 | 0 | 0 | 0 | 0 | 0 | 0 | 0 | 0 | 0 | 0 | 0 | 0
F4_Industrial_Stone, Clay, and Glass_Existing_Space Heating_Natural Gas_Gas Boiler - Maintenance_A_Achievable Economic RVT Potential | F4 | Industrial | Stone, Clay, and Glass | Existing | Space Heating | Natural Gas | Gas Boiler - Maintenance | A | Incremental Energy Savings (MWh or mTherms) | Achievable Economic RVT Potential | 0 | 0 | 0 | 0 | 0 | 0 | 0 | 0 | 0 | 0 | 0 | 0 | 0 | 0 | 0 | 0 | 0 | 0 | 0 | 0 | 0 | 0 | 0 | 0 | 0 | 0 | 0 | 0 | 0 | 0 | 0
F5_Industrial_Stone, Clay, and Glass_Existing_Space Heating_Natural Gas_Gas Boiler - Maintenance_A_Achievable Economic RVT Potential | F5 | Industrial | Stone, Clay, and Glass | Existing | Space Heating | Natural Gas | Gas Boiler - Maintenance | A | Incremental Summer Peak Savings (MW) | Achievable Economic RVT Potential | 0 | 0 | 0 | 0 | 0 | 0 | 0 | 0 | 0 | 0 | 0 | 0 | 0 | 0 | 0 | 0 | 0 | 0 | 0 | 0 | 0 | 0 | 0 | 0 | 0 | 0 | 0 | 0 | 0 | 0 | 0
F6_Industrial_Stone, Clay, and Glass_Existing_Space Heating_Natural Gas_Gas Boiler - Maintenance_A_Achievable Economic RVT Potential | F6 | Industrial | Stone, Clay, and Glass | Existing | Space Heating | Natural Gas | Gas Boiler - Maintenance | A | Incremental Winter Peak Savings (MW) | Achievable Economic RVT Potential | 0 | 0 | 0 | 0 | 0 | 0 | 0 | 0 | 0 | 0 | 0 | 0 | 0 | 0 | 0 | 0 | 0 | 0 | 0 | 0 | 0 | 0 | 0 | 0 | 0 | 0 | 0 | 0 | 0 | 0 | 0
F7_Industrial_Stone, Clay, and Glass_Existing_Space Heating_Natural Gas_Gas Boiler - Maintenance_A_Achievable Economic RVT Potential | F7 | Industrial | Stone, Clay, and Glass | Existing | Space Heating | Natural Gas | Gas Boiler - Maintenance | A | Cumulative Energy Savings (MWh or mTherms) | Achievable Economic RVT Potential | 0 | 0 | 0 | 0 | 0 | 0 | 0 | 0 | 0 | 0 | 0 | 0 | 0 | 0 | 0 | 0 | 0 | 0 | 0 | 0 | 0 | 0 | 0 | 0 | 0 | 0 | 0 | 0 | 0 | 0 | 0
F8_Industrial_Stone, Clay, and Glass_Existing_Space Heating_Natural Gas_Gas Boiler - Maintenance_A_Achievable Economic RVT Potential | F8 | Industrial | Stone, Clay, and Glass | Existing | Space Heating | Natural Gas | Gas Boiler - Maintenance | A | Cumulative Summer Peak Savings (MW) | Achievable Economic RVT Potential | 0 | 0 | 0 | 0 | 0 | 0 | 0 | 0 | 0 | 0 | 0 | 0 | 0 | 0 | 0 | 0 | 0 | 0 | 0 | 0 | 0 | 0 | 0 | 0 | 0 | 0 | 0 | 0 | 0 | 0 | 0
F9_Industrial_Stone, Clay, and Glass_Existing_Space Heating_Natural Gas_Gas Boiler - Maintenance_A_Achievable Economic RVT Potential | F9 | Industrial | Stone, Clay, and Glass | Existing | Space Heating | Natural Gas | Gas Boiler - Maintenance | A | Cumulative Winter Peak Savings (MW) | Achievable Economic RVT Potential | 0 | 0 | 0 | 0 | 0 | 0 | 0 | 0 | 0 | 0 | 0 | 0 | 0 | 0 | 0 | 0 | 0 | 0 | 0 | 0 | 0 | 0 | 0 | 0 | 0 | 0 | 0 | 0 | 0 | 0 | 0
F10_Industrial_Stone, Clay, and Glass_Existing_Space Heating_Natural Gas_Gas Boiler - Maintenance_A_Achievable Economic RVT Potential | F10 | Industrial | Stone, Clay, and Glass | Existing | Space Heating | Natural Gas | Gas Boiler - Maintenance | A | Purchases (Incremental) | Achievable Economic RVT Potential | 0 | 0 | 0 | 0 | 0 | 0 | 0 | 0 | 0 | 0 | 0 | 0 | 0 | 0 | 0 | 0 | 0 | 0 | 0 | 0 | 0 | 0 | 0 | 0 | 0 | 0 | 0 | 0 | 0 | 0 | 0
F11_Industrial_Stone, Clay, and Glass_Existing_Space Heating_Natural Gas_Gas Boiler - Maintenance_A_Achievable Economic RVT Potential | F11 | Industrial | Stone, Clay, and Glass | Existing | Space Heating | Natural Gas | Gas Boiler - Maintenance | A | Purchases (Cumulative) | Achievable Economic RVT Potential | 0 | 0 | 0 | 0 | 0 | 0 | 0 | 0 | 0 | 0 | 0 | 0 | 0 | 0 | 0 | 0 | 0 | 0 | 0 | 0 | 0 | 0 | 0 | 0 | 0 | 0 | 0 | 0 | 0 | 0 | 0
F1_Industrial_Stone, Clay, and Glass_Existing_Process_Natural Gas_Gas Boiler - Maintenance_A_Achievable Economic RVT Potential | F1 | Industrial | Stone, Clay, and Glass | Existing | Process | Natural Gas | Gas Boiler - Maintenance | A | Integrated Unit Energy Savings (kWh or therms) | Achievable Economic RVT Potential | 0 | 0 | 0 | 0 | 0 | 4.2096 | 4.2096 | 4.2096 | 4.2096 | 4.2096 | 4.2096 | 4.2096 | 4.2096 | 4.2096 | 4.2096 | 4.2096 | 4.2096 | 4.2096 | 4.2096 | 4.2096 | 4.2096 | 4.2096 | 4.2096 | 4.2096 | 4.2096 | 4.2096 | 4.2096 | 4.2096 | 4.2096 | 4.2096 | 4.2096
F2_Industrial_Stone, Clay, and Glass_Existing_Process_Natural Gas_Gas Boiler - Maintenance_A_Achievable Economic RVT Potential | F2 | Industrial | Stone, Clay, and Glass | Existing | Process | Natural Gas | Gas Boiler - Maintenance | A | Integrated Unit Summer Peak Savings (kW) | Achievable Economic RVT Potential | 0 | 0 | 0 | 0 | 0 | 0 | 0 | 0 | 0 | 0 | 0 | 0 | 0 | 0 | 0 | 0 | 0 | 0 | 0 | 0 | 0 | 0 | 0 | 0 | 0 | 0 | 0 | 0 | 0 | 0 | 0
F3_Industrial_Stone, Clay, and Glass_Existing_Process_Natural Gas_Gas Boiler - Maintenance_A_Achievable Economic RVT Potential | F3 | Industrial | Stone, Clay, and Glass | Existing | Process | Natural Gas | Gas Boiler - Maintenance | A | Integrated Unit Winter Peak Savings (kW) | Achievable Economic RVT Potential | 0 | 0 | 0 | 0 | 0 | 0 | 0 | 0 | 0 | 0 | 0 | 0 | 0 | 0 | 0 | 0 | 0 | 0 | 0 | 0 | 0 | 0 | 0 | 0 | 0 | 0 | 0 | 0 | 0 | 0 | 0
F4_Industrial_Stone, Clay, and Glass_Existing_Process_Natural Gas_Gas Boiler - Maintenance_A_Achievable Economic RVT Potential | F4 | Industrial | Stone, Clay, and Glass | Existing | Process | Natural Gas | Gas Boiler - Maintenance | A | Incremental Energy Savings (MWh or mTherms) | Achievable Economic RVT Potential | 0 | 0 | 0 | 0 | 0 | 0 | 0 | 0 | 0 | 0 | 0 | 0 | 0 | 0 | 0 | 0 | 0 | 0 | 0 | 0 | 0 | 0 | 0 | 0 | 0 | 0 | 0 | 0 | 0 | 0 | 0
F5_Industrial_Stone, Clay, and Glass_Existing_Process_Natural Gas_Gas Boiler - Maintenance_A_Achievable Economic RVT Potential | F5 | Industrial | Stone, Clay, and Glass | Existing | Process | Natural Gas | Gas Boiler - Maintenance | A | Incremental Summer Peak Savings (MW) | Achievable Economic RVT Potential | 0 | 0 | 0 | 0 | 0 | 0 | 0 | 0 | 0 | 0 | 0 | 0 | 0 | 0 | 0 | 0 | 0 | 0 | 0 | 0 | 0 | 0 | 0 | 0 | 0 | 0 | 0 | 0 | 0 | 0 | 0
F6_Industrial_Stone, Clay, and Glass_Existing_Process_Natural Gas_Gas Boiler - Maintenance_A_Achievable Economic RVT Potential | F6 | Industrial | Stone, Clay, and Glass | Existing | Process | Natural Gas | Gas Boiler - Maintenance | A | Incremental Winter Peak Savings (MW) | Achievable Economic RVT Potential | 0 | 0 | 0 | 0 | 0 | 0 | 0 | 0 | 0 | 0 | 0 | 0 | 0 | 0 | 0 | 0 | 0 | 0 | 0 | 0 | 0 | 0 | 0 | 0 | 0 | 0 | 0 | 0 | 0 | 0 | 0
F7_Industrial_Stone, Clay, and Glass_Existing_Process_Natural Gas_Gas Boiler - Maintenance_A_Achievable Economic RVT Potential | F7 | Industrial | Stone, Clay, and Glass | Existing | Process | Natural Gas | Gas Boiler - Maintenance | A | Cumulative Energy Savings (MWh or mTherms) | Achievable Economic RVT Potential | 0 | 0 | 0 | 0 | 0 | 0 | 0 | 0 | 0 | 0 | 0 | 0 | 0 | 0 | 0 | 0 | 0 | 0 | 0 | 0 | 0 | 0 | 0 | 0 | 0 | 0 | 0 | 0 | 0 | 0 | 0
F8_Industrial_Stone, Clay, and Glass_Existing_Process_Natural Gas_Gas Boiler - Maintenance_A_Achievable Economic RVT Potential | F8 | Industrial | Stone, Clay, and Glass | Existing | Process | Natural Gas | Gas Boiler - Maintenance | A | Cumulative Summer Peak Savings (MW) | Achievable Economic RVT Potential | 0 | 0 | 0 | 0 | 0 | 0 | 0 | 0 | 0 | 0 | 0 | 0 | 0 | 0 | 0 | 0 | 0 | 0 | 0 | 0 | 0 | 0 | 0 | 0 | 0 | 0 | 0 | 0 | 0 | 0 | 0
F9_Industrial_Stone, Clay, and Glass_Existing_Process_Natural Gas_Gas Boiler - Maintenance_A_Achievable Economic RVT Potential | F9 | Industrial | Stone, Clay, and Glass | Existing | Process | Natural Gas | Gas Boiler - Maintenance | A | Cumulative Winter Peak Savings (MW) | Achievable Economic RVT Potential | 0 | 0 | 0 | 0 | 0 | 0 | 0 | 0 | 0 | 0 | 0 | 0 | 0 | 0 | 0 | 0 | 0 | 0 | 0 | 0 | 0 | 0 | 0 | 0 | 0 | 0 | 0 | 0 | 0 | 0 | 0
F10_Industrial_Stone, Clay, and Glass_Existing_Process_Natural Gas_Gas Boiler - Maintenance_A_Achievable Economic RVT Potential | F10 | Industrial | Stone, Clay, and Glass | Existing | Process | Natural Gas | Gas Boiler - Maintenance | A | Purchases (Incremental) | Achievable Economic RVT Potential | 0 | 0 | 0 | 0 | 0 | 0 | 0 | 0 | 0 | 0 | 0 | 0 | 0 | 0 | 0 | 0 | 0 | 0 | 0 | 0 | 0 | 0 | 0 | 0 | 0 | 0 | 0 | 0 | 0 | 0 | 0
F11_Industrial_Stone, Clay, and Glass_Existing_Process_Natural Gas_Gas Boiler - Maintenance_A_Achievable Economic RVT Potential | F11 | Industrial | Stone, Clay, and Glass | Existing | Process | Natural Gas | Gas Boiler - Maintenance | A | Purchases (Cumulative) | Achievable Economic RVT Potential | 0 | 0 | 0 | 0 | 0 | 0 | 0 | 0 | 0 | 0 | 0 | 0 | 0 | 0 | 0 | 0 | 0 | 0 | 0 | 0 | 0 | 0 | 0 | 0 | 0 | 0 | 0 | 0 | 0 | 0 | 0
F1_Industrial_Stone, Clay, and Glass_Existing_Space Heating_Natural Gas_Gas Furnace - Maintenance_A_Achievable Economic RVT Potential | F1 | Industrial | Stone, Clay, and Glass | Existing | Space Heating | Natural Gas | Gas Furnace - Maintenance | A | Integrated Unit Energy Savings (kWh or therms) | Achievable Economic RVT Potential | 0 | 0 | 0 | 0 | 0 | 0.0091816 | 0.0090854 | 0.0089651 | 0.0088415 | 0.0087149 | 0.0085871 | 0.0084585 | 0.0083337 | 0.0082104 | 0.0080848 | 0.0079679 | 0.0078558 | 0.007749 | 0.0076471 | 0.0075491 | 0.0074543 | 0.0073605 | 0.00727 | 0.0071847 | 0.0071037 | 0.0070358 | 0.0069757 | 0.0069192 | 0.0073847 | 0.0073392 | 0.0072965
F2_Industrial_Stone, Clay, and Glass_Existing_Space Heating_Natural Gas_Gas Furnace - Maintenance_A_Achievable Economic RVT Potential | F2 | Industrial | Stone, Clay, and Glass | Existing | Space Heating | Natural Gas | Gas Furnace - Maintenance | A | Integrated Unit Summer Peak Savings (kW) | Achievable Economic RVT Potential | 0 | 0 | 0 | 0 | 0 | 0 | 0 | 0 | 0 | 0 | 0 | 0 | 0 | 0 | 0 | 0 | 0 | 0 | 0 | 0 | 0 | 0 | 0 | 0 | 0 | 0 | 0 | 0 | 0 | 0 | 0
F3_Industrial_Stone, Clay, and Glass_Existing_Space Heating_Natural Gas_Gas Furnace - Maintenance_A_Achievable Economic RVT Potential | F3 | Industrial | Stone, Clay, and Glass | Existing | Space Heating | Natural Gas | Gas Furnace - Maintenance | A | Integrated Unit Winter Peak Savings (kW) | Achievable Economic RVT Potential | 0 | 0 | 0 | 0 | 0 | 0 | 0 | 0 | 0 | 0 | 0 | 0 | 0 | 0 | 0 | 0 | 0 | 0 | 0 | 0 | 0 | 0 | 0 | 0 | 0 | 0 | 0 | 0 | 0 | 0 | 0
F4_Industrial_Stone, Clay, and Glass_Existing_Space Heating_Natural Gas_Gas Furnace - Maintenance_A_Achievable Economic RVT Potential | F4 | Industrial | Stone, Clay, and Glass | Existing | Space Heating | Natural Gas | Gas Furnace - Maintenance | A | Incremental Energy Savings (MWh or mTherms) | Achievable Economic RVT Potential | 0 | 0 | 0 | 0 | 0 | 0 | 0 | 0 | 0 | 0 | 0 | 0 | 0 | 0 | 0 | 0 | 0 | 0 | 0 | 0 | 0 | 0 | 0 | 0 | 0 | 0 | 0 | 0 | 0 | 0 | 0
F5_Industrial_Stone, Clay, and Glass_Existing_Space Heating_Natural Gas_Gas Furnace - Maintenance_A_Achievable Economic RVT Potential | F5 | Industrial | Stone, Clay, and Glass | Existing | Space Heating | Natural Gas | Gas Furnace - Maintenance | A | Incremental Summer Peak Savings (MW) | Achievable Economic RVT Potential | 0 | 0 | 0 | 0 | 0 | 0 | 0 | 0 | 0 | 0 | 0 | 0 | 0 | 0 | 0 | 0 | 0 | 0 | 0 | 0 | 0 | 0 | 0 | 0 | 0 | 0 | 0 | 0 | 0 | 0 | 0
F6_Industrial_Stone, Clay, and Glass_Existing_Space Heating_Natural Gas_Gas Furnace - Maintenance_A_Achievable Economic RVT Potential | F6 | Industrial | Stone, Clay, and Glass | Existing | Space Heating | Natural Gas | Gas Furnace - Maintenance | A | Incremental Winter Peak Savings (MW) | Achievable Economic RVT Potential | 0 | 0 | 0 | 0 | 0 | 0 | 0 | 0 | 0 | 0 | 0 | 0 | 0 | 0 | 0 | 0 | 0 | 0 | 0 | 0 | 0 | 0 | 0 | 0 | 0 | 0 | 0 | 0 | 0 | 0 | 0
F7_Industrial_Stone, Clay, and Glass_Existing_Space Heating_Natural Gas_Gas Furnace - Maintenance_A_Achievable Economic RVT Potential | F7 | Industrial | Stone, Clay, and Glass | Existing | Space Heating | Natural Gas | Gas Furnace - Maintenance | A | Cumulative Energy Savings (MWh or mTherms) | Achievable Economic RVT Potential | 0 | 0 | 0 | 0 | 0 | 0 | 0 | 0 | 0 | 0 | 0 | 0 | 0 | 0 | 0 | 0 | 0 | 0 | 0 | 0 | 0 | 0 | 0 | 0 | 0 | 0 | 0 | 0 | 0 | 0 | 0
F8_Industrial_Stone, Clay, and Glass_Existing_Space Heating_Natural Gas_Gas Furnace - Maintenance_A_Achievable Economic RVT Potential | F8 | Industrial | Stone, Clay, and Glass | Existing | Space Heating | Natural Gas | Gas Furnace - Maintenance | A | Cumulative Summer Peak Savings (MW) | Achievable Economic RVT Potential | 0 | 0 | 0 | 0 | 0 | 0 | 0 | 0 | 0 | 0 | 0 | 0 | 0 | 0 | 0 | 0 | 0 | 0 | 0 | 0 | 0 | 0 | 0 | 0 | 0 | 0 | 0 | 0 | 0 | 0 | 0
F9_Industrial_Stone, Clay, and Glass_Existing_Space Heating_Natural Gas_Gas Furnace - Maintenance_A_Achievable Economic RVT Potential | F9 | Industrial | Stone, Clay, and Glass | Existing | Space Heating | Natural Gas | Gas Furnace - Maintenance | A | Cumulative Winter Peak Savings (MW) | Achievable Economic RVT Potential | 0 | 0 | 0 | 0 | 0 | 0 | 0 | 0 | 0 | 0 | 0 | 0 | 0 | 0 | 0 | 0 | 0 | 0 | 0 | 0 | 0 | 0 | 0 | 0 | 0 | 0 | 0 | 0 | 0 | 0 | 0
F10_Industrial_Stone, Clay, and Glass_Existing_Space Heating_Natural Gas_Gas Furnace - Maintenance_A_Achievable Economic RVT Potential | F10 | Industrial | Stone, Clay, and Glass | Existing | Space Heating | Natural Gas | Gas Furnace - Maintenance | A | Purchases (Incremental) | Achievable Economic RVT Potential | 0 | 0 | 0 | 0 | 0 | 0 | 0 | 0 | 0 | 0 | 0 | 0 | 0 | 0 | 0 | 0 | 0 | 0 | 0 | 0 | 0 | 0 | 0 | 0 | 0 | 0 | 0 | 0 | 0 | 0 | 0
F11_Industrial_Stone, Clay, and Glass_Existing_Space Heating_Natural Gas_Gas Furnace - Maintenance_A_Achievable Economic RVT Potential | F11 | Industrial | Stone, Clay, and Glass | Existing | Space Heating | Natural Gas | Gas Furnace - Maintenance | A | Purchases (Cumulative) | Achievable Economic RVT Potential | 0 | 0 | 0 | 0 | 0 | 0 | 0 | 0 | 0 | 0 | 0 | 0 | 0 | 0 | 0 | 0 | 0 | 0 | 0 | 0 | 0 | 0 | 0 | 0 | 0 | 0 | 0 | 0 | 0 | 0 | 0
F1_Industrial_Stone, Clay, and Glass_Existing_Space Heating_Natural Gas_Gas Boiler - Hot Water Reset_A_Achievable Economic RVT Potential | F1 | Industrial | Stone, Clay, and Glass | Existing | Space Heating | Natural Gas | Gas Boiler - Hot Water Reset | A | Integrated Unit Energy Savings (kWh or therms) | Achievable Economic RVT Potential | 0 | 0 | 0 | 0 | 0 | 25.4828 | 25.2782 | 25.0708 | 24.8571 | 24.6364 | 24.4111 | 24.1818 | 23.947 | 23.7016 | 23.4401 | 23.1836 | 22.9273 | 22.6748 | 22.4258 | 22.1888 | 21.9599 | 21.7266 | 21.5135 | 21.312 | 21.1151 | 20.9551 | 20.8185 | 20.6927 | 22.0369 | 21.9464 | 21.8637
F2_Industrial_Stone, Clay, and Glass_Existing_Space Heating_Natural Gas_Gas Boiler - Hot Water Reset_A_Achievable Economic RVT Potential | F2 | Industrial | Stone, Clay, and Glass | Existing | Space Heating | Natural Gas | Gas Boiler - Hot Water Reset | A | Integrated Unit Summer Peak Savings (kW) | Achievable Economic RVT Potential | 0 | 0 | 0 | 0 | 0 | 0 | 0 | 0 | 0 | 0 | 0 | 0 | 0 | 0 | 0 | 0 | 0 | 0 | 0 | 0 | 0 | 0 | 0 | 0 | 0 | 0 | 0 | 0 | 0 | 0 | 0
F3_Industrial_Stone, Clay, and Glass_Existing_Space Heating_Natural Gas_Gas Boiler - Hot Water Reset_A_Achievable Economic RVT Potential | F3 | Industrial | Stone, Clay, and Glass | Existing | Space Heating | Natural Gas | Gas Boiler - Hot Water Reset | A | Integrated Unit Winter Peak Savings (kW) | Achievable Economic RVT Potential | 0 | 0 | 0 | 0 | 0 | 0 | 0 | 0 | 0 | 0 | 0 | 0 | 0 | 0 | 0 | 0 | 0 | 0 | 0 | 0 | 0 | 0 | 0 | 0 | 0 | 0 | 0 | 0 | 0 | 0 | 0
F4_Industrial_Stone, Clay, and Glass_Existing_Space Heating_Natural Gas_Gas Boiler - Hot Water Reset_A_Achievable Economic RVT Potential | F4 | Industrial | Stone, Clay, and Glass | Existing | Space Heating | Natural Gas | Gas Boiler - Hot Water Reset | A | Incremental Energy Savings (MWh or mTherms) | Achievable Economic RVT Potential | 0 | 0 | 0 | 0 | 0 | 0 | 0 | 0 | 0 | 0 | 0 | 0 | 0 | 0 | 0 | 0 | 0 | 0 | 0 | 0 | 0 | 0 | 0 | 0 | 0 | 0 | 0 | 0 | 0 | 0 | 0
F5_Industrial_Stone, Clay, and Glass_Existing_Space Heating_Natural Gas_Gas Boiler - Hot Water Reset_A_Achievable Economic RVT Potential | F5 | Industrial | Stone, Clay, and Glass | Existing | Space Heating | Natural Gas | Gas Boiler - Hot Water Reset | A | Incremental Summer Peak Savings (MW) | Achievable Economic RVT Potential | 0 | 0 | 0 | 0 | 0 | 0 | 0 | 0 | 0 | 0 | 0 | 0 | 0 | 0 | 0 | 0 | 0 | 0 | 0 | 0 | 0 | 0 | 0 | 0 | 0 | 0 | 0 | 0 | 0 | 0 | 0
F6_Industrial_Stone, Clay, and Glass_Existing_Space Heating_Natural Gas_Gas Boiler - Hot Water Reset_A_Achievable Economic RVT Potential | F6 | Industrial | Stone, Clay, and Glass | Existing | Space Heating | Natural Gas | Gas Boiler - Hot Water Reset | A | Incremental Winter Peak Savings (MW) | Achievable Economic RVT Potential | 0 | 0 | 0 | 0 | 0 | 0 | 0 | 0 | 0 | 0 | 0 | 0 | 0 | 0 | 0 | 0 | 0 | 0 | 0 | 0 | 0 | 0 | 0 | 0 | 0 | 0 | 0 | 0 | 0 | 0 | 0
F7_Industrial_Stone, Clay, and Glass_Existing_Space Heating_Natural Gas_Gas Boiler - Hot Water Reset_A_Achievable Economic RVT Potential | F7 | Industrial | Stone, Clay, and Glass | Existing | Space Heating | Natural Gas | Gas Boiler - Hot Water Reset | A | Cumulative Energy Savings (MWh or mTherms) | Achievable Economic RVT Potential | 0 | 0 | 0 | 0 | 0 | 0 | 0 | 0 | 0 | 0 | 0 | 0 | 0 | 0 | 0 | 0 | 0 | 0 | 0 | 0 | 0 | 0 | 0 | 0 | 0 | 0 | 0 | 0 | 0 | 0 | 0
F8_Industrial_Stone, Clay, and Glass_Existing_Space Heating_Natural Gas_Gas Boiler - Hot Water Reset_A_Achievable Economic RVT Potential | F8 | Industrial | Stone, Clay, and Glass | Existing | Space Heating | Natural Gas | Gas Boiler - Hot Water Reset | A | Cumulative Summer Peak Savings (MW) | Achievable Economic RVT Potential | 0 | 0 | 0 | 0 | 0 | 0 | 0 | 0 | 0 | 0 | 0 | 0 | 0 | 0 | 0 | 0 | 0 | 0 | 0 | 0 | 0 | 0 | 0 | 0 | 0 | 0 | 0 | 0 | 0 | 0 | 0
F9_Industrial_Stone, Clay, and Glass_Existing_Space Heating_Natural Gas_Gas Boiler - Hot Water Reset_A_Achievable Economic RVT Potential | F9 | Industrial | Stone, Clay, and Glass | Existing | Space Heating | Natural Gas | Gas Boiler - Hot Water Reset | A | Cumulative Winter Peak Savings (MW) | Achievable Economic RVT Potential | 0 | 0 | 0 | 0 | 0 | 0 | 0 | 0 | 0 | 0 | 0 | 0 | 0 | 0 | 0 | 0 | 0 | 0 | 0 | 0 | 0 | 0 | 0 | 0 | 0 | 0 | 0 | 0 | 0 | 0 | 0
F10_Industrial_Stone, Clay, and Glass_Existing_Space Heating_Natural Gas_Gas Boiler - Hot Water Reset_A_Achievable Economic RVT Potential | F10 | Industrial | Stone, Clay, and Glass | Existing | Space Heating | Natural Gas | Gas Boiler - Hot Water Reset | A | Purchases (Incremental) | Achievable Economic RVT Potential | 0 | 0 | 0 | 0 | 0 | 0 | 0 | 0 | 0 | 0 | 0 | 0 | 0 | 0 | 0 | 0 | 0 | 0 | 0 | 0 | 0 | 0 | 0 | 0 | 0 | 0 | 0 | 0 | 0 | 0 | 0
F11_Industrial_Stone, Clay, and Glass_Existing_Space Heating_Natural Gas_Gas Boiler - Hot Water Reset_A_Achievable Economic RVT Potential | F11 | Industrial | Stone, Clay, and Glass | Existing | Space Heating | Natural Gas | Gas Boiler - Hot Water Reset | A | Purchases (Cumulative) | Achievable Economic RVT Potential | 0 | 0 | 0 | 0 | 0 | 0 | 0 | 0 | 0 | 0 | 0 | 0 | 0 | 0 | 0 | 0 | 0 | 0 | 0 | 0 | 0 | 0 | 0 | 0 | 0 | 0 | 0 | 0 | 0 | 0 | 0
F1_Industrial_Stone, Clay, and Glass_Existing_Process_Natural Gas_Gas Boiler - Hot Water Reset_A_Achievable Economic RVT Potential | F1 | Industrial | Stone, Clay, and Glass | Existing | Process | Natural Gas | Gas Boiler - Hot Water Reset | A | Integrated Unit Energy Savings (kWh or therms) | Achievable Economic RVT Potential | 0 | 0 | 0 | 0 | 0 | 7.6224 | 7.591 | 7.5594 | 7.5283 | 7.4973 | 7.4668 | 7.4423 | 7.4214 | 7.4002 | 7.3859 | 7.3699 | 7.358 | 7.3458 | 7.3332 | 7.3245 | 7.3147 | 7.3072 | 7.2998 | 7.2925 | 7.2852 | 7.2842 | 7.2832 | 7.2823 | 7.6538 | 7.6538 | 7.6538
F2_Industrial_Stone, Clay, and Glass_Existing_Process_Natural Gas_Gas Boiler - Hot Water Reset_A_Achievable Economic RVT Potential | F2 | Industrial | Stone, Clay, and Glass | Existing | Process | Natural Gas | Gas Boiler - Hot Water Reset | A | Integrated Unit Summer Peak Savings (kW) | Achievable Economic RVT Potential | 0 | 0 | 0 | 0 | 0 | 0 | 0 | 0 | 0 | 0 | 0 | 0 | 0 | 0 | 0 | 0 | 0 | 0 | 0 | 0 | 0 | 0 | 0 | 0 | 0 | 0 | 0 | 0 | 0 | 0 | 0
F3_Industrial_Stone, Clay, and Glass_Existing_Process_Natural Gas_Gas Boiler - Hot Water Reset_A_Achievable Economic RVT Potential | F3 | Industrial | Stone, Clay, and Glass | Existing | Process | Natural Gas | Gas Boiler - Hot Water Reset | A | Integrated Unit Winter Peak Savings (kW) | Achievable Economic RVT Potential | 0 | 0 | 0 | 0 | 0 | 0 | 0 | 0 | 0 | 0 | 0 | 0 | 0 | 0 | 0 | 0 | 0 | 0 | 0 | 0 | 0 | 0 | 0 | 0 | 0 | 0 | 0 | 0 | 0 | 0 | 0
F4_Industrial_Stone, Clay, and Glass_Existing_Process_Natural Gas_Gas Boiler - Hot Water Reset_A_Achievable Economic RVT Potential | F4 | Industrial | Stone, Clay, and Glass | Existing | Process | Natural Gas | Gas Boiler - Hot Water Reset | A | Incremental Energy Savings (MWh or mTherms) | Achievable Economic RVT Potential | 0 | 0 | 0 | 0 | 0 | 0 | 0 | 0 | 0 | 0 | 0 | 0 | 0 | 0 | 0 | 0 | 0 | 0 | 0 | 0 | 0 | 0 | 0 | 0 | 0 | 0 | 0 | 0 | 0 | 0 | 0
F5_Industrial_Stone, Clay, and Glass_Existing_Process_Natural Gas_Gas Boiler - Hot Water Reset_A_Achievable Economic RVT Potential | F5 | Industrial | Stone, Clay, and Glass | Existing | Process | Natural Gas | Gas Boiler - Hot Water Reset | A | Incremental Summer Peak Savings (MW) | Achievable Economic RVT Potential | 0 | 0 | 0 | 0 | 0 | 0 | 0 | 0 | 0 | 0 | 0 | 0 | 0 | 0 | 0 | 0 | 0 | 0 | 0 | 0 | 0 | 0 | 0 | 0 | 0 | 0 | 0 | 0 | 0 | 0 | 0
F6_Industrial_Stone, Clay, and Glass_Existing_Process_Natural Gas_Gas Boiler - Hot Water Reset_A_Achievable Economic RVT Potential | F6 | Industrial | Stone, Clay, and Glass | Existing | Process | Natural Gas | Gas Boiler - Hot Water Reset | A | Incremental Winter Peak Savings (MW) | Achievable Economic RVT Potential | 0 | 0 | 0 | 0 | 0 | 0 | 0 | 0 | 0 | 0 | 0 | 0 | 0 | 0 | 0 | 0 | 0 | 0 | 0 | 0 | 0 | 0 | 0 | 0 | 0 | 0 | 0 | 0 | 0 | 0 | 0
F7_Industrial_Stone, Clay, and Glass_Existing_Process_Natural Gas_Gas Boiler - Hot Water Reset_A_Achievable Economic RVT Potential | F7 | Industrial | Stone, Clay, and Glass | Existing | Process | Natural Gas | Gas Boiler - Hot Water Reset | A | Cumulative Energy Savings (MWh or mTherms) | Achievable Economic RVT Potential | 0 | 0 | 0 | 0 | 0 | 0 | 0 | 0 | 0 | 0 | 0 | 0 | 0 | 0 | 0 | 0 | 0 | 0 | 0 | 0 | 0 | 0 | 0 | 0 | 0 | 0 | 0 | 0 | 0 | 0 | 0
F8_Industrial_Stone, Clay, and Glass_Existing_Process_Natural Gas_Gas Boiler - Hot Water Reset_A_Achievable Economic RVT Potential | F8 | Industrial | Stone, Clay, and Glass | Existing | Process | Natural Gas | Gas Boiler - Hot Water Reset | A | Cumulative Summer Peak Savings (MW) | Achievable Economic RVT Potential | 0 | 0 | 0 | 0 | 0 | 0 | 0 | 0 | 0 | 0 | 0 | 0 | 0 | 0 | 0 | 0 | 0 | 0 | 0 | 0 | 0 | 0 | 0 | 0 | 0 | 0 | 0 | 0 | 0 | 0 | 0
F9_Industrial_Stone, Clay, and Glass_Existing_Process_Natural Gas_Gas Boiler - Hot Water Reset_A_Achievable Economic RVT Potential | F9 | Industrial | Stone, Clay, and Glass | Existing | Process | Natural Gas | Gas Boiler - Hot Water Reset | A | Cumulative Winter Peak Savings (MW) | Achievable Economic RVT Potential | 0 | 0 | 0 | 0 | 0 | 0 | 0 | 0 | 0 | 0 | 0 | 0 | 0 | 0 | 0 | 0 | 0 | 0 | 0 | 0 | 0 | 0 | 0 | 0 | 0 | 0 | 0 | 0 | 0 | 0 | 0
F10_Industrial_Stone, Clay, and Glass_Existing_Process_Natural Gas_Gas Boiler - Hot Water Reset_A_Achievable Economic RVT Potential | F10 | Industrial | Stone, Clay, and Glass | Existing | Process | Natural Gas | Gas Boiler - Hot Water Reset | A | Purchases (Incremental) | Achievable Economic RVT Potential | 0 | 0 | 0 | 0 | 0 | 0 | 0 | 0 | 0 | 0 | 0 | 0 | 0 | 0 | 0 | 0 | 0 | 0 | 0 | 0 | 0 | 0 | 0 | 0 | 0 | 0 | 0 | 0 | 0 | 0 | 0
F11_Industrial_Stone, Clay, and Glass_Existing_Process_Natural Gas_Gas Boiler - Hot Water Reset_A_Achievable Economic RVT Potential | F11 | Industrial | Stone, Clay, and Glass | Existing | Process | Natural Gas | Gas Boiler - Hot Water Reset | A | Purchases (Cumulative) | Achievable Economic RVT Potential | 0 | 0 | 0 | 0 | 0 | 0 | 0 | 0 | 0 | 0 | 0 | 0 | 0 | 0 | 0 | 0 | 0 | 0 | 0 | 0 | 0 | 0 | 0 | 0 | 0 | 0 | 0 | 0 | 0 | 0 | 0
F1_Industrial_Stone, Clay, and Glass_Existing_Space Heating_Natural Gas_Steam Trap Maintenance_A_Achievable Economic RVT Potential | F1 | Industrial | Stone, Clay, and Glass | Existing | Space Heating | Natural Gas | Steam Trap Maintenance | A | Integrated Unit Energy Savings (kWh or therms) | Achievable Economic RVT Potential | 0 | 0 | 0 | 0 | 0 | 9.0101 | 8.9452 | 8.8794 | 8.8111 | 8.7402 | 8.668 | 8.5939 | 8.5177 | 8.4385 | 8.3522 | 8.2684 | 8.1839 | 8.1011 | 8.0197 | 7.9416 | 7.8667 | 7.7902 | 7.7208 | 7.6554 | 7.5915 | 7.5344 | 7.4856 | 7.4407 | 7.7852 | 7.7532 | 7.724
F2_Industrial_Stone, Clay, and Glass_Existing_Space Heating_Natural Gas_Steam Trap Maintenance_A_Achievable Economic RVT Potential | F2 | Industrial | Stone, Clay, and Glass | Existing | Space Heating | Natural Gas | Steam Trap Maintenance | A | Integrated Unit Summer Peak Savings (kW) | Achievable Economic RVT Potential | 0 | 0 | 0 | 0 | 0 | 0 | 0 | 0 | 0 | 0 | 0 | 0 | 0 | 0 | 0 | 0 | 0 | 0 | 0 | 0 | 0 | 0 | 0 | 0 | 0 | 0 | 0 | 0 | 0 | 0 | 0
F3_Industrial_Stone, Clay, and Glass_Existing_Space Heating_Natural Gas_Steam Trap Maintenance_A_Achievable Economic RVT Potential | F3 | Industrial | Stone, Clay, and Glass | Existing | Space Heating | Natural Gas | Steam Trap Maintenance | A | Integrated Unit Winter Peak Savings (kW) | Achievable Economic RVT Potential | 0 | 0 | 0 | 0 | 0 | 0 | 0 | 0 | 0 | 0 | 0 | 0 | 0 | 0 | 0 | 0 | 0 | 0 | 0 | 0 | 0 | 0 | 0 | 0 | 0 | 0 | 0 | 0 | 0 | 0 | 0
F4_Industrial_Stone, Clay, and Glass_Existing_Space Heating_Natural Gas_Steam Trap Maintenance_A_Achievable Economic RVT Potential | F4 | Industrial | Stone, Clay, and Glass | Existing | Space Heating | Natural Gas | Steam Trap Maintenance | A | Incremental Energy Savings (MWh or mTherms) | Achievable Economic RVT Potential | 0 | 0 | 0 | 0 | 0 | 0 | 0 | 0 | 0 | 0 | 0 | 0 | 0 | 0 | 0 | 0 | 0 | 0 | 0 | 0 | 0 | 0 | 0 | 0 | 0 | 0 | 0 | 0 | 0 | 0 | 0
F5_Industrial_Stone, Clay, and Glass_Existing_Space Heating_Natural Gas_Steam Trap Maintenance_A_Achievable Economic RVT Potential | F5 | Industrial | Stone, Clay, and Glass | Existing | Space Heating | Natural Gas | Steam Trap Maintenance | A | Incremental Summer Peak Savings (MW) | Achievable Economic RVT Potential | 0 | 0 | 0 | 0 | 0 | 0 | 0 | 0 | 0 | 0 | 0 | 0 | 0 | 0 | 0 | 0 | 0 | 0 | 0 | 0 | 0 | 0 | 0 | 0 | 0 | 0 | 0 | 0 | 0 | 0 | 0
F6_Industrial_Stone, Clay, and Glass_Existing_Space Heating_Natural Gas_Steam Trap Maintenance_A_Achievable Economic RVT Potential | F6 | Industrial | Stone, Clay, and Glass | Existing | Space Heating | Natural Gas | Steam Trap Maintenance | A | Incremental Winter Peak Savings (MW) | Achievable Economic RVT Potential | 0 | 0 | 0 | 0 | 0 | 0 | 0 | 0 | 0 | 0 | 0 | 0 | 0 | 0 | 0 | 0 | 0 | 0 | 0 | 0 | 0 | 0 | 0 | 0 | 0 | 0 | 0 | 0 | 0 | 0 | 0
F7_Industrial_Stone, Clay, and Glass_Existing_Space Heating_Natural Gas_Steam Trap Maintenance_A_Achievable Economic RVT Potential | F7 | Industrial | Stone, Clay, and Glass | Existing | Space Heating | Natural Gas | Steam Trap Maintenance | A | Cumulative Energy Savings (MWh or mTherms) | Achievable Economic RVT Potential | 0 | 0 | 0 | 0 | 0 | 0 | 0 | 0 | 0 | 0 | 0 | 0 | 0 | 0 | 0 | 0 | 0 | 0 | 0 | 0 | 0 | 0 | 0 | 0 | 0 | 0 | 0 | 0 | 0 | 0 | 0
F8_Industrial_Stone, Clay, and Glass_Existing_Space Heating_Natural Gas_Steam Trap Maintenance_A_Achievable Economic RVT Potential | F8 | Industrial | Stone, Clay, and Glass | Existing | Space Heating | Natural Gas | Steam Trap Maintenance | A | Cumulative Summer Peak Savings (MW) | Achievable Economic RVT Potential | 0 | 0 | 0 | 0 | 0 | 0 | 0 | 0 | 0 | 0 | 0 | 0 | 0 | 0 | 0 | 0 | 0 | 0 | 0 | 0 | 0 | 0 | 0 | 0 | 0 | 0 | 0 | 0 | 0 | 0 | 0
F9_Industrial_Stone, Clay, and Glass_Existing_Space Heating_Natural Gas_Steam Trap Maintenance_A_Achievable Economic RVT Potential | F9 | Industrial | Stone, Clay, and Glass | Existing | Space Heating | Natural Gas | Steam Trap Maintenance | A | Cumulative Winter Peak Savings (MW) | Achievable Economic RVT Potential | 0 | 0 | 0 | 0 | 0 | 0 | 0 | 0 | 0 | 0 | 0 | 0 | 0 | 0 | 0 | 0 | 0 | 0 | 0 | 0 | 0 | 0 | 0 | 0 | 0 | 0 | 0 | 0 | 0 | 0 | 0
F10_Industrial_Stone, Clay, and Glass_Existing_Space Heating_Natural Gas_Steam Trap Maintenance_A_Achievable Economic RVT Potential | F10 | Industrial | Stone, Clay, and Glass | Existing | Space Heating | Natural Gas | Steam Trap Maintenance | A | Purchases (Incremental) | Achievable Economic RVT Potential | 0 | 0 | 0 | 0 | 0 | 0 | 0 | 0 | 0 | 0 | 0 | 0 | 0 | 0 | 0 | 0 | 0 | 0 | 0 | 0 | 0 | 0 | 0 | 0 | 0 | 0 | 0 | 0 | 0 | 0 | 0
F11_Industrial_Stone, Clay, and Glass_Existing_Space Heating_Natural Gas_Steam Trap Maintenance_A_Achievable Economic RVT Potential | F11 | Industrial | Stone, Clay, and Glass | Existing | Space Heating | Natural Gas | Steam Trap Maintenance | A | Purchases (Cumulative) | Achievable Economic RVT Potential | 0 | 0 | 0 | 0 | 0 | 0 | 0 | 0 | 0 | 0 | 0 | 0 | 0 | 0 | 0 | 0 | 0 | 0 | 0 | 0 | 0 | 0 | 0 | 0 | 0 | 0 | 0 | 0 | 0 | 0 | 0
F1_Industrial_Stone, Clay, and Glass_Existing_Process_Natural Gas_Steam Trap Maintenance_A_Achievable Economic RVT Potential | F1 | Industrial | Stone, Clay, and Glass | Existing | Process | Natural Gas | Steam Trap Maintenance | A | Integrated Unit Energy Savings (kWh or therms) | Achievable Economic RVT Potential | 0 | 0 | 0 | 0 | 0 | 5.4019 | 5.3959 | 5.3899 | 5.384 | 5.378 | 5.3723 | 5.3679 | 5.3644 | 5.361 | 5.359 | 5.3568 | 5.3554 | 5.354 | 5.3526 | 5.3519 | 5.3511 | 5.3509 | 5.3507 | 5.3505 | 5.3503 | 5.3502 | 5.35 | 5.3499 | 5.4079 | 5.4079 | 5.4079
F2_Industrial_Stone, Clay, and Glass_Existing_Process_Natural Gas_Steam Trap Maintenance_A_Achievable Economic RVT Potential | F2 | Industrial | Stone, Clay, and Glass | Existing | Process | Natural Gas | Steam Trap Maintenance | A | Integrated Unit Summer Peak Savings (kW) | Achievable Economic RVT Potential | 0 | 0 | 0 | 0 | 0 | 0 | 0 | 0 | 0 | 0 | 0 | 0 | 0 | 0 | 0 | 0 | 0 | 0 | 0 | 0 | 0 | 0 | 0 | 0 | 0 | 0 | 0 | 0 | 0 | 0 | 0
F3_Industrial_Stone, Clay, and Glass_Existing_Process_Natural Gas_Steam Trap Maintenance_A_Achievable Economic RVT Potential | F3 | Industrial | Stone, Clay, and Glass | Existing | Process | Natural Gas | Steam Trap Maintenance | A | Integrated Unit Winter Peak Savings (kW) | Achievable Economic RVT Potential | 0 | 0 | 0 | 0 | 0 | 0 | 0 | 0 | 0 | 0 | 0 | 0 | 0 | 0 | 0 | 0 | 0 | 0 | 0 | 0 | 0 | 0 | 0 | 0 | 0 | 0 | 0 | 0 | 0 | 0 | 0
F4_Industrial_Stone, Clay, and Glass_Existing_Process_Natural Gas_Steam Trap Maintenance_A_Achievable Economic RVT Potential | F4 | Industrial | Stone, Clay, and Glass | Existing | Process | Natural Gas | Steam Trap Maintenance | A | Incremental Energy Savings (MWh or mTherms) | Achievable Economic RVT Potential | 0 | 0 | 0 | 0 | 0 | 0 | 0 | 0 | 0 | 0 | 0 | 0 | 0 | 0 | 0 | 0 | 0 | 0 | 0 | 0 | 0 | 0 | 0 | 0 | 0 | 0 | 0 | 0 | 0 | 0 | 0
F5_Industrial_Stone, Clay, and Glass_Existing_Process_Natural Gas_Steam Trap Maintenance_A_Achievable Economic RVT Potential | F5 | Industrial | Stone, Clay, and Glass | Existing | Process | Natural Gas | Steam Trap Maintenance | A | Incremental Summer Peak Savings (MW) | Achievable Economic RVT Potential | 0 | 0 | 0 | 0 | 0 | 0 | 0 | 0 | 0 | 0 | 0 | 0 | 0 | 0 | 0 | 0 | 0 | 0 | 0 | 0 | 0 | 0 | 0 | 0 | 0 | 0 | 0 | 0 | 0 | 0 | 0
F6_Industrial_Stone, Clay, and Glass_Existing_Process_Natural Gas_Steam Trap Maintenance_A_Achievable Economic RVT Potential | F6 | Industrial | Stone, Clay, and Glass | Existing | Process | Natural Gas | Steam Trap Maintenance | A | Incremental Winter Peak Savings (MW) | Achievable Economic RVT Potential | 0 | 0 | 0 | 0 | 0 | 0 | 0 | 0 | 0 | 0 | 0 | 0 | 0 | 0 | 0 | 0 | 0 | 0 | 0 | 0 | 0 | 0 | 0 | 0 | 0 | 0 | 0 | 0 | 0 | 0 | 0
F7_Industrial_Stone, Clay, and Glass_Existing_Process_Natural Gas_Steam Trap Maintenance_A_Achievable Economic RVT Potential | F7 | Industrial | Stone, Clay, and Glass | Existing | Process | Natural Gas | Steam Trap Maintenance | A | Cumulative Energy Savings (MWh or mTherms) | Achievable Economic RVT Potential | 0 | 0 | 0 | 0 | 0 | 0 | 0 | 0 | 0 | 0 | 0 | 0 | 0 | 0 | 0 | 0 | 0 | 0 | 0 | 0 | 0 | 0 | 0 | 0 | 0 | 0 | 0 | 0 | 0 | 0 | 0
F8_Industrial_Stone, Clay, and Glass_Existing_Process_Natural Gas_Steam Trap Maintenance_A_Achievable Economic RVT Potential | F8 | Industrial | Stone, Clay, and Glass | Existing | Process | Natural Gas | Steam Trap Maintenance | A | Cumulative Summer Peak Savings (MW) | Achievable Economic RVT Potential | 0 | 0 | 0 | 0 | 0 | 0 | 0 | 0 | 0 | 0 | 0 | 0 | 0 | 0 | 0 | 0 | 0 | 0 | 0 | 0 | 0 | 0 | 0 | 0 | 0 | 0 | 0 | 0 | 0 | 0 | 0
F9_Industrial_Stone, Clay, and Glass_Existing_Process_Natural Gas_Steam Trap Maintenance_A_Achievable Economic RVT Potential | F9 | Industrial | Stone, Clay, and Glass | Existing | Process | Natural Gas | Steam Trap Maintenance | A | Cumulative Winter Peak Savings (MW) | Achievable Economic RVT Potential | 0 | 0 | 0 | 0 | 0 | 0 | 0 | 0 | 0 | 0 | 0 | 0 | 0 | 0 | 0 | 0 | 0 | 0 | 0 | 0 | 0 | 0 | 0 | 0 | 0 | 0 | 0 | 0 | 0 | 0 | 0
F10_Industrial_Stone, Clay, and Glass_Existing_Process_Natural Gas_Steam Trap Maintenance_A_Achievable Economic RVT Potential | F10 | Industrial | Stone, Clay, and Glass | Existing | Process | Natural Gas | Steam Trap Maintenance | A | Purchases (Incremental) | Achievable Economic RVT Potential | 0 | 0 | 0 | 0 | 0 | 0 | 0 | 0 | 0 | 0 | 0 | 0 | 0 | 0 | 0 | 0 | 0 | 0 | 0 | 0 | 0 | 0 | 0 | 0 | 0 | 0 | 0 | 0 | 0 | 0 | 0
F11_Industrial_Stone, Clay, and Glass_Existing_Process_Natural Gas_Steam Trap Maintenance_A_Achievable Economic RVT Potential | F11 | Industrial | Stone, Clay, and Glass | Existing | Process | Natural Gas | Steam Trap Maintenance | A | Purchases (Cumulative) | Achievable Economic RVT Potential | 0 | 0 | 0 | 0 | 0 | 0 | 0 | 0 | 0 | 0 | 0 | 0 | 0 | 0 | 0 | 0 | 0 | 0 | 0 | 0 | 0 | 0 | 0 | 0 | 0 | 0 | 0 | 0 | 0 | 0 | 0
F1_Industrial_Stone, Clay, and Glass_Existing_Space Heating_Natural Gas_Gas Boiler - High Turndown_A_Achievable Economic RVT Potential | F1 | Industrial | Stone, Clay, and Glass | Existing | Space Heating | Natural Gas | Gas Boiler - High Turndown | A | Integrated Unit Energy Savings (kWh or therms) | Achievable Economic RVT Potential | 0 | 0 | 0 | 0 | 0 | 9.5161 | 9.3693 | 9.1853 | 8.9605 | 8.6963 | 8.3949 | 8.0821 | 7.7681 | 7.4481 | 7.1728 | 6.9095 | 6.694 | 6.5006 | 6.3273 | 6.1999 | 6.0823 | 5.9782 | 5.8901 | 5.8184 | 5.7513 | 5.7006 | 5.6581 | 5.6191 | 8.2638 | 8.2299 | 8.1989
F2_Industrial_Stone, Clay, and Glass_Existing_Space Heating_Natural Gas_Gas Boiler - High Turndown_A_Achievable Economic RVT Potential | F2 | Industrial | Stone, Clay, and Glass | Existing | Space Heating | Natural Gas | Gas Boiler - High Turndown | A | Integrated Unit Summer Peak Savings (kW) | Achievable Economic RVT Potential | 0 | 0 | 0 | 0 | 0 | 0 | 0 | 0 | 0 | 0 | 0 | 0 | 0 | 0 | 0 | 0 | 0 | 0 | 0 | 0 | 0 | 0 | 0 | 0 | 0 | 0 | 0 | 0 | 0 | 0 | 0
F3_Industrial_Stone, Clay, and Glass_Existing_Space Heating_Natural Gas_Gas Boiler - High Turndown_A_Achievable Economic RVT Potential | F3 | Industrial | Stone, Clay, and Glass | Existing | Space Heating | Natural Gas | Gas Boiler - High Turndown | A | Integrated Unit Winter Peak Savings (kW) | Achievable Economic RVT Potential | 0 | 0 | 0 | 0 | 0 | 0 | 0 | 0 | 0 | 0 | 0 | 0 | 0 | 0 | 0 | 0 | 0 | 0 | 0 | 0 | 0 | 0 | 0 | 0 | 0 | 0 | 0 | 0 | 0 | 0 | 0
F4_Industrial_Stone, Clay, and Glass_Existing_Space Heating_Natural Gas_Gas Boiler - High Turndown_A_Achievable Economic RVT Potential | F4 | Industrial | Stone, Clay, and Glass | Existing | Space Heating | Natural Gas | Gas Boiler - High Turndown | A | Incremental Energy Savings (MWh or mTherms) | Achievable Economic RVT Potential | 0 | 0 | 0 | 0 | 0 | 0 | 0 | 0 | 0 | 0 | 0 | 0 | 0 | 0 | 0 | 0 | 0 | 0 | 0 | 0 | 0 | 0 | 0 | 0 | 0 | 0 | 0 | 0 | 0 | 0 | 0
F5_Industrial_Stone, Clay, and Glass_Existing_Space Heating_Natural Gas_Gas Boiler - High Turndown_A_Achievable Economic RVT Potential | F5 | Industrial | Stone, Clay, and Glass | Existing | Space Heating | Natural Gas | Gas Boiler - High Turndown | A | Incremental Summer Peak Savings (MW) | Achievable Economic RVT Potential | 0 | 0 | 0 | 0 | 0 | 0 | 0 | 0 | 0 | 0 | 0 | 0 | 0 | 0 | 0 | 0 | 0 | 0 | 0 | 0 | 0 | 0 | 0 | 0 | 0 | 0 | 0 | 0 | 0 | 0 | 0
F6_Industrial_Stone, Clay, and Glass_Existing_Space Heating_Natural Gas_Gas Boiler - High Turndown_A_Achievable Economic RVT Potential | F6 | Industrial | Stone, Clay, and Glass | Existing | Space Heating | Natural Gas | Gas Boiler - High Turndown | A | Incremental Winter Peak Savings (MW) | Achievable Economic RVT Potential | 0 | 0 | 0 | 0 | 0 | 0 | 0 | 0 | 0 | 0 | 0 | 0 | 0 | 0 | 0 | 0 | 0 | 0 | 0 | 0 | 0 | 0 | 0 | 0 | 0 | 0 | 0 | 0 | 0 | 0 | 0
F7_Industrial_Stone, Clay, and Glass_Existing_Space Heating_Natural Gas_Gas Boiler - High Turndown_A_Achievable Economic RVT Potential | F7 | Industrial | Stone, Clay, and Glass | Existing | Space Heating | Natural Gas | Gas Boiler - High Turndown | A | Cumulative Energy Savings (MWh or mTherms) | Achievable Economic RVT Potential | 0 | 0 | 0 | 0 | 0 | 0 | 0 | 0 | 0 | 0 | 0 | 0 | 0 | 0 | 0 | 0 | 0 | 0 | 0 | 0 | 0 | 0 | 0 | 0 | 0 | 0 | 0 | 0 | 0 | 0 | 0
F8_Industrial_Stone, Clay, and Glass_Existing_Space Heating_Natural Gas_Gas Boiler - High Turndown_A_Achievable Economic RVT Potential | F8 | Industrial | Stone, Clay, and Glass | Existing | Space Heating | Natural Gas | Gas Boiler - High Turndown | A | Cumulative Summer Peak Savings (MW) | Achievable Economic RVT Potential | 0 | 0 | 0 | 0 | 0 | 0 | 0 | 0 | 0 | 0 | 0 | 0 | 0 | 0 | 0 | 0 | 0 | 0 | 0 | 0 | 0 | 0 | 0 | 0 | 0 | 0 | 0 | 0 | 0 | 0 | 0
F9_Industrial_Stone, Clay, and Glass_Existing_Space Heating_Natural Gas_Gas Boiler - High Turndown_A_Achievable Economic RVT Potential | F9 | Industrial | Stone, Clay, and Glass | Existing | Space Heating | Natural Gas | Gas Boiler - High Turndown | A | Cumulative Winter Peak Savings (MW) | Achievable Economic RVT Potential | 0 | 0 | 0 | 0 | 0 | 0 | 0 | 0 | 0 | 0 | 0 | 0 | 0 | 0 | 0 | 0 | 0 | 0 | 0 | 0 | 0 | 0 | 0 | 0 | 0 | 0 | 0 | 0 | 0 | 0 | 0
F10_Industrial_Stone, Clay, and Glass_Existing_Space Heating_Natural Gas_Gas Boiler - High Turndown_A_Achievable Economic RVT Potential | F10 | Industrial | Stone, Clay, and Glass | Existing | Space Heating | Natural Gas | Gas Boiler - High Turndown | A | Purchases (Incremental) | Achievable Economic RVT Potential | 0 | 0 | 0 | 0 | 0 | 0 | 0 | 0 | 0 | 0 | 0 | 0 | 0 | 0 | 0 | 0 | 0 | 0 | 0 | 0 | 0 | 0 | 0 | 0 | 0 | 0 | 0 | 0 | 0 | 0 | 0
F11_Industrial_Stone, Clay, and Glass_Existing_Space Heating_Natural Gas_Gas Boiler - High Turndown_A_Achievable Economic RVT Potential | F11 | Industrial | Stone, Clay, and Glass | Existing | Space Heating | Natural Gas | Gas Boiler - High Turndown | A | Purchases (Cumulative) | Achievable Economic RVT Potential | 0 | 0 | 0 | 0 | 0 | 0 | 0 | 0 | 0 | 0 | 0 | 0 | 0 | 0 | 0 | 0 | 0 | 0 | 0 | 0 | 0 | 0 | 0 | 0 | 0 | 0 | 0 | 0 | 0 | 0 | 0
F1_Industrial_Stone, Clay, and Glass_Existing_Process_Natural Gas_Gas Boiler - High Turndown_A_Achievable Economic RVT Potential | F1 | Industrial | Stone, Clay, and Glass | Existing | Process | Natural Gas | Gas Boiler - High Turndown | A | Integrated Unit Energy Savings (kWh or therms) | Achievable Economic RVT Potential | 0 | 0 | 0 | 0 | 0 | 5.7164 | 5.6924 | 5.6683 | 5.6445 | 5.6209 | 5.5975 | 5.5786 | 5.5625 | 5.546 | 5.5349 | 5.5225 | 5.5132 | 5.5036 | 5.4938 | 5.487 | 5.4793 | 5.4733 | 5.4675 | 5.4616 | 5.4559 | 5.4551 | 5.4543 | 5.4536 | 5.7404 | 5.7404 | 5.7404
F2_Industrial_Stone, Clay, and Glass_Existing_Process_Natural Gas_Gas Boiler - High Turndown_A_Achievable Economic RVT Potential | F2 | Industrial | Stone, Clay, and Glass | Existing | Process | Natural Gas | Gas Boiler - High Turndown | A | Integrated Unit Summer Peak Savings (kW) | Achievable Economic RVT Potential | 0 | 0 | 0 | 0 | 0 | 0 | 0 | 0 | 0 | 0 | 0 | 0 | 0 | 0 | 0 | 0 | 0 | 0 | 0 | 0 | 0 | 0 | 0 | 0 | 0 | 0 | 0 | 0 | 0 | 0 | 0
F3_Industrial_Stone, Clay, and Glass_Existing_Process_Natural Gas_Gas Boiler - High Turndown_A_Achievable Economic RVT Potential | F3 | Industrial | Stone, Clay, and Glass | Existing | Process | Natural Gas | Gas Boiler - High Turndown | A | Integrated Unit Winter Peak Savings (kW) | Achievable Economic RVT Potential | 0 | 0 | 0 | 0 | 0 | 0 | 0 | 0 | 0 | 0 | 0 | 0 | 0 | 0 | 0 | 0 | 0 | 0 | 0 | 0 | 0 | 0 | 0 | 0 | 0 | 0 | 0 | 0 | 0 | 0 | 0
F4_Industrial_Stone, Clay, and Glass_Existing_Process_Natural Gas_Gas Boiler - High Turndown_A_Achievable Economic RVT Potential | F4 | Industrial | Stone, Clay, and Glass | Existing | Process | Natural Gas | Gas Boiler - High Turndown | A | Incremental Energy Savings (MWh or mTherms) | Achievable Economic RVT Potential | 0 | 0 | 0 | 0 | 0 | 0 | 0 | 0 | 0 | 0 | 0 | 0 | 0 | 0 | 0 | 0 | 0 | 0 | 0 | 0 | 0 | 0 | 0 | 0 | 0 | 0 | 0 | 0 | 0 | 0 | 0
F5_Industrial_Stone, Clay, and Glass_Existing_Process_Natural Gas_Gas Boiler - High Turndown_A_Achievable Economic RVT Potential | F5 | Industrial | Stone, Clay, and Glass | Existing | Process | Natural Gas | Gas Boiler - High Turndown | A | Incremental Summer Peak Savings (MW) | Achievable Economic RVT Potential | 0 | 0 | 0 | 0 | 0 | 0 | 0 | 0 | 0 | 0 | 0 | 0 | 0 | 0 | 0 | 0 | 0 | 0 | 0 | 0 | 0 | 0 | 0 | 0 | 0 | 0 | 0 | 0 | 0 | 0 | 0
F6_Industrial_Stone, Clay, and Glass_Existing_Process_Natural Gas_Gas Boiler - High Turndown_A_Achievable Economic RVT Potential | F6 | Industrial | Stone, Clay, and Glass | Existing | Process | Natural Gas | Gas Boiler - High Turndown | A | Incremental Winter Peak Savings (MW) | Achievable Economic RVT Potential | 0 | 0 | 0 | 0 | 0 | 0 | 0 | 0 | 0 | 0 | 0 | 0 | 0 | 0 | 0 | 0 | 0 | 0 | 0 | 0 | 0 | 0 | 0 | 0 | 0 | 0 | 0 | 0 | 0 | 0 | 0
F7_Industrial_Stone, Clay, and Glass_Existing_Process_Natural Gas_Gas Boiler - High Turndown_A_Achievable Economic RVT Potential | F7 | Industrial | Stone, Clay, and Glass | Existing | Process | Natural Gas | Gas Boiler - High Turndown | A | Cumulative Energy Savings (MWh or mTherms) | Achievable Economic RVT Potential | 0 | 0 | 0 | 0 | 0 | 0 | 0 | 0 | 0 | 0 | 0 | 0 | 0 | 0 | 0 | 0 | 0 | 0 | 0 | 0 | 0 | 0 | 0 | 0 | 0 | 0 | 0 | 0 | 0 | 0 | 0
F8_Industrial_Stone, Clay, and Glass_Existing_Process_Natural Gas_Gas Boiler - High Turndown_A_Achievable Economic RVT Potential | F8 | Industrial | Stone, Clay, and Glass | Existing | Process | Natural Gas | Gas Boiler - High Turndown | A | Cumulative Summer Peak Savings (MW) | Achievable Economic RVT Potential | 0 | 0 | 0 | 0 | 0 | 0 | 0 | 0 | 0 | 0 | 0 | 0 | 0 | 0 | 0 | 0 | 0 | 0 | 0 | 0 | 0 | 0 | 0 | 0 | 0 | 0 | 0 | 0 | 0 | 0 | 0
F9_Industrial_Stone, Clay, and Glass_Existing_Process_Natural Gas_Gas Boiler - High Turndown_A_Achievable Economic RVT Potential | F9 | Industrial | Stone, Clay, and Glass | Existing | Process | Natural Gas | Gas Boiler - High Turndown | A | Cumulative Winter Peak Savings (MW) | Achievable Economic RVT Potential | 0 | 0 | 0 | 0 | 0 | 0 | 0 | 0 | 0 | 0 | 0 | 0 | 0 | 0 | 0 | 0 | 0 | 0 | 0 | 0 | 0 | 0 | 0 | 0 | 0 | 0 | 0 | 0 | 0 | 0 | 0
F10_Industrial_Stone, Clay, and Glass_Existing_Process_Natural Gas_Gas Boiler - High Turndown_A_Achievable Economic RVT Potential | F10 | Industrial | Stone, Clay, and Glass | Existing | Process | Natural Gas | Gas Boiler - High Turndown | A | Purchases (Incremental) | Achievable Economic RVT Potential | 0 | 0 | 0 | 0 | 0 | 0 | 0 | 0 | 0 | 0 | 0 | 0 | 0 | 0 | 0 | 0 | 0 | 0 | 0 | 0 | 0 | 0 | 0 | 0 | 0 | 0 | 0 | 0 | 0 | 0 | 0
F11_Industrial_Stone, Clay, and Glass_Existing_Process_Natural Gas_Gas Boiler - High Turndown_A_Achievable Economic RVT Potential | F11 | Industrial | Stone, Clay, and Glass | Existing | Process | Natural Gas | Gas Boiler - High Turndown | A | Purchases (Cumulative) | Achievable Economic RVT Potential | 0 | 0 | 0 | 0 | 0 | 0 | 0 | 0 | 0 | 0 | 0 | 0 | 0 | 0 | 0 | 0 | 0 | 0 | 0 | 0 | 0 | 0 | 0 | 0 | 0 | 0 | 0 | 0 | 0 | 0 | 0
F1_Industrial_Stone, Clay, and Glass_Existing_Space Heating_Natural Gas_Gas Boiler - Burner Control Optimization_A_Achievable Economic RVT Potential | F1 | Industrial | Stone, Clay, and Glass | Existing | Space Heating | Natural Gas | Gas Boiler - Burner Control Optimization | A | Integrated Unit Energy Savings (kWh or therms) | Achievable Economic RVT Potential | 0 | 0 | 0 | 0 | 0 | 2.7596 | 2.7169 | 2.6634 | 2.5981 | 2.5214 | 2.4339 | 2.3432 | 2.252 | 2.1592 | 2.0794 | 2.003 | 1.9405 | 1.8844 | 1.8342 | 1.7973 | 1.7631 | 1.733 | 1.7074 | 1.6867 | 1.6672 | 1.6525 | 1.6402 | 1.6289 | 2.3965 | 2.3867 | 2.3777
F2_Industrial_Stone, Clay, and Glass_Existing_Space Heating_Natural Gas_Gas Boiler - Burner Control Optimization_A_Achievable Economic RVT Potential | F2 | Industrial | Stone, Clay, and Glass | Existing | Space Heating | Natural Gas | Gas Boiler - Burner Control Optimization | A | Integrated Unit Summer Peak Savings (kW) | Achievable Economic RVT Potential | 0 | 0 | 0 | 0 | 0 | 0 | 0 | 0 | 0 | 0 | 0 | 0 | 0 | 0 | 0 | 0 | 0 | 0 | 0 | 0 | 0 | 0 | 0 | 0 | 0 | 0 | 0 | 0 | 0 | 0 | 0
F3_Industrial_Stone, Clay, and Glass_Existing_Space Heating_Natural Gas_Gas Boiler - Burner Control Optimization_A_Achievable Economic RVT Potential | F3 | Industrial | Stone, Clay, and Glass | Existing | Space Heating | Natural Gas | Gas Boiler - Burner Control Optimization | A | Integrated Unit Winter Peak Savings (kW) | Achievable Economic RVT Potential | 0 | 0 | 0 | 0 | 0 | 0 | 0 | 0 | 0 | 0 | 0 | 0 | 0 | 0 | 0 | 0 | 0 | 0 | 0 | 0 | 0 | 0 | 0 | 0 | 0 | 0 | 0 | 0 | 0 | 0 | 0
F4_Industrial_Stone, Clay, and Glass_Existing_Space Heating_Natural Gas_Gas Boiler - Burner Control Optimization_A_Achievable Economic RVT Potential | F4 | Industrial | Stone, Clay, and Glass | Existing | Space Heating | Natural Gas | Gas Boiler - Burner Control Optimization | A | Incremental Energy Savings (MWh or mTherms) | Achievable Economic RVT Potential | 0 | 0 | 0 | 0 | 0 | 0 | 0 | 0 | 0 | 0 | 0 | 0 | 0 | 0 | 0 | 0 | 0 | 0 | 0 | 0 | 0 | 0 | 0 | 0 | 0 | 0 | 0 | 0 | 0 | 0 | 0
F5_Industrial_Stone, Clay, and Glass_Existing_Space Heating_Natural Gas_Gas Boiler - Burner Control Optimization_A_Achievable Economic RVT Potential | F5 | Industrial | Stone, Clay, and Glass | Existing | Space Heating | Natural Gas | Gas Boiler - Burner Control Optimization | A | Incremental Summer Peak Savings (MW) | Achievable Economic RVT Potential | 0 | 0 | 0 | 0 | 0 | 0 | 0 | 0 | 0 | 0 | 0 | 0 | 0 | 0 | 0 | 0 | 0 | 0 | 0 | 0 | 0 | 0 | 0 | 0 | 0 | 0 | 0 | 0 | 0 | 0 | 0
F6_Industrial_Stone, Clay, and Glass_Existing_Space Heating_Natural Gas_Gas Boiler - Burner Control Optimization_A_Achievable Economic RVT Potential | F6 | Industrial | Stone, Clay, and Glass | Existing | Space Heating | Natural Gas | Gas Boiler - Burner Control Optimization | A | Incremental Winter Peak Savings (MW) | Achievable Economic RVT Potential | 0 | 0 | 0 | 0 | 0 | 0 | 0 | 0 | 0 | 0 | 0 | 0 | 0 | 0 | 0 | 0 | 0 | 0 | 0 | 0 | 0 | 0 | 0 | 0 | 0 | 0 | 0 | 0 | 0 | 0 | 0
F7_Industrial_Stone, Clay, and Glass_Existing_Space Heating_Natural Gas_Gas Boiler - Burner Control Optimization_A_Achievable Economic RVT Potential | F7 | Industrial | Stone, Clay, and Glass | Existing | Space Heating | Natural Gas | Gas Boiler - Burner Control Optimization | A | Cumulative Energy Savings (MWh or mTherms) | Achievable Economic RVT Potential | 0 | 0 | 0 | 0 | 0 | 0 | 0 | 0 | 0 | 0 | 0 | 0 | 0 | 0 | 0 | 0 | 0 | 0 | 0 | 0 | 0 | 0 | 0 | 0 | 0 | 0 | 0 | 0 | 0 | 0 | 0
F8_Industrial_Stone, Clay, and Glass_Existing_Space Heating_Natural Gas_Gas Boiler - Burner Control Optimization_A_Achievable Economic RVT Potential | F8 | Industrial | Stone, Clay, and Glass | Existing | Space Heating | Natural Gas | Gas Boiler - Burner Control Optimization | A | Cumulative Summer Peak Savings (MW) | Achievable Economic RVT Potential | 0 | 0 | 0 | 0 | 0 | 0 | 0 | 0 | 0 | 0 | 0 | 0 | 0 | 0 | 0 | 0 | 0 | 0 | 0 | 0 | 0 | 0 | 0 | 0 | 0 | 0 | 0 | 0 | 0 | 0 | 0
F9_Industrial_Stone, Clay, and Glass_Existing_Space Heating_Natural Gas_Gas Boiler - Burner Control Optimization_A_Achievable Economic RVT Potential | F9 | Industrial | Stone, Clay, and Glass | Existing | Space Heating | Natural Gas | Gas Boiler - Burner Control Optimization | A | Cumulative Winter Peak Savings (MW) | Achievable Economic RVT Potential | 0 | 0 | 0 | 0 | 0 | 0 | 0 | 0 | 0 | 0 | 0 | 0 | 0 | 0 | 0 | 0 | 0 | 0 | 0 | 0 | 0 | 0 | 0 | 0 | 0 | 0 | 0 | 0 | 0 | 0 | 0
F10_Industrial_Stone, Clay, and Glass_Existing_Space Heating_Natural Gas_Gas Boiler - Burner Control Optimization_A_Achievable Economic RVT Potential | F10 | Industrial | Stone, Clay, and Glass | Existing | Space Heating | Natural Gas | Gas Boiler - Burner Control Optimization | A | Purchases (Incremental) | Achievable Economic RVT Potential | 0 | 0 | 0 | 0 | 0 | 0 | 0 | 0 | 0 | 0 | 0 | 0 | 0 | 0 | 0 | 0 | 0 | 0 | 0 | 0 | 0 | 0 | 0 | 0 | 0 | 0 | 0 | 0 | 0 | 0 | 0
F11_Industrial_Stone, Clay, and Glass_Existing_Space Heating_Natural Gas_Gas Boiler - Burner Control Optimization_A_Achievable Economic RVT Potential | F11 | Industrial | Stone, Clay, and Glass | Existing | Space Heating | Natural Gas | Gas Boiler - Burner Control Optimization | A | Purchases (Cumulative) | Achievable Economic RVT Potential | 0 | 0 | 0 | 0 | 0 | 0 | 0 | 0 | 0 | 0 | 0 | 0 | 0 | 0 | 0 | 0 | 0 | 0 | 0 | 0 | 0 | 0 | 0 | 0 | 0 | 0 | 0 | 0 | 0 | 0 | 0
F1_Industrial_Stone, Clay, and Glass_Existing_Process_Natural Gas_Gas Boiler - Burner Control Optimization_A_Achievable Economic RVT Potential | F1 | Industrial | Stone, Clay, and Glass | Existing | Process | Natural Gas | Gas Boiler - Burner Control Optimization | A | Integrated Unit Energy Savings (kWh or therms) | Achievable Economic RVT Potential | 0 | 0 | 0 | 0 | 0 | 1.6577 | 1.6508 | 1.6437 | 1.6368 | 1.6299 | 1.6231 | 1.6176 | 1.613 | 1.6082 | 1.6049 | 1.6013 | 1.5986 | 1.5958 | 1.593 | 1.591 | 1.5888 | 1.5871 | 1.5853 | 1.5837 | 1.582 | 1.5818 | 1.5815 | 1.5813 | 1.6647 | 1.6647 | 1.6647
F2_Industrial_Stone, Clay, and Glass_Existing_Process_Natural Gas_Gas Boiler - Burner Control Optimization_A_Achievable Economic RVT Potential | F2 | Industrial | Stone, Clay, and Glass | Existing | Process | Natural Gas | Gas Boiler - Burner Control Optimization | A | Integrated Unit Summer Peak Savings (kW) | Achievable Economic RVT Potential | 0 | 0 | 0 | 0 | 0 | 0 | 0 | 0 | 0 | 0 | 0 | 0 | 0 | 0 | 0 | 0 | 0 | 0 | 0 | 0 | 0 | 0 | 0 | 0 | 0 | 0 | 0 | 0 | 0 | 0 | 0
F3_Industrial_Stone, Clay, and Glass_Existing_Process_Natural Gas_Gas Boiler - Burner Control Optimization_A_Achievable Economic RVT Potential | F3 | Industrial | Stone, Clay, and Glass | Existing | Process | Natural Gas | Gas Boiler - Burner Control Optimization | A | Integrated Unit Winter Peak Savings (kW) | Achievable Economic RVT Potential | 0 | 0 | 0 | 0 | 0 | 0 | 0 | 0 | 0 | 0 | 0 | 0 | 0 | 0 | 0 | 0 | 0 | 0 | 0 | 0 | 0 | 0 | 0 | 0 | 0 | 0 | 0 | 0 | 0 | 0 | 0
F4_Industrial_Stone, Clay, and Glass_Existing_Process_Natural Gas_Gas Boiler - Burner Control Optimization_A_Achievable Economic RVT Potential | F4 | Industrial | Stone, Clay, and Glass | Existing | Process | Natural Gas | Gas Boiler - Burner Control Optimization | A | Incremental Energy Savings (MWh or mTherms) | Achievable Economic RVT Potential | 0 | 0 | 0 | 0 | 0 | 0 | 0 | 0 | 0 | 0 | 0 | 0 | 0 | 0 | 0 | 0 | 0 | 0 | 0 | 0 | 0 | 0 | 0 | 0 | 0 | 0 | 0 | 0 | 0 | 0 | 0
F5_Industrial_Stone, Clay, and Glass_Existing_Process_Natural Gas_Gas Boiler - Burner Control Optimization_A_Achievable Economic RVT Potential | F5 | Industrial | Stone, Clay, and Glass | Existing | Process | Natural Gas | Gas Boiler - Burner Control Optimization | A | Incremental Summer Peak Savings (MW) | Achievable Economic RVT Potential | 0 | 0 | 0 | 0 | 0 | 0 | 0 | 0 | 0 | 0 | 0 | 0 | 0 | 0 | 0 | 0 | 0 | 0 | 0 | 0 | 0 | 0 | 0 | 0 | 0 | 0 | 0 | 0 | 0 | 0 | 0
F6_Industrial_Stone, Clay, and Glass_Existing_Process_Natural Gas_Gas Boiler - Burner Control Optimization_A_Achievable Economic RVT Potential | F6 | Industrial | Stone, Clay, and Glass | Existing | Process | Natural Gas | Gas Boiler - Burner Control Optimization | A | Incremental Winter Peak Savings (MW) | Achievable Economic RVT Potential | 0 | 0 | 0 | 0 | 0 | 0 | 0 | 0 | 0 | 0 | 0 | 0 | 0 | 0 | 0 | 0 | 0 | 0 | 0 | 0 | 0 | 0 | 0 | 0 | 0 | 0 | 0 | 0 | 0 | 0 | 0
F7_Industrial_Stone, Clay, and Glass_Existing_Process_Natural Gas_Gas Boiler - Burner Control Optimization_A_Achievable Economic RVT Potential | F7 | Industrial | Stone, Clay, and Glass | Existing | Process | Natural Gas | Gas Boiler - Burner Control Optimization | A | Cumulative Energy Savings (MWh or mTherms) | Achievable Economic RVT Potential | 0 | 0 | 0 | 0 | 0 | 0 | 0 | 0 | 0 | 0 | 0 | 0 | 0 | 0 | 0 | 0 | 0 | 0 | 0 | 0 | 0 | 0 | 0 | 0 | 0 | 0 | 0 | 0 | 0 | 0 | 0
F8_Industrial_Stone, Clay, and Glass_Existing_Process_Natural Gas_Gas Boiler - Burner Control Optimization_A_Achievable Economic RVT Potential | F8 | Industrial | Stone, Clay, and Glass | Existing | Process | Natural Gas | Gas Boiler - Burner Control Optimization | A | Cumulative Summer Peak Savings (MW) | Achievable Economic RVT Potential | 0 | 0 | 0 | 0 | 0 | 0 | 0 | 0 | 0 | 0 | 0 | 0 | 0 | 0 | 0 | 0 | 0 | 0 | 0 | 0 | 0 | 0 | 0 | 0 | 0 | 0 | 0 | 0 | 0 | 0 | 0
F9_Industrial_Stone, Clay, and Glass_Existing_Process_Natural Gas_Gas Boiler - Burner Control Optimization_A_Achievable Economic RVT Potential | F9 | Industrial | Stone, Clay, and Glass | Existing | Process | Natural Gas | Gas Boiler - Burner Control Optimization | A | Cumulative Winter Peak Savings (MW) | Achievable Economic RVT Potential | 0 | 0 | 0 | 0 | 0 | 0 | 0 | 0 | 0 | 0 | 0 | 0 | 0 | 0 | 0 | 0 | 0 | 0 | 0 | 0 | 0 | 0 | 0 | 0 | 0 | 0 | 0 | 0 | 0 | 0 | 0
F10_Industrial_Stone, Clay, and Glass_Existing_Process_Natural Gas_Gas Boiler - Burner Control Optimization_A_Achievable Economic RVT Potential | F10 | Industrial | Stone, Clay, and Glass | Existing | Process | Natural Gas | Gas Boiler - Burner Control Optimization | A | Purchases (Incremental) | Achievable Economic RVT Potential | 0 | 0 | 0 | 0 | 0 | 0 | 0 | 0 | 0 | 0 | 0 | 0 | 0 | 0 | 0 | 0 | 0 | 0 | 0 | 0 | 0 | 0 | 0 | 0 | 0 | 0 | 0 | 0 | 0 | 0 | 0
F11_Industrial_Stone, Clay, and Glass_Existing_Process_Natural Gas_Gas Boiler - Burner Control Optimization_A_Achievable Economic RVT Potential | F11 | Industrial | Stone, Clay, and Glass | Existing | Process | Natural Gas | Gas Boiler - Burner Control Optimization | A | Purchases (Cumulative) | Achievable Economic RVT Potential | 0 | 0 | 0 | 0 | 0 | 0 | 0 | 0 | 0 | 0 | 0 | 0 | 0 | 0 | 0 | 0 | 0 | 0 | 0 | 0 | 0 | 0 | 0 | 0 | 0 | 0 | 0 | 0 | 0 | 0 | 0
F1_Industrial_Stone, Clay, and Glass_Existing_Space Heating_Natural Gas_HVAC - Demand Controlled Ventilation_A_Achievable Economic RVT Potential | F1 | Industrial | Stone, Clay, and Glass | Existing | Space Heating | Natural Gas | HVAC - Demand Controlled Ventilation | A | Integrated Unit Energy Savings (kWh or therms) | Achievable Economic RVT Potential | 0 | 0 | 0 | 0 | 0 | 0.045647 | 0.045157 | 0.044538 | 0.043891 | 0.043213 | 0.042508 | 0.041777 | 0.04104 | 0.04028 | 0.039496 | 0.038731 | 0.037989 | 0.037272 | 0.036589 | 0.035965 | 0.035378 | 0.03483 | 0.034329 | 0.033878 | 0.033463 | 0.033138 | 0.03285 | 0.03258 | 0.036718 | 0.036492 | 0.03628
F2_Industrial_Stone, Clay, and Glass_Existing_Space Heating_Natural Gas_HVAC - Demand Controlled Ventilation_A_Achievable Economic RVT Potential | F2 | Industrial | Stone, Clay, and Glass | Existing | Space Heating | Natural Gas | HVAC - Demand Controlled Ventilation | A | Integrated Unit Summer Peak Savings (kW) | Achievable Economic RVT Potential | 0 | 0 | 0 | 0 | 0 | 0 | 0 | 0 | 0 | 0 | 0 | 0 | 0 | 0 | 0 | 0 | 0 | 0 | 0 | 0 | 0 | 0 | 0 | 0 | 0 | 0 | 0 | 0 | 0 | 0 | 0
F3_Industrial_Stone, Clay, and Glass_Existing_Space Heating_Natural Gas_HVAC - Demand Controlled Ventilation_A_Achievable Economic RVT Potential | F3 | Industrial | Stone, Clay, and Glass | Existing | Space Heating | Natural Gas | HVAC - Demand Controlled Ventilation | A | Integrated Unit Winter Peak Savings (kW) | Achievable Economic RVT Potential | 0 | 0 | 0 | 0 | 0 | 0 | 0 | 0 | 0 | 0 | 0 | 0 | 0 | 0 | 0 | 0 | 0 | 0 | 0 | 0 | 0 | 0 | 0 | 0 | 0 | 0 | 0 | 0 | 0 | 0 | 0
F4_Industrial_Stone, Clay, and Glass_Existing_Space Heating_Natural Gas_HVAC - Demand Controlled Ventilation_A_Achievable Economic RVT Potential | F4 | Industrial | Stone, Clay, and Glass | Existing | Space Heating | Natural Gas | HVAC - Demand Controlled Ventilation | A | Incremental Energy Savings (MWh or mTherms) | Achievable Economic RVT Potential | 0 | 0 | 0 | 0 | 0 | 0 | 0 | 0 | 0 | 0 | 0 | 0 | 0 | 0 | 0 | 0 | 0 | 0 | 0 | 0 | 0 | 0 | 0 | 0 | 0 | 0 | 0 | 0 | 0 | 0 | 0
F5_Industrial_Stone, Clay, and Glass_Existing_Space Heating_Natural Gas_HVAC - Demand Controlled Ventilation_A_Achievable Economic RVT Potential | F5 | Industrial | Stone, Clay, and Glass | Existing | Space Heating | Natural Gas | HVAC - Demand Controlled Ventilation | A | Incremental Summer Peak Savings (MW) | Achievable Economic RVT Potential | 0 | 0 | 0 | 0 | 0 | 0 | 0 | 0 | 0 | 0 | 0 | 0 | 0 | 0 | 0 | 0 | 0 | 0 | 0 | 0 | 0 | 0 | 0 | 0 | 0 | 0 | 0 | 0 | 0 | 0 | 0
F6_Industrial_Stone, Clay, and Glass_Existing_Space Heating_Natural Gas_HVAC - Demand Controlled Ventilation_A_Achievable Economic RVT Potential | F6 | Industrial | Stone, Clay, and Glass | Existing | Space Heating | Natural Gas | HVAC - Demand Controlled Ventilation | A | Incremental Winter Peak Savings (MW) | Achievable Economic RVT Potential | 0 | 0 | 0 | 0 | 0 | 0 | 0 | 0 | 0 | 0 | 0 | 0 | 0 | 0 | 0 | 0 | 0 | 0 | 0 | 0 | 0 | 0 | 0 | 0 | 0 | 0 | 0 | 0 | 0 | 0 | 0
F7_Industrial_Stone, Clay, and Glass_Existing_Space Heating_Natural Gas_HVAC - Demand Controlled Ventilation_A_Achievable Economic RVT Potential | F7 | Industrial | Stone, Clay, and Glass | Existing | Space Heating | Natural Gas | HVAC - Demand Controlled Ventilation | A | Cumulative Energy Savings (MWh or mTherms) | Achievable Economic RVT Potential | 0 | 0 | 0 | 0 | 0 | 0 | 0 | 0 | 0 | 0 | 0 | 0 | 0 | 0 | 0 | 0 | 0 | 0 | 0 | 0 | 0 | 0 | 0 | 0 | 0 | 0 | 0 | 0 | 0 | 0 | 0
F8_Industrial_Stone, Clay, and Glass_Existing_Space Heating_Natural Gas_HVAC - Demand Controlled Ventilation_A_Achievable Economic RVT Potential | F8 | Industrial | Stone, Clay, and Glass | Existing | Space Heating | Natural Gas | HVAC - Demand Controlled Ventilation | A | Cumulative Summer Peak Savings (MW) | Achievable Economic RVT Potential | 0 | 0 | 0 | 0 | 0 | 0 | 0 | 0 | 0 | 0 | 0 | 0 | 0 | 0 | 0 | 0 | 0 | 0 | 0 | 0 | 0 | 0 | 0 | 0 | 0 | 0 | 0 | 0 | 0 | 0 | 0
F9_Industrial_Stone, Clay, and Glass_Existing_Space Heating_Natural Gas_HVAC - Demand Controlled Ventilation_A_Achievable Economic RVT Potential | F9 | Industrial | Stone, Clay, and Glass | Existing | Space Heating | Natural Gas | HVAC - Demand Controlled Ventilation | A | Cumulative Winter Peak Savings (MW) | Achievable Economic RVT Potential | 0 | 0 | 0 | 0 | 0 | 0 | 0 | 0 | 0 | 0 | 0 | 0 | 0 | 0 | 0 | 0 | 0 | 0 | 0 | 0 | 0 | 0 | 0 | 0 | 0 | 0 | 0 | 0 | 0 | 0 | 0
F10_Industrial_Stone, Clay, and Glass_Existing_Space Heating_Natural Gas_HVAC - Demand Controlled Ventilation_A_Achievable Economic RVT Potential | F10 | Industrial | Stone, Clay, and Glass | Existing | Space Heating | Natural Gas | HVAC - Demand Controlled Ventilation | A | Purchases (Incremental) | Achievable Economic RVT Potential | 0 | 0 | 0 | 0 | 0 | 0 | 0 | 0 | 0 | 0 | 0 | 0 | 0 | 0 | 0 | 0 | 0 | 0 | 0 | 0 | 0 | 0 | 0 | 0 | 0 | 0 | 0 | 0 | 0 | 0 | 0
F11_Industrial_Stone, Clay, and Glass_Existing_Space Heating_Natural Gas_HVAC - Demand Controlled Ventilation_A_Achievable Economic RVT Potential | F11 | Industrial | Stone, Clay, and Glass | Existing | Space Heating | Natural Gas | HVAC - Demand Controlled Ventilation | A | Purchases (Cumulative) | Achievable Economic RVT Potential | 0 | 0 | 0 | 0 | 0 | 0 | 0 | 0 | 0 | 0 | 0 | 0 | 0 | 0 | 0 | 0 | 0 | 0 | 0 | 0 | 0 | 0 | 0 | 0 | 0 | 0 | 0 | 0 | 0 | 0 | 0
F1_Industrial_Stone, Clay, and Glass_Existing_Space Heating_Natural Gas_Gas Boiler - Stack Economizer_A_Achievable Economic RVT Potential | F1 | Industrial | Stone, Clay, and Glass | Existing | Space Heating | Natural Gas | Gas Boiler - Stack Economizer | A | Integrated Unit Energy Savings (kWh or therms) | Achievable Economic RVT Potential | 0 | 0 | 0 | 0 | 0 | 6.9832 | 6.9344 | 6.8847 | 6.8332 | 6.7796 | 6.725 | 6.6688 | 6.6108 | 6.5506 | 6.4845 | 6.4206 | 6.3559 | 6.2925 | 6.2303 | 6.1704 | 6.1131 | 6.0545 | 6.0013 | 5.9513 | 5.9024 | 5.858 | 5.8202 | 5.7853 | 6.0326 | 6.0078 | 5.9852
F2_Industrial_Stone, Clay, and Glass_Existing_Space Heating_Natural Gas_Gas Boiler - Stack Economizer_A_Achievable Economic RVT Potential | F2 | Industrial | Stone, Clay, and Glass | Existing | Space Heating | Natural Gas | Gas Boiler - Stack Economizer | A | Integrated Unit Summer Peak Savings (kW) | Achievable Economic RVT Potential | 0 | 0 | 0 | 0 | 0 | 0 | 0 | 0 | 0 | 0 | 0 | 0 | 0 | 0 | 0 | 0 | 0 | 0 | 0 | 0 | 0 | 0 | 0 | 0 | 0 | 0 | 0 | 0 | 0 | 0 | 0
F3_Industrial_Stone, Clay, and Glass_Existing_Space Heating_Natural Gas_Gas Boiler - Stack Economizer_A_Achievable Economic RVT Potential | F3 | Industrial | Stone, Clay, and Glass | Existing | Space Heating | Natural Gas | Gas Boiler - Stack Economizer | A | Integrated Unit Winter Peak Savings (kW) | Achievable Economic RVT Potential | 0 | 0 | 0 | 0 | 0 | 0 | 0 | 0 | 0 | 0 | 0 | 0 | 0 | 0 | 0 | 0 | 0 | 0 | 0 | 0 | 0 | 0 | 0 | 0 | 0 | 0 | 0 | 0 | 0 | 0 | 0
F4_Industrial_Stone, Clay, and Glass_Existing_Space Heating_Natural Gas_Gas Boiler - Stack Economizer_A_Achievable Economic RVT Potential | F4 | Industrial | Stone, Clay, and Glass | Existing | Space Heating | Natural Gas | Gas Boiler - Stack Economizer | A | Incremental Energy Savings (MWh or mTherms) | Achievable Economic RVT Potential | 0 | 0 | 0 | 0 | 0 | 0 | 0 | 0 | 0 | 0 | 0 | 0 | 0 | 0 | 0 | 0 | 0 | 0 | 0 | 0 | 0 | 0 | 0 | 0 | 0 | 0 | 0 | 0 | 0 | 0 | 0
F5_Industrial_Stone, Clay, and Glass_Existing_Space Heating_Natural Gas_Gas Boiler - Stack Economizer_A_Achievable Economic RVT Potential | F5 | Industrial | Stone, Clay, and Glass | Existing | Space Heating | Natural Gas | Gas Boiler - Stack Economizer | A | Incremental Summer Peak Savings (MW) | Achievable Economic RVT Potential | 0 | 0 | 0 | 0 | 0 | 0 | 0 | 0 | 0 | 0 | 0 | 0 | 0 | 0 | 0 | 0 | 0 | 0 | 0 | 0 | 0 | 0 | 0 | 0 | 0 | 0 | 0 | 0 | 0 | 0 | 0
F6_Industrial_Stone, Clay, and Glass_Existing_Space Heating_Natural Gas_Gas Boiler - Stack Economizer_A_Achievable Economic RVT Potential | F6 | Industrial | Stone, Clay, and Glass | Existing | Space Heating | Natural Gas | Gas Boiler - Stack Economizer | A | Incremental Winter Peak Savings (MW) | Achievable Economic RVT Potential | 0 | 0 | 0 | 0 | 0 | 0 | 0 | 0 | 0 | 0 | 0 | 0 | 0 | 0 | 0 | 0 | 0 | 0 | 0 | 0 | 0 | 0 | 0 | 0 | 0 | 0 | 0 | 0 | 0 | 0 | 0
F7_Industrial_Stone, Clay, and Glass_Existing_Space Heating_Natural Gas_Gas Boiler - Stack Economizer_A_Achievable Economic RVT Potential | F7 | Industrial | Stone, Clay, and Glass | Existing | Space Heating | Natural Gas | Gas Boiler - Stack Economizer | A | Cumulative Energy Savings (MWh or mTherms) | Achievable Economic RVT Potential | 0 | 0 | 0 | 0 | 0 | 0 | 0 | 0 | 0 | 0 | 0 | 0 | 0 | 0 | 0 | 0 | 0 | 0 | 0 | 0 | 0 | 0 | 0 | 0 | 0 | 0 | 0 | 0 | 0 | 0 | 0
F8_Industrial_Stone, Clay, and Glass_Existing_Space Heating_Natural Gas_Gas Boiler - Stack Economizer_A_Achievable Economic RVT Potential | F8 | Industrial | Stone, Clay, and Glass | Existing | Space Heating | Natural Gas | Gas Boiler - Stack Economizer | A | Cumulative Summer Peak Savings (MW) | Achievable Economic RVT Potential | 0 | 0 | 0 | 0 | 0 | 0 | 0 | 0 | 0 | 0 | 0 | 0 | 0 | 0 | 0 | 0 | 0 | 0 | 0 | 0 | 0 | 0 | 0 | 0 | 0 | 0 | 0 | 0 | 0 | 0 | 0
F9_Industrial_Stone, Clay, and Glass_Existing_Space Heating_Natural Gas_Gas Boiler - Stack Economizer_A_Achievable Economic RVT Potential | F9 | Industrial | Stone, Clay, and Glass | Existing | Space Heating | Natural Gas | Gas Boiler - Stack Economizer | A | Cumulative Winter Peak Savings (MW) | Achievable Economic RVT Potential | 0 | 0 | 0 | 0 | 0 | 0 | 0 | 0 | 0 | 0 | 0 | 0 | 0 | 0 | 0 | 0 | 0 | 0 | 0 | 0 | 0 | 0 | 0 | 0 | 0 | 0 | 0 | 0 | 0 | 0 | 0
F10_Industrial_Stone, Clay, and Glass_Existing_Space Heating_Natural Gas_Gas Boiler - Stack Economizer_A_Achievable Economic RVT Potential | F10 | Industrial | Stone, Clay, and Glass | Existing | Space Heating | Natural Gas | Gas Boiler - Stack Economizer | A | Purchases (Incremental) | Achievable Economic RVT Potential | 0 | 0 | 0 | 0 | 0 | 0 | 0 | 0 | 0 | 0 | 0 | 0 | 0 | 0 | 0 | 0 | 0 | 0 | 0 | 0 | 0 | 0 | 0 | 0 | 0 | 0 | 0 | 0 | 0 | 0 | 0
F11_Industrial_Stone, Clay, and Glass_Existing_Space Heating_Natural Gas_Gas Boiler - Stack Economizer_A_Achievable Economic RVT Potential | F11 | Industrial | Stone, Clay, and Glass | Existing | Space Heating | Natural Gas | Gas Boiler - Stack Economizer | A | Purchases (Cumulative) | Achievable Economic RVT Potential | 0 | 0 | 0 | 0 | 0 | 0 | 0 | 0 | 0 | 0 | 0 | 0 | 0 | 0 | 0 | 0 | 0 | 0 | 0 | 0 | 0 | 0 | 0 | 0 | 0 | 0 | 0 | 0 | 0 | 0 | 0
F1_Industrial_Stone, Clay, and Glass_Existing_Process_Natural Gas_Gas Boiler - Stack Economizer_A_Achievable Economic RVT Potential | F1 | Industrial | Stone, Clay, and Glass | Existing | Process | Natural Gas | Gas Boiler - Stack Economizer | A | Integrated Unit Energy Savings (kWh or therms) | Achievable Economic RVT Potential | 0 | 0 | 0 | 0 | 0 | 5.5107 | 5.5106 | 5.5106 | 5.5106 | 5.5105 | 5.5105 | 5.5105 | 5.5105 | 5.5104 | 5.5104 | 5.5104 | 5.5104 | 5.5104 | 5.5104 | 5.5104 | 5.5104 | 5.5104 | 5.5104 | 5.5104 | 5.5104 | 5.5104 | 5.5104 | 5.5104 | 5.5108 | 5.5108 | 5.5108
F2_Industrial_Stone, Clay, and Glass_Existing_Process_Natural Gas_Gas Boiler - Stack Economizer_A_Achievable Economic RVT Potential | F2 | Industrial | Stone, Clay, and Glass | Existing | Process | Natural Gas | Gas Boiler - Stack Economizer | A | Integrated Unit Summer Peak Savings (kW) | Achievable Economic RVT Potential | 0 | 0 | 0 | 0 | 0 | 0 | 0 | 0 | 0 | 0 | 0 | 0 | 0 | 0 | 0 | 0 | 0 | 0 | 0 | 0 | 0 | 0 | 0 | 0 | 0 | 0 | 0 | 0 | 0 | 0 | 0
F3_Industrial_Stone, Clay, and Glass_Existing_Process_Natural Gas_Gas Boiler - Stack Economizer_A_Achievable Economic RVT Potential | F3 | Industrial | Stone, Clay, and Glass | Existing | Process | Natural Gas | Gas Boiler - Stack Economizer | A | Integrated Unit Winter Peak Savings (kW) | Achievable Economic RVT Potential | 0 | 0 | 0 | 0 | 0 | 0 | 0 | 0 | 0 | 0 | 0 | 0 | 0 | 0 | 0 | 0 | 0 | 0 | 0 | 0 | 0 | 0 | 0 | 0 | 0 | 0 | 0 | 0 | 0 | 0 | 0
F4_Industrial_Stone, Clay, and Glass_Existing_Process_Natural Gas_Gas Boiler - Stack Economizer_A_Achievable Economic RVT Potential | F4 | Industrial | Stone, Clay, and Glass | Existing | Process | Natural Gas | Gas Boiler - Stack Economizer | A | Incremental Energy Savings (MWh or mTherms) | Achievable Economic RVT Potential | 0 | 0 | 0 | 0 | 0 | 0 | 0 | 0 | 0 | 0 | 0 | 0 | 0 | 0 | 0 | 0 | 0 | 0 | 0 | 0 | 0 | 0 | 0 | 0 | 0 | 0 | 0 | 0 | 0 | 0 | 0
F5_Industrial_Stone, Clay, and Glass_Existing_Process_Natural Gas_Gas Boiler - Stack Economizer_A_Achievable Economic RVT Potential | F5 | Industrial | Stone, Clay, and Glass | Existing | Process | Natural Gas | Gas Boiler - Stack Economizer | A | Incremental Summer Peak Savings (MW) | Achievable Economic RVT Potential | 0 | 0 | 0 | 0 | 0 | 0 | 0 | 0 | 0 | 0 | 0 | 0 | 0 | 0 | 0 | 0 | 0 | 0 | 0 | 0 | 0 | 0 | 0 | 0 | 0 | 0 | 0 | 0 | 0 | 0 | 0
F6_Industrial_Stone, Clay, and Glass_Existing_Process_Natural Gas_Gas Boiler - Stack Economizer_A_Achievable Economic RVT Potential | F6 | Industrial | Stone, Clay, and Glass | Existing | Process | Natural Gas | Gas Boiler - Stack Economizer | A | Incremental Winter Peak Savings (MW) | Achievable Economic RVT Potential | 0 | 0 | 0 | 0 | 0 | 0 | 0 | 0 | 0 | 0 | 0 | 0 | 0 | 0 | 0 | 0 | 0 | 0 | 0 | 0 | 0 | 0 | 0 | 0 | 0 | 0 | 0 | 0 | 0 | 0 | 0
F7_Industrial_Stone, Clay, and Glass_Existing_Process_Natural Gas_Gas Boiler - Stack Economizer_A_Achievable Economic RVT Potential | F7 | Industrial | Stone, Clay, and Glass | Existing | Process | Natural Gas | Gas Boiler - Stack Economizer | A | Cumulative Energy Savings (MWh or mTherms) | Achievable Economic RVT Potential | 0 | 0 | 0 | 0 | 0 | 0 | 0 | 0 | 0 | 0 | 0 | 0 | 0 | 0 | 0 | 0 | 0 | 0 | 0 | 0 | 0 | 0 | 0 | 0 | 0 | 0 | 0 | 0 | 0 | 0 | 0
F8_Industrial_Stone, Clay, and Glass_Existing_Process_Natural Gas_Gas Boiler - Stack Economizer_A_Achievable Economic RVT Potential | F8 | Industrial | Stone, Clay, and Glass | Existing | Process | Natural Gas | Gas Boiler - Stack Economizer | A | Cumulative Summer Peak Savings (MW) | Achievable Economic RVT Potential | 0 | 0 | 0 | 0 | 0 | 0 | 0 | 0 | 0 | 0 | 0 | 0 | 0 | 0 | 0 | 0 | 0 | 0 | 0 | 0 | 0 | 0 | 0 | 0 | 0 | 0 | 0 | 0 | 0 | 0 | 0
F9_Industrial_Stone, Clay, and Glass_Existing_Process_Natural Gas_Gas Boiler - Stack Economizer_A_Achievable Economic RVT Potential | F9 | Industrial | Stone, Clay, and Glass | Existing | Process | Natural Gas | Gas Boiler - Stack Economizer | A | Cumulative Winter Peak Savings (MW) | Achievable Economic RVT Potential | 0 | 0 | 0 | 0 | 0 | 0 | 0 | 0 | 0 | 0 | 0 | 0 | 0 | 0 | 0 | 0 | 0 | 0 | 0 | 0 | 0 | 0 | 0 | 0 | 0 | 0 | 0 | 0 | 0 | 0 | 0
F10_Industrial_Stone, Clay, and Glass_Existing_Process_Natural Gas_Gas Boiler - Stack Economizer_A_Achievable Economic RVT Potential | F10 | Industrial | Stone, Clay, and Glass | Existing | Process | Natural Gas | Gas Boiler - Stack Economizer | A | Purchases (Incremental) | Achievable Economic RVT Potential | 0 | 0 | 0 | 0 | 0 | 0 | 0 | 0 | 0 | 0 | 0 | 0 | 0 | 0 | 0 | 0 | 0 | 0 | 0 | 0 | 0 | 0 | 0 | 0 | 0 | 0 | 0 | 0 | 0 | 0 | 0
F11_Industrial_Stone, Clay, and Glass_Existing_Process_Natural Gas_Gas Boiler - Stack Economizer_A_Achievable Economic RVT Potential | F11 | Industrial | Stone, Clay, and Glass | Existing | Process | Natural Gas | Gas Boiler - Stack Economizer | A | Purchases (Cumulative) | Achievable Economic RVT Potential | 0 | 0 | 0 | 0 | 0 | 0 | 0 | 0 | 0 | 0 | 0 | 0 | 0 | 0 | 0 | 0 | 0 | 0 | 0 | 0 | 0 | 0 | 0 | 0 | 0 | 0 | 0 | 0 | 0 | 0 | 0
F1_Industrial_Stone, Clay, and Glass_Existing_Space Heating_Natural Gas_Gas Furnace Tube Inserts_A_Achievable Economic RVT Potential | F1 | Industrial | Stone, Clay, and Glass | Existing | Space Heating | Natural Gas | Gas Furnace Tube Inserts | A | Integrated Unit Energy Savings (kWh or therms) | Achievable Economic RVT Potential | 0 | 0 | 0 | 0 | 0 | 0.086176 | 0.085373 | 0.084345 | 0.083282 | 0.082189 | 0.081092 | 0.079981 | 0.078903 | 0.077846 | 0.076747 | 0.075738 | 0.074759 | 0.073832 | 0.072952 | 0.072096 | 0.071273 | 0.070458 | 0.069674 | 0.068936 | 0.068237 | 0.06759 | 0.067016 | 0.066478 | 0.069231 | 0.068805 | 0.068405
F2_Industrial_Stone, Clay, and Glass_Existing_Space Heating_Natural Gas_Gas Furnace Tube Inserts_A_Achievable Economic RVT Potential | F2 | Industrial | Stone, Clay, and Glass | Existing | Space Heating | Natural Gas | Gas Furnace Tube Inserts | A | Integrated Unit Summer Peak Savings (kW) | Achievable Economic RVT Potential | 0 | 0 | 0 | 0 | 0 | 0 | 0 | 0 | 0 | 0 | 0 | 0 | 0 | 0 | 0 | 0 | 0 | 0 | 0 | 0 | 0 | 0 | 0 | 0 | 0 | 0 | 0 | 0 | 0 | 0 | 0
F3_Industrial_Stone, Clay, and Glass_Existing_Space Heating_Natural Gas_Gas Furnace Tube Inserts_A_Achievable Economic RVT Potential | F3 | Industrial | Stone, Clay, and Glass | Existing | Space Heating | Natural Gas | Gas Furnace Tube Inserts | A | Integrated Unit Winter Peak Savings (kW) | Achievable Economic RVT Potential | 0 | 0 | 0 | 0 | 0 | 0 | 0 | 0 | 0 | 0 | 0 | 0 | 0 | 0 | 0 | 0 | 0 | 0 | 0 | 0 | 0 | 0 | 0 | 0 | 0 | 0 | 0 | 0 | 0 | 0 | 0
F4_Industrial_Stone, Clay, and Glass_Existing_Space Heating_Natural Gas_Gas Furnace Tube Inserts_A_Achievable Economic RVT Potential | F4 | Industrial | Stone, Clay, and Glass | Existing | Space Heating | Natural Gas | Gas Furnace Tube Inserts | A | Incremental Energy Savings (MWh or mTherms) | Achievable Economic RVT Potential | 0 | 0 | 0 | 0 | 0 | 0 | 0 | 0 | 0 | 0 | 0 | 0 | 0 | 0 | 0 | 0 | 0 | 0 | 0 | 0 | 0 | 0 | 0 | 0 | 0 | 0 | 0 | 0 | 0 | 0 | 0
F5_Industrial_Stone, Clay, and Glass_Existing_Space Heating_Natural Gas_Gas Furnace Tube Inserts_A_Achievable Economic RVT Potential | F5 | Industrial | Stone, Clay, and Glass | Existing | Space Heating | Natural Gas | Gas Furnace Tube Inserts | A | Incremental Summer Peak Savings (MW) | Achievable Economic RVT Potential | 0 | 0 | 0 | 0 | 0 | 0 | 0 | 0 | 0 | 0 | 0 | 0 | 0 | 0 | 0 | 0 | 0 | 0 | 0 | 0 | 0 | 0 | 0 | 0 | 0 | 0 | 0 | 0 | 0 | 0 | 0
F6_Industrial_Stone, Clay, and Glass_Existing_Space Heating_Natural Gas_Gas Furnace Tube Inserts_A_Achievable Economic RVT Potential | F6 | Industrial | Stone, Clay, and Glass | Existing | Space Heating | Natural Gas | Gas Furnace Tube Inserts | A | Incremental Winter Peak Savings (MW) | Achievable Economic RVT Potential | 0 | 0 | 0 | 0 | 0 | 0 | 0 | 0 | 0 | 0 | 0 | 0 | 0 | 0 | 0 | 0 | 0 | 0 | 0 | 0 | 0 | 0 | 0 | 0 | 0 | 0 | 0 | 0 | 0 | 0 | 0
F7_Industrial_Stone, Clay, and Glass_Existing_Space Heating_Natural Gas_Gas Furnace Tube Inserts_A_Achievable Economic RVT Potential | F7 | Industrial | Stone, Clay, and Glass | Existing | Space Heating | Natural Gas | Gas Furnace Tube Inserts | A | Cumulative Energy Savings (MWh or mTherms) | Achievable Economic RVT Potential | 0 | 0 | 0 | 0 | 0 | 0 | 0 | 0 | 0 | 0 | 0 | 0 | 0 | 0 | 0 | 0 | 0 | 0 | 0 | 0 | 0 | 0 | 0 | 0 | 0 | 0 | 0 | 0 | 0 | 0 | 0
F8_Industrial_Stone, Clay, and Glass_Existing_Space Heating_Natural Gas_Gas Furnace Tube Inserts_A_Achievable Economic RVT Potential | F8 | Industrial | Stone, Clay, and Glass | Existing | Space Heating | Natural Gas | Gas Furnace Tube Inserts | A | Cumulative Summer Peak Savings (MW) | Achievable Economic RVT Potential | 0 | 0 | 0 | 0 | 0 | 0 | 0 | 0 | 0 | 0 | 0 | 0 | 0 | 0 | 0 | 0 | 0 | 0 | 0 | 0 | 0 | 0 | 0 | 0 | 0 | 0 | 0 | 0 | 0 | 0 | 0
F9_Industrial_Stone, Clay, and Glass_Existing_Space Heating_Natural Gas_Gas Furnace Tube Inserts_A_Achievable Economic RVT Potential | F9 | Industrial | Stone, Clay, and Glass | Existing | Space Heating | Natural Gas | Gas Furnace Tube Inserts | A | Cumulative Winter Peak Savings (MW) | Achievable Economic RVT Potential | 0 | 0 | 0 | 0 | 0 | 0 | 0 | 0 | 0 | 0 | 0 | 0 | 0 | 0 | 0 | 0 | 0 | 0 | 0 | 0 | 0 | 0 | 0 | 0 | 0 | 0 | 0 | 0 | 0 | 0 | 0
F10_Industrial_Stone, Clay, and Glass_Existing_Space Heating_Natural Gas_Gas Furnace Tube Inserts_A_Achievable Economic RVT Potential | F10 | Industrial | Stone, Clay, and Glass | Existing | Space Heating | Natural Gas | Gas Furnace Tube Inserts | A | Purchases (Incremental) | Achievable Economic RVT Potential | 0 | 0 | 0 | 0 | 0 | 0 | 0 | 0 | 0 | 0 | 0 | 0 | 0 | 0 | 0 | 0 | 0 | 0 | 0 | 0 | 0 | 0 | 0 | 0 | 0 | 0 | 0 | 0 | 0 | 0 | 0
F11_Industrial_Stone, Clay, and Glass_Existing_Space Heating_Natural Gas_Gas Furnace Tube Inserts_A_Achievable Economic RVT Potential | F11 | Industrial | Stone, Clay, and Glass | Existing | Space Heating | Natural Gas | Gas Furnace Tube Inserts | A | Purchases (Cumulative) | Achievable Economic RVT Potential | 0 | 0 | 0 | 0 | 0 | 0 | 0 | 0 | 0 | 0 | 0 | 0 | 0 | 0 | 0 | 0 | 0 | 0 | 0 | 0 | 0 | 0 | 0 | 0 | 0 | 0 | 0 | 0 | 0 | 0 | 0
F1_Industrial_Stone, Clay, and Glass_Existing_Space Heating_Natural Gas_Space Heating - Heat Recovery Ventilator_A_Achievable Economic RVT Potential | F1 | Industrial | Stone, Clay, and Glass | Existing | Space Heating | Natural Gas | Space Heating - Heat Recovery Ventilator | A | Integrated Unit Energy Savings (kWh or therms) | Achievable Economic RVT Potential | 0 | 0 | 0 | 0 | 0 | 0.013154 | 0.012975 | 0.012728 | 0.012421 | 0.012055 | 0.011634 | 0.011194 | 0.010753 | 0.010303 | 0.0099135 | 0.0095415 | 0.0092361 | 0.0089656 | 0.0087263 | 0.008552 | 0.0083922 | 0.0082522 | 0.0081372 | 0.0080458 | 0.007963 | 0.0079014 | 0.0078499 | 0.0078022 | 0 | 0 | 0
F2_Industrial_Stone, Clay, and Glass_Existing_Space Heating_Natural Gas_Space Heating - Heat Recovery Ventilator_A_Achievable Economic RVT Potential | F2 | Industrial | Stone, Clay, and Glass | Existing | Space Heating | Natural Gas | Space Heating - Heat Recovery Ventilator | A | Integrated Unit Summer Peak Savings (kW) | Achievable Economic RVT Potential | 0 | 0 | 0 | 0 | 0 | 0 | 0 | 0 | 0 | 0 | 0 | 0 | 0 | 0 | 0 | 0 | 0 | 0 | 0 | 0 | 0 | 0 | 0 | 0 | 0 | 0 | 0 | 0 | 0 | 0 | 0
F3_Industrial_Stone, Clay, and Glass_Existing_Space Heating_Natural Gas_Space Heating - Heat Recovery Ventilator_A_Achievable Economic RVT Potential | F3 | Industrial | Stone, Clay, and Glass | Existing | Space Heating | Natural Gas | Space Heating - Heat Recovery Ventilator | A | Integrated Unit Winter Peak Savings (kW) | Achievable Economic RVT Potential | 0 | 0 | 0 | 0 | 0 | 0 | 0 | 0 | 0 | 0 | 0 | 0 | 0 | 0 | 0 | 0 | 0 | 0 | 0 | 0 | 0 | 0 | 0 | 0 | 0 | 0 | 0 | 0 | 0 | 0 | 0
F4_Industrial_Stone, Clay, and Glass_Existing_Space Heating_Natural Gas_Space Heating - Heat Recovery Ventilator_A_Achievable Economic RVT Potential | F4 | Industrial | Stone, Clay, and Glass | Existing | Space Heating | Natural Gas | Space Heating - Heat Recovery Ventilator | A | Incremental Energy Savings (MWh or mTherms) | Achievable Economic RVT Potential | 0 | 0 | 0 | 0 | 0 | 0 | 0 | 0 | 0 | 0 | 0 | 0 | 0 | 0 | 0 | 0 | 0 | 0 | 0 | 0 | 0 | 0 | 0 | 0 | 0 | 0 | 0 | 0 | 0 | 0 | 0
F5_Industrial_Stone, Clay, and Glass_Existing_Space Heating_Natural Gas_Space Heating - Heat Recovery Ventilator_A_Achievable Economic RVT Potential | F5 | Industrial | Stone, Clay, and Glass | Existing | Space Heating | Natural Gas | Space Heating - Heat Recovery Ventilator | A | Incremental Summer Peak Savings (MW) | Achievable Economic RVT Potential | 0 | 0 | 0 | 0 | 0 | 0 | 0 | 0 | 0 | 0 | 0 | 0 | 0 | 0 | 0 | 0 | 0 | 0 | 0 | 0 | 0 | 0 | 0 | 0 | 0 | 0 | 0 | 0 | 0 | 0 | 0
F6_Industrial_Stone, Clay, and Glass_Existing_Space Heating_Natural Gas_Space Heating - Heat Recovery Ventilator_A_Achievable Economic RVT Potential | F6 | Industrial | Stone, Clay, and Glass | Existing | Space Heating | Natural Gas | Space Heating - Heat Recovery Ventilator | A | Incremental Winter Peak Savings (MW) | Achievable Economic RVT Potential | 0 | 0 | 0 | 0 | 0 | 0 | 0 | 0 | 0 | 0 | 0 | 0 | 0 | 0 | 0 | 0 | 0 | 0 | 0 | 0 | 0 | 0 | 0 | 0 | 0 | 0 | 0 | 0 | 0 | 0 | 0
F7_Industrial_Stone, Clay, and Glass_Existing_Space Heating_Natural Gas_Space Heating - Heat Recovery Ventilator_A_Achievable Economic RVT Potential | F7 | Industrial | Stone, Clay, and Glass | Existing | Space Heating | Natural Gas | Space Heating - Heat Recovery Ventilator | A | Cumulative Energy Savings (MWh or mTherms) | Achievable Economic RVT Potential | 0 | 0 | 0 | 0 | 0 | 0 | 0 | 0 | 0 | 0 | 0 | 0 | 0 | 0 | 0 | 0 | 0 | 0 | 0 | 0 | 0 | 0 | 0 | 0 | 0 | 0 | 0 | 0 | 0 | 0 | 0
F8_Industrial_Stone, Clay, and Glass_Existing_Space Heating_Natural Gas_Space Heating - Heat Recovery Ventilator_A_Achievable Economic RVT Potential | F8 | Industrial | Stone, Clay, and Glass | Existing | Space Heating | Natural Gas | Space Heating - Heat Recovery Ventilator | A | Cumulative Summer Peak Savings (MW) | Achievable Economic RVT Potential | 0 | 0 | 0 | 0 | 0 | 0 | 0 | 0 | 0 | 0 | 0 | 0 | 0 | 0 | 0 | 0 | 0 | 0 | 0 | 0 | 0 | 0 | 0 | 0 | 0 | 0 | 0 | 0 | 0 | 0 | 0
F9_Industrial_Stone, Clay, and Glass_Existing_Space Heating_Natural Gas_Space Heating - Heat Recovery Ventilator_A_Achievable Economic RVT Potential | F9 | Industrial | Stone, Clay, and Glass | Existing | Space Heating | Natural Gas | Space Heating - Heat Recovery Ventilator | A | Cumulative Winter Peak Savings (MW) | Achievable Economic RVT Potential | 0 | 0 | 0 | 0 | 0 | 0 | 0 | 0 | 0 | 0 | 0 | 0 | 0 | 0 | 0 | 0 | 0 | 0 | 0 | 0 | 0 | 0 | 0 | 0 | 0 | 0 | 0 | 0 | 0 | 0 | 0
F10_Industrial_Stone, Clay, and Glass_Existing_Space Heating_Natural Gas_Space Heating - Heat Recovery Ventilator_A_Achievable Economic RVT Potential | F10 | Industrial | Stone, Clay, and Glass | Existing | Space Heating | Natural Gas | Space Heating - Heat Recovery Ventilator | A | Purchases (Incremental) | Achievable Economic RVT Potential | 0 | 0 | 0 | 0 | 0 | 0 | 0 | 0 | 0 | 0 | 0 | 0 | 0 | 0 | 0 | 0 | 0 | 0 | 0 | 0 | 0 | 0 | 0 | 0 | 0 | 0 | 0 | 0 | 0 | 0 | 0
F11_Industrial_Stone, Clay, and Glass_Existing_Space Heating_Natural Gas_Space Heating - Heat Recovery Ventilator_A_Achievable Economic RVT Potential | F11 | Industrial | Stone, Clay, and Glass | Existing | Space Heating | Natural Gas | Space Heating - Heat Recovery Ventilator | A | Purchases (Cumulative) | Achievable Economic RVT Potential | 0 | 0 | 0 | 0 | 0 | 0 | 0 | 0 | 0 | 0 | 0 | 0 | 0 | 0 | 0 | 0 | 0 | 0 | 0 | 0 | 0 | 0 | 0 | 0 | 0 | 0 | 0 | 0 | 0 | 0 | 0
F1_Industrial_Stone, Clay, and Glass_Existing_Space Heating_Natural Gas_Thermostat - Programmable_A_Achievable Economic RVT Potential | F1 | Industrial | Stone, Clay, and Glass | Existing | Space Heating | Natural Gas | Thermostat - Programmable | A | Integrated Unit Energy Savings (kWh or therms) | Achievable Economic RVT Potential | 0 | 0 | 0 | 0 | 0 | 0.0065347 | 0.0064458 | 0.0063233 | 0.0061706 | 0.0059888 | 0.0057795 | 0.0055611 | 0.0053417 | 0.0051183 | 0.0049249 | 0.0047401 | 0.0045884 | 0.004454 | 0.0043351 | 0.0042485 | 0.0041691 | 0.0040996 | 0.0040424 | 0.003997 | 0.0039559 | 0.0039253 | 0.0038997 | 0.003876 | 0 | 0 | 0
F2_Industrial_Stone, Clay, and Glass_Existing_Space Heating_Natural Gas_Thermostat - Programmable_A_Achievable Economic RVT Potential | F2 | Industrial | Stone, Clay, and Glass | Existing | Space Heating | Natural Gas | Thermostat - Programmable | A | Integrated Unit Summer Peak Savings (kW) | Achievable Economic RVT Potential | 0 | 0 | 0 | 0 | 0 | 0 | 0 | 0 | 0 | 0 | 0 | 0 | 0 | 0 | 0 | 0 | 0 | 0 | 0 | 0 | 0 | 0 | 0 | 0 | 0 | 0 | 0 | 0 | 0 | 0 | 0
F3_Industrial_Stone, Clay, and Glass_Existing_Space Heating_Natural Gas_Thermostat - Programmable_A_Achievable Economic RVT Potential | F3 | Industrial | Stone, Clay, and Glass | Existing | Space Heating | Natural Gas | Thermostat - Programmable | A | Integrated Unit Winter Peak Savings (kW) | Achievable Economic RVT Potential | 0 | 0 | 0 | 0 | 0 | 0 | 0 | 0 | 0 | 0 | 0 | 0 | 0 | 0 | 0 | 0 | 0 | 0 | 0 | 0 | 0 | 0 | 0 | 0 | 0 | 0 | 0 | 0 | 0 | 0 | 0
F4_Industrial_Stone, Clay, and Glass_Existing_Space Heating_Natural Gas_Thermostat - Programmable_A_Achievable Economic RVT Potential | F4 | Industrial | Stone, Clay, and Glass | Existing | Space Heating | Natural Gas | Thermostat - Programmable | A | Incremental Energy Savings (MWh or mTherms) | Achievable Economic RVT Potential | 0 | 0 | 0 | 0 | 0 | 0 | 0 | 0 | 0 | 0 | 0 | 0 | 0 | 0 | 0 | 0 | 0 | 0 | 0 | 0 | 0 | 0 | 0 | 0 | 0 | 0 | 0 | 0 | 0 | 0 | 0
F5_Industrial_Stone, Clay, and Glass_Existing_Space Heating_Natural Gas_Thermostat - Programmable_A_Achievable Economic RVT Potential | F5 | Industrial | Stone, Clay, and Glass | Existing | Space Heating | Natural Gas | Thermostat - Programmable | A | Incremental Summer Peak Savings (MW) | Achievable Economic RVT Potential | 0 | 0 | 0 | 0 | 0 | 0 | 0 | 0 | 0 | 0 | 0 | 0 | 0 | 0 | 0 | 0 | 0 | 0 | 0 | 0 | 0 | 0 | 0 | 0 | 0 | 0 | 0 | 0 | 0 | 0 | 0
F6_Industrial_Stone, Clay, and Glass_Existing_Space Heating_Natural Gas_Thermostat - Programmable_A_Achievable Economic RVT Potential | F6 | Industrial | Stone, Clay, and Glass | Existing | Space Heating | Natural Gas | Thermostat - Programmable | A | Incremental Winter Peak Savings (MW) | Achievable Economic RVT Potential | 0 | 0 | 0 | 0 | 0 | 0 | 0 | 0 | 0 | 0 | 0 | 0 | 0 | 0 | 0 | 0 | 0 | 0 | 0 | 0 | 0 | 0 | 0 | 0 | 0 | 0 | 0 | 0 | 0 | 0 | 0
F7_Industrial_Stone, Clay, and Glass_Existing_Space Heating_Natural Gas_Thermostat - Programmable_A_Achievable Economic RVT Potential | F7 | Industrial | Stone, Clay, and Glass | Existing | Space Heating | Natural Gas | Thermostat - Programmable | A | Cumulative Energy Savings (MWh or mTherms) | Achievable Economic RVT Potential | 0 | 0 | 0 | 0 | 0 | 0 | 0 | 0 | 0 | 0 | 0 | 0 | 0 | 0 | 0 | 0 | 0 | 0 | 0 | 0 | 0 | 0 | 0 | 0 | 0 | 0 | 0 | 0 | 0 | 0 | 0
F8_Industrial_Stone, Clay, and Glass_Existing_Space Heating_Natural Gas_Thermostat - Programmable_A_Achievable Economic RVT Potential | F8 | Industrial | Stone, Clay, and Glass | Existing | Space Heating | Natural Gas | Thermostat - Programmable | A | Cumulative Summer Peak Savings (MW) | Achievable Economic RVT Potential | 0 | 0 | 0 | 0 | 0 | 0 | 0 | 0 | 0 | 0 | 0 | 0 | 0 | 0 | 0 | 0 | 0 | 0 | 0 | 0 | 0 | 0 | 0 | 0 | 0 | 0 | 0 | 0 | 0 | 0 | 0
F9_Industrial_Stone, Clay, and Glass_Existing_Space Heating_Natural Gas_Thermostat - Programmable_A_Achievable Economic RVT Potential | F9 | Industrial | Stone, Clay, and Glass | Existing | Space Heating | Natural Gas | Thermostat - Programmable | A | Cumulative Winter Peak Savings (MW) | Achievable Economic RVT Potential | 0 | 0 | 0 | 0 | 0 | 0 | 0 | 0 | 0 | 0 | 0 | 0 | 0 | 0 | 0 | 0 | 0 | 0 | 0 | 0 | 0 | 0 | 0 | 0 | 0 | 0 | 0 | 0 | 0 | 0 | 0
F10_Industrial_Stone, Clay, and Glass_Existing_Space Heating_Natural Gas_Thermostat - Programmable_A_Achievable Economic RVT Potential | F10 | Industrial | Stone, Clay, and Glass | Existing | Space Heating | Natural Gas | Thermostat - Programmable | A | Purchases (Incremental) | Achievable Economic RVT Potential | 0 | 0 | 0 | 0 | 0 | 0 | 0 | 0 | 0 | 0 | 0 | 0 | 0 | 0 | 0 | 0 | 0 | 0 | 0 | 0 | 0 | 0 | 0 | 0 | 0 | 0 | 0 | 0 | 0 | 0 | 0
F11_Industrial_Stone, Clay, and Glass_Existing_Space Heating_Natural Gas_Thermostat - Programmable_A_Achievable Economic RVT Potential | F11 | Industrial | Stone, Clay, and Glass | Existing | Space Heating | Natural Gas | Thermostat - Programmable | A | Purchases (Cumulative) | Achievable Economic RVT Potential | 0 | 0 | 0 | 0 | 0 | 0 | 0 | 0 | 0 | 0 | 0 | 0 | 0 | 0 | 0 | 0 | 0 | 0 | 0 | 0 | 0 | 0 | 0 | 0 | 0 | 0 | 0 | 0 | 0 | 0 | 0
F1_Industrial_Stone, Clay, and Glass_Existing_Space Heating_Natural Gas_ENERGY STAR Connected Thermostat_A_Achievable Economic RVT Potential | F1 | Industrial | Stone, Clay, and Glass | Existing | Space Heating | Natural Gas | ENERGY STAR Connected Thermostat | A | Integrated Unit Energy Savings (kWh or therms) | Achievable Economic RVT Potential | 0 | 0 | 0 | 0 | 0 | 0.015383 | 0.015174 | 0.014885 | 0.014526 | 0.014098 | 0.013605 | 0.013091 | 0.012575 | 0.012049 | 0.011593 | 0.011158 | 0.010801 | 0.010485 | 0.010205 | 0.010001 | 0.0098142 | 0.0096505 | 0.009516 | 0.0094091 | 0.0093123 | 0.0092402 | 0.00918 | 0.0091242 | 0 | 0 | 0
F2_Industrial_Stone, Clay, and Glass_Existing_Space Heating_Natural Gas_ENERGY STAR Connected Thermostat_A_Achievable Economic RVT Potential | F2 | Industrial | Stone, Clay, and Glass | Existing | Space Heating | Natural Gas | ENERGY STAR Connected Thermostat | A | Integrated Unit Summer Peak Savings (kW) | Achievable Economic RVT Potential | 0 | 0 | 0 | 0 | 0 | 0 | 0 | 0 | 0 | 0 | 0 | 0 | 0 | 0 | 0 | 0 | 0 | 0 | 0 | 0 | 0 | 0 | 0 | 0 | 0 | 0 | 0 | 0 | 0 | 0 | 0
F3_Industrial_Stone, Clay, and Glass_Existing_Space Heating_Natural Gas_ENERGY STAR Connected Thermostat_A_Achievable Economic RVT Potential | F3 | Industrial | Stone, Clay, and Glass | Existing | Space Heating | Natural Gas | ENERGY STAR Connected Thermostat | A | Integrated Unit Winter Peak Savings (kW) | Achievable Economic RVT Potential | 0 | 0 | 0 | 0 | 0 | 0 | 0 | 0 | 0 | 0 | 0 | 0 | 0 | 0 | 0 | 0 | 0 | 0 | 0 | 0 | 0 | 0 | 0 | 0 | 0 | 0 | 0 | 0 | 0 | 0 | 0
F4_Industrial_Stone, Clay, and Glass_Existing_Space Heating_Natural Gas_ENERGY STAR Connected Thermostat_A_Achievable Economic RVT Potential | F4 | Industrial | Stone, Clay, and Glass | Existing | Space Heating | Natural Gas | ENERGY STAR Connected Thermostat | A | Incremental Energy Savings (MWh or mTherms) | Achievable Economic RVT Potential | 0 | 0 | 0 | 0 | 0 | 0 | 0 | 0 | 0 | 0 | 0 | 0 | 0 | 0 | 0 | 0 | 0 | 0 | 0 | 0 | 0 | 0 | 0 | 0 | 0 | 0 | 0 | 0 | 0 | 0 | 0
F5_Industrial_Stone, Clay, and Glass_Existing_Space Heating_Natural Gas_ENERGY STAR Connected Thermostat_A_Achievable Economic RVT Potential | F5 | Industrial | Stone, Clay, and Glass | Existing | Space Heating | Natural Gas | ENERGY STAR Connected Thermostat | A | Incremental Summer Peak Savings (MW) | Achievable Economic RVT Potential | 0 | 0 | 0 | 0 | 0 | 0 | 0 | 0 | 0 | 0 | 0 | 0 | 0 | 0 | 0 | 0 | 0 | 0 | 0 | 0 | 0 | 0 | 0 | 0 | 0 | 0 | 0 | 0 | 0 | 0 | 0
F6_Industrial_Stone, Clay, and Glass_Existing_Space Heating_Natural Gas_ENERGY STAR Connected Thermostat_A_Achievable Economic RVT Potential | F6 | Industrial | Stone, Clay, and Glass | Existing | Space Heating | Natural Gas | ENERGY STAR Connected Thermostat | A | Incremental Winter Peak Savings (MW) | Achievable Economic RVT Potential | 0 | 0 | 0 | 0 | 0 | 0 | 0 | 0 | 0 | 0 | 0 | 0 | 0 | 0 | 0 | 0 | 0 | 0 | 0 | 0 | 0 | 0 | 0 | 0 | 0 | 0 | 0 | 0 | 0 | 0 | 0
F7_Industrial_Stone, Clay, and Glass_Existing_Space Heating_Natural Gas_ENERGY STAR Connected Thermostat_A_Achievable Economic RVT Potential | F7 | Industrial | Stone, Clay, and Glass | Existing | Space Heating | Natural Gas | ENERGY STAR Connected Thermostat | A | Cumulative Energy Savings (MWh or mTherms) | Achievable Economic RVT Potential | 0 | 0 | 0 | 0 | 0 | 0 | 0 | 0 | 0 | 0 | 0 | 0 | 0 | 0 | 0 | 0 | 0 | 0 | 0 | 0 | 0 | 0 | 0 | 0 | 0 | 0 | 0 | 0 | 0 | 0 | 0
F8_Industrial_Stone, Clay, and Glass_Existing_Space Heating_Natural Gas_ENERGY STAR Connected Thermostat_A_Achievable Economic RVT Potential | F8 | Industrial | Stone, Clay, and Glass | Existing | Space Heating | Natural Gas | ENERGY STAR Connected Thermostat | A | Cumulative Summer Peak Savings (MW) | Achievable Economic RVT Potential | 0 | 0 | 0 | 0 | 0 | 0 | 0 | 0 | 0 | 0 | 0 | 0 | 0 | 0 | 0 | 0 | 0 | 0 | 0 | 0 | 0 | 0 | 0 | 0 | 0 | 0 | 0 | 0 | 0 | 0 | 0
F9_Industrial_Stone, Clay, and Glass_Existing_Space Heating_Natural Gas_ENERGY STAR Connected Thermostat_A_Achievable Economic RVT Potential | F9 | Industrial | Stone, Clay, and Glass | Existing | Space Heating | Natural Gas | ENERGY STAR Connected Thermostat | A | Cumulative Winter Peak Savings (MW) | Achievable Economic RVT Potential | 0 | 0 | 0 | 0 | 0 | 0 | 0 | 0 | 0 | 0 | 0 | 0 | 0 | 0 | 0 | 0 | 0 | 0 | 0 | 0 | 0 | 0 | 0 | 0 | 0 | 0 | 0 | 0 | 0 | 0 | 0
F10_Industrial_Stone, Clay, and Glass_Existing_Space Heating_Natural Gas_ENERGY STAR Connected Thermostat_A_Achievable Economic RVT Potential | F10 | Industrial | Stone, Clay, and Glass | Existing | Space Heating | Natural Gas | ENERGY STAR Connected Thermostat | A | Purchases (Incremental) | Achievable Economic RVT Potential | 0 | 0 | 0 | 0 | 0 | 0 | 0 | 0 | 0 | 0 | 0 | 0 | 0 | 0 | 0 | 0 | 0 | 0 | 0 | 0 | 0 | 0 | 0 | 0 | 0 | 0 | 0 | 0 | 0 | 0 | 0
F11_Industrial_Stone, Clay, and Glass_Existing_Space Heating_Natural Gas_ENERGY STAR Connected Thermostat_A_Achievable Economic RVT Potential | F11 | Industrial | Stone, Clay, and Glass | Existing | Space Heating | Natural Gas | ENERGY STAR Connected Thermostat | A | Purchases (Cumulative) | Achievable Economic RVT Potential | 0 | 0 | 0 | 0 | 0 | 0 | 0 | 0 | 0 | 0 | 0 | 0 | 0 | 0 | 0 | 0 | 0 | 0 | 0 | 0 | 0 | 0 | 0 | 0 | 0 | 0 | 0 | 0 | 0 | 0 | 0
F1_Industrial_Stone, Clay, and Glass_Existing_Space Heating_Natural Gas_Destratification Fans (HVLS)_A_Achievable Economic RVT Potential | F1 | Industrial | Stone, Clay, and Glass | Existing | Space Heating | Natural Gas | Destratification Fans (HVLS) | A | Integrated Unit Energy Savings (kWh or therms) | Achievable Economic RVT Potential | 0 | 0 | 0 | 0 | 0 | 0.015383 | 0.015174 | 0.014885 | 0.014526 | 0.014098 | 0.013605 | 0.013091 | 0.012575 | 0.012049 | 0.011593 | 0.011158 | 0.010801 | 0.010485 | 0.010205 | 0.010001 | 0.0098142 | 0.0096505 | 0.009516 | 0.0094091 | 0.0093123 | 0.0092402 | 0.00918 | 0.0091242 | 0 | 0 | 0
F2_Industrial_Stone, Clay, and Glass_Existing_Space Heating_Natural Gas_Destratification Fans (HVLS)_A_Achievable Economic RVT Potential | F2 | Industrial | Stone, Clay, and Glass | Existing | Space Heating | Natural Gas | Destratification Fans (HVLS) | A | Integrated Unit Summer Peak Savings (kW) | Achievable Economic RVT Potential | 0 | 0 | 0 | 0 | 0 | 0 | 0 | 0 | 0 | 0 | 0 | 0 | 0 | 0 | 0 | 0 | 0 | 0 | 0 | 0 | 0 | 0 | 0 | 0 | 0 | 0 | 0 | 0 | 0 | 0 | 0
F3_Industrial_Stone, Clay, and Glass_Existing_Space Heating_Natural Gas_Destratification Fans (HVLS)_A_Achievable Economic RVT Potential | F3 | Industrial | Stone, Clay, and Glass | Existing | Space Heating | Natural Gas | Destratification Fans (HVLS) | A | Integrated Unit Winter Peak Savings (kW) | Achievable Economic RVT Potential | 0 | 0 | 0 | 0 | 0 | 0 | 0 | 0 | 0 | 0 | 0 | 0 | 0 | 0 | 0 | 0 | 0 | 0 | 0 | 0 | 0 | 0 | 0 | 0 | 0 | 0 | 0 | 0 | 0 | 0 | 0
F4_Industrial_Stone, Clay, and Glass_Existing_Space Heating_Natural Gas_Destratification Fans (HVLS)_A_Achievable Economic RVT Potential | F4 | Industrial | Stone, Clay, and Glass | Existing | Space Heating | Natural Gas | Destratification Fans (HVLS) | A | Incremental Energy Savings (MWh or mTherms) | Achievable Economic RVT Potential | 0 | 0 | 0 | 0 | 0 | 0 | 0 | 0 | 0 | 0 | 0 | 0 | 0 | 0 | 0 | 0 | 0 | 0 | 0 | 0 | 0 | 0 | 0 | 0 | 0 | 0 | 0 | 0 | 0 | 0 | 0
F5_Industrial_Stone, Clay, and Glass_Existing_Space Heating_Natural Gas_Destratification Fans (HVLS)_A_Achievable Economic RVT Potential | F5 | Industrial | Stone, Clay, and Glass | Existing | Space Heating | Natural Gas | Destratification Fans (HVLS) | A | Incremental Summer Peak Savings (MW) | Achievable Economic RVT Potential | 0 | 0 | 0 | 0 | 0 | 0 | 0 | 0 | 0 | 0 | 0 | 0 | 0 | 0 | 0 | 0 | 0 | 0 | 0 | 0 | 0 | 0 | 0 | 0 | 0 | 0 | 0 | 0 | 0 | 0 | 0
F6_Industrial_Stone, Clay, and Glass_Existing_Space Heating_Natural Gas_Destratification Fans (HVLS)_A_Achievable Economic RVT Potential | F6 | Industrial | Stone, Clay, and Glass | Existing | Space Heating | Natural Gas | Destratification Fans (HVLS) | A | Incremental Winter Peak Savings (MW) | Achievable Economic RVT Potential | 0 | 0 | 0 | 0 | 0 | 0 | 0 | 0 | 0 | 0 | 0 | 0 | 0 | 0 | 0 | 0 | 0 | 0 | 0 | 0 | 0 | 0 | 0 | 0 | 0 | 0 | 0 | 0 | 0 | 0 | 0
F7_Industrial_Stone, Clay, and Glass_Existing_Space Heating_Natural Gas_Destratification Fans (HVLS)_A_Achievable Economic RVT Potential | F7 | Industrial | Stone, Clay, and Glass | Existing | Space Heating | Natural Gas | Destratification Fans (HVLS) | A | Cumulative Energy Savings (MWh or mTherms) | Achievable Economic RVT Potential | 0 | 0 | 0 | 0 | 0 | 0 | 0 | 0 | 0 | 0 | 0 | 0 | 0 | 0 | 0 | 0 | 0 | 0 | 0 | 0 | 0 | 0 | 0 | 0 | 0 | 0 | 0 | 0 | 0 | 0 | 0
F8_Industrial_Stone, Clay, and Glass_Existing_Space Heating_Natural Gas_Destratification Fans (HVLS)_A_Achievable Economic RVT Potential | F8 | Industrial | Stone, Clay, and Glass | Existing | Space Heating | Natural Gas | Destratification Fans (HVLS) | A | Cumulative Summer Peak Savings (MW) | Achievable Economic RVT Potential | 0 | 0 | 0 | 0 | 0 | 0 | 0 | 0 | 0 | 0 | 0 | 0 | 0 | 0 | 0 | 0 | 0 | 0 | 0 | 0 | 0 | 0 | 0 | 0 | 0 | 0 | 0 | 0 | 0 | 0 | 0
F9_Industrial_Stone, Clay, and Glass_Existing_Space Heating_Natural Gas_Destratification Fans (HVLS)_A_Achievable Economic RVT Potential | F9 | Industrial | Stone, Clay, and Glass | Existing | Space Heating | Natural Gas | Destratification Fans (HVLS) | A | Cumulative Winter Peak Savings (MW) | Achievable Economic RVT Potential | 0 | 0 | 0 | 0 | 0 | 0 | 0 | 0 | 0 | 0 | 0 | 0 | 0 | 0 | 0 | 0 | 0 | 0 | 0 | 0 | 0 | 0 | 0 | 0 | 0 | 0 | 0 | 0 | 0 | 0 | 0
F10_Industrial_Stone, Clay, and Glass_Existing_Space Heating_Natural Gas_Destratification Fans (HVLS)_A_Achievable Economic RVT Potential | F10 | Industrial | Stone, Clay, and Glass | Existing | Space Heating | Natural Gas | Destratification Fans (HVLS) | A | Purchases (Incremental) | Achievable Economic RVT Potential | 0 | 0 | 0 | 0 | 0 | 0 | 0 | 0 | 0 | 0 | 0 | 0 | 0 | 0 | 0 | 0 | 0 | 0 | 0 | 0 | 0 | 0 | 0 | 0 | 0 | 0 | 0 | 0 | 0 | 0 | 0
F11_Industrial_Stone, Clay, and Glass_Existing_Space Heating_Natural Gas_Destratification Fans (HVLS)_A_Achievable Economic RVT Potential | F11 | Industrial | Stone, Clay, and Glass | Existing | Space Heating | Natural Gas | Destratification Fans (HVLS) | A | Purchases (Cumulative) | Achievable Economic RVT Potential | 0 | 0 | 0 | 0 | 0 | 0 | 0 | 0 | 0 | 0 | 0 | 0 | 0 | 0 | 0 | 0 | 0 | 0 | 0 | 0 | 0 | 0 | 0 | 0 | 0 | 0 | 0 | 0 | 0 | 0 | 0
F1_Industrial_Stone, Clay, and Glass_Existing_Space Heating_Natural Gas_Gas Boiler - Insulate Steam Lines/Condensate Tank_A_Achievable Economic RVT Potential | F1 | Industrial | Stone, Clay, and Glass | Existing | Space Heating | Natural Gas | Gas Boiler - Insulate Steam Lines/Condensate Tank | A | Integrated Unit Energy Savings (kWh or therms) | Achievable Economic RVT Potential | 0 | 0 | 0 | 0 | 0 | 75.8689 | 75.2054 | 74.5174 | 73.79 | 73.0141 | 72.1843 | 71.3053 | 70.3671 | 69.3416 | 68.2528 | 67.1335 | 66.0206 | 64.9163 | 63.8396 | 62.8706 | 61.9616 | 61.0986 | 60.349 | 59.6771 | 59.0462 | 58.575 | 58.184 | 57.8243 | 65.6304 | 65.3609 | 65.1148
F2_Industrial_Stone, Clay, and Glass_Existing_Space Heating_Natural Gas_Gas Boiler - Insulate Steam Lines/Condensate Tank_A_Achievable Economic RVT Potential | F2 | Industrial | Stone, Clay, and Glass | Existing | Space Heating | Natural Gas | Gas Boiler - Insulate Steam Lines/Condensate Tank | A | Integrated Unit Summer Peak Savings (kW) | Achievable Economic RVT Potential | 0 | 0 | 0 | 0 | 0 | 0 | 0 | 0 | 0 | 0 | 0 | 0 | 0 | 0 | 0 | 0 | 0 | 0 | 0 | 0 | 0 | 0 | 0 | 0 | 0 | 0 | 0 | 0 | 0 | 0 | 0
F3_Industrial_Stone, Clay, and Glass_Existing_Space Heating_Natural Gas_Gas Boiler - Insulate Steam Lines/Condensate Tank_A_Achievable Economic RVT Potential | F3 | Industrial | Stone, Clay, and Glass | Existing | Space Heating | Natural Gas | Gas Boiler - Insulate Steam Lines/Condensate Tank | A | Integrated Unit Winter Peak Savings (kW) | Achievable Economic RVT Potential | 0 | 0 | 0 | 0 | 0 | 0 | 0 | 0 | 0 | 0 | 0 | 0 | 0 | 0 | 0 | 0 | 0 | 0 | 0 | 0 | 0 | 0 | 0 | 0 | 0 | 0 | 0 | 0 | 0 | 0 | 0
F4_Industrial_Stone, Clay, and Glass_Existing_Space Heating_Natural Gas_Gas Boiler - Insulate Steam Lines/Condensate Tank_A_Achievable Economic RVT Potential | F4 | Industrial | Stone, Clay, and Glass | Existing | Space Heating | Natural Gas | Gas Boiler - Insulate Steam Lines/Condensate Tank | A | Incremental Energy Savings (MWh or mTherms) | Achievable Economic RVT Potential | 0 | 0 | 0 | 0 | 0 | 0 | 0 | 0 | 0 | 0 | 0 | 0 | 0 | 0 | 0 | 0 | 0 | 0 | 0 | 0 | 0 | 0 | 0 | 0 | 0 | 0 | 0 | 0 | 0 | 0 | 0
F5_Industrial_Stone, Clay, and Glass_Existing_Space Heating_Natural Gas_Gas Boiler - Insulate Steam Lines/Condensate Tank_A_Achievable Economic RVT Potential | F5 | Industrial | Stone, Clay, and Glass | Existing | Space Heating | Natural Gas | Gas Boiler - Insulate Steam Lines/Condensate Tank | A | Incremental Summer Peak Savings (MW) | Achievable Economic RVT Potential | 0 | 0 | 0 | 0 | 0 | 0 | 0 | 0 | 0 | 0 | 0 | 0 | 0 | 0 | 0 | 0 | 0 | 0 | 0 | 0 | 0 | 0 | 0 | 0 | 0 | 0 | 0 | 0 | 0 | 0 | 0
F6_Industrial_Stone, Clay, and Glass_Existing_Space Heating_Natural Gas_Gas Boiler - Insulate Steam Lines/Condensate Tank_A_Achievable Economic RVT Potential | F6 | Industrial | Stone, Clay, and Glass | Existing | Space Heating | Natural Gas | Gas Boiler - Insulate Steam Lines/Condensate Tank | A | Incremental Winter Peak Savings (MW) | Achievable Economic RVT Potential | 0 | 0 | 0 | 0 | 0 | 0 | 0 | 0 | 0 | 0 | 0 | 0 | 0 | 0 | 0 | 0 | 0 | 0 | 0 | 0 | 0 | 0 | 0 | 0 | 0 | 0 | 0 | 0 | 0 | 0 | 0
F7_Industrial_Stone, Clay, and Glass_Existing_Space Heating_Natural Gas_Gas Boiler - Insulate Steam Lines/Condensate Tank_A_Achievable Economic RVT Potential | F7 | Industrial | Stone, Clay, and Glass | Existing | Space Heating | Natural Gas | Gas Boiler - Insulate Steam Lines/Condensate Tank | A | Cumulative Energy Savings (MWh or mTherms) | Achievable Economic RVT Potential | 0 | 0 | 0 | 0 | 0 | 0 | 0 | 0 | 0 | 0 | 0 | 0 | 0 | 0 | 0 | 0 | 0 | 0 | 0 | 0 | 0 | 0 | 0 | 0 | 0 | 0 | 0 | 0 | 0 | 0 | 0
F8_Industrial_Stone, Clay, and Glass_Existing_Space Heating_Natural Gas_Gas Boiler - Insulate Steam Lines/Condensate Tank_A_Achievable Economic RVT Potential | F8 | Industrial | Stone, Clay, and Glass | Existing | Space Heating | Natural Gas | Gas Boiler - Insulate Steam Lines/Condensate Tank | A | Cumulative Summer Peak Savings (MW) | Achievable Economic RVT Potential | 0 | 0 | 0 | 0 | 0 | 0 | 0 | 0 | 0 | 0 | 0 | 0 | 0 | 0 | 0 | 0 | 0 | 0 | 0 | 0 | 0 | 0 | 0 | 0 | 0 | 0 | 0 | 0 | 0 | 0 | 0
F9_Industrial_Stone, Clay, and Glass_Existing_Space Heating_Natural Gas_Gas Boiler - Insulate Steam Lines/Condensate Tank_A_Achievable Economic RVT Potential | F9 | Industrial | Stone, Clay, and Glass | Existing | Space Heating | Natural Gas | Gas Boiler - Insulate Steam Lines/Condensate Tank | A | Cumulative Winter Peak Savings (MW) | Achievable Economic RVT Potential | 0 | 0 | 0 | 0 | 0 | 0 | 0 | 0 | 0 | 0 | 0 | 0 | 0 | 0 | 0 | 0 | 0 | 0 | 0 | 0 | 0 | 0 | 0 | 0 | 0 | 0 | 0 | 0 | 0 | 0 | 0
F10_Industrial_Stone, Clay, and Glass_Existing_Space Heating_Natural Gas_Gas Boiler - Insulate Steam Lines/Condensate Tank_A_Achievable Economic RVT Potential | F10 | Industrial | Stone, Clay, and Glass | Existing | Space Heating | Natural Gas | Gas Boiler - Insulate Steam Lines/Condensate Tank | A | Purchases (Incremental) | Achievable Economic RVT Potential | 0 | 0 | 0 | 0 | 0 | 0 | 0 | 0 | 0 | 0 | 0 | 0 | 0 | 0 | 0 | 0 | 0 | 0 | 0 | 0 | 0 | 0 | 0 | 0 | 0 | 0 | 0 | 0 | 0 | 0 | 0
F11_Industrial_Stone, Clay, and Glass_Existing_Space Heating_Natural Gas_Gas Boiler - Insulate Steam Lines/Condensate Tank_A_Achievable Economic RVT Potential | F11 | Industrial | Stone, Clay, and Glass | Existing | Space Heating | Natural Gas | Gas Boiler - Insulate Steam Lines/Condensate Tank | A | Purchases (Cumulative) | Achievable Economic RVT Potential | 0 | 0 | 0 | 0 | 0 | 0 | 0 | 0 | 0 | 0 | 0 | 0 | 0 | 0 | 0 | 0 | 0 | 0 | 0 | 0 | 0 | 0 | 0 | 0 | 0 | 0 | 0 | 0 | 0 | 0 | 0
F1_Industrial_Stone, Clay, and Glass_Existing_Process_Natural Gas_Gas Boiler - Insulate Steam Lines/Condensate Tank_A_Achievable Economic RVT Potential | F1 | Industrial | Stone, Clay, and Glass | Existing | Process | Natural Gas | Gas Boiler - Insulate Steam Lines/Condensate Tank | A | Integrated Unit Energy Savings (kWh or therms) | Achievable Economic RVT Potential | 0 | 0 | 0 | 0 | 0 | 45.3996 | 45.2103 | 45.0194 | 44.8314 | 44.6441 | 44.4592 | 44.3101 | 44.1829 | 44.053 | 43.9652 | 43.8674 | 43.7942 | 43.7191 | 43.6421 | 43.5885 | 43.5281 | 43.4818 | 43.436 | 43.3906 | 43.3455 | 43.3391 | 43.3332 | 43.3278 | 45.5894 | 45.5894 | 45.5894
F2_Industrial_Stone, Clay, and Glass_Existing_Process_Natural Gas_Gas Boiler - Insulate Steam Lines/Condensate Tank_A_Achievable Economic RVT Potential | F2 | Industrial | Stone, Clay, and Glass | Existing | Process | Natural Gas | Gas Boiler - Insulate Steam Lines/Condensate Tank | A | Integrated Unit Summer Peak Savings (kW) | Achievable Economic RVT Potential | 0 | 0 | 0 | 0 | 0 | 0 | 0 | 0 | 0 | 0 | 0 | 0 | 0 | 0 | 0 | 0 | 0 | 0 | 0 | 0 | 0 | 0 | 0 | 0 | 0 | 0 | 0 | 0 | 0 | 0 | 0
F3_Industrial_Stone, Clay, and Glass_Existing_Process_Natural Gas_Gas Boiler - Insulate Steam Lines/Condensate Tank_A_Achievable Economic RVT Potential | F3 | Industrial | Stone, Clay, and Glass | Existing | Process | Natural Gas | Gas Boiler - Insulate Steam Lines/Condensate Tank | A | Integrated Unit Winter Peak Savings (kW) | Achievable Economic RVT Potential | 0 | 0 | 0 | 0 | 0 | 0 | 0 | 0 | 0 | 0 | 0 | 0 | 0 | 0 | 0 | 0 | 0 | 0 | 0 | 0 | 0 | 0 | 0 | 0 | 0 | 0 | 0 | 0 | 0 | 0 | 0
F4_Industrial_Stone, Clay, and Glass_Existing_Process_Natural Gas_Gas Boiler - Insulate Steam Lines/Condensate Tank_A_Achievable Economic RVT Potential | F4 | Industrial | Stone, Clay, and Glass | Existing | Process | Natural Gas | Gas Boiler - Insulate Steam Lines/Condensate Tank | A | Incremental Energy Savings (MWh or mTherms) | Achievable Economic RVT Potential | 0 | 0 | 0 | 0 | 0 | 0 | 0 | 0 | 0 | 0 | 0 | 0 | 0 | 0 | 0 | 0 | 0 | 0 | 0 | 0 | 0 | 0 | 0 | 0 | 0 | 0 | 0 | 0 | 0 | 0 | 0
F5_Industrial_Stone, Clay, and Glass_Existing_Process_Natural Gas_Gas Boiler - Insulate Steam Lines/Condensate Tank_A_Achievable Economic RVT Potential | F5 | Industrial | Stone, Clay, and Glass | Existing | Process | Natural Gas | Gas Boiler - Insulate Steam Lines/Condensate Tank | A | Incremental Summer Peak Savings (MW) | Achievable Economic RVT Potential | 0 | 0 | 0 | 0 | 0 | 0 | 0 | 0 | 0 | 0 | 0 | 0 | 0 | 0 | 0 | 0 | 0 | 0 | 0 | 0 | 0 | 0 | 0 | 0 | 0 | 0 | 0 | 0 | 0 | 0 | 0
F6_Industrial_Stone, Clay, and Glass_Existing_Process_Natural Gas_Gas Boiler - Insulate Steam Lines/Condensate Tank_A_Achievable Economic RVT Potential | F6 | Industrial | Stone, Clay, and Glass | Existing | Process | Natural Gas | Gas Boiler - Insulate Steam Lines/Condensate Tank | A | Incremental Winter Peak Savings (MW) | Achievable Economic RVT Potential | 0 | 0 | 0 | 0 | 0 | 0 | 0 | 0 | 0 | 0 | 0 | 0 | 0 | 0 | 0 | 0 | 0 | 0 | 0 | 0 | 0 | 0 | 0 | 0 | 0 | 0 | 0 | 0 | 0 | 0 | 0
F7_Industrial_Stone, Clay, and Glass_Existing_Process_Natural Gas_Gas Boiler - Insulate Steam Lines/Condensate Tank_A_Achievable Economic RVT Potential | F7 | Industrial | Stone, Clay, and Glass | Existing | Process | Natural Gas | Gas Boiler - Insulate Steam Lines/Condensate Tank | A | Cumulative Energy Savings (MWh or mTherms) | Achievable Economic RVT Potential | 0 | 0 | 0 | 0 | 0 | 0 | 0 | 0 | 0 | 0 | 0 | 0 | 0 | 0 | 0 | 0 | 0 | 0 | 0 | 0 | 0 | 0 | 0 | 0 | 0 | 0 | 0 | 0 | 0 | 0 | 0
F8_Industrial_Stone, Clay, and Glass_Existing_Process_Natural Gas_Gas Boiler - Insulate Steam Lines/Condensate Tank_A_Achievable Economic RVT Potential | F8 | Industrial | Stone, Clay, and Glass | Existing | Process | Natural Gas | Gas Boiler - Insulate Steam Lines/Condensate Tank | A | Cumulative Summer Peak Savings (MW) | Achievable Economic RVT Potential | 0 | 0 | 0 | 0 | 0 | 0 | 0 | 0 | 0 | 0 | 0 | 0 | 0 | 0 | 0 | 0 | 0 | 0 | 0 | 0 | 0 | 0 | 0 | 0 | 0 | 0 | 0 | 0 | 0 | 0 | 0
F9_Industrial_Stone, Clay, and Glass_Existing_Process_Natural Gas_Gas Boiler - Insulate Steam Lines/Condensate Tank_A_Achievable Economic RVT Potential | F9 | Industrial | Stone, Clay, and Glass | Existing | Process | Natural Gas | Gas Boiler - Insulate Steam Lines/Condensate Tank | A | Cumulative Winter Peak Savings (MW) | Achievable Economic RVT Potential | 0 | 0 | 0 | 0 | 0 | 0 | 0 | 0 | 0 | 0 | 0 | 0 | 0 | 0 | 0 | 0 | 0 | 0 | 0 | 0 | 0 | 0 | 0 | 0 | 0 | 0 | 0 | 0 | 0 | 0 | 0
F10_Industrial_Stone, Clay, and Glass_Existing_Process_Natural Gas_Gas Boiler - Insulate Steam Lines/Condensate Tank_A_Achievable Economic RVT Potential | F10 | Industrial | Stone, Clay, and Glass | Existing | Process | Natural Gas | Gas Boiler - Insulate Steam Lines/Condensate Tank | A | Purchases (Incremental) | Achievable Economic RVT Potential | 0 | 0 | 0 | 0 | 0 | 0 | 0 | 0 | 0 | 0 | 0 | 0 | 0 | 0 | 0 | 0 | 0 | 0 | 0 | 0 | 0 | 0 | 0 | 0 | 0 | 0 | 0 | 0 | 0 | 0 | 0
F11_Industrial_Stone, Clay, and Glass_Existing_Process_Natural Gas_Gas Boiler - Insulate Steam Lines/Condensate Tank_A_Achievable Economic RVT Potential | F11 | Industrial | Stone, Clay, and Glass | Existing | Process | Natural Gas | Gas Boiler - Insulate Steam Lines/Condensate Tank | A | Purchases (Cumulative) | Achievable Economic RVT Potential | 0 | 0 | 0 | 0 | 0 | 0 | 0 | 0 | 0 | 0 | 0 | 0 | 0 | 0 | 0 | 0 | 0 | 0 | 0 | 0 | 0 | 0 | 0 | 0 | 0 | 0 | 0 | 0 | 0 | 0 | 0
F1_Industrial_Stone, Clay, and Glass_Existing_Space Heating_Natural Gas_Gas Boiler - Insulate Hot Water Lines_A_Achievable Economic RVT Potential | F1 | Industrial | Stone, Clay, and Glass | Existing | Space Heating | Natural Gas | Gas Boiler - Insulate Hot Water Lines | A | Integrated Unit Energy Savings (kWh or therms) | Achievable Economic RVT Potential | 0 | 0 | 0 | 0 | 0 | 85.7768 | 85.0805 | 84.3728 | 83.6429 | 82.8883 | 82.1156 | 81.3286 | 80.5234 | 79.6821 | 78.7911 | 77.9182 | 77.0507 | 76.1978 | 75.3581 | 74.5614 | 73.7912 | 73.0069 | 72.2905 | 71.6131 | 70.951 | 70.4135 | 69.954 | 69.5311 | 74.183 | 73.8783 | 73.6002
F2_Industrial_Stone, Clay, and Glass_Existing_Space Heating_Natural Gas_Gas Boiler - Insulate Hot Water Lines_A_Achievable Economic RVT Potential | F2 | Industrial | Stone, Clay, and Glass | Existing | Space Heating | Natural Gas | Gas Boiler - Insulate Hot Water Lines | A | Integrated Unit Summer Peak Savings (kW) | Achievable Economic RVT Potential | 0 | 0 | 0 | 0 | 0 | 0 | 0 | 0 | 0 | 0 | 0 | 0 | 0 | 0 | 0 | 0 | 0 | 0 | 0 | 0 | 0 | 0 | 0 | 0 | 0 | 0 | 0 | 0 | 0 | 0 | 0
F3_Industrial_Stone, Clay, and Glass_Existing_Space Heating_Natural Gas_Gas Boiler - Insulate Hot Water Lines_A_Achievable Economic RVT Potential | F3 | Industrial | Stone, Clay, and Glass | Existing | Space Heating | Natural Gas | Gas Boiler - Insulate Hot Water Lines | A | Integrated Unit Winter Peak Savings (kW) | Achievable Economic RVT Potential | 0 | 0 | 0 | 0 | 0 | 0 | 0 | 0 | 0 | 0 | 0 | 0 | 0 | 0 | 0 | 0 | 0 | 0 | 0 | 0 | 0 | 0 | 0 | 0 | 0 | 0 | 0 | 0 | 0 | 0 | 0
F4_Industrial_Stone, Clay, and Glass_Existing_Space Heating_Natural Gas_Gas Boiler - Insulate Hot Water Lines_A_Achievable Economic RVT Potential | F4 | Industrial | Stone, Clay, and Glass | Existing | Space Heating | Natural Gas | Gas Boiler - Insulate Hot Water Lines | A | Incremental Energy Savings (MWh or mTherms) | Achievable Economic RVT Potential | 0 | 0 | 0 | 0 | 0 | 0 | 0 | 0 | 0 | 0 | 0 | 0 | 0 | 0 | 0 | 0 | 0 | 0 | 0 | 0 | 0 | 0 | 0 | 0 | 0 | 0 | 0 | 0 | 0 | 0 | 0
F5_Industrial_Stone, Clay, and Glass_Existing_Space Heating_Natural Gas_Gas Boiler - Insulate Hot Water Lines_A_Achievable Economic RVT Potential | F5 | Industrial | Stone, Clay, and Glass | Existing | Space Heating | Natural Gas | Gas Boiler - Insulate Hot Water Lines | A | Incremental Summer Peak Savings (MW) | Achievable Economic RVT Potential | 0 | 0 | 0 | 0 | 0 | 0 | 0 | 0 | 0 | 0 | 0 | 0 | 0 | 0 | 0 | 0 | 0 | 0 | 0 | 0 | 0 | 0 | 0 | 0 | 0 | 0 | 0 | 0 | 0 | 0 | 0
F6_Industrial_Stone, Clay, and Glass_Existing_Space Heating_Natural Gas_Gas Boiler - Insulate Hot Water Lines_A_Achievable Economic RVT Potential | F6 | Industrial | Stone, Clay, and Glass | Existing | Space Heating | Natural Gas | Gas Boiler - Insulate Hot Water Lines | A | Incremental Winter Peak Savings (MW) | Achievable Economic RVT Potential | 0 | 0 | 0 | 0 | 0 | 0 | 0 | 0 | 0 | 0 | 0 | 0 | 0 | 0 | 0 | 0 | 0 | 0 | 0 | 0 | 0 | 0 | 0 | 0 | 0 | 0 | 0 | 0 | 0 | 0 | 0
F7_Industrial_Stone, Clay, and Glass_Existing_Space Heating_Natural Gas_Gas Boiler - Insulate Hot Water Lines_A_Achievable Economic RVT Potential | F7 | Industrial | Stone, Clay, and Glass | Existing | Space Heating | Natural Gas | Gas Boiler - Insulate Hot Water Lines | A | Cumulative Energy Savings (MWh or mTherms) | Achievable Economic RVT Potential | 0 | 0 | 0 | 0 | 0 | 0 | 0 | 0 | 0 | 0 | 0 | 0 | 0 | 0 | 0 | 0 | 0 | 0 | 0 | 0 | 0 | 0 | 0 | 0 | 0 | 0 | 0 | 0 | 0 | 0 | 0
F8_Industrial_Stone, Clay, and Glass_Existing_Space Heating_Natural Gas_Gas Boiler - Insulate Hot Water Lines_A_Achievable Economic RVT Potential | F8 | Industrial | Stone, Clay, and Glass | Existing | Space Heating | Natural Gas | Gas Boiler - Insulate Hot Water Lines | A | Cumulative Summer Peak Savings (MW) | Achievable Economic RVT Potential | 0 | 0 | 0 | 0 | 0 | 0 | 0 | 0 | 0 | 0 | 0 | 0 | 0 | 0 | 0 | 0 | 0 | 0 | 0 | 0 | 0 | 0 | 0 | 0 | 0 | 0 | 0 | 0 | 0 | 0 | 0
F9_Industrial_Stone, Clay, and Glass_Existing_Space Heating_Natural Gas_Gas Boiler - Insulate Hot Water Lines_A_Achievable Economic RVT Potential | F9 | Industrial | Stone, Clay, and Glass | Existing | Space Heating | Natural Gas | Gas Boiler - Insulate Hot Water Lines | A | Cumulative Winter Peak Savings (MW) | Achievable Economic RVT Potential | 0 | 0 | 0 | 0 | 0 | 0 | 0 | 0 | 0 | 0 | 0 | 0 | 0 | 0 | 0 | 0 | 0 | 0 | 0 | 0 | 0 | 0 | 0 | 0 | 0 | 0 | 0 | 0 | 0 | 0 | 0
F10_Industrial_Stone, Clay, and Glass_Existing_Space Heating_Natural Gas_Gas Boiler - Insulate Hot Water Lines_A_Achievable Economic RVT Potential | F10 | Industrial | Stone, Clay, and Glass | Existing | Space Heating | Natural Gas | Gas Boiler - Insulate Hot Water Lines | A | Purchases (Incremental) | Achievable Economic RVT Potential | 0 | 0 | 0 | 0 | 0 | 0 | 0 | 0 | 0 | 0 | 0 | 0 | 0 | 0 | 0 | 0 | 0 | 0 | 0 | 0 | 0 | 0 | 0 | 0 | 0 | 0 | 0 | 0 | 0 | 0 | 0
F11_Industrial_Stone, Clay, and Glass_Existing_Space Heating_Natural Gas_Gas Boiler - Insulate Hot Water Lines_A_Achievable Economic RVT Potential | F11 | Industrial | Stone, Clay, and Glass | Existing | Space Heating | Natural Gas | Gas Boiler - Insulate Hot Water Lines | A | Purchases (Cumulative) | Achievable Economic RVT Potential | 0 | 0 | 0 | 0 | 0 | 0 | 0 | 0 | 0 | 0 | 0 | 0 | 0 | 0 | 0 | 0 | 0 | 0 | 0 | 0 | 0 | 0 | 0 | 0 | 0 | 0 | 0 | 0 | 0 | 0 | 0
F1_Industrial_Stone, Clay, and Glass_Existing_Process_Natural Gas_Gas Boiler - Insulate Hot Water Lines_A_Achievable Economic RVT Potential | F1 | Industrial | Stone, Clay, and Glass | Existing | Process | Natural Gas | Gas Boiler - Insulate Hot Water Lines | A | Integrated Unit Energy Savings (kWh or therms) | Achievable Economic RVT Potential | 0 | 0 | 0 | 0 | 0 | 51.3179 | 51.1059 | 50.892 | 50.6815 | 50.4717 | 50.2648 | 50.0982 | 49.9563 | 49.8117 | 49.7143 | 49.6057 | 49.5249 | 49.442 | 49.3571 | 49.2984 | 49.232 | 49.1818 | 49.132 | 49.0826 | 49.0337 | 49.0266 | 49.02 | 49.014 | 51.5303 | 51.5303 | 51.5303
F2_Industrial_Stone, Clay, and Glass_Existing_Process_Natural Gas_Gas Boiler - Insulate Hot Water Lines_A_Achievable Economic RVT Potential | F2 | Industrial | Stone, Clay, and Glass | Existing | Process | Natural Gas | Gas Boiler - Insulate Hot Water Lines | A | Integrated Unit Summer Peak Savings (kW) | Achievable Economic RVT Potential | 0 | 0 | 0 | 0 | 0 | 0 | 0 | 0 | 0 | 0 | 0 | 0 | 0 | 0 | 0 | 0 | 0 | 0 | 0 | 0 | 0 | 0 | 0 | 0 | 0 | 0 | 0 | 0 | 0 | 0 | 0
F3_Industrial_Stone, Clay, and Glass_Existing_Process_Natural Gas_Gas Boiler - Insulate Hot Water Lines_A_Achievable Economic RVT Potential | F3 | Industrial | Stone, Clay, and Glass | Existing | Process | Natural Gas | Gas Boiler - Insulate Hot Water Lines | A | Integrated Unit Winter Peak Savings (kW) | Achievable Economic RVT Potential | 0 | 0 | 0 | 0 | 0 | 0 | 0 | 0 | 0 | 0 | 0 | 0 | 0 | 0 | 0 | 0 | 0 | 0 | 0 | 0 | 0 | 0 | 0 | 0 | 0 | 0 | 0 | 0 | 0 | 0 | 0
F4_Industrial_Stone, Clay, and Glass_Existing_Process_Natural Gas_Gas Boiler - Insulate Hot Water Lines_A_Achievable Economic RVT Potential | F4 | Industrial | Stone, Clay, and Glass | Existing | Process | Natural Gas | Gas Boiler - Insulate Hot Water Lines | A | Incremental Energy Savings (MWh or mTherms) | Achievable Economic RVT Potential | 0 | 0 | 0 | 0 | 0 | 0 | 0 | 0 | 0 | 0 | 0 | 0 | 0 | 0 | 0 | 0 | 0 | 0 | 0 | 0 | 0 | 0 | 0 | 0 | 0 | 0 | 0 | 0 | 0 | 0 | 0
F5_Industrial_Stone, Clay, and Glass_Existing_Process_Natural Gas_Gas Boiler - Insulate Hot Water Lines_A_Achievable Economic RVT Potential | F5 | Industrial | Stone, Clay, and Glass | Existing | Process | Natural Gas | Gas Boiler - Insulate Hot Water Lines | A | Incremental Summer Peak Savings (MW) | Achievable Economic RVT Potential | 0 | 0 | 0 | 0 | 0 | 0 | 0 | 0 | 0 | 0 | 0 | 0 | 0 | 0 | 0 | 0 | 0 | 0 | 0 | 0 | 0 | 0 | 0 | 0 | 0 | 0 | 0 | 0 | 0 | 0 | 0
F6_Industrial_Stone, Clay, and Glass_Existing_Process_Natural Gas_Gas Boiler - Insulate Hot Water Lines_A_Achievable Economic RVT Potential | F6 | Industrial | Stone, Clay, and Glass | Existing | Process | Natural Gas | Gas Boiler - Insulate Hot Water Lines | A | Incremental Winter Peak Savings (MW) | Achievable Economic RVT Potential | 0 | 0 | 0 | 0 | 0 | 0 | 0 | 0 | 0 | 0 | 0 | 0 | 0 | 0 | 0 | 0 | 0 | 0 | 0 | 0 | 0 | 0 | 0 | 0 | 0 | 0 | 0 | 0 | 0 | 0 | 0
F7_Industrial_Stone, Clay, and Glass_Existing_Process_Natural Gas_Gas Boiler - Insulate Hot Water Lines_A_Achievable Economic RVT Potential | F7 | Industrial | Stone, Clay, and Glass | Existing | Process | Natural Gas | Gas Boiler - Insulate Hot Water Lines | A | Cumulative Energy Savings (MWh or mTherms) | Achievable Economic RVT Potential | 0 | 0 | 0 | 0 | 0 | 0 | 0 | 0 | 0 | 0 | 0 | 0 | 0 | 0 | 0 | 0 | 0 | 0 | 0 | 0 | 0 | 0 | 0 | 0 | 0 | 0 | 0 | 0 | 0 | 0 | 0
F8_Industrial_Stone, Clay, and Glass_Existing_Process_Natural Gas_Gas Boiler - Insulate Hot Water Lines_A_Achievable Economic RVT Potential | F8 | Industrial | Stone, Clay, and Glass | Existing | Process | Natural Gas | Gas Boiler - Insulate Hot Water Lines | A | Cumulative Summer Peak Savings (MW) | Achievable Economic RVT Potential | 0 | 0 | 0 | 0 | 0 | 0 | 0 | 0 | 0 | 0 | 0 | 0 | 0 | 0 | 0 | 0 | 0 | 0 | 0 | 0 | 0 | 0 | 0 | 0 | 0 | 0 | 0 | 0 | 0 | 0 | 0
F9_Industrial_Stone, Clay, and Glass_Existing_Process_Natural Gas_Gas Boiler - Insulate Hot Water Lines_A_Achievable Economic RVT Potential | F9 | Industrial | Stone, Clay, and Glass | Existing | Process | Natural Gas | Gas Boiler - Insulate Hot Water Lines | A | Cumulative Winter Peak Savings (MW) | Achievable Economic RVT Potential | 0 | 0 | 0 | 0 | 0 | 0 | 0 | 0 | 0 | 0 | 0 | 0 | 0 | 0 | 0 | 0 | 0 | 0 | 0 | 0 | 0 | 0 | 0 | 0 | 0 | 0 | 0 | 0 | 0 | 0 | 0
F10_Industrial_Stone, Clay, and Glass_Existing_Process_Natural Gas_Gas Boiler - Insulate Hot Water Lines_A_Achievable Economic RVT Potential | F10 | Industrial | Stone, Clay, and Glass | Existing | Process | Natural Gas | Gas Boiler - Insulate Hot Water Lines | A | Purchases (Incremental) | Achievable Economic RVT Potential | 0 | 0 | 0 | 0 | 0 | 0 | 0 | 0 | 0 | 0 | 0 | 0 | 0 | 0 | 0 | 0 | 0 | 0 | 0 | 0 | 0 | 0 | 0 | 0 | 0 | 0 | 0 | 0 | 0 | 0 | 0
F11_Industrial_Stone, Clay, and Glass_Existing_Process_Natural Gas_Gas Boiler - Insulate Hot Water Lines_A_Achievable Economic RVT Potential | F11 | Industrial | Stone, Clay, and Glass | Existing | Process | Natural Gas | Gas Boiler - Insulate Hot Water Lines | A | Purchases (Cumulative) | Achievable Economic RVT Potential | 0 | 0 | 0 | 0 | 0 | 0 | 0 | 0 | 0 | 0 | 0 | 0 | 0 | 0 | 0 | 0 | 0 | 0 | 0 | 0 | 0 | 0 | 0 | 0 | 0 | 0 | 0 | 0 | 0 | 0 | 0
F1_Industrial_Stone, Clay, and Glass_Existing_Process_Natural Gas_Process - Insulate Heated Process Fluids_A_Achievable Economic RVT Potential | F1 | Industrial | Stone, Clay, and Glass | Existing | Process | Natural Gas | Process - Insulate Heated Process Fluids | A | Integrated Unit Energy Savings (kWh or therms) | Achievable Economic RVT Potential | 0 | 0 | 0 | 0 | 0 | 1280.8484 | 1280.7891 | 1280.733 | 1280.6797 | 1280.6273 | 1280.5765 | 1280.5376 | 1280.5062 | 1280.475 | 1280.4569 | 1280.4365 | 1280.4238 | 1280.4112 | 1280.3986 | 1280.3928 | 1280.3854 | 1280.3827 | 1280.3803 | 1280.378 | 1280.376 | 1280.3744 | 1280.373 | 1280.3717 | 1280.913 | 1280.913 | 1280.913
F2_Industrial_Stone, Clay, and Glass_Existing_Process_Natural Gas_Process - Insulate Heated Process Fluids_A_Achievable Economic RVT Potential | F2 | Industrial | Stone, Clay, and Glass | Existing | Process | Natural Gas | Process - Insulate Heated Process Fluids | A | Integrated Unit Summer Peak Savings (kW) | Achievable Economic RVT Potential | 0 | 0 | 0 | 0 | 0 | 0 | 0 | 0 | 0 | 0 | 0 | 0 | 0 | 0 | 0 | 0 | 0 | 0 | 0 | 0 | 0 | 0 | 0 | 0 | 0 | 0 | 0 | 0 | 0 | 0 | 0
F3_Industrial_Stone, Clay, and Glass_Existing_Process_Natural Gas_Process - Insulate Heated Process Fluids_A_Achievable Economic RVT Potential | F3 | Industrial | Stone, Clay, and Glass | Existing | Process | Natural Gas | Process - Insulate Heated Process Fluids | A | Integrated Unit Winter Peak Savings (kW) | Achievable Economic RVT Potential | 0 | 0 | 0 | 0 | 0 | 0 | 0 | 0 | 0 | 0 | 0 | 0 | 0 | 0 | 0 | 0 | 0 | 0 | 0 | 0 | 0 | 0 | 0 | 0 | 0 | 0 | 0 | 0 | 0 | 0 | 0
F4_Industrial_Stone, Clay, and Glass_Existing_Process_Natural Gas_Process - Insulate Heated Process Fluids_A_Achievable Economic RVT Potential | F4 | Industrial | Stone, Clay, and Glass | Existing | Process | Natural Gas | Process - Insulate Heated Process Fluids | A | Incremental Energy Savings (MWh or mTherms) | Achievable Economic RVT Potential | 0 | 0 | 0 | 0 | 0 | 0 | 0 | 0 | 0 | 0 | 0 | 0 | 0 | 0 | 0 | 0 | 0 | 0 | 0 | 0 | 0 | 0 | 0 | 0 | 0 | 0 | 0 | 0 | 0 | 0 | 0
F5_Industrial_Stone, Clay, and Glass_Existing_Process_Natural Gas_Process - Insulate Heated Process Fluids_A_Achievable Economic RVT Potential | F5 | Industrial | Stone, Clay, and Glass | Existing | Process | Natural Gas | Process - Insulate Heated Process Fluids | A | Incremental Summer Peak Savings (MW) | Achievable Economic RVT Potential | 0 | 0 | 0 | 0 | 0 | 0 | 0 | 0 | 0 | 0 | 0 | 0 | 0 | 0 | 0 | 0 | 0 | 0 | 0 | 0 | 0 | 0 | 0 | 0 | 0 | 0 | 0 | 0 | 0 | 0 | 0
F6_Industrial_Stone, Clay, and Glass_Existing_Process_Natural Gas_Process - Insulate Heated Process Fluids_A_Achievable Economic RVT Potential | F6 | Industrial | Stone, Clay, and Glass | Existing | Process | Natural Gas | Process - Insulate Heated Process Fluids | A | Incremental Winter Peak Savings (MW) | Achievable Economic RVT Potential | 0 | 0 | 0 | 0 | 0 | 0 | 0 | 0 | 0 | 0 | 0 | 0 | 0 | 0 | 0 | 0 | 0 | 0 | 0 | 0 | 0 | 0 | 0 | 0 | 0 | 0 | 0 | 0 | 0 | 0 | 0
F7_Industrial_Stone, Clay, and Glass_Existing_Process_Natural Gas_Process - Insulate Heated Process Fluids_A_Achievable Economic RVT Potential | F7 | Industrial | Stone, Clay, and Glass | Existing | Process | Natural Gas | Process - Insulate Heated Process Fluids | A | Cumulative Energy Savings (MWh or mTherms) | Achievable Economic RVT Potential | 0 | 0 | 0 | 0 | 0 | 0 | 0 | 0 | 0 | 0 | 0 | 0 | 0 | 0 | 0 | 0 | 0 | 0 | 0 | 0 | 0 | 0 | 0 | 0 | 0 | 0 | 0 | 0 | 0 | 0 | 0
F8_Industrial_Stone, Clay, and Glass_Existing_Process_Natural Gas_Process - Insulate Heated Process Fluids_A_Achievable Economic RVT Potential | F8 | Industrial | Stone, Clay, and Glass | Existing | Process | Natural Gas | Process - Insulate Heated Process Fluids | A | Cumulative Summer Peak Savings (MW) | Achievable Economic RVT Potential | 0 | 0 | 0 | 0 | 0 | 0 | 0 | 0 | 0 | 0 | 0 | 0 | 0 | 0 | 0 | 0 | 0 | 0 | 0 | 0 | 0 | 0 | 0 | 0 | 0 | 0 | 0 | 0 | 0 | 0 | 0
F9_Industrial_Stone, Clay, and Glass_Existing_Process_Natural Gas_Process - Insulate Heated Process Fluids_A_Achievable Economic RVT Potential | F9 | Industrial | Stone, Clay, and Glass | Existing | Process | Natural Gas | Process - Insulate Heated Process Fluids | A | Cumulative Winter Peak Savings (MW) | Achievable Economic RVT Potential | 0 | 0 | 0 | 0 | 0 | 0 | 0 | 0 | 0 | 0 | 0 | 0 | 0 | 0 | 0 | 0 | 0 | 0 | 0 | 0 | 0 | 0 | 0 | 0 | 0 | 0 | 0 | 0 | 0 | 0 | 0
F10_Industrial_Stone, Clay, and Glass_Existing_Process_Natural Gas_Process - Insulate Heated Process Fluids_A_Achievable Economic RVT Potential | F10 | Industrial | Stone, Clay, and Glass | Existing | Process | Natural Gas | Process - Insulate Heated Process Fluids | A | Purchases (Incremental) | Achievable Economic RVT Potential | 0 | 0 | 0 | 0 | 0 | 0 | 0 | 0 | 0 | 0 | 0 | 0 | 0 | 0 | 0 | 0 | 0 | 0 | 0 | 0 | 0 | 0 | 0 | 0 | 0 | 0 | 0 | 0 | 0 | 0 | 0
F11_Industrial_Stone, Clay, and Glass_Existing_Process_Natural Gas_Process - Insulate Heated Process Fluids_A_Achievable Economic RVT Potential | F11 | Industrial | Stone, Clay, and Glass | Existing | Process | Natural Gas | Process - Insulate Heated Process Fluids | A | Purchases (Cumulative) | Achievable Economic RVT Potential | 0 | 0 | 0 | 0 | 0 | 0 | 0 | 0 | 0 | 0 | 0 | 0 | 0 | 0 | 0 | 0 | 0 | 0 | 0 | 0 | 0 | 0 | 0 | 0 | 0 | 0 | 0 | 0 | 0 | 0 | 0
F1_Industrial_Stone, Clay, and Glass_Existing_Process_Natural Gas_Process Heat Recovery_A_Achievable Economic RVT Potential | F1 | Industrial | Stone, Clay, and Glass | Existing | Process | Natural Gas | Process Heat Recovery | A | Integrated Unit Energy Savings (kWh or therms) | Achievable Economic RVT Potential | 0 | 0 | 0 | 0 | 0 | 73.3083 | 73.227 | 73.1449 | 73.064 | 72.9833 | 72.9052 | 72.8455 | 72.7977 | 72.7506 | 72.723 | 72.6924 | 72.6731 | 72.6539 | 72.6348 | 72.6256 | 72.6142 | 72.6108 | 72.6075 | 72.6045 | 72.6016 | 72.5993 | 72.5972 | 72.5953 | 0 | 0 | 0
F2_Industrial_Stone, Clay, and Glass_Existing_Process_Natural Gas_Process Heat Recovery_A_Achievable Economic RVT Potential | F2 | Industrial | Stone, Clay, and Glass | Existing | Process | Natural Gas | Process Heat Recovery | A | Integrated Unit Summer Peak Savings (kW) | Achievable Economic RVT Potential | 0 | 0 | 0 | 0 | 0 | 0 | 0 | 0 | 0 | 0 | 0 | 0 | 0 | 0 | 0 | 0 | 0 | 0 | 0 | 0 | 0 | 0 | 0 | 0 | 0 | 0 | 0 | 0 | 0 | 0 | 0
F3_Industrial_Stone, Clay, and Glass_Existing_Process_Natural Gas_Process Heat Recovery_A_Achievable Economic RVT Potential | F3 | Industrial | Stone, Clay, and Glass | Existing | Process | Natural Gas | Process Heat Recovery | A | Integrated Unit Winter Peak Savings (kW) | Achievable Economic RVT Potential | 0 | 0 | 0 | 0 | 0 | 0 | 0 | 0 | 0 | 0 | 0 | 0 | 0 | 0 | 0 | 0 | 0 | 0 | 0 | 0 | 0 | 0 | 0 | 0 | 0 | 0 | 0 | 0 | 0 | 0 | 0
F4_Industrial_Stone, Clay, and Glass_Existing_Process_Natural Gas_Process Heat Recovery_A_Achievable Economic RVT Potential | F4 | Industrial | Stone, Clay, and Glass | Existing | Process | Natural Gas | Process Heat Recovery | A | Incremental Energy Savings (MWh or mTherms) | Achievable Economic RVT Potential | 0 | 0 | 0 | 0 | 0 | 0 | 0 | 0 | 0 | 0 | 0 | 0 | 0 | 0 | 0 | 0 | 0 | 0 | 0 | 0 | 0 | 0 | 0 | 0 | 0 | 0 | 0 | 0 | 0 | 0 | 0
F5_Industrial_Stone, Clay, and Glass_Existing_Process_Natural Gas_Process Heat Recovery_A_Achievable Economic RVT Potential | F5 | Industrial | Stone, Clay, and Glass | Existing | Process | Natural Gas | Process Heat Recovery | A | Incremental Summer Peak Savings (MW) | Achievable Economic RVT Potential | 0 | 0 | 0 | 0 | 0 | 0 | 0 | 0 | 0 | 0 | 0 | 0 | 0 | 0 | 0 | 0 | 0 | 0 | 0 | 0 | 0 | 0 | 0 | 0 | 0 | 0 | 0 | 0 | 0 | 0 | 0
F6_Industrial_Stone, Clay, and Glass_Existing_Process_Natural Gas_Process Heat Recovery_A_Achievable Economic RVT Potential | F6 | Industrial | Stone, Clay, and Glass | Existing | Process | Natural Gas | Process Heat Recovery | A | Incremental Winter Peak Savings (MW) | Achievable Economic RVT Potential | 0 | 0 | 0 | 0 | 0 | 0 | 0 | 0 | 0 | 0 | 0 | 0 | 0 | 0 | 0 | 0 | 0 | 0 | 0 | 0 | 0 | 0 | 0 | 0 | 0 | 0 | 0 | 0 | 0 | 0 | 0
F7_Industrial_Stone, Clay, and Glass_Existing_Process_Natural Gas_Process Heat Recovery_A_Achievable Economic RVT Potential | F7 | Industrial | Stone, Clay, and Glass | Existing | Process | Natural Gas | Process Heat Recovery | A | Cumulative Energy Savings (MWh or mTherms) | Achievable Economic RVT Potential | 0 | 0 | 0 | 0 | 0 | 0 | 0 | 0 | 0 | 0 | 0 | 0 | 0 | 0 | 0 | 0 | 0 | 0 | 0 | 0 | 0 | 0 | 0 | 0 | 0 | 0 | 0 | 0 | 0 | 0 | 0
F8_Industrial_Stone, Clay, and Glass_Existing_Process_Natural Gas_Process Heat Recovery_A_Achievable Economic RVT Potential | F8 | Industrial | Stone, Clay, and Glass | Existing | Process | Natural Gas | Process Heat Recovery | A | Cumulative Summer Peak Savings (MW) | Achievable Economic RVT Potential | 0 | 0 | 0 | 0 | 0 | 0 | 0 | 0 | 0 | 0 | 0 | 0 | 0 | 0 | 0 | 0 | 0 | 0 | 0 | 0 | 0 | 0 | 0 | 0 | 0 | 0 | 0 | 0 | 0 | 0 | 0
F9_Industrial_Stone, Clay, and Glass_Existing_Process_Natural Gas_Process Heat Recovery_A_Achievable Economic RVT Potential | F9 | Industrial | Stone, Clay, and Glass | Existing | Process | Natural Gas | Process Heat Recovery | A | Cumulative Winter Peak Savings (MW) | Achievable Economic RVT Potential | 0 | 0 | 0 | 0 | 0 | 0 | 0 | 0 | 0 | 0 | 0 | 0 | 0 | 0 | 0 | 0 | 0 | 0 | 0 | 0 | 0 | 0 | 0 | 0 | 0 | 0 | 0 | 0 | 0 | 0 | 0
F10_Industrial_Stone, Clay, and Glass_Existing_Process_Natural Gas_Process Heat Recovery_A_Achievable Economic RVT Potential | F10 | Industrial | Stone, Clay, and Glass | Existing | Process | Natural Gas | Process Heat Recovery | A | Purchases (Incremental) | Achievable Economic RVT Potential | 0 | 0 | 0 | 0 | 0 | 0 | 0 | 0 | 0 | 0 | 0 | 0 | 0 | 0 | 0 | 0 | 0 | 0 | 0 | 0 | 0 | 0 | 0 | 0 | 0 | 0 | 0 | 0 | 0 | 0 | 0
F11_Industrial_Stone, Clay, and Glass_Existing_Process_Natural Gas_Process Heat Recovery_A_Achievable Economic RVT Potential | F11 | Industrial | Stone, Clay, and Glass | Existing | Process | Natural Gas | Process Heat Recovery | A | Purchases (Cumulative) | Achievable Economic RVT Potential | 0 | 0 | 0 | 0 | 0 | 0 | 0 | 0 | 0 | 0 | 0 | 0 | 0 | 0 | 0 | 0 | 0 | 0 | 0 | 0 | 0 | 0 | 0 | 0 | 0 | 0 | 0 | 0 | 0 | 0 | 0
F1_Industrial_Stone, Clay, and Glass_Existing_Space Heating_Natural Gas_Building Automation System_A_Achievable Economic RVT Potential | F1 | Industrial | Stone, Clay, and Glass | Existing | Space Heating | Natural Gas | Building Automation System | A | Integrated Unit Energy Savings (kWh or therms) | Achievable Economic RVT Potential | 0 | 0 | 0 | 0 | 0 | 0.015445 | 0.015347 | 0.015228 | 0.015101 | 0.014964 | 0.01482 | 0.014669 | 0.014514 | 0.014353 | 0.014179 | 0.01401 | 0.013841 | 0.013682 | 0.013529 | 0.013387 | 0.013252 | 0.013115 | 0.012996 | 0.012884 | 0.01278 | 0.012697 | 0.012626 | 0.01256 | 0 | 0 | 0
F2_Industrial_Stone, Clay, and Glass_Existing_Space Heating_Natural Gas_Building Automation System_A_Achievable Economic RVT Potential | F2 | Industrial | Stone, Clay, and Glass | Existing | Space Heating | Natural Gas | Building Automation System | A | Integrated Unit Summer Peak Savings (kW) | Achievable Economic RVT Potential | 0 | 0 | 0 | 0 | 0 | 0 | 0 | 0 | 0 | 0 | 0 | 0 | 0 | 0 | 0 | 0 | 0 | 0 | 0 | 0 | 0 | 0 | 0 | 0 | 0 | 0 | 0 | 0 | 0 | 0 | 0
F3_Industrial_Stone, Clay, and Glass_Existing_Space Heating_Natural Gas_Building Automation System_A_Achievable Economic RVT Potential | F3 | Industrial | Stone, Clay, and Glass | Existing | Space Heating | Natural Gas | Building Automation System | A | Integrated Unit Winter Peak Savings (kW) | Achievable Economic RVT Potential | 0 | 0 | 0 | 0 | 0 | 0 | 0 | 0 | 0 | 0 | 0 | 0 | 0 | 0 | 0 | 0 | 0 | 0 | 0 | 0 | 0 | 0 | 0 | 0 | 0 | 0 | 0 | 0 | 0 | 0 | 0
F4_Industrial_Stone, Clay, and Glass_Existing_Space Heating_Natural Gas_Building Automation System_A_Achievable Economic RVT Potential | F4 | Industrial | Stone, Clay, and Glass | Existing | Space Heating | Natural Gas | Building Automation System | A | Incremental Energy Savings (MWh or mTherms) | Achievable Economic RVT Potential | 0 | 0 | 0 | 0 | 0 | 0.010399 | 0.020643 | 0.036154 | 0.058349 | 0.087836 | 0.123 | 0.16516 | 0.21143 | 0.25448 | 0.2976 | 0.32675 | 0.34346 | 0.3392 | 0.31337 | 0.27296 | 0.22252 | 0.16775 | 0.11466 | 0.072382 | 0.046675 | 0 | 0 | 0 | 0 | 0 | 0
F5_Industrial_Stone, Clay, and Glass_Existing_Space Heating_Natural Gas_Building Automation System_A_Achievable Economic RVT Potential | F5 | Industrial | Stone, Clay, and Glass | Existing | Space Heating | Natural Gas | Building Automation System | A | Incremental Summer Peak Savings (MW) | Achievable Economic RVT Potential | 0 | 0 | 0 | 0 | 0 | 0 | 0 | 0 | 0 | 0 | 0 | 0 | 0 | 0 | 0 | 0 | 0 | 0 | 0 | 0 | 0 | 0 | 0 | 0 | 0 | 0 | 0 | 0 | 0 | 0 | 0
F6_Industrial_Stone, Clay, and Glass_Existing_Space Heating_Natural Gas_Building Automation System_A_Achievable Economic RVT Potential | F6 | Industrial | Stone, Clay, and Glass | Existing | Space Heating | Natural Gas | Building Automation System | A | Incremental Winter Peak Savings (MW) | Achievable Economic RVT Potential | 0 | 0 | 0 | 0 | 0 | 0 | 0 | 0 | 0 | 0 | 0 | 0 | 0 | 0 | 0 | 0 | 0 | 0 | 0 | 0 | 0 | 0 | 0 | 0 | 0 | 0 | 0 | 0 | 0 | 0 | 0
F7_Industrial_Stone, Clay, and Glass_Existing_Space Heating_Natural Gas_Building Automation System_A_Achievable Economic RVT Potential | F7 | Industrial | Stone, Clay, and Glass | Existing | Space Heating | Natural Gas | Building Automation System | A | Cumulative Energy Savings (MWh or mTherms) | Achievable Economic RVT Potential | 0 | 0 | 0 | 0 | 0 | 0.010399 | 0.030975 | 0.06689 | 0.12468 | 0.21139 | 0.33235 | 0.49413 | 0.70035 | 0.94702 | 1.2332 | 1.5452 | 1.8701 | 2.1877 | 2.4767 | 2.7237 | 2.9186 | 3.0563 | 3.1431 | 3.1886 | 3.2094 | 3.1885 | 3.1707 | 3.1541 | 0 | 0 | 0
F8_Industrial_Stone, Clay, and Glass_Existing_Space Heating_Natural Gas_Building Automation System_A_Achievable Economic RVT Potential | F8 | Industrial | Stone, Clay, and Glass | Existing | Space Heating | Natural Gas | Building Automation System | A | Cumulative Summer Peak Savings (MW) | Achievable Economic RVT Potential | 0 | 0 | 0 | 0 | 0 | 0 | 0 | 0 | 0 | 0 | 0 | 0 | 0 | 0 | 0 | 0 | 0 | 0 | 0 | 0 | 0 | 0 | 0 | 0 | 0 | 0 | 0 | 0 | 0 | 0 | 0
F9_Industrial_Stone, Clay, and Glass_Existing_Space Heating_Natural Gas_Building Automation System_A_Achievable Economic RVT Potential | F9 | Industrial | Stone, Clay, and Glass | Existing | Space Heating | Natural Gas | Building Automation System | A | Cumulative Winter Peak Savings (MW) | Achievable Economic RVT Potential | 0 | 0 | 0 | 0 | 0 | 0 | 0 | 0 | 0 | 0 | 0 | 0 | 0 | 0 | 0 | 0 | 0 | 0 | 0 | 0 | 0 | 0 | 0 | 0 | 0 | 0 | 0 | 0 | 0 | 0 | 0
F10_Industrial_Stone, Clay, and Glass_Existing_Space Heating_Natural Gas_Building Automation System_A_Achievable Economic RVT Potential | F10 | Industrial | Stone, Clay, and Glass | Existing | Space Heating | Natural Gas | Building Automation System | A | Purchases (Incremental) | Achievable Economic RVT Potential | 0 | 0 | 0 | 0 | 0 | 673.2573 | 1345.0587 | 2374.1284 | 3863.9331 | 5869.7604 | 8299.994 | 11259.4186 | 14566.6364 | 17730.3242 | 20988.0926 | 23322.7219 | 24814.2048 | 24792.3885 | 23162.5393 | 20389.176 | 16791.8964 | 12790.9196 | 8822.9866 | 5617.7521 | 3652.1979 | 0 | 0 | 0 | 0 | 0 | 0
F11_Industrial_Stone, Clay, and Glass_Existing_Space Heating_Natural Gas_Building Automation System_A_Achievable Economic RVT Potential | F11 | Industrial | Stone, Clay, and Glass | Existing | Space Heating | Natural Gas | Building Automation System | A | Purchases (Cumulative) | Achievable Economic RVT Potential | 0 | 0 | 0 | 0 | 0 | 673.2573 | 2018.316 | 4392.4444 | 8256.3775 | 14126.1379 | 22426.1319 | 33685.5506 | 48252.187 | 65982.5112 | 86970.6038 | 110293.3257 | 135107.5305 | 159899.919 | 183062.4583 | 203451.6343 | 220243.5307 | 233034.4503 | 241857.437 | 247475.1891 | 251127.387 | 251127.387 | 251127.387 | 251127.387 | 251127.387 | 251127.387 | 251127.387
F1_Industrial_Stone, Clay, and Glass_Existing_Space Heating_Natural Gas_Steam System Efficiency Improvements_A_Achievable Economic RVT Potential | F1 | Industrial | Stone, Clay, and Glass | Existing | Space Heating | Natural Gas | Steam System Efficiency Improvements | A | Integrated Unit Energy Savings (kWh or therms) | Achievable Economic RVT Potential | 0 | 0 | 0 | 0 | 0 | 0.13705 | 0.13493 | 0.13228 | 0.12903 | 0.12522 | 0.12087 | 0.11636 | 0.11183 | 0.10721 | 0.10324 | 0.099441 | 0.096333 | 0.093544 | 0.091047 | 0.089212 | 0.087516 | 0.086018 | 0.084749 | 0.083717 | 0.082751 | 0.082021 | 0.08141 | 0.080848 | 0.11902 | 0.11854 | 0.11809
F2_Industrial_Stone, Clay, and Glass_Existing_Space Heating_Natural Gas_Steam System Efficiency Improvements_A_Achievable Economic RVT Potential | F2 | Industrial | Stone, Clay, and Glass | Existing | Space Heating | Natural Gas | Steam System Efficiency Improvements | A | Integrated Unit Summer Peak Savings (kW) | Achievable Economic RVT Potential | 0 | 0 | 0 | 0 | 0 | 0 | 0 | 0 | 0 | 0 | 0 | 0 | 0 | 0 | 0 | 0 | 0 | 0 | 0 | 0 | 0 | 0 | 0 | 0 | 0 | 0 | 0 | 0 | 0 | 0 | 0
F3_Industrial_Stone, Clay, and Glass_Existing_Space Heating_Natural Gas_Steam System Efficiency Improvements_A_Achievable Economic RVT Potential | F3 | Industrial | Stone, Clay, and Glass | Existing | Space Heating | Natural Gas | Steam System Efficiency Improvements | A | Integrated Unit Winter Peak Savings (kW) | Achievable Economic RVT Potential | 0 | 0 | 0 | 0 | 0 | 0 | 0 | 0 | 0 | 0 | 0 | 0 | 0 | 0 | 0 | 0 | 0 | 0 | 0 | 0 | 0 | 0 | 0 | 0 | 0 | 0 | 0 | 0 | 0 | 0 | 0
F4_Industrial_Stone, Clay, and Glass_Existing_Space Heating_Natural Gas_Steam System Efficiency Improvements_A_Achievable Economic RVT Potential | F4 | Industrial | Stone, Clay, and Glass | Existing | Space Heating | Natural Gas | Steam System Efficiency Improvements | A | Incremental Energy Savings (MWh or mTherms) | Achievable Economic RVT Potential | 0 | 0 | 0 | 0 | 0 | 0 | 0 | 0 | 0 | 0 | 0 | 0 | 0 | 0 | 0 | 0 | 0 | 0 | 0 | 0 | 0 | 0 | 0 | 0 | 0 | 0 | 0 | 0 | 0 | 0 | 0
F5_Industrial_Stone, Clay, and Glass_Existing_Space Heating_Natural Gas_Steam System Efficiency Improvements_A_Achievable Economic RVT Potential | F5 | Industrial | Stone, Clay, and Glass | Existing | Space Heating | Natural Gas | Steam System Efficiency Improvements | A | Incremental Summer Peak Savings (MW) | Achievable Economic RVT Potential | 0 | 0 | 0 | 0 | 0 | 0 | 0 | 0 | 0 | 0 | 0 | 0 | 0 | 0 | 0 | 0 | 0 | 0 | 0 | 0 | 0 | 0 | 0 | 0 | 0 | 0 | 0 | 0 | 0 | 0 | 0
F6_Industrial_Stone, Clay, and Glass_Existing_Space Heating_Natural Gas_Steam System Efficiency Improvements_A_Achievable Economic RVT Potential | F6 | Industrial | Stone, Clay, and Glass | Existing | Space Heating | Natural Gas | Steam System Efficiency Improvements | A | Incremental Winter Peak Savings (MW) | Achievable Economic RVT Potential | 0 | 0 | 0 | 0 | 0 | 0 | 0 | 0 | 0 | 0 | 0 | 0 | 0 | 0 | 0 | 0 | 0 | 0 | 0 | 0 | 0 | 0 | 0 | 0 | 0 | 0 | 0 | 0 | 0 | 0 | 0
F7_Industrial_Stone, Clay, and Glass_Existing_Space Heating_Natural Gas_Steam System Efficiency Improvements_A_Achievable Economic RVT Potential | F7 | Industrial | Stone, Clay, and Glass | Existing | Space Heating | Natural Gas | Steam System Efficiency Improvements | A | Cumulative Energy Savings (MWh or mTherms) | Achievable Economic RVT Potential | 0 | 0 | 0 | 0 | 0 | 0 | 0 | 0 | 0 | 0 | 0 | 0 | 0 | 0 | 0 | 0 | 0 | 0 | 0 | 0 | 0 | 0 | 0 | 0 | 0 | 0 | 0 | 0 | 0 | 0 | 0
F8_Industrial_Stone, Clay, and Glass_Existing_Space Heating_Natural Gas_Steam System Efficiency Improvements_A_Achievable Economic RVT Potential | F8 | Industrial | Stone, Clay, and Glass | Existing | Space Heating | Natural Gas | Steam System Efficiency Improvements | A | Cumulative Summer Peak Savings (MW) | Achievable Economic RVT Potential | 0 | 0 | 0 | 0 | 0 | 0 | 0 | 0 | 0 | 0 | 0 | 0 | 0 | 0 | 0 | 0 | 0 | 0 | 0 | 0 | 0 | 0 | 0 | 0 | 0 | 0 | 0 | 0 | 0 | 0 | 0
F9_Industrial_Stone, Clay, and Glass_Existing_Space Heating_Natural Gas_Steam System Efficiency Improvements_A_Achievable Economic RVT Potential | F9 | Industrial | Stone, Clay, and Glass | Existing | Space Heating | Natural Gas | Steam System Efficiency Improvements | A | Cumulative Winter Peak Savings (MW) | Achievable Economic RVT Potential | 0 | 0 | 0 | 0 | 0 | 0 | 0 | 0 | 0 | 0 | 0 | 0 | 0 | 0 | 0 | 0 | 0 | 0 | 0 | 0 | 0 | 0 | 0 | 0 | 0 | 0 | 0 | 0 | 0 | 0 | 0
F10_Industrial_Stone, Clay, and Glass_Existing_Space Heating_Natural Gas_Steam System Efficiency Improvements_A_Achievable Economic RVT Potential | F10 | Industrial | Stone, Clay, and Glass | Existing | Space Heating | Natural Gas | Steam System Efficiency Improvements | A | Purchases (Incremental) | Achievable Economic RVT Potential | 0 | 0 | 0 | 0 | 0 | 0 | 0 | 0 | 0 | 0 | 0 | 0 | 0 | 0 | 0 | 0 | 0 | 0 | 0 | 0 | 0 | 0 | 0 | 0 | 0 | 0 | 0 | 0 | 0 | 0 | 0
F11_Industrial_Stone, Clay, and Glass_Existing_Space Heating_Natural Gas_Steam System Efficiency Improvements_A_Achievable Economic RVT Potential | F11 | Industrial | Stone, Clay, and Glass | Existing | Space Heating | Natural Gas | Steam System Efficiency Improvements | A | Purchases (Cumulative) | Achievable Economic RVT Potential | 0 | 0 | 0 | 0 | 0 | 0 | 0 | 0 | 0 | 0 | 0 | 0 | 0 | 0 | 0 | 0 | 0 | 0 | 0 | 0 | 0 | 0 | 0 | 0 | 0 | 0 | 0 | 0 | 0 | 0 | 0
F1_Industrial_Stone, Clay, and Glass_Existing_Process_Natural Gas_Steam System Efficiency Improvements_A_Achievable Economic RVT Potential | F1 | Industrial | Stone, Clay, and Glass | Existing | Process | Natural Gas | Steam System Efficiency Improvements | A | Integrated Unit Energy Savings (kWh or therms) | Achievable Economic RVT Potential | 0 | 0 | 0 | 0 | 0 | 0.082332 | 0.081986 | 0.081637 | 0.081293 | 0.08095 | 0.080611 | 0.080337 | 0.080103 | 0.079863 | 0.079701 | 0.07952 | 0.079384 | 0.079245 | 0.079103 | 0.079003 | 0.078892 | 0.078806 | 0.078721 | 0.078637 | 0.078554 | 0.078542 | 0.078531 | 0.078521 | 0.082679 | 0.082679 | 0.082679
F2_Industrial_Stone, Clay, and Glass_Existing_Process_Natural Gas_Steam System Efficiency Improvements_A_Achievable Economic RVT Potential | F2 | Industrial | Stone, Clay, and Glass | Existing | Process | Natural Gas | Steam System Efficiency Improvements | A | Integrated Unit Summer Peak Savings (kW) | Achievable Economic RVT Potential | 0 | 0 | 0 | 0 | 0 | 0 | 0 | 0 | 0 | 0 | 0 | 0 | 0 | 0 | 0 | 0 | 0 | 0 | 0 | 0 | 0 | 0 | 0 | 0 | 0 | 0 | 0 | 0 | 0 | 0 | 0
F3_Industrial_Stone, Clay, and Glass_Existing_Process_Natural Gas_Steam System Efficiency Improvements_A_Achievable Economic RVT Potential | F3 | Industrial | Stone, Clay, and Glass | Existing | Process | Natural Gas | Steam System Efficiency Improvements | A | Integrated Unit Winter Peak Savings (kW) | Achievable Economic RVT Potential | 0 | 0 | 0 | 0 | 0 | 0 | 0 | 0 | 0 | 0 | 0 | 0 | 0 | 0 | 0 | 0 | 0 | 0 | 0 | 0 | 0 | 0 | 0 | 0 | 0 | 0 | 0 | 0 | 0 | 0 | 0
F4_Industrial_Stone, Clay, and Glass_Existing_Process_Natural Gas_Steam System Efficiency Improvements_A_Achievable Economic RVT Potential | F4 | Industrial | Stone, Clay, and Glass | Existing | Process | Natural Gas | Steam System Efficiency Improvements | A | Incremental Energy Savings (MWh or mTherms) | Achievable Economic RVT Potential | 0 | 0 | 0 | 0 | 0 | 0 | 0 | 0 | 0 | 0 | 0 | 0 | 0 | 0 | 0 | 0 | 0 | 0 | 0 | 0 | 0 | 0 | 0 | 0 | 0 | 0 | 0 | 0 | 0 | 0 | 0
F5_Industrial_Stone, Clay, and Glass_Existing_Process_Natural Gas_Steam System Efficiency Improvements_A_Achievable Economic RVT Potential | F5 | Industrial | Stone, Clay, and Glass | Existing | Process | Natural Gas | Steam System Efficiency Improvements | A | Incremental Summer Peak Savings (MW) | Achievable Economic RVT Potential | 0 | 0 | 0 | 0 | 0 | 0 | 0 | 0 | 0 | 0 | 0 | 0 | 0 | 0 | 0 | 0 | 0 | 0 | 0 | 0 | 0 | 0 | 0 | 0 | 0 | 0 | 0 | 0 | 0 | 0 | 0
F6_Industrial_Stone, Clay, and Glass_Existing_Process_Natural Gas_Steam System Efficiency Improvements_A_Achievable Economic RVT Potential | F6 | Industrial | Stone, Clay, and Glass | Existing | Process | Natural Gas | Steam System Efficiency Improvements | A | Incremental Winter Peak Savings (MW) | Achievable Economic RVT Potential | 0 | 0 | 0 | 0 | 0 | 0 | 0 | 0 | 0 | 0 | 0 | 0 | 0 | 0 | 0 | 0 | 0 | 0 | 0 | 0 | 0 | 0 | 0 | 0 | 0 | 0 | 0 | 0 | 0 | 0 | 0
F7_Industrial_Stone, Clay, and Glass_Existing_Process_Natural Gas_Steam System Efficiency Improvements_A_Achievable Economic RVT Potential | F7 | Industrial | Stone, Clay, and Glass | Existing | Process | Natural Gas | Steam System Efficiency Improvements | A | Cumulative Energy Savings (MWh or mTherms) | Achievable Economic RVT Potential | 0 | 0 | 0 | 0 | 0 | 0 | 0 | 0 | 0 | 0 | 0 | 0 | 0 | 0 | 0 | 0 | 0 | 0 | 0 | 0 | 0 | 0 | 0 | 0 | 0 | 0 | 0 | 0 | 0 | 0 | 0
F8_Industrial_Stone, Clay, and Glass_Existing_Process_Natural Gas_Steam System Efficiency Improvements_A_Achievable Economic RVT Potential | F8 | Industrial | Stone, Clay, and Glass | Existing | Process | Natural Gas | Steam System Efficiency Improvements | A | Cumulative Summer Peak Savings (MW) | Achievable Economic RVT Potential | 0 | 0 | 0 | 0 | 0 | 0 | 0 | 0 | 0 | 0 | 0 | 0 | 0 | 0 | 0 | 0 | 0 | 0 | 0 | 0 | 0 | 0 | 0 | 0 | 0 | 0 | 0 | 0 | 0 | 0 | 0
F9_Industrial_Stone, Clay, and Glass_Existing_Process_Natural Gas_Steam System Efficiency Improvements_A_Achievable Economic RVT Potential | F9 | Industrial | Stone, Clay, and Glass | Existing | Process | Natural Gas | Steam System Efficiency Improvements | A | Cumulative Winter Peak Savings (MW) | Achievable Economic RVT Potential | 0 | 0 | 0 | 0 | 0 | 0 | 0 | 0 | 0 | 0 | 0 | 0 | 0 | 0 | 0 | 0 | 0 | 0 | 0 | 0 | 0 | 0 | 0 | 0 | 0 | 0 | 0 | 0 | 0 | 0 | 0
F10_Industrial_Stone, Clay, and Glass_Existing_Process_Natural Gas_Steam System Efficiency Improvements_A_Achievable Economic RVT Potential | F10 | Industrial | Stone, Clay, and Glass | Existing | Process | Natural Gas | Steam System Efficiency Improvements | A | Purchases (Incremental) | Achievable Economic RVT Potential | 0 | 0 | 0 | 0 | 0 | 0 | 0 | 0 | 0 | 0 | 0 | 0 | 0 | 0 | 0 | 0 | 0 | 0 | 0 | 0 | 0 | 0 | 0 | 0 | 0 | 0 | 0 | 0 | 0 | 0 | 0
F11_Industrial_Stone, Clay, and Glass_Existing_Process_Natural Gas_Steam System Efficiency Improvements_A_Achievable Economic RVT Potential | F11 | Industrial | Stone, Clay, and Glass | Existing | Process | Natural Gas | Steam System Efficiency Improvements | A | Purchases (Cumulative) | Achievable Economic RVT Potential | 0 | 0 | 0 | 0 | 0 | 0 | 0 | 0 | 0 | 0 | 0 | 0 | 0 | 0 | 0 | 0 | 0 | 0 | 0 | 0 | 0 | 0 | 0 | 0 | 0 | 0 | 0 | 0 | 0 | 0 | 0
F1_Industrial_Stone, Clay, and Glass_Existing_Space Heating_Natural Gas_Strategic Energy Management_A_Achievable Economic RVT Potential | F1 | Industrial | Stone, Clay, and Glass | Existing | Space Heating | Natural Gas | Strategic Energy Management | A | Integrated Unit Energy Savings (kWh or therms) | Achievable Economic RVT Potential | 0 | 0 | 0 | 0 | 0 | 19.4251 | 19.3217 | 19.1926 | 19.0523 | 18.9002 | 18.7398 | 18.5705 | 18.3961 | 18.2141 | 18.0136 | 17.8189 | 17.623 | 17.438 | 17.2628 | 17.0976 | 16.9416 | 16.7841 | 16.6481 | 16.5225 | 16.405 | 16.2995 | 16.2093 | 16.1252 | 0 | 0 | 0
F2_Industrial_Stone, Clay, and Glass_Existing_Space Heating_Natural Gas_Strategic Energy Management_A_Achievable Economic RVT Potential | F2 | Industrial | Stone, Clay, and Glass | Existing | Space Heating | Natural Gas | Strategic Energy Management | A | Integrated Unit Summer Peak Savings (kW) | Achievable Economic RVT Potential | 0 | 0 | 0 | 0 | 0 | 0 | 0 | 0 | 0 | 0 | 0 | 0 | 0 | 0 | 0 | 0 | 0 | 0 | 0 | 0 | 0 | 0 | 0 | 0 | 0 | 0 | 0 | 0 | 0 | 0 | 0
F3_Industrial_Stone, Clay, and Glass_Existing_Space Heating_Natural Gas_Strategic Energy Management_A_Achievable Economic RVT Potential | F3 | Industrial | Stone, Clay, and Glass | Existing | Space Heating | Natural Gas | Strategic Energy Management | A | Integrated Unit Winter Peak Savings (kW) | Achievable Economic RVT Potential | 0 | 0 | 0 | 0 | 0 | 0 | 0 | 0 | 0 | 0 | 0 | 0 | 0 | 0 | 0 | 0 | 0 | 0 | 0 | 0 | 0 | 0 | 0 | 0 | 0 | 0 | 0 | 0 | 0 | 0 | 0
F4_Industrial_Stone, Clay, and Glass_Existing_Space Heating_Natural Gas_Strategic Energy Management_A_Achievable Economic RVT Potential | F4 | Industrial | Stone, Clay, and Glass | Existing | Space Heating | Natural Gas | Strategic Energy Management | A | Incremental Energy Savings (MWh or mTherms) | Achievable Economic RVT Potential | 0 | 0 | 0 | 0 | 0 | 0 | 0 | 0 | 0 | 0 | 0 | 0 | 0 | 0 | 0 | 0 | 0 | 0 | 0 | 0 | 0 | 0 | 0 | 0 | 0 | 0 | 0 | 0 | 0 | 0 | 0
F5_Industrial_Stone, Clay, and Glass_Existing_Space Heating_Natural Gas_Strategic Energy Management_A_Achievable Economic RVT Potential | F5 | Industrial | Stone, Clay, and Glass | Existing | Space Heating | Natural Gas | Strategic Energy Management | A | Incremental Summer Peak Savings (MW) | Achievable Economic RVT Potential | 0 | 0 | 0 | 0 | 0 | 0 | 0 | 0 | 0 | 0 | 0 | 0 | 0 | 0 | 0 | 0 | 0 | 0 | 0 | 0 | 0 | 0 | 0 | 0 | 0 | 0 | 0 | 0 | 0 | 0 | 0
F6_Industrial_Stone, Clay, and Glass_Existing_Space Heating_Natural Gas_Strategic Energy Management_A_Achievable Economic RVT Potential | F6 | Industrial | Stone, Clay, and Glass | Existing | Space Heating | Natural Gas | Strategic Energy Management | A | Incremental Winter Peak Savings (MW) | Achievable Economic RVT Potential | 0 | 0 | 0 | 0 | 0 | 0 | 0 | 0 | 0 | 0 | 0 | 0 | 0 | 0 | 0 | 0 | 0 | 0 | 0 | 0 | 0 | 0 | 0 | 0 | 0 | 0 | 0 | 0 | 0 | 0 | 0
F7_Industrial_Stone, Clay, and Glass_Existing_Space Heating_Natural Gas_Strategic Energy Management_A_Achievable Economic RVT Potential | F7 | Industrial | Stone, Clay, and Glass | Existing | Space Heating | Natural Gas | Strategic Energy Management | A | Cumulative Energy Savings (MWh or mTherms) | Achievable Economic RVT Potential | 0 | 0 | 0 | 0 | 0 | 0 | 0 | 0 | 0 | 0 | 0 | 0 | 0 | 0 | 0 | 0 | 0 | 0 | 0 | 0 | 0 | 0 | 0 | 0 | 0 | 0 | 0 | 0 | 0 | 0 | 0
F8_Industrial_Stone, Clay, and Glass_Existing_Space Heating_Natural Gas_Strategic Energy Management_A_Achievable Economic RVT Potential | F8 | Industrial | Stone, Clay, and Glass | Existing | Space Heating | Natural Gas | Strategic Energy Management | A | Cumulative Summer Peak Savings (MW) | Achievable Economic RVT Potential | 0 | 0 | 0 | 0 | 0 | 0 | 0 | 0 | 0 | 0 | 0 | 0 | 0 | 0 | 0 | 0 | 0 | 0 | 0 | 0 | 0 | 0 | 0 | 0 | 0 | 0 | 0 | 0 | 0 | 0 | 0
F9_Industrial_Stone, Clay, and Glass_Existing_Space Heating_Natural Gas_Strategic Energy Management_A_Achievable Economic RVT Potential | F9 | Industrial | Stone, Clay, and Glass | Existing | Space Heating | Natural Gas | Strategic Energy Management | A | Cumulative Winter Peak Savings (MW) | Achievable Economic RVT Potential | 0 | 0 | 0 | 0 | 0 | 0 | 0 | 0 | 0 | 0 | 0 | 0 | 0 | 0 | 0 | 0 | 0 | 0 | 0 | 0 | 0 | 0 | 0 | 0 | 0 | 0 | 0 | 0 | 0 | 0 | 0
F10_Industrial_Stone, Clay, and Glass_Existing_Space Heating_Natural Gas_Strategic Energy Management_A_Achievable Economic RVT Potential | F10 | Industrial | Stone, Clay, and Glass | Existing | Space Heating | Natural Gas | Strategic Energy Management | A | Purchases (Incremental) | Achievable Economic RVT Potential | 0 | 0 | 0 | 0 | 0 | 0 | 0 | 0 | 0 | 0 | 0 | 0 | 0 | 0 | 0 | 0 | 0 | 0 | 0 | 0 | 0 | 0 | 0 | 0 | 0 | 0 | 0 | 0 | 0 | 0 | 0
F11_Industrial_Stone, Clay, and Glass_Existing_Space Heating_Natural Gas_Strategic Energy Management_A_Achievable Economic RVT Potential | F11 | Industrial | Stone, Clay, and Glass | Existing | Space Heating | Natural Gas | Strategic Energy Management | A | Purchases (Cumulative) | Achievable Economic RVT Potential | 0 | 0 | 0 | 0 | 0 | 0 | 0 | 0 | 0 | 0 | 0 | 0 | 0 | 0 | 0 | 0 | 0 | 0 | 0 | 0 | 0 | 0 | 0 | 0 | 0 | 0 | 0 | 0 | 0 | 0 | 0
F1_Industrial_Stone, Clay, and Glass_Existing_Process_Natural Gas_Strategic Energy Management_A_Achievable Economic RVT Potential | F1 | Industrial | Stone, Clay, and Glass | Existing | Process | Natural Gas | Strategic Energy Management | A | Integrated Unit Energy Savings (kWh or therms) | Achievable Economic RVT Potential | 0 | 0 | 0 | 0 | 0 | 60.3349 | 60.1362 | 59.9356 | 59.7381 | 59.5413 | 59.3511 | 59.206 | 59.0899 | 58.976 | 58.9092 | 58.8356 | 58.7893 | 58.7432 | 58.6974 | 58.6756 | 58.6487 | 58.641 | 58.6337 | 58.627 | 58.6207 | 58.6152 | 58.6101 | 58.6054 | 0 | 0 | 0
F2_Industrial_Stone, Clay, and Glass_Existing_Process_Natural Gas_Strategic Energy Management_A_Achievable Economic RVT Potential | F2 | Industrial | Stone, Clay, and Glass | Existing | Process | Natural Gas | Strategic Energy Management | A | Integrated Unit Summer Peak Savings (kW) | Achievable Economic RVT Potential | 0 | 0 | 0 | 0 | 0 | 0 | 0 | 0 | 0 | 0 | 0 | 0 | 0 | 0 | 0 | 0 | 0 | 0 | 0 | 0 | 0 | 0 | 0 | 0 | 0 | 0 | 0 | 0 | 0 | 0 | 0
F3_Industrial_Stone, Clay, and Glass_Existing_Process_Natural Gas_Strategic Energy Management_A_Achievable Economic RVT Potential | F3 | Industrial | Stone, Clay, and Glass | Existing | Process | Natural Gas | Strategic Energy Management | A | Integrated Unit Winter Peak Savings (kW) | Achievable Economic RVT Potential | 0 | 0 | 0 | 0 | 0 | 0 | 0 | 0 | 0 | 0 | 0 | 0 | 0 | 0 | 0 | 0 | 0 | 0 | 0 | 0 | 0 | 0 | 0 | 0 | 0 | 0 | 0 | 0 | 0 | 0 | 0
F4_Industrial_Stone, Clay, and Glass_Existing_Process_Natural Gas_Strategic Energy Management_A_Achievable Economic RVT Potential | F4 | Industrial | Stone, Clay, and Glass | Existing | Process | Natural Gas | Strategic Energy Management | A | Incremental Energy Savings (MWh or mTherms) | Achievable Economic RVT Potential | 0 | 0 | 0 | 0 | 0 | 0 | 0 | 0 | 0 | 0 | 0 | 0 | 0 | 0 | 0 | 0 | 0 | 0 | 0 | 0 | 0 | 0 | 0 | 0 | 0 | 0 | 0 | 0 | 0 | 0 | 0
F5_Industrial_Stone, Clay, and Glass_Existing_Process_Natural Gas_Strategic Energy Management_A_Achievable Economic RVT Potential | F5 | Industrial | Stone, Clay, and Glass | Existing | Process | Natural Gas | Strategic Energy Management | A | Incremental Summer Peak Savings (MW) | Achievable Economic RVT Potential | 0 | 0 | 0 | 0 | 0 | 0 | 0 | 0 | 0 | 0 | 0 | 0 | 0 | 0 | 0 | 0 | 0 | 0 | 0 | 0 | 0 | 0 | 0 | 0 | 0 | 0 | 0 | 0 | 0 | 0 | 0
F6_Industrial_Stone, Clay, and Glass_Existing_Process_Natural Gas_Strategic Energy Management_A_Achievable Economic RVT Potential | F6 | Industrial | Stone, Clay, and Glass | Existing | Process | Natural Gas | Strategic Energy Management | A | Incremental Winter Peak Savings (MW) | Achievable Economic RVT Potential | 0 | 0 | 0 | 0 | 0 | 0 | 0 | 0 | 0 | 0 | 0 | 0 | 0 | 0 | 0 | 0 | 0 | 0 | 0 | 0 | 0 | 0 | 0 | 0 | 0 | 0 | 0 | 0 | 0 | 0 | 0
F7_Industrial_Stone, Clay, and Glass_Existing_Process_Natural Gas_Strategic Energy Management_A_Achievable Economic RVT Potential | F7 | Industrial | Stone, Clay, and Glass | Existing | Process | Natural Gas | Strategic Energy Management | A | Cumulative Energy Savings (MWh or mTherms) | Achievable Economic RVT Potential | 0 | 0 | 0 | 0 | 0 | 0 | 0 | 0 | 0 | 0 | 0 | 0 | 0 | 0 | 0 | 0 | 0 | 0 | 0 | 0 | 0 | 0 | 0 | 0 | 0 | 0 | 0 | 0 | 0 | 0 | 0
F8_Industrial_Stone, Clay, and Glass_Existing_Process_Natural Gas_Strategic Energy Management_A_Achievable Economic RVT Potential | F8 | Industrial | Stone, Clay, and Glass | Existing | Process | Natural Gas | Strategic Energy Management | A | Cumulative Summer Peak Savings (MW) | Achievable Economic RVT Potential | 0 | 0 | 0 | 0 | 0 | 0 | 0 | 0 | 0 | 0 | 0 | 0 | 0 | 0 | 0 | 0 | 0 | 0 | 0 | 0 | 0 | 0 | 0 | 0 | 0 | 0 | 0 | 0 | 0 | 0 | 0
F9_Industrial_Stone, Clay, and Glass_Existing_Process_Natural Gas_Strategic Energy Management_A_Achievable Economic RVT Potential | F9 | Industrial | Stone, Clay, and Glass | Existing | Process | Natural Gas | Strategic Energy Management | A | Cumulative Winter Peak Savings (MW) | Achievable Economic RVT Potential | 0 | 0 | 0 | 0 | 0 | 0 | 0 | 0 | 0 | 0 | 0 | 0 | 0 | 0 | 0 | 0 | 0 | 0 | 0 | 0 | 0 | 0 | 0 | 0 | 0 | 0 | 0 | 0 | 0 | 0 | 0
F10_Industrial_Stone, Clay, and Glass_Existing_Process_Natural Gas_Strategic Energy Management_A_Achievable Economic RVT Potential | F10 | Industrial | Stone, Clay, and Glass | Existing | Process | Natural Gas | Strategic Energy Management | A | Purchases (Incremental) | Achievable Economic RVT Potential | 0 | 0 | 0 | 0 | 0 | 0 | 0 | 0 | 0 | 0 | 0 | 0 | 0 | 0 | 0 | 0 | 0 | 0 | 0 | 0 | 0 | 0 | 0 | 0 | 0 | 0 | 0 | 0 | 0 | 0 | 0
F11_Industrial_Stone, Clay, and Glass_Existing_Process_Natural Gas_Strategic Energy Management_A_Achievable Economic RVT Potential | F11 | Industrial | Stone, Clay, and Glass | Existing | Process | Natural Gas | Strategic Energy Management | A | Purchases (Cumulative) | Achievable Economic RVT Potential | 0 | 0 | 0 | 0 | 0 | 0 | 0 | 0 | 0 | 0 | 0 | 0 | 0 | 0 | 0 | 0 | 0 | 0 | 0 | 0 | 0 | 0 | 0 | 0 | 0 | 0 | 0 | 0 | 0 | 0 | 0
F1_Industrial_Stone, Clay, and Glass_Existing_Miscellaneous_Natural Gas_Strategic Energy Management_A_Achievable Economic RVT Potential | F1 | Industrial | Stone, Clay, and Glass | Existing | Miscellaneous | Natural Gas | Strategic Energy Management | A | Integrated Unit Energy Savings (kWh or therms) | Achievable Economic RVT Potential | 0 | 0 | 0 | 0 | 0 | 16.2609 | 16.2609 | 16.2609 | 16.2609 | 16.2609 | 16.2609 | 16.2609 | 16.2609 | 16.2609 | 16.2609 | 16.2609 | 16.2609 | 16.2609 | 16.2609 | 16.2609 | 16.2609 | 16.2609 | 16.2609 | 16.2609 | 16.2609 | 16.2609 | 16.2609 | 16.2609 | 0 | 0 | 0
F2_Industrial_Stone, Clay, and Glass_Existing_Miscellaneous_Natural Gas_Strategic Energy Management_A_Achievable Economic RVT Potential | F2 | Industrial | Stone, Clay, and Glass | Existing | Miscellaneous | Natural Gas | Strategic Energy Management | A | Integrated Unit Summer Peak Savings (kW) | Achievable Economic RVT Potential | 0 | 0 | 0 | 0 | 0 | 0 | 0 | 0 | 0 | 0 | 0 | 0 | 0 | 0 | 0 | 0 | 0 | 0 | 0 | 0 | 0 | 0 | 0 | 0 | 0 | 0 | 0 | 0 | 0 | 0 | 0
F3_Industrial_Stone, Clay, and Glass_Existing_Miscellaneous_Natural Gas_Strategic Energy Management_A_Achievable Economic RVT Potential | F3 | Industrial | Stone, Clay, and Glass | Existing | Miscellaneous | Natural Gas | Strategic Energy Management | A | Integrated Unit Winter Peak Savings (kW) | Achievable Economic RVT Potential | 0 | 0 | 0 | 0 | 0 | 0 | 0 | 0 | 0 | 0 | 0 | 0 | 0 | 0 | 0 | 0 | 0 | 0 | 0 | 0 | 0 | 0 | 0 | 0 | 0 | 0 | 0 | 0 | 0 | 0 | 0
F4_Industrial_Stone, Clay, and Glass_Existing_Miscellaneous_Natural Gas_Strategic Energy Management_A_Achievable Economic RVT Potential | F4 | Industrial | Stone, Clay, and Glass | Existing | Miscellaneous | Natural Gas | Strategic Energy Management | A | Incremental Energy Savings (MWh or mTherms) | Achievable Economic RVT Potential | 0 | 0 | 0 | 0 | 0 | 0 | 0 | 0 | 0 | 0 | 0 | 0 | 0 | 0 | 0 | 0 | 0 | 0 | 0 | 0 | 0 | 0 | 0 | 0 | 0 | 0 | 0 | 0 | 0 | 0 | 0
F5_Industrial_Stone, Clay, and Glass_Existing_Miscellaneous_Natural Gas_Strategic Energy Management_A_Achievable Economic RVT Potential | F5 | Industrial | Stone, Clay, and Glass | Existing | Miscellaneous | Natural Gas | Strategic Energy Management | A | Incremental Summer Peak Savings (MW) | Achievable Economic RVT Potential | 0 | 0 | 0 | 0 | 0 | 0 | 0 | 0 | 0 | 0 | 0 | 0 | 0 | 0 | 0 | 0 | 0 | 0 | 0 | 0 | 0 | 0 | 0 | 0 | 0 | 0 | 0 | 0 | 0 | 0 | 0
F6_Industrial_Stone, Clay, and Glass_Existing_Miscellaneous_Natural Gas_Strategic Energy Management_A_Achievable Economic RVT Potential | F6 | Industrial | Stone, Clay, and Glass | Existing | Miscellaneous | Natural Gas | Strategic Energy Management | A | Incremental Winter Peak Savings (MW) | Achievable Economic RVT Potential | 0 | 0 | 0 | 0 | 0 | 0 | 0 | 0 | 0 | 0 | 0 | 0 | 0 | 0 | 0 | 0 | 0 | 0 | 0 | 0 | 0 | 0 | 0 | 0 | 0 | 0 | 0 | 0 | 0 | 0 | 0
F7_Industrial_Stone, Clay, and Glass_Existing_Miscellaneous_Natural Gas_Strategic Energy Management_A_Achievable Economic RVT Potential | F7 | Industrial | Stone, Clay, and Glass | Existing | Miscellaneous | Natural Gas | Strategic Energy Management | A | Cumulative Energy Savings (MWh or mTherms) | Achievable Economic RVT Potential | 0 | 0 | 0 | 0 | 0 | 0 | 0 | 0 | 0 | 0 | 0 | 0 | 0 | 0 | 0 | 0 | 0 | 0 | 0 | 0 | 0 | 0 | 0 | 0 | 0 | 0 | 0 | 0 | 0 | 0 | 0
F8_Industrial_Stone, Clay, and Glass_Existing_Miscellaneous_Natural Gas_Strategic Energy Management_A_Achievable Economic RVT Potential | F8 | Industrial | Stone, Clay, and Glass | Existing | Miscellaneous | Natural Gas | Strategic Energy Management | A | Cumulative Summer Peak Savings (MW) | Achievable Economic RVT Potential | 0 | 0 | 0 | 0 | 0 | 0 | 0 | 0 | 0 | 0 | 0 | 0 | 0 | 0 | 0 | 0 | 0 | 0 | 0 | 0 | 0 | 0 | 0 | 0 | 0 | 0 | 0 | 0 | 0 | 0 | 0
F9_Industrial_Stone, Clay, and Glass_Existing_Miscellaneous_Natural Gas_Strategic Energy Management_A_Achievable Economic RVT Potential | F9 | Industrial | Stone, Clay, and Glass | Existing | Miscellaneous | Natural Gas | Strategic Energy Management | A | Cumulative Winter Peak Savings (MW) | Achievable Economic RVT Potential | 0 | 0 | 0 | 0 | 0 | 0 | 0 | 0 | 0 | 0 | 0 | 0 | 0 | 0 | 0 | 0 | 0 | 0 | 0 | 0 | 0 | 0 | 0 | 0 | 0 | 0 | 0 | 0 | 0 | 0 | 0
F10_Industrial_Stone, Clay, and Glass_Existing_Miscellaneous_Natural Gas_Strategic Energy Management_A_Achievable Economic RVT Potential | F10 | Industrial | Stone, Clay, and Glass | Existing | Miscellaneous | Natural Gas | Strategic Energy Management | A | Purchases (Incremental) | Achievable Economic RVT Potential | 0 | 0 | 0 | 0 | 0 | 0 | 0 | 0 | 0 | 0 | 0 | 0 | 0 | 0 | 0 | 0 | 0 | 0 | 0 | 0 | 0 | 0 | 0 | 0 | 0 | 0 | 0 | 0 | 0 | 0 | 0
F11_Industrial_Stone, Clay, and Glass_Existing_Miscellaneous_Natural Gas_Strategic Energy Management_A_Achievable Economic RVT Potential | F11 | Industrial | Stone, Clay, and Glass | Existing | Miscellaneous | Natural Gas | Strategic Energy Management | A | Purchases (Cumulative) | Achievable Economic RVT Potential | 0 | 0 | 0 | 0 | 0 | 0 | 0 | 0 | 0 | 0 | 0 | 0 | 0 | 0 | 0 | 0 | 0 | 0 | 0 | 0 | 0 | 0 | 0 | 0 | 0 | 0 | 0 | 0 | 0 | 0 | 0
F1_Industrial_Stone, Clay, and Glass_Existing_Space Heating_Natural Gas_Commissioning_A_Achievable Economic RVT Potential | F1 | Industrial | Stone, Clay, and Glass | Existing | Space Heating | Natural Gas | Commissioning | A | Integrated Unit Energy Savings (kWh or therms) | Achievable Economic RVT Potential | 0 | 0 | 0 | 0 | 0 | 17.081 | 16.9943 | 16.885 | 16.7655 | 16.6355 | 16.4983 | 16.3527 | 16.2023 | 16.0455 | 15.8715 | 15.703 | 15.5328 | 15.3724 | 15.2207 | 15.0773 | 14.9421 | 14.8055 | 14.6877 | 14.5791 | 14.4776 | 14.3846 | 14.3051 | 14.231 | 0 | 0 | 0
F2_Industrial_Stone, Clay, and Glass_Existing_Space Heating_Natural Gas_Commissioning_A_Achievable Economic RVT Potential | F2 | Industrial | Stone, Clay, and Glass | Existing | Space Heating | Natural Gas | Commissioning | A | Integrated Unit Summer Peak Savings (kW) | Achievable Economic RVT Potential | 0 | 0 | 0 | 0 | 0 | 0 | 0 | 0 | 0 | 0 | 0 | 0 | 0 | 0 | 0 | 0 | 0 | 0 | 0 | 0 | 0 | 0 | 0 | 0 | 0 | 0 | 0 | 0 | 0 | 0 | 0
F3_Industrial_Stone, Clay, and Glass_Existing_Space Heating_Natural Gas_Commissioning_A_Achievable Economic RVT Potential | F3 | Industrial | Stone, Clay, and Glass | Existing | Space Heating | Natural Gas | Commissioning | A | Integrated Unit Winter Peak Savings (kW) | Achievable Economic RVT Potential | 0 | 0 | 0 | 0 | 0 | 0 | 0 | 0 | 0 | 0 | 0 | 0 | 0 | 0 | 0 | 0 | 0 | 0 | 0 | 0 | 0 | 0 | 0 | 0 | 0 | 0 | 0 | 0 | 0 | 0 | 0
F4_Industrial_Stone, Clay, and Glass_Existing_Space Heating_Natural Gas_Commissioning_A_Achievable Economic RVT Potential | F4 | Industrial | Stone, Clay, and Glass | Existing | Space Heating | Natural Gas | Commissioning | A | Incremental Energy Savings (MWh or mTherms) | Achievable Economic RVT Potential | 0 | 0 | 0 | 0 | 0 | 0 | 0 | 0 | 0 | 0 | 0 | 0 | 0 | 0 | 0 | 0 | 0 | 0 | 0 | 0 | 0 | 0 | 0 | 0 | 0 | 0 | 0 | 0 | 0 | 0 | 0
F5_Industrial_Stone, Clay, and Glass_Existing_Space Heating_Natural Gas_Commissioning_A_Achievable Economic RVT Potential | F5 | Industrial | Stone, Clay, and Glass | Existing | Space Heating | Natural Gas | Commissioning | A | Incremental Summer Peak Savings (MW) | Achievable Economic RVT Potential | 0 | 0 | 0 | 0 | 0 | 0 | 0 | 0 | 0 | 0 | 0 | 0 | 0 | 0 | 0 | 0 | 0 | 0 | 0 | 0 | 0 | 0 | 0 | 0 | 0 | 0 | 0 | 0 | 0 | 0 | 0
F6_Industrial_Stone, Clay, and Glass_Existing_Space Heating_Natural Gas_Commissioning_A_Achievable Economic RVT Potential | F6 | Industrial | Stone, Clay, and Glass | Existing | Space Heating | Natural Gas | Commissioning | A | Incremental Winter Peak Savings (MW) | Achievable Economic RVT Potential | 0 | 0 | 0 | 0 | 0 | 0 | 0 | 0 | 0 | 0 | 0 | 0 | 0 | 0 | 0 | 0 | 0 | 0 | 0 | 0 | 0 | 0 | 0 | 0 | 0 | 0 | 0 | 0 | 0 | 0 | 0
F7_Industrial_Stone, Clay, and Glass_Existing_Space Heating_Natural Gas_Commissioning_A_Achievable Economic RVT Potential | F7 | Industrial | Stone, Clay, and Glass | Existing | Space Heating | Natural Gas | Commissioning | A | Cumulative Energy Savings (MWh or mTherms) | Achievable Economic RVT Potential | 0 | 0 | 0 | 0 | 0 | 0 | 0 | 0 | 0 | 0 | 0 | 0 | 0 | 0 | 0 | 0 | 0 | 0 | 0 | 0 | 0 | 0 | 0 | 0 | 0 | 0 | 0 | 0 | 0 | 0 | 0
F8_Industrial_Stone, Clay, and Glass_Existing_Space Heating_Natural Gas_Commissioning_A_Achievable Economic RVT Potential | F8 | Industrial | Stone, Clay, and Glass | Existing | Space Heating | Natural Gas | Commissioning | A | Cumulative Summer Peak Savings (MW) | Achievable Economic RVT Potential | 0 | 0 | 0 | 0 | 0 | 0 | 0 | 0 | 0 | 0 | 0 | 0 | 0 | 0 | 0 | 0 | 0 | 0 | 0 | 0 | 0 | 0 | 0 | 0 | 0 | 0 | 0 | 0 | 0 | 0 | 0
F9_Industrial_Stone, Clay, and Glass_Existing_Space Heating_Natural Gas_Commissioning_A_Achievable Economic RVT Potential | F9 | Industrial | Stone, Clay, and Glass | Existing | Space Heating | Natural Gas | Commissioning | A | Cumulative Winter Peak Savings (MW) | Achievable Economic RVT Potential | 0 | 0 | 0 | 0 | 0 | 0 | 0 | 0 | 0 | 0 | 0 | 0 | 0 | 0 | 0 | 0 | 0 | 0 | 0 | 0 | 0 | 0 | 0 | 0 | 0 | 0 | 0 | 0 | 0 | 0 | 0
F10_Industrial_Stone, Clay, and Glass_Existing_Space Heating_Natural Gas_Commissioning_A_Achievable Economic RVT Potential | F10 | Industrial | Stone, Clay, and Glass | Existing | Space Heating | Natural Gas | Commissioning | A | Purchases (Incremental) | Achievable Economic RVT Potential | 0 | 0 | 0 | 0 | 0 | 0 | 0 | 0 | 0 | 0 | 0 | 0 | 0 | 0 | 0 | 0 | 0 | 0 | 0 | 0 | 0 | 0 | 0 | 0 | 0 | 0 | 0 | 0 | 0 | 0 | 0
F11_Industrial_Stone, Clay, and Glass_Existing_Space Heating_Natural Gas_Commissioning_A_Achievable Economic RVT Potential | F11 | Industrial | Stone, Clay, and Glass | Existing | Space Heating | Natural Gas | Commissioning | A | Purchases (Cumulative) | Achievable Economic RVT Potential | 0 | 0 | 0 | 0 | 0 | 0 | 0 | 0 | 0 | 0 | 0 | 0 | 0 | 0 | 0 | 0 | 0 | 0 | 0 | 0 | 0 | 0 | 0 | 0 | 0 | 0 | 0 | 0 | 0 | 0 | 0
F1_Industrial_Stone, Clay, and Glass_Existing_Process_Natural Gas_Commissioning_A_Achievable Economic RVT Potential | F1 | Industrial | Stone, Clay, and Glass | Existing | Process | Natural Gas | Commissioning | A | Integrated Unit Energy Savings (kWh or therms) | Achievable Economic RVT Potential | 0 | 0 | 0 | 0 | 0 | 337.8652 | 337.8652 | 337.8652 | 337.8652 | 337.8652 | 337.8652 | 337.8652 | 337.8652 | 337.8652 | 337.8652 | 337.8652 | 337.8652 | 337.8652 | 337.8652 | 337.8652 | 337.8652 | 337.8652 | 337.8652 | 337.8652 | 337.8652 | 337.8652 | 337.8652 | 337.8652 | 0 | 0 | 0
F2_Industrial_Stone, Clay, and Glass_Existing_Process_Natural Gas_Commissioning_A_Achievable Economic RVT Potential | F2 | Industrial | Stone, Clay, and Glass | Existing | Process | Natural Gas | Commissioning | A | Integrated Unit Summer Peak Savings (kW) | Achievable Economic RVT Potential | 0 | 0 | 0 | 0 | 0 | 0 | 0 | 0 | 0 | 0 | 0 | 0 | 0 | 0 | 0 | 0 | 0 | 0 | 0 | 0 | 0 | 0 | 0 | 0 | 0 | 0 | 0 | 0 | 0 | 0 | 0
F3_Industrial_Stone, Clay, and Glass_Existing_Process_Natural Gas_Commissioning_A_Achievable Economic RVT Potential | F3 | Industrial | Stone, Clay, and Glass | Existing | Process | Natural Gas | Commissioning | A | Integrated Unit Winter Peak Savings (kW) | Achievable Economic RVT Potential | 0 | 0 | 0 | 0 | 0 | 0 | 0 | 0 | 0 | 0 | 0 | 0 | 0 | 0 | 0 | 0 | 0 | 0 | 0 | 0 | 0 | 0 | 0 | 0 | 0 | 0 | 0 | 0 | 0 | 0 | 0
F4_Industrial_Stone, Clay, and Glass_Existing_Process_Natural Gas_Commissioning_A_Achievable Economic RVT Potential | F4 | Industrial | Stone, Clay, and Glass | Existing | Process | Natural Gas | Commissioning | A | Incremental Energy Savings (MWh or mTherms) | Achievable Economic RVT Potential | 0 | 0 | 0 | 0 | 0 | 0 | 0 | 0 | 0 | 0 | 0 | 0 | 0 | 0 | 0 | 0 | 0 | 0 | 0 | 0 | 0 | 0 | 0 | 0 | 0 | 0 | 0 | 0 | 0 | 0 | 0
F5_Industrial_Stone, Clay, and Glass_Existing_Process_Natural Gas_Commissioning_A_Achievable Economic RVT Potential | F5 | Industrial | Stone, Clay, and Glass | Existing | Process | Natural Gas | Commissioning | A | Incremental Summer Peak Savings (MW) | Achievable Economic RVT Potential | 0 | 0 | 0 | 0 | 0 | 0 | 0 | 0 | 0 | 0 | 0 | 0 | 0 | 0 | 0 | 0 | 0 | 0 | 0 | 0 | 0 | 0 | 0 | 0 | 0 | 0 | 0 | 0 | 0 | 0 | 0
F6_Industrial_Stone, Clay, and Glass_Existing_Process_Natural Gas_Commissioning_A_Achievable Economic RVT Potential | F6 | Industrial | Stone, Clay, and Glass | Existing | Process | Natural Gas | Commissioning | A | Incremental Winter Peak Savings (MW) | Achievable Economic RVT Potential | 0 | 0 | 0 | 0 | 0 | 0 | 0 | 0 | 0 | 0 | 0 | 0 | 0 | 0 | 0 | 0 | 0 | 0 | 0 | 0 | 0 | 0 | 0 | 0 | 0 | 0 | 0 | 0 | 0 | 0 | 0
F7_Industrial_Stone, Clay, and Glass_Existing_Process_Natural Gas_Commissioning_A_Achievable Economic RVT Potential | F7 | Industrial | Stone, Clay, and Glass | Existing | Process | Natural Gas | Commissioning | A | Cumulative Energy Savings (MWh or mTherms) | Achievable Economic RVT Potential | 0 | 0 | 0 | 0 | 0 | 0 | 0 | 0 | 0 | 0 | 0 | 0 | 0 | 0 | 0 | 0 | 0 | 0 | 0 | 0 | 0 | 0 | 0 | 0 | 0 | 0 | 0 | 0 | 0 | 0 | 0
F8_Industrial_Stone, Clay, and Glass_Existing_Process_Natural Gas_Commissioning_A_Achievable Economic RVT Potential | F8 | Industrial | Stone, Clay, and Glass | Existing | Process | Natural Gas | Commissioning | A | Cumulative Summer Peak Savings (MW) | Achievable Economic RVT Potential | 0 | 0 | 0 | 0 | 0 | 0 | 0 | 0 | 0 | 0 | 0 | 0 | 0 | 0 | 0 | 0 | 0 | 0 | 0 | 0 | 0 | 0 | 0 | 0 | 0 | 0 | 0 | 0 | 0 | 0 | 0
F9_Industrial_Stone, Clay, and Glass_Existing_Process_Natural Gas_Commissioning_A_Achievable Economic RVT Potential | F9 | Industrial | Stone, Clay, and Glass | Existing | Process | Natural Gas | Commissioning | A | Cumulative Winter Peak Savings (MW) | Achievable Economic RVT Potential | 0 | 0 | 0 | 0 | 0 | 0 | 0 | 0 | 0 | 0 | 0 | 0 | 0 | 0 | 0 | 0 | 0 | 0 | 0 | 0 | 0 | 0 | 0 | 0 | 0 | 0 | 0 | 0 | 0 | 0 | 0
F10_Industrial_Stone, Clay, and Glass_Existing_Process_Natural Gas_Commissioning_A_Achievable Economic RVT Potential | F10 | Industrial | Stone, Clay, and Glass | Existing | Process | Natural Gas | Commissioning | A | Purchases (Incremental) | Achievable Economic RVT Potential | 0 | 0 | 0 | 0 | 0 | 0 | 0 | 0 | 0 | 0 | 0 | 0 | 0 | 0 | 0 | 0 | 0 | 0 | 0 | 0 | 0 | 0 | 0 | 0 | 0 | 0 | 0 | 0 | 0 | 0 | 0
F11_Industrial_Stone, Clay, and Glass_Existing_Process_Natural Gas_Commissioning_A_Achievable Economic RVT Potential | F11 | Industrial | Stone, Clay, and Glass | Existing | Process | Natural Gas | Commissioning | A | Purchases (Cumulative) | Achievable Economic RVT Potential | 0 | 0 | 0 | 0 | 0 | 0 | 0 | 0 | 0 | 0 | 0 | 0 | 0 | 0 | 0 | 0 | 0 | 0 | 0 | 0 | 0 | 0 | 0 | 0 | 0 | 0 | 0 | 0 | 0 | 0 | 0
F1_Industrial_Stone, Clay, and Glass_Existing_Space Heating_Natural Gas_Retrocommissioning_A_Achievable Economic RVT Potential | F1 | Industrial | Stone, Clay, and Glass | Existing | Space Heating | Natural Gas | Retrocommissioning | A | Integrated Unit Energy Savings (kWh or therms) | Achievable Economic RVT Potential | 0 | 0 | 0 | 0 | 0 | 2.3721 | 2.3598 | 2.3444 | 2.3276 | 2.3093 | 2.2901 | 2.2697 | 2.2487 | 2.2268 | 2.2026 | 2.1791 | 2.1554 | 2.1331 | 2.112 | 2.0921 | 2.0733 | 2.0544 | 2.038 | 2.0229 | 2.0088 | 1.9959 | 1.9849 | 1.9746 | 0 | 0 | 0
F2_Industrial_Stone, Clay, and Glass_Existing_Space Heating_Natural Gas_Retrocommissioning_A_Achievable Economic RVT Potential | F2 | Industrial | Stone, Clay, and Glass | Existing | Space Heating | Natural Gas | Retrocommissioning | A | Integrated Unit Summer Peak Savings (kW) | Achievable Economic RVT Potential | 0 | 0 | 0 | 0 | 0 | 0 | 0 | 0 | 0 | 0 | 0 | 0 | 0 | 0 | 0 | 0 | 0 | 0 | 0 | 0 | 0 | 0 | 0 | 0 | 0 | 0 | 0 | 0 | 0 | 0 | 0
F3_Industrial_Stone, Clay, and Glass_Existing_Space Heating_Natural Gas_Retrocommissioning_A_Achievable Economic RVT Potential | F3 | Industrial | Stone, Clay, and Glass | Existing | Space Heating | Natural Gas | Retrocommissioning | A | Integrated Unit Winter Peak Savings (kW) | Achievable Economic RVT Potential | 0 | 0 | 0 | 0 | 0 | 0 | 0 | 0 | 0 | 0 | 0 | 0 | 0 | 0 | 0 | 0 | 0 | 0 | 0 | 0 | 0 | 0 | 0 | 0 | 0 | 0 | 0 | 0 | 0 | 0 | 0
F4_Industrial_Stone, Clay, and Glass_Existing_Space Heating_Natural Gas_Retrocommissioning_A_Achievable Economic RVT Potential | F4 | Industrial | Stone, Clay, and Glass | Existing | Space Heating | Natural Gas | Retrocommissioning | A | Incremental Energy Savings (MWh or mTherms) | Achievable Economic RVT Potential | 0 | 0 | 0 | 0 | 0 | 0 | 0 | 0 | 0 | 0 | 0 | 0 | 0 | 0 | 0 | 0 | 0 | 0 | 0 | 0 | 0 | 0 | 0 | 0 | 0 | 0 | 0 | 0 | 0 | 0 | 0
F5_Industrial_Stone, Clay, and Glass_Existing_Space Heating_Natural Gas_Retrocommissioning_A_Achievable Economic RVT Potential | F5 | Industrial | Stone, Clay, and Glass | Existing | Space Heating | Natural Gas | Retrocommissioning | A | Incremental Summer Peak Savings (MW) | Achievable Economic RVT Potential | 0 | 0 | 0 | 0 | 0 | 0 | 0 | 0 | 0 | 0 | 0 | 0 | 0 | 0 | 0 | 0 | 0 | 0 | 0 | 0 | 0 | 0 | 0 | 0 | 0 | 0 | 0 | 0 | 0 | 0 | 0
F6_Industrial_Stone, Clay, and Glass_Existing_Space Heating_Natural Gas_Retrocommissioning_A_Achievable Economic RVT Potential | F6 | Industrial | Stone, Clay, and Glass | Existing | Space Heating | Natural Gas | Retrocommissioning | A | Incremental Winter Peak Savings (MW) | Achievable Economic RVT Potential | 0 | 0 | 0 | 0 | 0 | 0 | 0 | 0 | 0 | 0 | 0 | 0 | 0 | 0 | 0 | 0 | 0 | 0 | 0 | 0 | 0 | 0 | 0 | 0 | 0 | 0 | 0 | 0 | 0 | 0 | 0
F7_Industrial_Stone, Clay, and Glass_Existing_Space Heating_Natural Gas_Retrocommissioning_A_Achievable Economic RVT Potential | F7 | Industrial | Stone, Clay, and Glass | Existing | Space Heating | Natural Gas | Retrocommissioning | A | Cumulative Energy Savings (MWh or mTherms) | Achievable Economic RVT Potential | 0 | 0 | 0 | 0 | 0 | 0 | 0 | 0 | 0 | 0 | 0 | 0 | 0 | 0 | 0 | 0 | 0 | 0 | 0 | 0 | 0 | 0 | 0 | 0 | 0 | 0 | 0 | 0 | 0 | 0 | 0
F8_Industrial_Stone, Clay, and Glass_Existing_Space Heating_Natural Gas_Retrocommissioning_A_Achievable Economic RVT Potential | F8 | Industrial | Stone, Clay, and Glass | Existing | Space Heating | Natural Gas | Retrocommissioning | A | Cumulative Summer Peak Savings (MW) | Achievable Economic RVT Potential | 0 | 0 | 0 | 0 | 0 | 0 | 0 | 0 | 0 | 0 | 0 | 0 | 0 | 0 | 0 | 0 | 0 | 0 | 0 | 0 | 0 | 0 | 0 | 0 | 0 | 0 | 0 | 0 | 0 | 0 | 0
F9_Industrial_Stone, Clay, and Glass_Existing_Space Heating_Natural Gas_Retrocommissioning_A_Achievable Economic RVT Potential | F9 | Industrial | Stone, Clay, and Glass | Existing | Space Heating | Natural Gas | Retrocommissioning | A | Cumulative Winter Peak Savings (MW) | Achievable Economic RVT Potential | 0 | 0 | 0 | 0 | 0 | 0 | 0 | 0 | 0 | 0 | 0 | 0 | 0 | 0 | 0 | 0 | 0 | 0 | 0 | 0 | 0 | 0 | 0 | 0 | 0 | 0 | 0 | 0 | 0 | 0 | 0
F10_Industrial_Stone, Clay, and Glass_Existing_Space Heating_Natural Gas_Retrocommissioning_A_Achievable Economic RVT Potential | F10 | Industrial | Stone, Clay, and Glass | Existing | Space Heating | Natural Gas | Retrocommissioning | A | Purchases (Incremental) | Achievable Economic RVT Potential | 0 | 0 | 0 | 0 | 0 | 0 | 0 | 0 | 0 | 0 | 0 | 0 | 0 | 0 | 0 | 0 | 0 | 0 | 0 | 0 | 0 | 0 | 0 | 0 | 0 | 0 | 0 | 0 | 0 | 0 | 0
F11_Industrial_Stone, Clay, and Glass_Existing_Space Heating_Natural Gas_Retrocommissioning_A_Achievable Economic RVT Potential | F11 | Industrial | Stone, Clay, and Glass | Existing | Space Heating | Natural Gas | Retrocommissioning | A | Purchases (Cumulative) | Achievable Economic RVT Potential | 0 | 0 | 0 | 0 | 0 | 0 | 0 | 0 | 0 | 0 | 0 | 0 | 0 | 0 | 0 | 0 | 0 | 0 | 0 | 0 | 0 | 0 | 0 | 0 | 0 | 0 | 0 | 0 | 0 | 0 | 0
F1_Industrial_Stone, Clay, and Glass_Existing_Process_Natural Gas_Retrocommissioning_A_Achievable Economic RVT Potential | F1 | Industrial | Stone, Clay, and Glass | Existing | Process | Natural Gas | Retrocommissioning | A | Integrated Unit Energy Savings (kWh or therms) | Achievable Economic RVT Potential | 0 | 0 | 0 | 0 | 0 | 0 | 0 | 0 | 0 | 0 | 0 | 0 | 0 | 0 | 0 | 0 | 0 | 0 | 0 | 0 | 0 | 0 | 0 | 0 | 0 | 0 | 0 | 0 | 0 | 0 | 0
F2_Industrial_Stone, Clay, and Glass_Existing_Process_Natural Gas_Retrocommissioning_A_Achievable Economic RVT Potential | F2 | Industrial | Stone, Clay, and Glass | Existing | Process | Natural Gas | Retrocommissioning | A | Integrated Unit Summer Peak Savings (kW) | Achievable Economic RVT Potential | 0 | 0 | 0 | 0 | 0 | 0 | 0 | 0 | 0 | 0 | 0 | 0 | 0 | 0 | 0 | 0 | 0 | 0 | 0 | 0 | 0 | 0 | 0 | 0 | 0 | 0 | 0 | 0 | 0 | 0 | 0
F3_Industrial_Stone, Clay, and Glass_Existing_Process_Natural Gas_Retrocommissioning_A_Achievable Economic RVT Potential | F3 | Industrial | Stone, Clay, and Glass | Existing | Process | Natural Gas | Retrocommissioning | A | Integrated Unit Winter Peak Savings (kW) | Achievable Economic RVT Potential | 0 | 0 | 0 | 0 | 0 | 0 | 0 | 0 | 0 | 0 | 0 | 0 | 0 | 0 | 0 | 0 | 0 | 0 | 0 | 0 | 0 | 0 | 0 | 0 | 0 | 0 | 0 | 0 | 0 | 0 | 0
F4_Industrial_Stone, Clay, and Glass_Existing_Process_Natural Gas_Retrocommissioning_A_Achievable Economic RVT Potential | F4 | Industrial | Stone, Clay, and Glass | Existing | Process | Natural Gas | Retrocommissioning | A | Incremental Energy Savings (MWh or mTherms) | Achievable Economic RVT Potential | 0 | 0 | 0 | 0 | 0 | 0 | 0 | 0 | 0 | 0 | 0 | 0 | 0 | 0 | 0 | 0 | 0 | 0 | 0 | 0 | 0 | 0 | 0 | 0 | 0 | 0 | 0 | 0 | 0 | 0 | 0
F5_Industrial_Stone, Clay, and Glass_Existing_Process_Natural Gas_Retrocommissioning_A_Achievable Economic RVT Potential | F5 | Industrial | Stone, Clay, and Glass | Existing | Process | Natural Gas | Retrocommissioning | A | Incremental Summer Peak Savings (MW) | Achievable Economic RVT Potential | 0 | 0 | 0 | 0 | 0 | 0 | 0 | 0 | 0 | 0 | 0 | 0 | 0 | 0 | 0 | 0 | 0 | 0 | 0 | 0 | 0 | 0 | 0 | 0 | 0 | 0 | 0 | 0 | 0 | 0 | 0
F6_Industrial_Stone, Clay, and Glass_Existing_Process_Natural Gas_Retrocommissioning_A_Achievable Economic RVT Potential | F6 | Industrial | Stone, Clay, and Glass | Existing | Process | Natural Gas | Retrocommissioning | A | Incremental Winter Peak Savings (MW) | Achievable Economic RVT Potential | 0 | 0 | 0 | 0 | 0 | 0 | 0 | 0 | 0 | 0 | 0 | 0 | 0 | 0 | 0 | 0 | 0 | 0 | 0 | 0 | 0 | 0 | 0 | 0 | 0 | 0 | 0 | 0 | 0 | 0 | 0
F7_Industrial_Stone, Clay, and Glass_Existing_Process_Natural Gas_Retrocommissioning_A_Achievable Economic RVT Potential | F7 | Industrial | Stone, Clay, and Glass | Existing | Process | Natural Gas | Retrocommissioning | A | Cumulative Energy Savings (MWh or mTherms) | Achievable Economic RVT Potential | 0 | 0 | 0 | 0 | 0 | 0 | 0 | 0 | 0 | 0 | 0 | 0 | 0 | 0 | 0 | 0 | 0 | 0 | 0 | 0 | 0 | 0 | 0 | 0 | 0 | 0 | 0 | 0 | 0 | 0 | 0
F8_Industrial_Stone, Clay, and Glass_Existing_Process_Natural Gas_Retrocommissioning_A_Achievable Economic RVT Potential | F8 | Industrial | Stone, Clay, and Glass | Existing | Process | Natural Gas | Retrocommissioning | A | Cumulative Summer Peak Savings (MW) | Achievable Economic RVT Potential | 0 | 0 | 0 | 0 | 0 | 0 | 0 | 0 | 0 | 0 | 0 | 0 | 0 | 0 | 0 | 0 | 0 | 0 | 0 | 0 | 0 | 0 | 0 | 0 | 0 | 0 | 0 | 0 | 0 | 0 | 0
F9_Industrial_Stone, Clay, and Glass_Existing_Process_Natural Gas_Retrocommissioning_A_Achievable Economic RVT Potential | F9 | Industrial | Stone, Clay, and Glass | Existing | Process | Natural Gas | Retrocommissioning | A | Cumulative Winter Peak Savings (MW) | Achievable Economic RVT Potential | 0 | 0 | 0 | 0 | 0 | 0 | 0 | 0 | 0 | 0 | 0 | 0 | 0 | 0 | 0 | 0 | 0 | 0 | 0 | 0 | 0 | 0 | 0 | 0 | 0 | 0 | 0 | 0 | 0 | 0 | 0
F10_Industrial_Stone, Clay, and Glass_Existing_Process_Natural Gas_Retrocommissioning_A_Achievable Economic RVT Potential | F10 | Industrial | Stone, Clay, and Glass | Existing | Process | Natural Gas | Retrocommissioning | A | Purchases (Incremental) | Achievable Economic RVT Potential | 0 | 0 | 0 | 0 | 0 | 0 | 0 | 0 | 0 | 0 | 0 | 0 | 0 | 0 | 0 | 0 | 0 | 0 | 0 | 0 | 0 | 0 | 0 | 0 | 0 | 0 | 0 | 0 | 0 | 0 | 0
F11_Industrial_Stone, Clay, and Glass_Existing_Process_Natural Gas_Retrocommissioning_A_Achievable Economic RVT Potential | F11 | Industrial | Stone, Clay, and Glass | Existing | Process | Natural Gas | Retrocommissioning | A | Purchases (Cumulative) | Achievable Economic RVT Potential | 0 | 0 | 0 | 0 | 0 | 0 | 0 | 0 | 0 | 0 | 0 | 0 | 0 | 0 | 0 | 0 | 0 | 0 | 0 | 0 | 0 | 0 | 0 | 0 | 0 | 0 | 0 | 0 | 0 | 0 | 0
F1_Industrial_Stone, Clay, and Glass_New_Space Heating_Natural Gas_Insulation - Roof/Ceiling_A_Achievable Economic RVT Potential | F1 | Industrial | Stone, Clay, and Glass | New | Space Heating | Natural Gas | Insulation - Roof/Ceiling | A | Integrated Unit Energy Savings (kWh or therms) | Achievable Economic RVT Potential | 0 | 0 | 0 | 0 | 0 | 0.093621 | 0.092037 | 0.090712 | 0.089549 | 0.088482 | 0.08751 | 0.086338 | 0.085055 | 0.083729 | 0.082395 | 0.081156 | 0.080013 | 0.079029 | 0.077816 | 0.076879 | 0.076181 | 0.075653 | 0.075384 | 0.075245 | 0.0752 | 0.075221 | 0.075261 | 0.075322 | 0 | 0 | 0
F2_Industrial_Stone, Clay, and Glass_New_Space Heating_Natural Gas_Insulation - Roof/Ceiling_A_Achievable Economic RVT Potential | F2 | Industrial | Stone, Clay, and Glass | New | Space Heating | Natural Gas | Insulation - Roof/Ceiling | A | Integrated Unit Summer Peak Savings (kW) | Achievable Economic RVT Potential | 0 | 0 | 0 | 0 | 0 | 0 | 0 | 0 | 0 | 0 | 0 | 0 | 0 | 0 | 0 | 0 | 0 | 0 | 0 | 0 | 0 | 0 | 0 | 0 | 0 | 0 | 0 | 0 | 0 | 0 | 0
F3_Industrial_Stone, Clay, and Glass_New_Space Heating_Natural Gas_Insulation - Roof/Ceiling_A_Achievable Economic RVT Potential | F3 | Industrial | Stone, Clay, and Glass | New | Space Heating | Natural Gas | Insulation - Roof/Ceiling | A | Integrated Unit Winter Peak Savings (kW) | Achievable Economic RVT Potential | 0 | 0 | 0 | 0 | 0 | 0 | 0 | 0 | 0 | 0 | 0 | 0 | 0 | 0 | 0 | 0 | 0 | 0 | 0 | 0 | 0 | 0 | 0 | 0 | 0 | 0 | 0 | 0 | 0 | 0 | 0
F4_Industrial_Stone, Clay, and Glass_New_Space Heating_Natural Gas_Insulation - Roof/Ceiling_A_Achievable Economic RVT Potential | F4 | Industrial | Stone, Clay, and Glass | New | Space Heating | Natural Gas | Insulation - Roof/Ceiling | A | Incremental Energy Savings (MWh or mTherms) | Achievable Economic RVT Potential | 0 | 0 | 0 | 0 | 0 | 0 | 0 | 0 | 0 | 0 | 0 | 0 | 0 | 0 | 0 | 0 | 0 | 0 | 0 | 0 | 0 | 0 | 0 | 0 | 0 | 0 | 0 | 0 | 0 | 0 | 0
F5_Industrial_Stone, Clay, and Glass_New_Space Heating_Natural Gas_Insulation - Roof/Ceiling_A_Achievable Economic RVT Potential | F5 | Industrial | Stone, Clay, and Glass | New | Space Heating | Natural Gas | Insulation - Roof/Ceiling | A | Incremental Summer Peak Savings (MW) | Achievable Economic RVT Potential | 0 | 0 | 0 | 0 | 0 | 0 | 0 | 0 | 0 | 0 | 0 | 0 | 0 | 0 | 0 | 0 | 0 | 0 | 0 | 0 | 0 | 0 | 0 | 0 | 0 | 0 | 0 | 0 | 0 | 0 | 0
F6_Industrial_Stone, Clay, and Glass_New_Space Heating_Natural Gas_Insulation - Roof/Ceiling_A_Achievable Economic RVT Potential | F6 | Industrial | Stone, Clay, and Glass | New | Space Heating | Natural Gas | Insulation - Roof/Ceiling | A | Incremental Winter Peak Savings (MW) | Achievable Economic RVT Potential | 0 | 0 | 0 | 0 | 0 | 0 | 0 | 0 | 0 | 0 | 0 | 0 | 0 | 0 | 0 | 0 | 0 | 0 | 0 | 0 | 0 | 0 | 0 | 0 | 0 | 0 | 0 | 0 | 0 | 0 | 0
F7_Industrial_Stone, Clay, and Glass_New_Space Heating_Natural Gas_Insulation - Roof/Ceiling_A_Achievable Economic RVT Potential | F7 | Industrial | Stone, Clay, and Glass | New | Space Heating | Natural Gas | Insulation - Roof/Ceiling | A | Cumulative Energy Savings (MWh or mTherms) | Achievable Economic RVT Potential | 0 | 0 | 0 | 0 | 0 | 0 | 0 | 0 | 0 | 0 | 0 | 0 | 0 | 0 | 0 | 0 | 0 | 0 | 0 | 0 | 0 | 0 | 0 | 0 | 0 | 0 | 0 | 0 | 0 | 0 | 0
F8_Industrial_Stone, Clay, and Glass_New_Space Heating_Natural Gas_Insulation - Roof/Ceiling_A_Achievable Economic RVT Potential | F8 | Industrial | Stone, Clay, and Glass | New | Space Heating | Natural Gas | Insulation - Roof/Ceiling | A | Cumulative Summer Peak Savings (MW) | Achievable Economic RVT Potential | 0 | 0 | 0 | 0 | 0 | 0 | 0 | 0 | 0 | 0 | 0 | 0 | 0 | 0 | 0 | 0 | 0 | 0 | 0 | 0 | 0 | 0 | 0 | 0 | 0 | 0 | 0 | 0 | 0 | 0 | 0
F9_Industrial_Stone, Clay, and Glass_New_Space Heating_Natural Gas_Insulation - Roof/Ceiling_A_Achievable Economic RVT Potential | F9 | Industrial | Stone, Clay, and Glass | New | Space Heating | Natural Gas | Insulation - Roof/Ceiling | A | Cumulative Winter Peak Savings (MW) | Achievable Economic RVT Potential | 0 | 0 | 0 | 0 | 0 | 0 | 0 | 0 | 0 | 0 | 0 | 0 | 0 | 0 | 0 | 0 | 0 | 0 | 0 | 0 | 0 | 0 | 0 | 0 | 0 | 0 | 0 | 0 | 0 | 0 | 0
F10_Industrial_Stone, Clay, and Glass_New_Space Heating_Natural Gas_Insulation - Roof/Ceiling_A_Achievable Economic RVT Potential | F10 | Industrial | Stone, Clay, and Glass | New | Space Heating | Natural Gas | Insulation - Roof/Ceiling | A | Purchases (Incremental) | Achievable Economic RVT Potential | 0 | 0 | 0 | 0 | 0 | 0 | 0 | 0 | 0 | 0 | 0 | 0 | 0 | 0 | 0 | 0 | 0 | 0 | 0 | 0 | 0 | 0 | 0 | 0 | 0 | 0 | 0 | 0 | 0 | 0 | 0
F11_Industrial_Stone, Clay, and Glass_New_Space Heating_Natural Gas_Insulation - Roof/Ceiling_A_Achievable Economic RVT Potential | F11 | Industrial | Stone, Clay, and Glass | New | Space Heating | Natural Gas | Insulation - Roof/Ceiling | A | Purchases (Cumulative) | Achievable Economic RVT Potential | 0 | 0 | 0 | 0 | 0 | 0 | 0 | 0 | 0 | 0 | 0 | 0 | 0 | 0 | 0 | 0 | 0 | 0 | 0 | 0 | 0 | 0 | 0 | 0 | 0 | 0 | 0 | 0 | 0 | 0 | 0
F1_Industrial_Stone, Clay, and Glass_New_Space Heating_Natural Gas_Insulation - Wall Cavity_A_Achievable Economic RVT Potential | F1 | Industrial | Stone, Clay, and Glass | New | Space Heating | Natural Gas | Insulation - Wall Cavity | A | Integrated Unit Energy Savings (kWh or therms) | Achievable Economic RVT Potential | 0 | 0 | 0 | 0 | 0 | 0.01686 | 0.016575 | 0.016336 | 0.016127 | 0.015935 | 0.01576 | 0.015549 | 0.015318 | 0.015079 | 0.014839 | 0.014616 | 0.01441 | 0.014232 | 0.014014 | 0.013845 | 0.013719 | 0.013624 | 0.013576 | 0.013551 | 0.013543 | 0.013547 | 0.013554 | 0.013565 | 0 | 0 | 0
F2_Industrial_Stone, Clay, and Glass_New_Space Heating_Natural Gas_Insulation - Wall Cavity_A_Achievable Economic RVT Potential | F2 | Industrial | Stone, Clay, and Glass | New | Space Heating | Natural Gas | Insulation - Wall Cavity | A | Integrated Unit Summer Peak Savings (kW) | Achievable Economic RVT Potential | 0 | 0 | 0 | 0 | 0 | 0 | 0 | 0 | 0 | 0 | 0 | 0 | 0 | 0 | 0 | 0 | 0 | 0 | 0 | 0 | 0 | 0 | 0 | 0 | 0 | 0 | 0 | 0 | 0 | 0 | 0
F3_Industrial_Stone, Clay, and Glass_New_Space Heating_Natural Gas_Insulation - Wall Cavity_A_Achievable Economic RVT Potential | F3 | Industrial | Stone, Clay, and Glass | New | Space Heating | Natural Gas | Insulation - Wall Cavity | A | Integrated Unit Winter Peak Savings (kW) | Achievable Economic RVT Potential | 0 | 0 | 0 | 0 | 0 | 0 | 0 | 0 | 0 | 0 | 0 | 0 | 0 | 0 | 0 | 0 | 0 | 0 | 0 | 0 | 0 | 0 | 0 | 0 | 0 | 0 | 0 | 0 | 0 | 0 | 0
F4_Industrial_Stone, Clay, and Glass_New_Space Heating_Natural Gas_Insulation - Wall Cavity_A_Achievable Economic RVT Potential | F4 | Industrial | Stone, Clay, and Glass | New | Space Heating | Natural Gas | Insulation - Wall Cavity | A | Incremental Energy Savings (MWh or mTherms) | Achievable Economic RVT Potential | 0 | 0 | 0 | 0 | 0 | 0 | 0 | 0 | 0 | 0 | 0 | 0 | 0 | 0 | 0 | 0 | 0 | 0 | 0 | 0 | 0 | 0 | 0 | 0 | 0 | 0 | 0 | 0 | 0 | 0 | 0
F5_Industrial_Stone, Clay, and Glass_New_Space Heating_Natural Gas_Insulation - Wall Cavity_A_Achievable Economic RVT Potential | F5 | Industrial | Stone, Clay, and Glass | New | Space Heating | Natural Gas | Insulation - Wall Cavity | A | Incremental Summer Peak Savings (MW) | Achievable Economic RVT Potential | 0 | 0 | 0 | 0 | 0 | 0 | 0 | 0 | 0 | 0 | 0 | 0 | 0 | 0 | 0 | 0 | 0 | 0 | 0 | 0 | 0 | 0 | 0 | 0 | 0 | 0 | 0 | 0 | 0 | 0 | 0
F6_Industrial_Stone, Clay, and Glass_New_Space Heating_Natural Gas_Insulation - Wall Cavity_A_Achievable Economic RVT Potential | F6 | Industrial | Stone, Clay, and Glass | New | Space Heating | Natural Gas | Insulation - Wall Cavity | A | Incremental Winter Peak Savings (MW) | Achievable Economic RVT Potential | 0 | 0 | 0 | 0 | 0 | 0 | 0 | 0 | 0 | 0 | 0 | 0 | 0 | 0 | 0 | 0 | 0 | 0 | 0 | 0 | 0 | 0 | 0 | 0 | 0 | 0 | 0 | 0 | 0 | 0 | 0
F7_Industrial_Stone, Clay, and Glass_New_Space Heating_Natural Gas_Insulation - Wall Cavity_A_Achievable Economic RVT Potential | F7 | Industrial | Stone, Clay, and Glass | New | Space Heating | Natural Gas | Insulation - Wall Cavity | A | Cumulative Energy Savings (MWh or mTherms) | Achievable Economic RVT Potential | 0 | 0 | 0 | 0 | 0 | 0 | 0 | 0 | 0 | 0 | 0 | 0 | 0 | 0 | 0 | 0 | 0 | 0 | 0 | 0 | 0 | 0 | 0 | 0 | 0 | 0 | 0 | 0 | 0 | 0 | 0
F8_Industrial_Stone, Clay, and Glass_New_Space Heating_Natural Gas_Insulation - Wall Cavity_A_Achievable Economic RVT Potential | F8 | Industrial | Stone, Clay, and Glass | New | Space Heating | Natural Gas | Insulation - Wall Cavity | A | Cumulative Summer Peak Savings (MW) | Achievable Economic RVT Potential | 0 | 0 | 0 | 0 | 0 | 0 | 0 | 0 | 0 | 0 | 0 | 0 | 0 | 0 | 0 | 0 | 0 | 0 | 0 | 0 | 0 | 0 | 0 | 0 | 0 | 0 | 0 | 0 | 0 | 0 | 0
F9_Industrial_Stone, Clay, and Glass_New_Space Heating_Natural Gas_Insulation - Wall Cavity_A_Achievable Economic RVT Potential | F9 | Industrial | Stone, Clay, and Glass | New | Space Heating | Natural Gas | Insulation - Wall Cavity | A | Cumulative Winter Peak Savings (MW) | Achievable Economic RVT Potential | 0 | 0 | 0 | 0 | 0 | 0 | 0 | 0 | 0 | 0 | 0 | 0 | 0 | 0 | 0 | 0 | 0 | 0 | 0 | 0 | 0 | 0 | 0 | 0 | 0 | 0 | 0 | 0 | 0 | 0 | 0
F10_Industrial_Stone, Clay, and Glass_New_Space Heating_Natural Gas_Insulation - Wall Cavity_A_Achievable Economic RVT Potential | F10 | Industrial | Stone, Clay, and Glass | New | Space Heating | Natural Gas | Insulation - Wall Cavity | A | Purchases (Incremental) | Achievable Economic RVT Potential | 0 | 0 | 0 | 0 | 0 | 0 | 0 | 0 | 0 | 0 | 0 | 0 | 0 | 0 | 0 | 0 | 0 | 0 | 0 | 0 | 0 | 0 | 0 | 0 | 0 | 0 | 0 | 0 | 0 | 0 | 0
F11_Industrial_Stone, Clay, and Glass_New_Space Heating_Natural Gas_Insulation - Wall Cavity_A_Achievable Economic RVT Potential | F11 | Industrial | Stone, Clay, and Glass | New | Space Heating | Natural Gas | Insulation - Wall Cavity | A | Purchases (Cumulative) | Achievable Economic RVT Potential | 0 | 0 | 0 | 0 | 0 | 0 | 0 | 0 | 0 | 0 | 0 | 0 | 0 | 0 | 0 | 0 | 0 | 0 | 0 | 0 | 0 | 0 | 0 | 0 | 0 | 0 | 0 | 0 | 0 | 0 | 0
F1_Industrial_Stone, Clay, and Glass_New_Space Heating_Natural Gas_Insulation - Ducting_A_Achievable Economic RVT Potential | F1 | Industrial | Stone, Clay, and Glass | New | Space Heating | Natural Gas | Insulation - Ducting | A | Integrated Unit Energy Savings (kWh or therms) | Achievable Economic RVT Potential | 0 | 0 | 0 | 0 | 0 | 0 | 0 | 0 | 0 | 0 | 0 | 0 | 0 | 0 | 0 | 0 | 0 | 0 | 0 | 0 | 0 | 0 | 0 | 0 | 0 | 0 | 0 | 0 | 0 | 0 | 0
F2_Industrial_Stone, Clay, and Glass_New_Space Heating_Natural Gas_Insulation - Ducting_A_Achievable Economic RVT Potential | F2 | Industrial | Stone, Clay, and Glass | New | Space Heating | Natural Gas | Insulation - Ducting | A | Integrated Unit Summer Peak Savings (kW) | Achievable Economic RVT Potential | 0 | 0 | 0 | 0 | 0 | 0 | 0 | 0 | 0 | 0 | 0 | 0 | 0 | 0 | 0 | 0 | 0 | 0 | 0 | 0 | 0 | 0 | 0 | 0 | 0 | 0 | 0 | 0 | 0 | 0 | 0
F3_Industrial_Stone, Clay, and Glass_New_Space Heating_Natural Gas_Insulation - Ducting_A_Achievable Economic RVT Potential | F3 | Industrial | Stone, Clay, and Glass | New | Space Heating | Natural Gas | Insulation - Ducting | A | Integrated Unit Winter Peak Savings (kW) | Achievable Economic RVT Potential | 0 | 0 | 0 | 0 | 0 | 0 | 0 | 0 | 0 | 0 | 0 | 0 | 0 | 0 | 0 | 0 | 0 | 0 | 0 | 0 | 0 | 0 | 0 | 0 | 0 | 0 | 0 | 0 | 0 | 0 | 0
F4_Industrial_Stone, Clay, and Glass_New_Space Heating_Natural Gas_Insulation - Ducting_A_Achievable Economic RVT Potential | F4 | Industrial | Stone, Clay, and Glass | New | Space Heating | Natural Gas | Insulation - Ducting | A | Incremental Energy Savings (MWh or mTherms) | Achievable Economic RVT Potential | 0 | 0 | 0 | 0 | 0 | 0 | 0 | 0 | 0 | 0 | 0 | 0 | 0 | 0 | 0 | 0 | 0 | 0 | 0 | 0 | 0 | 0 | 0 | 0 | 0 | 0 | 0 | 0 | 0 | 0 | 0
F5_Industrial_Stone, Clay, and Glass_New_Space Heating_Natural Gas_Insulation - Ducting_A_Achievable Economic RVT Potential | F5 | Industrial | Stone, Clay, and Glass | New | Space Heating | Natural Gas | Insulation - Ducting | A | Incremental Summer Peak Savings (MW) | Achievable Economic RVT Potential | 0 | 0 | 0 | 0 | 0 | 0 | 0 | 0 | 0 | 0 | 0 | 0 | 0 | 0 | 0 | 0 | 0 | 0 | 0 | 0 | 0 | 0 | 0 | 0 | 0 | 0 | 0 | 0 | 0 | 0 | 0
F6_Industrial_Stone, Clay, and Glass_New_Space Heating_Natural Gas_Insulation - Ducting_A_Achievable Economic RVT Potential | F6 | Industrial | Stone, Clay, and Glass | New | Space Heating | Natural Gas | Insulation - Ducting | A | Incremental Winter Peak Savings (MW) | Achievable Economic RVT Potential | 0 | 0 | 0 | 0 | 0 | 0 | 0 | 0 | 0 | 0 | 0 | 0 | 0 | 0 | 0 | 0 | 0 | 0 | 0 | 0 | 0 | 0 | 0 | 0 | 0 | 0 | 0 | 0 | 0 | 0 | 0
F7_Industrial_Stone, Clay, and Glass_New_Space Heating_Natural Gas_Insulation - Ducting_A_Achievable Economic RVT Potential | F7 | Industrial | Stone, Clay, and Glass | New | Space Heating | Natural Gas | Insulation - Ducting | A | Cumulative Energy Savings (MWh or mTherms) | Achievable Economic RVT Potential | 0 | 0 | 0 | 0 | 0 | 0 | 0 | 0 | 0 | 0 | 0 | 0 | 0 | 0 | 0 | 0 | 0 | 0 | 0 | 0 | 0 | 0 | 0 | 0 | 0 | 0 | 0 | 0 | 0 | 0 | 0
F8_Industrial_Stone, Clay, and Glass_New_Space Heating_Natural Gas_Insulation - Ducting_A_Achievable Economic RVT Potential | F8 | Industrial | Stone, Clay, and Glass | New | Space Heating | Natural Gas | Insulation - Ducting | A | Cumulative Summer Peak Savings (MW) | Achievable Economic RVT Potential | 0 | 0 | 0 | 0 | 0 | 0 | 0 | 0 | 0 | 0 | 0 | 0 | 0 | 0 | 0 | 0 | 0 | 0 | 0 | 0 | 0 | 0 | 0 | 0 | 0 | 0 | 0 | 0 | 0 | 0 | 0
F9_Industrial_Stone, Clay, and Glass_New_Space Heating_Natural Gas_Insulation - Ducting_A_Achievable Economic RVT Potential | F9 | Industrial | Stone, Clay, and Glass | New | Space Heating | Natural Gas | Insulation - Ducting | A | Cumulative Winter Peak Savings (MW) | Achievable Economic RVT Potential | 0 | 0 | 0 | 0 | 0 | 0 | 0 | 0 | 0 | 0 | 0 | 0 | 0 | 0 | 0 | 0 | 0 | 0 | 0 | 0 | 0 | 0 | 0 | 0 | 0 | 0 | 0 | 0 | 0 | 0 | 0
F10_Industrial_Stone, Clay, and Glass_New_Space Heating_Natural Gas_Insulation - Ducting_A_Achievable Economic RVT Potential | F10 | Industrial | Stone, Clay, and Glass | New | Space Heating | Natural Gas | Insulation - Ducting | A | Purchases (Incremental) | Achievable Economic RVT Potential | 0 | 0 | 0 | 0 | 0 | 0 | 0 | 0 | 0 | 0 | 0 | 0 | 0 | 0 | 0 | 0 | 0 | 0 | 0 | 0 | 0 | 0 | 0 | 0 | 0 | 0 | 0 | 0 | 0 | 0 | 0
F11_Industrial_Stone, Clay, and Glass_New_Space Heating_Natural Gas_Insulation - Ducting_A_Achievable Economic RVT Potential | F11 | Industrial | Stone, Clay, and Glass | New | Space Heating | Natural Gas | Insulation - Ducting | A | Purchases (Cumulative) | Achievable Economic RVT Potential | 0 | 0 | 0 | 0 | 0 | 0 | 0 | 0 | 0 | 0 | 0 | 0 | 0 | 0 | 0 | 0 | 0 | 0 | 0 | 0 | 0 | 0 | 0 | 0 | 0 | 0 | 0 | 0 | 0 | 0 | 0
F1_Industrial_Stone, Clay, and Glass_New_Space Heating_Natural Gas_HVAC - Duct Repair and Sealing_A_Achievable Economic RVT Potential | F1 | Industrial | Stone, Clay, and Glass | New | Space Heating | Natural Gas | HVAC - Duct Repair and Sealing | A | Integrated Unit Energy Savings (kWh or therms) | Achievable Economic RVT Potential | 0 | 0 | 0 | 0 | 0 | 0 | 0 | 0 | 0 | 0 | 0 | 0 | 0 | 0 | 0 | 0 | 0 | 0 | 0 | 0 | 0 | 0 | 0 | 0 | 0 | 0 | 0 | 0 | 0 | 0 | 0
F2_Industrial_Stone, Clay, and Glass_New_Space Heating_Natural Gas_HVAC - Duct Repair and Sealing_A_Achievable Economic RVT Potential | F2 | Industrial | Stone, Clay, and Glass | New | Space Heating | Natural Gas | HVAC - Duct Repair and Sealing | A | Integrated Unit Summer Peak Savings (kW) | Achievable Economic RVT Potential | 0 | 0 | 0 | 0 | 0 | 0 | 0 | 0 | 0 | 0 | 0 | 0 | 0 | 0 | 0 | 0 | 0 | 0 | 0 | 0 | 0 | 0 | 0 | 0 | 0 | 0 | 0 | 0 | 0 | 0 | 0
F3_Industrial_Stone, Clay, and Glass_New_Space Heating_Natural Gas_HVAC - Duct Repair and Sealing_A_Achievable Economic RVT Potential | F3 | Industrial | Stone, Clay, and Glass | New | Space Heating | Natural Gas | HVAC - Duct Repair and Sealing | A | Integrated Unit Winter Peak Savings (kW) | Achievable Economic RVT Potential | 0 | 0 | 0 | 0 | 0 | 0 | 0 | 0 | 0 | 0 | 0 | 0 | 0 | 0 | 0 | 0 | 0 | 0 | 0 | 0 | 0 | 0 | 0 | 0 | 0 | 0 | 0 | 0 | 0 | 0 | 0
F4_Industrial_Stone, Clay, and Glass_New_Space Heating_Natural Gas_HVAC - Duct Repair and Sealing_A_Achievable Economic RVT Potential | F4 | Industrial | Stone, Clay, and Glass | New | Space Heating | Natural Gas | HVAC - Duct Repair and Sealing | A | Incremental Energy Savings (MWh or mTherms) | Achievable Economic RVT Potential | 0 | 0 | 0 | 0 | 0 | 0 | 0 | 0 | 0 | 0 | 0 | 0 | 0 | 0 | 0 | 0 | 0 | 0 | 0 | 0 | 0 | 0 | 0 | 0 | 0 | 0 | 0 | 0 | 0 | 0 | 0
F5_Industrial_Stone, Clay, and Glass_New_Space Heating_Natural Gas_HVAC - Duct Repair and Sealing_A_Achievable Economic RVT Potential | F5 | Industrial | Stone, Clay, and Glass | New | Space Heating | Natural Gas | HVAC - Duct Repair and Sealing | A | Incremental Summer Peak Savings (MW) | Achievable Economic RVT Potential | 0 | 0 | 0 | 0 | 0 | 0 | 0 | 0 | 0 | 0 | 0 | 0 | 0 | 0 | 0 | 0 | 0 | 0 | 0 | 0 | 0 | 0 | 0 | 0 | 0 | 0 | 0 | 0 | 0 | 0 | 0
F6_Industrial_Stone, Clay, and Glass_New_Space Heating_Natural Gas_HVAC - Duct Repair and Sealing_A_Achievable Economic RVT Potential | F6 | Industrial | Stone, Clay, and Glass | New | Space Heating | Natural Gas | HVAC - Duct Repair and Sealing | A | Incremental Winter Peak Savings (MW) | Achievable Economic RVT Potential | 0 | 0 | 0 | 0 | 0 | 0 | 0 | 0 | 0 | 0 | 0 | 0 | 0 | 0 | 0 | 0 | 0 | 0 | 0 | 0 | 0 | 0 | 0 | 0 | 0 | 0 | 0 | 0 | 0 | 0 | 0
F7_Industrial_Stone, Clay, and Glass_New_Space Heating_Natural Gas_HVAC - Duct Repair and Sealing_A_Achievable Economic RVT Potential | F7 | Industrial | Stone, Clay, and Glass | New | Space Heating | Natural Gas | HVAC - Duct Repair and Sealing | A | Cumulative Energy Savings (MWh or mTherms) | Achievable Economic RVT Potential | 0 | 0 | 0 | 0 | 0 | 0 | 0 | 0 | 0 | 0 | 0 | 0 | 0 | 0 | 0 | 0 | 0 | 0 | 0 | 0 | 0 | 0 | 0 | 0 | 0 | 0 | 0 | 0 | 0 | 0 | 0
F8_Industrial_Stone, Clay, and Glass_New_Space Heating_Natural Gas_HVAC - Duct Repair and Sealing_A_Achievable Economic RVT Potential | F8 | Industrial | Stone, Clay, and Glass | New | Space Heating | Natural Gas | HVAC - Duct Repair and Sealing | A | Cumulative Summer Peak Savings (MW) | Achievable Economic RVT Potential | 0 | 0 | 0 | 0 | 0 | 0 | 0 | 0 | 0 | 0 | 0 | 0 | 0 | 0 | 0 | 0 | 0 | 0 | 0 | 0 | 0 | 0 | 0 | 0 | 0 | 0 | 0 | 0 | 0 | 0 | 0
F9_Industrial_Stone, Clay, and Glass_New_Space Heating_Natural Gas_HVAC - Duct Repair and Sealing_A_Achievable Economic RVT Potential | F9 | Industrial | Stone, Clay, and Glass | New | Space Heating | Natural Gas | HVAC - Duct Repair and Sealing | A | Cumulative Winter Peak Savings (MW) | Achievable Economic RVT Potential | 0 | 0 | 0 | 0 | 0 | 0 | 0 | 0 | 0 | 0 | 0 | 0 | 0 | 0 | 0 | 0 | 0 | 0 | 0 | 0 | 0 | 0 | 0 | 0 | 0 | 0 | 0 | 0 | 0 | 0 | 0
F10_Industrial_Stone, Clay, and Glass_New_Space Heating_Natural Gas_HVAC - Duct Repair and Sealing_A_Achievable Economic RVT Potential | F10 | Industrial | Stone, Clay, and Glass | New | Space Heating | Natural Gas | HVAC - Duct Repair and Sealing | A | Purchases (Incremental) | Achievable Economic RVT Potential | 0 | 0 | 0 | 0 | 0 | 0 | 0 | 0 | 0 | 0 | 0 | 0 | 0 | 0 | 0 | 0 | 0 | 0 | 0 | 0 | 0 | 0 | 0 | 0 | 0 | 0 | 0 | 0 | 0 | 0 | 0
F11_Industrial_Stone, Clay, and Glass_New_Space Heating_Natural Gas_HVAC - Duct Repair and Sealing_A_Achievable Economic RVT Potential | F11 | Industrial | Stone, Clay, and Glass | New | Space Heating | Natural Gas | HVAC - Duct Repair and Sealing | A | Purchases (Cumulative) | Achievable Economic RVT Potential | 0 | 0 | 0 | 0 | 0 | 0 | 0 | 0 | 0 | 0 | 0 | 0 | 0 | 0 | 0 | 0 | 0 | 0 | 0 | 0 | 0 | 0 | 0 | 0 | 0 | 0 | 0 | 0 | 0 | 0 | 0
F1_Industrial_Stone, Clay, and Glass_New_Space Heating_Natural Gas_Windows - High Efficiency_A_Achievable Economic RVT Potential | F1 | Industrial | Stone, Clay, and Glass | New | Space Heating | Natural Gas | Windows - High Efficiency | A | Integrated Unit Energy Savings (kWh or therms) | Achievable Economic RVT Potential | 0 | 0 | 0 | 0 | 0 | 0.0053509 | 0.0052603 | 0.0051846 | 0.0051182 | 0.0050572 | 0.0050016 | 0.0049346 | 0.0048613 | 0.0047855 | 0.0047093 | 0.0046385 | 0.0045731 | 0.0045169 | 0.0044475 | 0.004394 | 0.0043541 | 0.0043239 | 0.0043085 | 0.0043006 | 0.004298 | 0.0042992 | 0.0043015 | 0.004305 | 0 | 0 | 0
F2_Industrial_Stone, Clay, and Glass_New_Space Heating_Natural Gas_Windows - High Efficiency_A_Achievable Economic RVT Potential | F2 | Industrial | Stone, Clay, and Glass | New | Space Heating | Natural Gas | Windows - High Efficiency | A | Integrated Unit Summer Peak Savings (kW) | Achievable Economic RVT Potential | 0 | 0 | 0 | 0 | 0 | 0 | 0 | 0 | 0 | 0 | 0 | 0 | 0 | 0 | 0 | 0 | 0 | 0 | 0 | 0 | 0 | 0 | 0 | 0 | 0 | 0 | 0 | 0 | 0 | 0 | 0
F3_Industrial_Stone, Clay, and Glass_New_Space Heating_Natural Gas_Windows - High Efficiency_A_Achievable Economic RVT Potential | F3 | Industrial | Stone, Clay, and Glass | New | Space Heating | Natural Gas | Windows - High Efficiency | A | Integrated Unit Winter Peak Savings (kW) | Achievable Economic RVT Potential | 0 | 0 | 0 | 0 | 0 | 0 | 0 | 0 | 0 | 0 | 0 | 0 | 0 | 0 | 0 | 0 | 0 | 0 | 0 | 0 | 0 | 0 | 0 | 0 | 0 | 0 | 0 | 0 | 0 | 0 | 0
F4_Industrial_Stone, Clay, and Glass_New_Space Heating_Natural Gas_Windows - High Efficiency_A_Achievable Economic RVT Potential | F4 | Industrial | Stone, Clay, and Glass | New | Space Heating | Natural Gas | Windows - High Efficiency | A | Incremental Energy Savings (MWh or mTherms) | Achievable Economic RVT Potential | 0 | 0 | 0 | 0 | 0 | 0 | 0 | 0 | 0 | 0 | 0 | 0 | 0 | 0 | 0 | 0 | 0 | 0 | 0 | 0 | 0 | 0 | 0 | 0 | 0 | 0 | 0 | 0 | 0 | 0 | 0
F5_Industrial_Stone, Clay, and Glass_New_Space Heating_Natural Gas_Windows - High Efficiency_A_Achievable Economic RVT Potential | F5 | Industrial | Stone, Clay, and Glass | New | Space Heating | Natural Gas | Windows - High Efficiency | A | Incremental Summer Peak Savings (MW) | Achievable Economic RVT Potential | 0 | 0 | 0 | 0 | 0 | 0 | 0 | 0 | 0 | 0 | 0 | 0 | 0 | 0 | 0 | 0 | 0 | 0 | 0 | 0 | 0 | 0 | 0 | 0 | 0 | 0 | 0 | 0 | 0 | 0 | 0
F6_Industrial_Stone, Clay, and Glass_New_Space Heating_Natural Gas_Windows - High Efficiency_A_Achievable Economic RVT Potential | F6 | Industrial | Stone, Clay, and Glass | New | Space Heating | Natural Gas | Windows - High Efficiency | A | Incremental Winter Peak Savings (MW) | Achievable Economic RVT Potential | 0 | 0 | 0 | 0 | 0 | 0 | 0 | 0 | 0 | 0 | 0 | 0 | 0 | 0 | 0 | 0 | 0 | 0 | 0 | 0 | 0 | 0 | 0 | 0 | 0 | 0 | 0 | 0 | 0 | 0 | 0
F7_Industrial_Stone, Clay, and Glass_New_Space Heating_Natural Gas_Windows - High Efficiency_A_Achievable Economic RVT Potential | F7 | Industrial | Stone, Clay, and Glass | New | Space Heating | Natural Gas | Windows - High Efficiency | A | Cumulative Energy Savings (MWh or mTherms) | Achievable Economic RVT Potential | 0 | 0 | 0 | 0 | 0 | 0 | 0 | 0 | 0 | 0 | 0 | 0 | 0 | 0 | 0 | 0 | 0 | 0 | 0 | 0 | 0 | 0 | 0 | 0 | 0 | 0 | 0 | 0 | 0 | 0 | 0
F8_Industrial_Stone, Clay, and Glass_New_Space Heating_Natural Gas_Windows - High Efficiency_A_Achievable Economic RVT Potential | F8 | Industrial | Stone, Clay, and Glass | New | Space Heating | Natural Gas | Windows - High Efficiency | A | Cumulative Summer Peak Savings (MW) | Achievable Economic RVT Potential | 0 | 0 | 0 | 0 | 0 | 0 | 0 | 0 | 0 | 0 | 0 | 0 | 0 | 0 | 0 | 0 | 0 | 0 | 0 | 0 | 0 | 0 | 0 | 0 | 0 | 0 | 0 | 0 | 0 | 0 | 0
F9_Industrial_Stone, Clay, and Glass_New_Space Heating_Natural Gas_Windows - High Efficiency_A_Achievable Economic RVT Potential | F9 | Industrial | Stone, Clay, and Glass | New | Space Heating | Natural Gas | Windows - High Efficiency | A | Cumulative Winter Peak Savings (MW) | Achievable Economic RVT Potential | 0 | 0 | 0 | 0 | 0 | 0 | 0 | 0 | 0 | 0 | 0 | 0 | 0 | 0 | 0 | 0 | 0 | 0 | 0 | 0 | 0 | 0 | 0 | 0 | 0 | 0 | 0 | 0 | 0 | 0 | 0
F10_Industrial_Stone, Clay, and Glass_New_Space Heating_Natural Gas_Windows - High Efficiency_A_Achievable Economic RVT Potential | F10 | Industrial | Stone, Clay, and Glass | New | Space Heating | Natural Gas | Windows - High Efficiency | A | Purchases (Incremental) | Achievable Economic RVT Potential | 0 | 0 | 0 | 0 | 0 | 0 | 0 | 0 | 0 | 0 | 0 | 0 | 0 | 0 | 0 | 0 | 0 | 0 | 0 | 0 | 0 | 0 | 0 | 0 | 0 | 0 | 0 | 0 | 0 | 0 | 0
F11_Industrial_Stone, Clay, and Glass_New_Space Heating_Natural Gas_Windows - High Efficiency_A_Achievable Economic RVT Potential | F11 | Industrial | Stone, Clay, and Glass | New | Space Heating | Natural Gas | Windows - High Efficiency | A | Purchases (Cumulative) | Achievable Economic RVT Potential | 0 | 0 | 0 | 0 | 0 | 0 | 0 | 0 | 0 | 0 | 0 | 0 | 0 | 0 | 0 | 0 | 0 | 0 | 0 | 0 | 0 | 0 | 0 | 0 | 0 | 0 | 0 | 0 | 0 | 0 | 0
F1_Industrial_Stone, Clay, and Glass_New_Space Heating_Natural Gas_Gas Boiler - Maintenance_A_Achievable Economic RVT Potential | F1 | Industrial | Stone, Clay, and Glass | New | Space Heating | Natural Gas | Gas Boiler - Maintenance | A | Integrated Unit Energy Savings (kWh or therms) | Achievable Economic RVT Potential | 0 | 0 | 0 | 0 | 0 | 0 | 0 | 0 | 0 | 0 | 0 | 0 | 0 | 0 | 0 | 0 | 0 | 0 | 0 | 0 | 0 | 0 | 0 | 0 | 0 | 0 | 0 | 0 | 0 | 0 | 0
F2_Industrial_Stone, Clay, and Glass_New_Space Heating_Natural Gas_Gas Boiler - Maintenance_A_Achievable Economic RVT Potential | F2 | Industrial | Stone, Clay, and Glass | New | Space Heating | Natural Gas | Gas Boiler - Maintenance | A | Integrated Unit Summer Peak Savings (kW) | Achievable Economic RVT Potential | 0 | 0 | 0 | 0 | 0 | 0 | 0 | 0 | 0 | 0 | 0 | 0 | 0 | 0 | 0 | 0 | 0 | 0 | 0 | 0 | 0 | 0 | 0 | 0 | 0 | 0 | 0 | 0 | 0 | 0 | 0
F3_Industrial_Stone, Clay, and Glass_New_Space Heating_Natural Gas_Gas Boiler - Maintenance_A_Achievable Economic RVT Potential | F3 | Industrial | Stone, Clay, and Glass | New | Space Heating | Natural Gas | Gas Boiler - Maintenance | A | Integrated Unit Winter Peak Savings (kW) | Achievable Economic RVT Potential | 0 | 0 | 0 | 0 | 0 | 0 | 0 | 0 | 0 | 0 | 0 | 0 | 0 | 0 | 0 | 0 | 0 | 0 | 0 | 0 | 0 | 0 | 0 | 0 | 0 | 0 | 0 | 0 | 0 | 0 | 0
F4_Industrial_Stone, Clay, and Glass_New_Space Heating_Natural Gas_Gas Boiler - Maintenance_A_Achievable Economic RVT Potential | F4 | Industrial | Stone, Clay, and Glass | New | Space Heating | Natural Gas | Gas Boiler - Maintenance | A | Incremental Energy Savings (MWh or mTherms) | Achievable Economic RVT Potential | 0 | 0 | 0 | 0 | 0 | 0 | 0 | 0 | 0 | 0 | 0 | 0 | 0 | 0 | 0 | 0 | 0 | 0 | 0 | 0 | 0 | 0 | 0 | 0 | 0 | 0 | 0 | 0 | 0 | 0 | 0
F5_Industrial_Stone, Clay, and Glass_New_Space Heating_Natural Gas_Gas Boiler - Maintenance_A_Achievable Economic RVT Potential | F5 | Industrial | Stone, Clay, and Glass | New | Space Heating | Natural Gas | Gas Boiler - Maintenance | A | Incremental Summer Peak Savings (MW) | Achievable Economic RVT Potential | 0 | 0 | 0 | 0 | 0 | 0 | 0 | 0 | 0 | 0 | 0 | 0 | 0 | 0 | 0 | 0 | 0 | 0 | 0 | 0 | 0 | 0 | 0 | 0 | 0 | 0 | 0 | 0 | 0 | 0 | 0
F6_Industrial_Stone, Clay, and Glass_New_Space Heating_Natural Gas_Gas Boiler - Maintenance_A_Achievable Economic RVT Potential | F6 | Industrial | Stone, Clay, and Glass | New | Space Heating | Natural Gas | Gas Boiler - Maintenance | A | Incremental Winter Peak Savings (MW) | Achievable Economic RVT Potential | 0 | 0 | 0 | 0 | 0 | 0 | 0 | 0 | 0 | 0 | 0 | 0 | 0 | 0 | 0 | 0 | 0 | 0 | 0 | 0 | 0 | 0 | 0 | 0 | 0 | 0 | 0 | 0 | 0 | 0 | 0
F7_Industrial_Stone, Clay, and Glass_New_Space Heating_Natural Gas_Gas Boiler - Maintenance_A_Achievable Economic RVT Potential | F7 | Industrial | Stone, Clay, and Glass | New | Space Heating | Natural Gas | Gas Boiler - Maintenance | A | Cumulative Energy Savings (MWh or mTherms) | Achievable Economic RVT Potential | 0 | 0 | 0 | 0 | 0 | 0 | 0 | 0 | 0 | 0 | 0 | 0 | 0 | 0 | 0 | 0 | 0 | 0 | 0 | 0 | 0 | 0 | 0 | 0 | 0 | 0 | 0 | 0 | 0 | 0 | 0
F8_Industrial_Stone, Clay, and Glass_New_Space Heating_Natural Gas_Gas Boiler - Maintenance_A_Achievable Economic RVT Potential | F8 | Industrial | Stone, Clay, and Glass | New | Space Heating | Natural Gas | Gas Boiler - Maintenance | A | Cumulative Summer Peak Savings (MW) | Achievable Economic RVT Potential | 0 | 0 | 0 | 0 | 0 | 0 | 0 | 0 | 0 | 0 | 0 | 0 | 0 | 0 | 0 | 0 | 0 | 0 | 0 | 0 | 0 | 0 | 0 | 0 | 0 | 0 | 0 | 0 | 0 | 0 | 0
F9_Industrial_Stone, Clay, and Glass_New_Space Heating_Natural Gas_Gas Boiler - Maintenance_A_Achievable Economic RVT Potential | F9 | Industrial | Stone, Clay, and Glass | New | Space Heating | Natural Gas | Gas Boiler - Maintenance | A | Cumulative Winter Peak Savings (MW) | Achievable Economic RVT Potential | 0 | 0 | 0 | 0 | 0 | 0 | 0 | 0 | 0 | 0 | 0 | 0 | 0 | 0 | 0 | 0 | 0 | 0 | 0 | 0 | 0 | 0 | 0 | 0 | 0 | 0 | 0 | 0 | 0 | 0 | 0
F10_Industrial_Stone, Clay, and Glass_New_Space Heating_Natural Gas_Gas Boiler - Maintenance_A_Achievable Economic RVT Potential | F10 | Industrial | Stone, Clay, and Glass | New | Space Heating | Natural Gas | Gas Boiler - Maintenance | A | Purchases (Incremental) | Achievable Economic RVT Potential | 0 | 0 | 0 | 0 | 0 | 0 | 0 | 0 | 0 | 0 | 0 | 0 | 0 | 0 | 0 | 0 | 0 | 0 | 0 | 0 | 0 | 0 | 0 | 0 | 0 | 0 | 0 | 0 | 0 | 0 | 0
F11_Industrial_Stone, Clay, and Glass_New_Space Heating_Natural Gas_Gas Boiler - Maintenance_A_Achievable Economic RVT Potential | F11 | Industrial | Stone, Clay, and Glass | New | Space Heating | Natural Gas | Gas Boiler - Maintenance | A | Purchases (Cumulative) | Achievable Economic RVT Potential | 0 | 0 | 0 | 0 | 0 | 0 | 0 | 0 | 0 | 0 | 0 | 0 | 0 | 0 | 0 | 0 | 0 | 0 | 0 | 0 | 0 | 0 | 0 | 0 | 0 | 0 | 0 | 0 | 0 | 0 | 0
F1_Industrial_Stone, Clay, and Glass_New_Process_Natural Gas_Gas Boiler - Maintenance_A_Achievable Economic RVT Potential | F1 | Industrial | Stone, Clay, and Glass | New | Process | Natural Gas | Gas Boiler - Maintenance | A | Integrated Unit Energy Savings (kWh or therms) | Achievable Economic RVT Potential | 0 | 0 | 0 | 0 | 0 | 4.2096 | 4.2096 | 4.2096 | 4.2096 | 4.2096 | 4.2096 | 4.2096 | 4.2096 | 4.2096 | 4.2096 | 4.2096 | 4.2096 | 4.2096 | 4.2096 | 4.2096 | 4.2096 | 4.2096 | 4.2096 | 4.2096 | 4.2096 | 4.2096 | 4.2096 | 4.2096 | 4.2096 | 4.2096 | 4.2096
F2_Industrial_Stone, Clay, and Glass_New_Process_Natural Gas_Gas Boiler - Maintenance_A_Achievable Economic RVT Potential | F2 | Industrial | Stone, Clay, and Glass | New | Process | Natural Gas | Gas Boiler - Maintenance | A | Integrated Unit Summer Peak Savings (kW) | Achievable Economic RVT Potential | 0 | 0 | 0 | 0 | 0 | 0 | 0 | 0 | 0 | 0 | 0 | 0 | 0 | 0 | 0 | 0 | 0 | 0 | 0 | 0 | 0 | 0 | 0 | 0 | 0 | 0 | 0 | 0 | 0 | 0 | 0
F3_Industrial_Stone, Clay, and Glass_New_Process_Natural Gas_Gas Boiler - Maintenance_A_Achievable Economic RVT Potential | F3 | Industrial | Stone, Clay, and Glass | New | Process | Natural Gas | Gas Boiler - Maintenance | A | Integrated Unit Winter Peak Savings (kW) | Achievable Economic RVT Potential | 0 | 0 | 0 | 0 | 0 | 0 | 0 | 0 | 0 | 0 | 0 | 0 | 0 | 0 | 0 | 0 | 0 | 0 | 0 | 0 | 0 | 0 | 0 | 0 | 0 | 0 | 0 | 0 | 0 | 0 | 0
F4_Industrial_Stone, Clay, and Glass_New_Process_Natural Gas_Gas Boiler - Maintenance_A_Achievable Economic RVT Potential | F4 | Industrial | Stone, Clay, and Glass | New | Process | Natural Gas | Gas Boiler - Maintenance | A | Incremental Energy Savings (MWh or mTherms) | Achievable Economic RVT Potential | 0 | 0 | 0 | 0 | 0 | 0 | 0 | 0 | 0 | 0 | 0 | 0 | 0 | 0 | 0 | 0 | 0 | 0 | 0 | 0 | 0 | 0 | 0 | 0 | 0 | 0 | 0 | 0 | 0 | 0 | 0
F5_Industrial_Stone, Clay, and Glass_New_Process_Natural Gas_Gas Boiler - Maintenance_A_Achievable Economic RVT Potential | F5 | Industrial | Stone, Clay, and Glass | New | Process | Natural Gas | Gas Boiler - Maintenance | A | Incremental Summer Peak Savings (MW) | Achievable Economic RVT Potential | 0 | 0 | 0 | 0 | 0 | 0 | 0 | 0 | 0 | 0 | 0 | 0 | 0 | 0 | 0 | 0 | 0 | 0 | 0 | 0 | 0 | 0 | 0 | 0 | 0 | 0 | 0 | 0 | 0 | 0 | 0
F6_Industrial_Stone, Clay, and Glass_New_Process_Natural Gas_Gas Boiler - Maintenance_A_Achievable Economic RVT Potential | F6 | Industrial | Stone, Clay, and Glass | New | Process | Natural Gas | Gas Boiler - Maintenance | A | Incremental Winter Peak Savings (MW) | Achievable Economic RVT Potential | 0 | 0 | 0 | 0 | 0 | 0 | 0 | 0 | 0 | 0 | 0 | 0 | 0 | 0 | 0 | 0 | 0 | 0 | 0 | 0 | 0 | 0 | 0 | 0 | 0 | 0 | 0 | 0 | 0 | 0 | 0
F7_Industrial_Stone, Clay, and Glass_New_Process_Natural Gas_Gas Boiler - Maintenance_A_Achievable Economic RVT Potential | F7 | Industrial | Stone, Clay, and Glass | New | Process | Natural Gas | Gas Boiler - Maintenance | A | Cumulative Energy Savings (MWh or mTherms) | Achievable Economic RVT Potential | 0 | 0 | 0 | 0 | 0 | 0 | 0 | 0 | 0 | 0 | 0 | 0 | 0 | 0 | 0 | 0 | 0 | 0 | 0 | 0 | 0 | 0 | 0 | 0 | 0 | 0 | 0 | 0 | 0 | 0 | 0
F8_Industrial_Stone, Clay, and Glass_New_Process_Natural Gas_Gas Boiler - Maintenance_A_Achievable Economic RVT Potential | F8 | Industrial | Stone, Clay, and Glass | New | Process | Natural Gas | Gas Boiler - Maintenance | A | Cumulative Summer Peak Savings (MW) | Achievable Economic RVT Potential | 0 | 0 | 0 | 0 | 0 | 0 | 0 | 0 | 0 | 0 | 0 | 0 | 0 | 0 | 0 | 0 | 0 | 0 | 0 | 0 | 0 | 0 | 0 | 0 | 0 | 0 | 0 | 0 | 0 | 0 | 0
F9_Industrial_Stone, Clay, and Glass_New_Process_Natural Gas_Gas Boiler - Maintenance_A_Achievable Economic RVT Potential | F9 | Industrial | Stone, Clay, and Glass | New | Process | Natural Gas | Gas Boiler - Maintenance | A | Cumulative Winter Peak Savings (MW) | Achievable Economic RVT Potential | 0 | 0 | 0 | 0 | 0 | 0 | 0 | 0 | 0 | 0 | 0 | 0 | 0 | 0 | 0 | 0 | 0 | 0 | 0 | 0 | 0 | 0 | 0 | 0 | 0 | 0 | 0 | 0 | 0 | 0 | 0
F10_Industrial_Stone, Clay, and Glass_New_Process_Natural Gas_Gas Boiler - Maintenance_A_Achievable Economic RVT Potential | F10 | Industrial | Stone, Clay, and Glass | New | Process | Natural Gas | Gas Boiler - Maintenance | A | Purchases (Incremental) | Achievable Economic RVT Potential | 0 | 0 | 0 | 0 | 0 | 0 | 0 | 0 | 0 | 0 | 0 | 0 | 0 | 0 | 0 | 0 | 0 | 0 | 0 | 0 | 0 | 0 | 0 | 0 | 0 | 0 | 0 | 0 | 0 | 0 | 0
F11_Industrial_Stone, Clay, and Glass_New_Process_Natural Gas_Gas Boiler - Maintenance_A_Achievable Economic RVT Potential | F11 | Industrial | Stone, Clay, and Glass | New | Process | Natural Gas | Gas Boiler - Maintenance | A | Purchases (Cumulative) | Achievable Economic RVT Potential | 0 | 0 | 0 | 0 | 0 | 0 | 0 | 0 | 0 | 0 | 0 | 0 | 0 | 0 | 0 | 0 | 0 | 0 | 0 | 0 | 0 | 0 | 0 | 0 | 0 | 0 | 0 | 0 | 0 | 0 | 0
F1_Industrial_Stone, Clay, and Glass_New_Space Heating_Natural Gas_Gas Furnace - Maintenance_A_Achievable Economic RVT Potential | F1 | Industrial | Stone, Clay, and Glass | New | Space Heating | Natural Gas | Gas Furnace - Maintenance | A | Integrated Unit Energy Savings (kWh or therms) | Achievable Economic RVT Potential | 0 | 0 | 0 | 0 | 0 | 0 | 0 | 0 | 0 | 0 | 0 | 0 | 0 | 0 | 0 | 0 | 0 | 0 | 0 | 0 | 0 | 0 | 0 | 0 | 0 | 0 | 0 | 0 | 0 | 0 | 0
F2_Industrial_Stone, Clay, and Glass_New_Space Heating_Natural Gas_Gas Furnace - Maintenance_A_Achievable Economic RVT Potential | F2 | Industrial | Stone, Clay, and Glass | New | Space Heating | Natural Gas | Gas Furnace - Maintenance | A | Integrated Unit Summer Peak Savings (kW) | Achievable Economic RVT Potential | 0 | 0 | 0 | 0 | 0 | 0 | 0 | 0 | 0 | 0 | 0 | 0 | 0 | 0 | 0 | 0 | 0 | 0 | 0 | 0 | 0 | 0 | 0 | 0 | 0 | 0 | 0 | 0 | 0 | 0 | 0
F3_Industrial_Stone, Clay, and Glass_New_Space Heating_Natural Gas_Gas Furnace - Maintenance_A_Achievable Economic RVT Potential | F3 | Industrial | Stone, Clay, and Glass | New | Space Heating | Natural Gas | Gas Furnace - Maintenance | A | Integrated Unit Winter Peak Savings (kW) | Achievable Economic RVT Potential | 0 | 0 | 0 | 0 | 0 | 0 | 0 | 0 | 0 | 0 | 0 | 0 | 0 | 0 | 0 | 0 | 0 | 0 | 0 | 0 | 0 | 0 | 0 | 0 | 0 | 0 | 0 | 0 | 0 | 0 | 0
F4_Industrial_Stone, Clay, and Glass_New_Space Heating_Natural Gas_Gas Furnace - Maintenance_A_Achievable Economic RVT Potential | F4 | Industrial | Stone, Clay, and Glass | New | Space Heating | Natural Gas | Gas Furnace - Maintenance | A | Incremental Energy Savings (MWh or mTherms) | Achievable Economic RVT Potential | 0 | 0 | 0 | 0 | 0 | 0 | 0 | 0 | 0 | 0 | 0 | 0 | 0 | 0 | 0 | 0 | 0 | 0 | 0 | 0 | 0 | 0 | 0 | 0 | 0 | 0 | 0 | 0 | 0 | 0 | 0
F5_Industrial_Stone, Clay, and Glass_New_Space Heating_Natural Gas_Gas Furnace - Maintenance_A_Achievable Economic RVT Potential | F5 | Industrial | Stone, Clay, and Glass | New | Space Heating | Natural Gas | Gas Furnace - Maintenance | A | Incremental Summer Peak Savings (MW) | Achievable Economic RVT Potential | 0 | 0 | 0 | 0 | 0 | 0 | 0 | 0 | 0 | 0 | 0 | 0 | 0 | 0 | 0 | 0 | 0 | 0 | 0 | 0 | 0 | 0 | 0 | 0 | 0 | 0 | 0 | 0 | 0 | 0 | 0
F6_Industrial_Stone, Clay, and Glass_New_Space Heating_Natural Gas_Gas Furnace - Maintenance_A_Achievable Economic RVT Potential | F6 | Industrial | Stone, Clay, and Glass | New | Space Heating | Natural Gas | Gas Furnace - Maintenance | A | Incremental Winter Peak Savings (MW) | Achievable Economic RVT Potential | 0 | 0 | 0 | 0 | 0 | 0 | 0 | 0 | 0 | 0 | 0 | 0 | 0 | 0 | 0 | 0 | 0 | 0 | 0 | 0 | 0 | 0 | 0 | 0 | 0 | 0 | 0 | 0 | 0 | 0 | 0
F7_Industrial_Stone, Clay, and Glass_New_Space Heating_Natural Gas_Gas Furnace - Maintenance_A_Achievable Economic RVT Potential | F7 | Industrial | Stone, Clay, and Glass | New | Space Heating | Natural Gas | Gas Furnace - Maintenance | A | Cumulative Energy Savings (MWh or mTherms) | Achievable Economic RVT Potential | 0 | 0 | 0 | 0 | 0 | 0 | 0 | 0 | 0 | 0 | 0 | 0 | 0 | 0 | 0 | 0 | 0 | 0 | 0 | 0 | 0 | 0 | 0 | 0 | 0 | 0 | 0 | 0 | 0 | 0 | 0
F8_Industrial_Stone, Clay, and Glass_New_Space Heating_Natural Gas_Gas Furnace - Maintenance_A_Achievable Economic RVT Potential | F8 | Industrial | Stone, Clay, and Glass | New | Space Heating | Natural Gas | Gas Furnace - Maintenance | A | Cumulative Summer Peak Savings (MW) | Achievable Economic RVT Potential | 0 | 0 | 0 | 0 | 0 | 0 | 0 | 0 | 0 | 0 | 0 | 0 | 0 | 0 | 0 | 0 | 0 | 0 | 0 | 0 | 0 | 0 | 0 | 0 | 0 | 0 | 0 | 0 | 0 | 0 | 0
F9_Industrial_Stone, Clay, and Glass_New_Space Heating_Natural Gas_Gas Furnace - Maintenance_A_Achievable Economic RVT Potential | F9 | Industrial | Stone, Clay, and Glass | New | Space Heating | Natural Gas | Gas Furnace - Maintenance | A | Cumulative Winter Peak Savings (MW) | Achievable Economic RVT Potential | 0 | 0 | 0 | 0 | 0 | 0 | 0 | 0 | 0 | 0 | 0 | 0 | 0 | 0 | 0 | 0 | 0 | 0 | 0 | 0 | 0 | 0 | 0 | 0 | 0 | 0 | 0 | 0 | 0 | 0 | 0
F10_Industrial_Stone, Clay, and Glass_New_Space Heating_Natural Gas_Gas Furnace - Maintenance_A_Achievable Economic RVT Potential | F10 | Industrial | Stone, Clay, and Glass | New | Space Heating | Natural Gas | Gas Furnace - Maintenance | A | Purchases (Incremental) | Achievable Economic RVT Potential | 0 | 0 | 0 | 0 | 0 | 0 | 0 | 0 | 0 | 0 | 0 | 0 | 0 | 0 | 0 | 0 | 0 | 0 | 0 | 0 | 0 | 0 | 0 | 0 | 0 | 0 | 0 | 0 | 0 | 0 | 0
F11_Industrial_Stone, Clay, and Glass_New_Space Heating_Natural Gas_Gas Furnace - Maintenance_A_Achievable Economic RVT Potential | F11 | Industrial | Stone, Clay, and Glass | New | Space Heating | Natural Gas | Gas Furnace - Maintenance | A | Purchases (Cumulative) | Achievable Economic RVT Potential | 0 | 0 | 0 | 0 | 0 | 0 | 0 | 0 | 0 | 0 | 0 | 0 | 0 | 0 | 0 | 0 | 0 | 0 | 0 | 0 | 0 | 0 | 0 | 0 | 0 | 0 | 0 | 0 | 0 | 0 | 0
F1_Industrial_Stone, Clay, and Glass_New_Space Heating_Natural Gas_Gas Boiler - Hot Water Reset_A_Achievable Economic RVT Potential | F1 | Industrial | Stone, Clay, and Glass | New | Space Heating | Natural Gas | Gas Boiler - Hot Water Reset | A | Integrated Unit Energy Savings (kWh or therms) | Achievable Economic RVT Potential | 0 | 0 | 0 | 0 | 0 | 0 | 0 | 0 | 0 | 0 | 0 | 0 | 0 | 0 | 0 | 0 | 0 | 0 | 0 | 0 | 0 | 0 | 0 | 0 | 0 | 0 | 0 | 0 | 0 | 0 | 0
F2_Industrial_Stone, Clay, and Glass_New_Space Heating_Natural Gas_Gas Boiler - Hot Water Reset_A_Achievable Economic RVT Potential | F2 | Industrial | Stone, Clay, and Glass | New | Space Heating | Natural Gas | Gas Boiler - Hot Water Reset | A | Integrated Unit Summer Peak Savings (kW) | Achievable Economic RVT Potential | 0 | 0 | 0 | 0 | 0 | 0 | 0 | 0 | 0 | 0 | 0 | 0 | 0 | 0 | 0 | 0 | 0 | 0 | 0 | 0 | 0 | 0 | 0 | 0 | 0 | 0 | 0 | 0 | 0 | 0 | 0
F3_Industrial_Stone, Clay, and Glass_New_Space Heating_Natural Gas_Gas Boiler - Hot Water Reset_A_Achievable Economic RVT Potential | F3 | Industrial | Stone, Clay, and Glass | New | Space Heating | Natural Gas | Gas Boiler - Hot Water Reset | A | Integrated Unit Winter Peak Savings (kW) | Achievable Economic RVT Potential | 0 | 0 | 0 | 0 | 0 | 0 | 0 | 0 | 0 | 0 | 0 | 0 | 0 | 0 | 0 | 0 | 0 | 0 | 0 | 0 | 0 | 0 | 0 | 0 | 0 | 0 | 0 | 0 | 0 | 0 | 0
F4_Industrial_Stone, Clay, and Glass_New_Space Heating_Natural Gas_Gas Boiler - Hot Water Reset_A_Achievable Economic RVT Potential | F4 | Industrial | Stone, Clay, and Glass | New | Space Heating | Natural Gas | Gas Boiler - Hot Water Reset | A | Incremental Energy Savings (MWh or mTherms) | Achievable Economic RVT Potential | 0 | 0 | 0 | 0 | 0 | 0 | 0 | 0 | 0 | 0 | 0 | 0 | 0 | 0 | 0 | 0 | 0 | 0 | 0 | 0 | 0 | 0 | 0 | 0 | 0 | 0 | 0 | 0 | 0 | 0 | 0
F5_Industrial_Stone, Clay, and Glass_New_Space Heating_Natural Gas_Gas Boiler - Hot Water Reset_A_Achievable Economic RVT Potential | F5 | Industrial | Stone, Clay, and Glass | New | Space Heating | Natural Gas | Gas Boiler - Hot Water Reset | A | Incremental Summer Peak Savings (MW) | Achievable Economic RVT Potential | 0 | 0 | 0 | 0 | 0 | 0 | 0 | 0 | 0 | 0 | 0 | 0 | 0 | 0 | 0 | 0 | 0 | 0 | 0 | 0 | 0 | 0 | 0 | 0 | 0 | 0 | 0 | 0 | 0 | 0 | 0
F6_Industrial_Stone, Clay, and Glass_New_Space Heating_Natural Gas_Gas Boiler - Hot Water Reset_A_Achievable Economic RVT Potential | F6 | Industrial | Stone, Clay, and Glass | New | Space Heating | Natural Gas | Gas Boiler - Hot Water Reset | A | Incremental Winter Peak Savings (MW) | Achievable Economic RVT Potential | 0 | 0 | 0 | 0 | 0 | 0 | 0 | 0 | 0 | 0 | 0 | 0 | 0 | 0 | 0 | 0 | 0 | 0 | 0 | 0 | 0 | 0 | 0 | 0 | 0 | 0 | 0 | 0 | 0 | 0 | 0
F7_Industrial_Stone, Clay, and Glass_New_Space Heating_Natural Gas_Gas Boiler - Hot Water Reset_A_Achievable Economic RVT Potential | F7 | Industrial | Stone, Clay, and Glass | New | Space Heating | Natural Gas | Gas Boiler - Hot Water Reset | A | Cumulative Energy Savings (MWh or mTherms) | Achievable Economic RVT Potential | 0 | 0 | 0 | 0 | 0 | 0 | 0 | 0 | 0 | 0 | 0 | 0 | 0 | 0 | 0 | 0 | 0 | 0 | 0 | 0 | 0 | 0 | 0 | 0 | 0 | 0 | 0 | 0 | 0 | 0 | 0
F8_Industrial_Stone, Clay, and Glass_New_Space Heating_Natural Gas_Gas Boiler - Hot Water Reset_A_Achievable Economic RVT Potential | F8 | Industrial | Stone, Clay, and Glass | New | Space Heating | Natural Gas | Gas Boiler - Hot Water Reset | A | Cumulative Summer Peak Savings (MW) | Achievable Economic RVT Potential | 0 | 0 | 0 | 0 | 0 | 0 | 0 | 0 | 0 | 0 | 0 | 0 | 0 | 0 | 0 | 0 | 0 | 0 | 0 | 0 | 0 | 0 | 0 | 0 | 0 | 0 | 0 | 0 | 0 | 0 | 0
F9_Industrial_Stone, Clay, and Glass_New_Space Heating_Natural Gas_Gas Boiler - Hot Water Reset_A_Achievable Economic RVT Potential | F9 | Industrial | Stone, Clay, and Glass | New | Space Heating | Natural Gas | Gas Boiler - Hot Water Reset | A | Cumulative Winter Peak Savings (MW) | Achievable Economic RVT Potential | 0 | 0 | 0 | 0 | 0 | 0 | 0 | 0 | 0 | 0 | 0 | 0 | 0 | 0 | 0 | 0 | 0 | 0 | 0 | 0 | 0 | 0 | 0 | 0 | 0 | 0 | 0 | 0 | 0 | 0 | 0
F10_Industrial_Stone, Clay, and Glass_New_Space Heating_Natural Gas_Gas Boiler - Hot Water Reset_A_Achievable Economic RVT Potential | F10 | Industrial | Stone, Clay, and Glass | New | Space Heating | Natural Gas | Gas Boiler - Hot Water Reset | A | Purchases (Incremental) | Achievable Economic RVT Potential | 0 | 0 | 0 | 0 | 0 | 0 | 0 | 0 | 0 | 0 | 0 | 0 | 0 | 0 | 0 | 0 | 0 | 0 | 0 | 0 | 0 | 0 | 0 | 0 | 0 | 0 | 0 | 0 | 0 | 0 | 0
F11_Industrial_Stone, Clay, and Glass_New_Space Heating_Natural Gas_Gas Boiler - Hot Water Reset_A_Achievable Economic RVT Potential | F11 | Industrial | Stone, Clay, and Glass | New | Space Heating | Natural Gas | Gas Boiler - Hot Water Reset | A | Purchases (Cumulative) | Achievable Economic RVT Potential | 0 | 0 | 0 | 0 | 0 | 0 | 0 | 0 | 0 | 0 | 0 | 0 | 0 | 0 | 0 | 0 | 0 | 0 | 0 | 0 | 0 | 0 | 0 | 0 | 0 | 0 | 0 | 0 | 0 | 0 | 0
F1_Industrial_Stone, Clay, and Glass_New_Process_Natural Gas_Gas Boiler - Hot Water Reset_A_Achievable Economic RVT Potential | F1 | Industrial | Stone, Clay, and Glass | New | Process | Natural Gas | Gas Boiler - Hot Water Reset | A | Integrated Unit Energy Savings (kWh or therms) | Achievable Economic RVT Potential | 0 | 0 | 0 | 0 | 0 | 7.6391 | 7.6267 | 7.6157 | 7.6056 | 7.5961 | 7.5911 | 7.5877 | 7.5857 | 7.5845 | 7.5839 | 7.5839 | 7.5842 | 7.5847 | 7.5854 | 7.5862 | 7.5871 | 7.5887 | 7.5901 | 7.5914 | 7.5926 | 7.5949 | 7.597 | 7.599 | 7.6538 | 7.6538 | 7.6538
F2_Industrial_Stone, Clay, and Glass_New_Process_Natural Gas_Gas Boiler - Hot Water Reset_A_Achievable Economic RVT Potential | F2 | Industrial | Stone, Clay, and Glass | New | Process | Natural Gas | Gas Boiler - Hot Water Reset | A | Integrated Unit Summer Peak Savings (kW) | Achievable Economic RVT Potential | 0 | 0 | 0 | 0 | 0 | 0 | 0 | 0 | 0 | 0 | 0 | 0 | 0 | 0 | 0 | 0 | 0 | 0 | 0 | 0 | 0 | 0 | 0 | 0 | 0 | 0 | 0 | 0 | 0 | 0 | 0
F3_Industrial_Stone, Clay, and Glass_New_Process_Natural Gas_Gas Boiler - Hot Water Reset_A_Achievable Economic RVT Potential | F3 | Industrial | Stone, Clay, and Glass | New | Process | Natural Gas | Gas Boiler - Hot Water Reset | A | Integrated Unit Winter Peak Savings (kW) | Achievable Economic RVT Potential | 0 | 0 | 0 | 0 | 0 | 0 | 0 | 0 | 0 | 0 | 0 | 0 | 0 | 0 | 0 | 0 | 0 | 0 | 0 | 0 | 0 | 0 | 0 | 0 | 0 | 0 | 0 | 0 | 0 | 0 | 0
F4_Industrial_Stone, Clay, and Glass_New_Process_Natural Gas_Gas Boiler - Hot Water Reset_A_Achievable Economic RVT Potential | F4 | Industrial | Stone, Clay, and Glass | New | Process | Natural Gas | Gas Boiler - Hot Water Reset | A | Incremental Energy Savings (MWh or mTherms) | Achievable Economic RVT Potential | 0 | 0 | 0 | 0 | 0 | 0 | 0 | 0 | 0 | 0 | 0 | 0 | 0 | 0 | 0 | 0 | 0 | 0 | 0 | 0 | 0 | 0 | 0 | 0 | 0 | 0 | 0 | 0 | 0 | 0 | 0
F5_Industrial_Stone, Clay, and Glass_New_Process_Natural Gas_Gas Boiler - Hot Water Reset_A_Achievable Economic RVT Potential | F5 | Industrial | Stone, Clay, and Glass | New | Process | Natural Gas | Gas Boiler - Hot Water Reset | A | Incremental Summer Peak Savings (MW) | Achievable Economic RVT Potential | 0 | 0 | 0 | 0 | 0 | 0 | 0 | 0 | 0 | 0 | 0 | 0 | 0 | 0 | 0 | 0 | 0 | 0 | 0 | 0 | 0 | 0 | 0 | 0 | 0 | 0 | 0 | 0 | 0 | 0 | 0
F6_Industrial_Stone, Clay, and Glass_New_Process_Natural Gas_Gas Boiler - Hot Water Reset_A_Achievable Economic RVT Potential | F6 | Industrial | Stone, Clay, and Glass | New | Process | Natural Gas | Gas Boiler - Hot Water Reset | A | Incremental Winter Peak Savings (MW) | Achievable Economic RVT Potential | 0 | 0 | 0 | 0 | 0 | 0 | 0 | 0 | 0 | 0 | 0 | 0 | 0 | 0 | 0 | 0 | 0 | 0 | 0 | 0 | 0 | 0 | 0 | 0 | 0 | 0 | 0 | 0 | 0 | 0 | 0
F7_Industrial_Stone, Clay, and Glass_New_Process_Natural Gas_Gas Boiler - Hot Water Reset_A_Achievable Economic RVT Potential | F7 | Industrial | Stone, Clay, and Glass | New | Process | Natural Gas | Gas Boiler - Hot Water Reset | A | Cumulative Energy Savings (MWh or mTherms) | Achievable Economic RVT Potential | 0 | 0 | 0 | 0 | 0 | 0 | 0 | 0 | 0 | 0 | 0 | 0 | 0 | 0 | 0 | 0 | 0 | 0 | 0 | 0 | 0 | 0 | 0 | 0 | 0 | 0 | 0 | 0 | 0 | 0 | 0
F8_Industrial_Stone, Clay, and Glass_New_Process_Natural Gas_Gas Boiler - Hot Water Reset_A_Achievable Economic RVT Potential | F8 | Industrial | Stone, Clay, and Glass | New | Process | Natural Gas | Gas Boiler - Hot Water Reset | A | Cumulative Summer Peak Savings (MW) | Achievable Economic RVT Potential | 0 | 0 | 0 | 0 | 0 | 0 | 0 | 0 | 0 | 0 | 0 | 0 | 0 | 0 | 0 | 0 | 0 | 0 | 0 | 0 | 0 | 0 | 0 | 0 | 0 | 0 | 0 | 0 | 0 | 0 | 0
F9_Industrial_Stone, Clay, and Glass_New_Process_Natural Gas_Gas Boiler - Hot Water Reset_A_Achievable Economic RVT Potential | F9 | Industrial | Stone, Clay, and Glass | New | Process | Natural Gas | Gas Boiler - Hot Water Reset | A | Cumulative Winter Peak Savings (MW) | Achievable Economic RVT Potential | 0 | 0 | 0 | 0 | 0 | 0 | 0 | 0 | 0 | 0 | 0 | 0 | 0 | 0 | 0 | 0 | 0 | 0 | 0 | 0 | 0 | 0 | 0 | 0 | 0 | 0 | 0 | 0 | 0 | 0 | 0
F10_Industrial_Stone, Clay, and Glass_New_Process_Natural Gas_Gas Boiler - Hot Water Reset_A_Achievable Economic RVT Potential | F10 | Industrial | Stone, Clay, and Glass | New | Process | Natural Gas | Gas Boiler - Hot Water Reset | A | Purchases (Incremental) | Achievable Economic RVT Potential | 0 | 0 | 0 | 0 | 0 | 0 | 0 | 0 | 0 | 0 | 0 | 0 | 0 | 0 | 0 | 0 | 0 | 0 | 0 | 0 | 0 | 0 | 0 | 0 | 0 | 0 | 0 | 0 | 0 | 0 | 0
F11_Industrial_Stone, Clay, and Glass_New_Process_Natural Gas_Gas Boiler - Hot Water Reset_A_Achievable Economic RVT Potential | F11 | Industrial | Stone, Clay, and Glass | New | Process | Natural Gas | Gas Boiler - Hot Water Reset | A | Purchases (Cumulative) | Achievable Economic RVT Potential | 0 | 0 | 0 | 0 | 0 | 0 | 0 | 0 | 0 | 0 | 0 | 0 | 0 | 0 | 0 | 0 | 0 | 0 | 0 | 0 | 0 | 0 | 0 | 0 | 0 | 0 | 0 | 0 | 0 | 0 | 0
F1_Industrial_Stone, Clay, and Glass_New_Space Heating_Natural Gas_Steam Trap Maintenance_A_Achievable Economic RVT Potential | F1 | Industrial | Stone, Clay, and Glass | New | Space Heating | Natural Gas | Steam Trap Maintenance | A | Integrated Unit Energy Savings (kWh or therms) | Achievable Economic RVT Potential | 0 | 0 | 0 | 0 | 0 | 0 | 0 | 0 | 0 | 0 | 0 | 0 | 0 | 0 | 0 | 0 | 0 | 0 | 0 | 0 | 0 | 0 | 0 | 0 | 0 | 0 | 0 | 0 | 0 | 0 | 0
F2_Industrial_Stone, Clay, and Glass_New_Space Heating_Natural Gas_Steam Trap Maintenance_A_Achievable Economic RVT Potential | F2 | Industrial | Stone, Clay, and Glass | New | Space Heating | Natural Gas | Steam Trap Maintenance | A | Integrated Unit Summer Peak Savings (kW) | Achievable Economic RVT Potential | 0 | 0 | 0 | 0 | 0 | 0 | 0 | 0 | 0 | 0 | 0 | 0 | 0 | 0 | 0 | 0 | 0 | 0 | 0 | 0 | 0 | 0 | 0 | 0 | 0 | 0 | 0 | 0 | 0 | 0 | 0
F3_Industrial_Stone, Clay, and Glass_New_Space Heating_Natural Gas_Steam Trap Maintenance_A_Achievable Economic RVT Potential | F3 | Industrial | Stone, Clay, and Glass | New | Space Heating | Natural Gas | Steam Trap Maintenance | A | Integrated Unit Winter Peak Savings (kW) | Achievable Economic RVT Potential | 0 | 0 | 0 | 0 | 0 | 0 | 0 | 0 | 0 | 0 | 0 | 0 | 0 | 0 | 0 | 0 | 0 | 0 | 0 | 0 | 0 | 0 | 0 | 0 | 0 | 0 | 0 | 0 | 0 | 0 | 0
F4_Industrial_Stone, Clay, and Glass_New_Space Heating_Natural Gas_Steam Trap Maintenance_A_Achievable Economic RVT Potential | F4 | Industrial | Stone, Clay, and Glass | New | Space Heating | Natural Gas | Steam Trap Maintenance | A | Incremental Energy Savings (MWh or mTherms) | Achievable Economic RVT Potential | 0 | 0 | 0 | 0 | 0 | 0 | 0 | 0 | 0 | 0 | 0 | 0 | 0 | 0 | 0 | 0 | 0 | 0 | 0 | 0 | 0 | 0 | 0 | 0 | 0 | 0 | 0 | 0 | 0 | 0 | 0
F5_Industrial_Stone, Clay, and Glass_New_Space Heating_Natural Gas_Steam Trap Maintenance_A_Achievable Economic RVT Potential | F5 | Industrial | Stone, Clay, and Glass | New | Space Heating | Natural Gas | Steam Trap Maintenance | A | Incremental Summer Peak Savings (MW) | Achievable Economic RVT Potential | 0 | 0 | 0 | 0 | 0 | 0 | 0 | 0 | 0 | 0 | 0 | 0 | 0 | 0 | 0 | 0 | 0 | 0 | 0 | 0 | 0 | 0 | 0 | 0 | 0 | 0 | 0 | 0 | 0 | 0 | 0
F6_Industrial_Stone, Clay, and Glass_New_Space Heating_Natural Gas_Steam Trap Maintenance_A_Achievable Economic RVT Potential | F6 | Industrial | Stone, Clay, and Glass | New | Space Heating | Natural Gas | Steam Trap Maintenance | A | Incremental Winter Peak Savings (MW) | Achievable Economic RVT Potential | 0 | 0 | 0 | 0 | 0 | 0 | 0 | 0 | 0 | 0 | 0 | 0 | 0 | 0 | 0 | 0 | 0 | 0 | 0 | 0 | 0 | 0 | 0 | 0 | 0 | 0 | 0 | 0 | 0 | 0 | 0
F7_Industrial_Stone, Clay, and Glass_New_Space Heating_Natural Gas_Steam Trap Maintenance_A_Achievable Economic RVT Potential | F7 | Industrial | Stone, Clay, and Glass | New | Space Heating | Natural Gas | Steam Trap Maintenance | A | Cumulative Energy Savings (MWh or mTherms) | Achievable Economic RVT Potential | 0 | 0 | 0 | 0 | 0 | 0 | 0 | 0 | 0 | 0 | 0 | 0 | 0 | 0 | 0 | 0 | 0 | 0 | 0 | 0 | 0 | 0 | 0 | 0 | 0 | 0 | 0 | 0 | 0 | 0 | 0
F8_Industrial_Stone, Clay, and Glass_New_Space Heating_Natural Gas_Steam Trap Maintenance_A_Achievable Economic RVT Potential | F8 | Industrial | Stone, Clay, and Glass | New | Space Heating | Natural Gas | Steam Trap Maintenance | A | Cumulative Summer Peak Savings (MW) | Achievable Economic RVT Potential | 0 | 0 | 0 | 0 | 0 | 0 | 0 | 0 | 0 | 0 | 0 | 0 | 0 | 0 | 0 | 0 | 0 | 0 | 0 | 0 | 0 | 0 | 0 | 0 | 0 | 0 | 0 | 0 | 0 | 0 | 0
F9_Industrial_Stone, Clay, and Glass_New_Space Heating_Natural Gas_Steam Trap Maintenance_A_Achievable Economic RVT Potential | F9 | Industrial | Stone, Clay, and Glass | New | Space Heating | Natural Gas | Steam Trap Maintenance | A | Cumulative Winter Peak Savings (MW) | Achievable Economic RVT Potential | 0 | 0 | 0 | 0 | 0 | 0 | 0 | 0 | 0 | 0 | 0 | 0 | 0 | 0 | 0 | 0 | 0 | 0 | 0 | 0 | 0 | 0 | 0 | 0 | 0 | 0 | 0 | 0 | 0 | 0 | 0
F10_Industrial_Stone, Clay, and Glass_New_Space Heating_Natural Gas_Steam Trap Maintenance_A_Achievable Economic RVT Potential | F10 | Industrial | Stone, Clay, and Glass | New | Space Heating | Natural Gas | Steam Trap Maintenance | A | Purchases (Incremental) | Achievable Economic RVT Potential | 0 | 0 | 0 | 0 | 0 | 0 | 0 | 0 | 0 | 0 | 0 | 0 | 0 | 0 | 0 | 0 | 0 | 0 | 0 | 0 | 0 | 0 | 0 | 0 | 0 | 0 | 0 | 0 | 0 | 0 | 0
F11_Industrial_Stone, Clay, and Glass_New_Space Heating_Natural Gas_Steam Trap Maintenance_A_Achievable Economic RVT Potential | F11 | Industrial | Stone, Clay, and Glass | New | Space Heating | Natural Gas | Steam Trap Maintenance | A | Purchases (Cumulative) | Achievable Economic RVT Potential | 0 | 0 | 0 | 0 | 0 | 0 | 0 | 0 | 0 | 0 | 0 | 0 | 0 | 0 | 0 | 0 | 0 | 0 | 0 | 0 | 0 | 0 | 0 | 0 | 0 | 0 | 0 | 0 | 0 | 0 | 0
F1_Industrial_Stone, Clay, and Glass_New_Process_Natural Gas_Steam Trap Maintenance_A_Achievable Economic RVT Potential | F1 | Industrial | Stone, Clay, and Glass | New | Process | Natural Gas | Steam Trap Maintenance | A | Integrated Unit Energy Savings (kWh or therms) | Achievable Economic RVT Potential | 0 | 0 | 0 | 0 | 0 | 5.4019 | 5.3969 | 5.3924 | 5.3884 | 5.3845 | 5.3814 | 5.3794 | 5.3783 | 5.3777 | 5.3776 | 5.3778 | 5.3781 | 5.3787 | 5.3793 | 5.38 | 5.3808 | 5.382 | 5.3831 | 5.3841 | 5.385 | 5.3859 | 5.3867 | 5.3874 | 5.4079 | 5.4079 | 5.4079
F2_Industrial_Stone, Clay, and Glass_New_Process_Natural Gas_Steam Trap Maintenance_A_Achievable Economic RVT Potential | F2 | Industrial | Stone, Clay, and Glass | New | Process | Natural Gas | Steam Trap Maintenance | A | Integrated Unit Summer Peak Savings (kW) | Achievable Economic RVT Potential | 0 | 0 | 0 | 0 | 0 | 0 | 0 | 0 | 0 | 0 | 0 | 0 | 0 | 0 | 0 | 0 | 0 | 0 | 0 | 0 | 0 | 0 | 0 | 0 | 0 | 0 | 0 | 0 | 0 | 0 | 0
F3_Industrial_Stone, Clay, and Glass_New_Process_Natural Gas_Steam Trap Maintenance_A_Achievable Economic RVT Potential | F3 | Industrial | Stone, Clay, and Glass | New | Process | Natural Gas | Steam Trap Maintenance | A | Integrated Unit Winter Peak Savings (kW) | Achievable Economic RVT Potential | 0 | 0 | 0 | 0 | 0 | 0 | 0 | 0 | 0 | 0 | 0 | 0 | 0 | 0 | 0 | 0 | 0 | 0 | 0 | 0 | 0 | 0 | 0 | 0 | 0 | 0 | 0 | 0 | 0 | 0 | 0
F4_Industrial_Stone, Clay, and Glass_New_Process_Natural Gas_Steam Trap Maintenance_A_Achievable Economic RVT Potential | F4 | Industrial | Stone, Clay, and Glass | New | Process | Natural Gas | Steam Trap Maintenance | A | Incremental Energy Savings (MWh or mTherms) | Achievable Economic RVT Potential | 0 | 0 | 0 | 0 | 0 | 0 | 0 | 0 | 0 | 0 | 0 | 0 | 0 | 0 | 0 | 0 | 0 | 0 | 0 | 0 | 0 | 0 | 0 | 0 | 0 | 0 | 0 | 0 | 0 | 0 | 0
F5_Industrial_Stone, Clay, and Glass_New_Process_Natural Gas_Steam Trap Maintenance_A_Achievable Economic RVT Potential | F5 | Industrial | Stone, Clay, and Glass | New | Process | Natural Gas | Steam Trap Maintenance | A | Incremental Summer Peak Savings (MW) | Achievable Economic RVT Potential | 0 | 0 | 0 | 0 | 0 | 0 | 0 | 0 | 0 | 0 | 0 | 0 | 0 | 0 | 0 | 0 | 0 | 0 | 0 | 0 | 0 | 0 | 0 | 0 | 0 | 0 | 0 | 0 | 0 | 0 | 0
F6_Industrial_Stone, Clay, and Glass_New_Process_Natural Gas_Steam Trap Maintenance_A_Achievable Economic RVT Potential | F6 | Industrial | Stone, Clay, and Glass | New | Process | Natural Gas | Steam Trap Maintenance | A | Incremental Winter Peak Savings (MW) | Achievable Economic RVT Potential | 0 | 0 | 0 | 0 | 0 | 0 | 0 | 0 | 0 | 0 | 0 | 0 | 0 | 0 | 0 | 0 | 0 | 0 | 0 | 0 | 0 | 0 | 0 | 0 | 0 | 0 | 0 | 0 | 0 | 0 | 0
F7_Industrial_Stone, Clay, and Glass_New_Process_Natural Gas_Steam Trap Maintenance_A_Achievable Economic RVT Potential | F7 | Industrial | Stone, Clay, and Glass | New | Process | Natural Gas | Steam Trap Maintenance | A | Cumulative Energy Savings (MWh or mTherms) | Achievable Economic RVT Potential | 0 | 0 | 0 | 0 | 0 | 0 | 0 | 0 | 0 | 0 | 0 | 0 | 0 | 0 | 0 | 0 | 0 | 0 | 0 | 0 | 0 | 0 | 0 | 0 | 0 | 0 | 0 | 0 | 0 | 0 | 0
F8_Industrial_Stone, Clay, and Glass_New_Process_Natural Gas_Steam Trap Maintenance_A_Achievable Economic RVT Potential | F8 | Industrial | Stone, Clay, and Glass | New | Process | Natural Gas | Steam Trap Maintenance | A | Cumulative Summer Peak Savings (MW) | Achievable Economic RVT Potential | 0 | 0 | 0 | 0 | 0 | 0 | 0 | 0 | 0 | 0 | 0 | 0 | 0 | 0 | 0 | 0 | 0 | 0 | 0 | 0 | 0 | 0 | 0 | 0 | 0 | 0 | 0 | 0 | 0 | 0 | 0
F9_Industrial_Stone, Clay, and Glass_New_Process_Natural Gas_Steam Trap Maintenance_A_Achievable Economic RVT Potential | F9 | Industrial | Stone, Clay, and Glass | New | Process | Natural Gas | Steam Trap Maintenance | A | Cumulative Winter Peak Savings (MW) | Achievable Economic RVT Potential | 0 | 0 | 0 | 0 | 0 | 0 | 0 | 0 | 0 | 0 | 0 | 0 | 0 | 0 | 0 | 0 | 0 | 0 | 0 | 0 | 0 | 0 | 0 | 0 | 0 | 0 | 0 | 0 | 0 | 0 | 0
F10_Industrial_Stone, Clay, and Glass_New_Process_Natural Gas_Steam Trap Maintenance_A_Achievable Economic RVT Potential | F10 | Industrial | Stone, Clay, and Glass | New | Process | Natural Gas | Steam Trap Maintenance | A | Purchases (Incremental) | Achievable Economic RVT Potential | 0 | 0 | 0 | 0 | 0 | 0 | 0 | 0 | 0 | 0 | 0 | 0 | 0 | 0 | 0 | 0 | 0 | 0 | 0 | 0 | 0 | 0 | 0 | 0 | 0 | 0 | 0 | 0 | 0 | 0 | 0
F11_Industrial_Stone, Clay, and Glass_New_Process_Natural Gas_Steam Trap Maintenance_A_Achievable Economic RVT Potential | F11 | Industrial | Stone, Clay, and Glass | New | Process | Natural Gas | Steam Trap Maintenance | A | Purchases (Cumulative) | Achievable Economic RVT Potential | 0 | 0 | 0 | 0 | 0 | 0 | 0 | 0 | 0 | 0 | 0 | 0 | 0 | 0 | 0 | 0 | 0 | 0 | 0 | 0 | 0 | 0 | 0 | 0 | 0 | 0 | 0 | 0 | 0 | 0 | 0
F1_Industrial_Stone, Clay, and Glass_New_Space Heating_Natural Gas_Gas Boiler - High Turndown_A_Achievable Economic RVT Potential | F1 | Industrial | Stone, Clay, and Glass | New | Space Heating | Natural Gas | Gas Boiler - High Turndown | A | Integrated Unit Energy Savings (kWh or therms) | Achievable Economic RVT Potential | 0 | 0 | 0 | 0 | 0 | 0 | 0 | 0 | 0 | 0 | 0 | 0 | 0 | 0 | 0 | 0 | 0 | 0 | 0 | 0 | 0 | 0 | 0 | 0 | 0 | 0 | 0 | 0 | 0 | 0 | 0
F2_Industrial_Stone, Clay, and Glass_New_Space Heating_Natural Gas_Gas Boiler - High Turndown_A_Achievable Economic RVT Potential | F2 | Industrial | Stone, Clay, and Glass | New | Space Heating | Natural Gas | Gas Boiler - High Turndown | A | Integrated Unit Summer Peak Savings (kW) | Achievable Economic RVT Potential | 0 | 0 | 0 | 0 | 0 | 0 | 0 | 0 | 0 | 0 | 0 | 0 | 0 | 0 | 0 | 0 | 0 | 0 | 0 | 0 | 0 | 0 | 0 | 0 | 0 | 0 | 0 | 0 | 0 | 0 | 0
F3_Industrial_Stone, Clay, and Glass_New_Space Heating_Natural Gas_Gas Boiler - High Turndown_A_Achievable Economic RVT Potential | F3 | Industrial | Stone, Clay, and Glass | New | Space Heating | Natural Gas | Gas Boiler - High Turndown | A | Integrated Unit Winter Peak Savings (kW) | Achievable Economic RVT Potential | 0 | 0 | 0 | 0 | 0 | 0 | 0 | 0 | 0 | 0 | 0 | 0 | 0 | 0 | 0 | 0 | 0 | 0 | 0 | 0 | 0 | 0 | 0 | 0 | 0 | 0 | 0 | 0 | 0 | 0 | 0
F4_Industrial_Stone, Clay, and Glass_New_Space Heating_Natural Gas_Gas Boiler - High Turndown_A_Achievable Economic RVT Potential | F4 | Industrial | Stone, Clay, and Glass | New | Space Heating | Natural Gas | Gas Boiler - High Turndown | A | Incremental Energy Savings (MWh or mTherms) | Achievable Economic RVT Potential | 0 | 0 | 0 | 0 | 0 | 0 | 0 | 0 | 0 | 0 | 0 | 0 | 0 | 0 | 0 | 0 | 0 | 0 | 0 | 0 | 0 | 0 | 0 | 0 | 0 | 0 | 0 | 0 | 0 | 0 | 0
F5_Industrial_Stone, Clay, and Glass_New_Space Heating_Natural Gas_Gas Boiler - High Turndown_A_Achievable Economic RVT Potential | F5 | Industrial | Stone, Clay, and Glass | New | Space Heating | Natural Gas | Gas Boiler - High Turndown | A | Incremental Summer Peak Savings (MW) | Achievable Economic RVT Potential | 0 | 0 | 0 | 0 | 0 | 0 | 0 | 0 | 0 | 0 | 0 | 0 | 0 | 0 | 0 | 0 | 0 | 0 | 0 | 0 | 0 | 0 | 0 | 0 | 0 | 0 | 0 | 0 | 0 | 0 | 0
F6_Industrial_Stone, Clay, and Glass_New_Space Heating_Natural Gas_Gas Boiler - High Turndown_A_Achievable Economic RVT Potential | F6 | Industrial | Stone, Clay, and Glass | New | Space Heating | Natural Gas | Gas Boiler - High Turndown | A | Incremental Winter Peak Savings (MW) | Achievable Economic RVT Potential | 0 | 0 | 0 | 0 | 0 | 0 | 0 | 0 | 0 | 0 | 0 | 0 | 0 | 0 | 0 | 0 | 0 | 0 | 0 | 0 | 0 | 0 | 0 | 0 | 0 | 0 | 0 | 0 | 0 | 0 | 0
F7_Industrial_Stone, Clay, and Glass_New_Space Heating_Natural Gas_Gas Boiler - High Turndown_A_Achievable Economic RVT Potential | F7 | Industrial | Stone, Clay, and Glass | New | Space Heating | Natural Gas | Gas Boiler - High Turndown | A | Cumulative Energy Savings (MWh or mTherms) | Achievable Economic RVT Potential | 0 | 0 | 0 | 0 | 0 | 0 | 0 | 0 | 0 | 0 | 0 | 0 | 0 | 0 | 0 | 0 | 0 | 0 | 0 | 0 | 0 | 0 | 0 | 0 | 0 | 0 | 0 | 0 | 0 | 0 | 0
F8_Industrial_Stone, Clay, and Glass_New_Space Heating_Natural Gas_Gas Boiler - High Turndown_A_Achievable Economic RVT Potential | F8 | Industrial | Stone, Clay, and Glass | New | Space Heating | Natural Gas | Gas Boiler - High Turndown | A | Cumulative Summer Peak Savings (MW) | Achievable Economic RVT Potential | 0 | 0 | 0 | 0 | 0 | 0 | 0 | 0 | 0 | 0 | 0 | 0 | 0 | 0 | 0 | 0 | 0 | 0 | 0 | 0 | 0 | 0 | 0 | 0 | 0 | 0 | 0 | 0 | 0 | 0 | 0
F9_Industrial_Stone, Clay, and Glass_New_Space Heating_Natural Gas_Gas Boiler - High Turndown_A_Achievable Economic RVT Potential | F9 | Industrial | Stone, Clay, and Glass | New | Space Heating | Natural Gas | Gas Boiler - High Turndown | A | Cumulative Winter Peak Savings (MW) | Achievable Economic RVT Potential | 0 | 0 | 0 | 0 | 0 | 0 | 0 | 0 | 0 | 0 | 0 | 0 | 0 | 0 | 0 | 0 | 0 | 0 | 0 | 0 | 0 | 0 | 0 | 0 | 0 | 0 | 0 | 0 | 0 | 0 | 0
F10_Industrial_Stone, Clay, and Glass_New_Space Heating_Natural Gas_Gas Boiler - High Turndown_A_Achievable Economic RVT Potential | F10 | Industrial | Stone, Clay, and Glass | New | Space Heating | Natural Gas | Gas Boiler - High Turndown | A | Purchases (Incremental) | Achievable Economic RVT Potential | 0 | 0 | 0 | 0 | 0 | 0 | 0 | 0 | 0 | 0 | 0 | 0 | 0 | 0 | 0 | 0 | 0 | 0 | 0 | 0 | 0 | 0 | 0 | 0 | 0 | 0 | 0 | 0 | 0 | 0 | 0
F11_Industrial_Stone, Clay, and Glass_New_Space Heating_Natural Gas_Gas Boiler - High Turndown_A_Achievable Economic RVT Potential | F11 | Industrial | Stone, Clay, and Glass | New | Space Heating | Natural Gas | Gas Boiler - High Turndown | A | Purchases (Cumulative) | Achievable Economic RVT Potential | 0 | 0 | 0 | 0 | 0 | 0 | 0 | 0 | 0 | 0 | 0 | 0 | 0 | 0 | 0 | 0 | 0 | 0 | 0 | 0 | 0 | 0 | 0 | 0 | 0 | 0 | 0 | 0 | 0 | 0 | 0
F1_Industrial_Stone, Clay, and Glass_New_Process_Natural Gas_Gas Boiler - High Turndown_A_Achievable Economic RVT Potential | F1 | Industrial | Stone, Clay, and Glass | New | Process | Natural Gas | Gas Boiler - High Turndown | A | Integrated Unit Energy Savings (kWh or therms) | Achievable Economic RVT Potential | 0 | 0 | 0 | 0 | 0 | 5.7166 | 5.6965 | 5.6787 | 5.6623 | 5.6468 | 5.6364 | 5.6295 | 5.6253 | 5.623 | 5.6221 | 5.6222 | 5.6231 | 5.6245 | 5.6263 | 5.6283 | 5.6317 | 5.6352 | 5.6385 | 5.6415 | 5.6442 | 5.6478 | 5.6511 | 5.6542 | 5.7404 | 5.7404 | 5.7404
F2_Industrial_Stone, Clay, and Glass_New_Process_Natural Gas_Gas Boiler - High Turndown_A_Achievable Economic RVT Potential | F2 | Industrial | Stone, Clay, and Glass | New | Process | Natural Gas | Gas Boiler - High Turndown | A | Integrated Unit Summer Peak Savings (kW) | Achievable Economic RVT Potential | 0 | 0 | 0 | 0 | 0 | 0 | 0 | 0 | 0 | 0 | 0 | 0 | 0 | 0 | 0 | 0 | 0 | 0 | 0 | 0 | 0 | 0 | 0 | 0 | 0 | 0 | 0 | 0 | 0 | 0 | 0
F3_Industrial_Stone, Clay, and Glass_New_Process_Natural Gas_Gas Boiler - High Turndown_A_Achievable Economic RVT Potential | F3 | Industrial | Stone, Clay, and Glass | New | Process | Natural Gas | Gas Boiler - High Turndown | A | Integrated Unit Winter Peak Savings (kW) | Achievable Economic RVT Potential | 0 | 0 | 0 | 0 | 0 | 0 | 0 | 0 | 0 | 0 | 0 | 0 | 0 | 0 | 0 | 0 | 0 | 0 | 0 | 0 | 0 | 0 | 0 | 0 | 0 | 0 | 0 | 0 | 0 | 0 | 0
F4_Industrial_Stone, Clay, and Glass_New_Process_Natural Gas_Gas Boiler - High Turndown_A_Achievable Economic RVT Potential | F4 | Industrial | Stone, Clay, and Glass | New | Process | Natural Gas | Gas Boiler - High Turndown | A | Incremental Energy Savings (MWh or mTherms) | Achievable Economic RVT Potential | 0 | 0 | 0 | 0 | 0 | 0 | 0 | 0 | 0 | 0 | 0 | 0 | 0 | 0 | 0 | 0 | 0 | 0 | 0 | 0 | 0 | 0 | 0 | 0 | 0 | 0 | 0 | 0 | 0 | 0 | 0
F5_Industrial_Stone, Clay, and Glass_New_Process_Natural Gas_Gas Boiler - High Turndown_A_Achievable Economic RVT Potential | F5 | Industrial | Stone, Clay, and Glass | New | Process | Natural Gas | Gas Boiler - High Turndown | A | Incremental Summer Peak Savings (MW) | Achievable Economic RVT Potential | 0 | 0 | 0 | 0 | 0 | 0 | 0 | 0 | 0 | 0 | 0 | 0 | 0 | 0 | 0 | 0 | 0 | 0 | 0 | 0 | 0 | 0 | 0 | 0 | 0 | 0 | 0 | 0 | 0 | 0 | 0
F6_Industrial_Stone, Clay, and Glass_New_Process_Natural Gas_Gas Boiler - High Turndown_A_Achievable Economic RVT Potential | F6 | Industrial | Stone, Clay, and Glass | New | Process | Natural Gas | Gas Boiler - High Turndown | A | Incremental Winter Peak Savings (MW) | Achievable Economic RVT Potential | 0 | 0 | 0 | 0 | 0 | 0 | 0 | 0 | 0 | 0 | 0 | 0 | 0 | 0 | 0 | 0 | 0 | 0 | 0 | 0 | 0 | 0 | 0 | 0 | 0 | 0 | 0 | 0 | 0 | 0 | 0
F7_Industrial_Stone, Clay, and Glass_New_Process_Natural Gas_Gas Boiler - High Turndown_A_Achievable Economic RVT Potential | F7 | Industrial | Stone, Clay, and Glass | New | Process | Natural Gas | Gas Boiler - High Turndown | A | Cumulative Energy Savings (MWh or mTherms) | Achievable Economic RVT Potential | 0 | 0 | 0 | 0 | 0 | 0 | 0 | 0 | 0 | 0 | 0 | 0 | 0 | 0 | 0 | 0 | 0 | 0 | 0 | 0 | 0 | 0 | 0 | 0 | 0 | 0 | 0 | 0 | 0 | 0 | 0
F8_Industrial_Stone, Clay, and Glass_New_Process_Natural Gas_Gas Boiler - High Turndown_A_Achievable Economic RVT Potential | F8 | Industrial | Stone, Clay, and Glass | New | Process | Natural Gas | Gas Boiler - High Turndown | A | Cumulative Summer Peak Savings (MW) | Achievable Economic RVT Potential | 0 | 0 | 0 | 0 | 0 | 0 | 0 | 0 | 0 | 0 | 0 | 0 | 0 | 0 | 0 | 0 | 0 | 0 | 0 | 0 | 0 | 0 | 0 | 0 | 0 | 0 | 0 | 0 | 0 | 0 | 0
F9_Industrial_Stone, Clay, and Glass_New_Process_Natural Gas_Gas Boiler - High Turndown_A_Achievable Economic RVT Potential | F9 | Industrial | Stone, Clay, and Glass | New | Process | Natural Gas | Gas Boiler - High Turndown | A | Cumulative Winter Peak Savings (MW) | Achievable Economic RVT Potential | 0 | 0 | 0 | 0 | 0 | 0 | 0 | 0 | 0 | 0 | 0 | 0 | 0 | 0 | 0 | 0 | 0 | 0 | 0 | 0 | 0 | 0 | 0 | 0 | 0 | 0 | 0 | 0 | 0 | 0 | 0
F10_Industrial_Stone, Clay, and Glass_New_Process_Natural Gas_Gas Boiler - High Turndown_A_Achievable Economic RVT Potential | F10 | Industrial | Stone, Clay, and Glass | New | Process | Natural Gas | Gas Boiler - High Turndown | A | Purchases (Incremental) | Achievable Economic RVT Potential | 0 | 0 | 0 | 0 | 0 | 0 | 0 | 0 | 0 | 0 | 0 | 0 | 0 | 0 | 0 | 0 | 0 | 0 | 0 | 0 | 0 | 0 | 0 | 0 | 0 | 0 | 0 | 0 | 0 | 0 | 0
F11_Industrial_Stone, Clay, and Glass_New_Process_Natural Gas_Gas Boiler - High Turndown_A_Achievable Economic RVT Potential | F11 | Industrial | Stone, Clay, and Glass | New | Process | Natural Gas | Gas Boiler - High Turndown | A | Purchases (Cumulative) | Achievable Economic RVT Potential | 0 | 0 | 0 | 0 | 0 | 0 | 0 | 0 | 0 | 0 | 0 | 0 | 0 | 0 | 0 | 0 | 0 | 0 | 0 | 0 | 0 | 0 | 0 | 0 | 0 | 0 | 0 | 0 | 0 | 0 | 0
F1_Industrial_Stone, Clay, and Glass_New_Space Heating_Natural Gas_Gas Boiler - Burner Control Optimization_A_Achievable Economic RVT Potential | F1 | Industrial | Stone, Clay, and Glass | New | Space Heating | Natural Gas | Gas Boiler - Burner Control Optimization | A | Integrated Unit Energy Savings (kWh or therms) | Achievable Economic RVT Potential | 0 | 0 | 0 | 0 | 0 | 0 | 0 | 0 | 0 | 0 | 0 | 0 | 0 | 0 | 0 | 0 | 0 | 0 | 0 | 0 | 0 | 0 | 0 | 0 | 0 | 0 | 0 | 0 | 0 | 0 | 0
F2_Industrial_Stone, Clay, and Glass_New_Space Heating_Natural Gas_Gas Boiler - Burner Control Optimization_A_Achievable Economic RVT Potential | F2 | Industrial | Stone, Clay, and Glass | New | Space Heating | Natural Gas | Gas Boiler - Burner Control Optimization | A | Integrated Unit Summer Peak Savings (kW) | Achievable Economic RVT Potential | 0 | 0 | 0 | 0 | 0 | 0 | 0 | 0 | 0 | 0 | 0 | 0 | 0 | 0 | 0 | 0 | 0 | 0 | 0 | 0 | 0 | 0 | 0 | 0 | 0 | 0 | 0 | 0 | 0 | 0 | 0
F3_Industrial_Stone, Clay, and Glass_New_Space Heating_Natural Gas_Gas Boiler - Burner Control Optimization_A_Achievable Economic RVT Potential | F3 | Industrial | Stone, Clay, and Glass | New | Space Heating | Natural Gas | Gas Boiler - Burner Control Optimization | A | Integrated Unit Winter Peak Savings (kW) | Achievable Economic RVT Potential | 0 | 0 | 0 | 0 | 0 | 0 | 0 | 0 | 0 | 0 | 0 | 0 | 0 | 0 | 0 | 0 | 0 | 0 | 0 | 0 | 0 | 0 | 0 | 0 | 0 | 0 | 0 | 0 | 0 | 0 | 0
F4_Industrial_Stone, Clay, and Glass_New_Space Heating_Natural Gas_Gas Boiler - Burner Control Optimization_A_Achievable Economic RVT Potential | F4 | Industrial | Stone, Clay, and Glass | New | Space Heating | Natural Gas | Gas Boiler - Burner Control Optimization | A | Incremental Energy Savings (MWh or mTherms) | Achievable Economic RVT Potential | 0 | 0 | 0 | 0 | 0 | 0 | 0 | 0 | 0 | 0 | 0 | 0 | 0 | 0 | 0 | 0 | 0 | 0 | 0 | 0 | 0 | 0 | 0 | 0 | 0 | 0 | 0 | 0 | 0 | 0 | 0
F5_Industrial_Stone, Clay, and Glass_New_Space Heating_Natural Gas_Gas Boiler - Burner Control Optimization_A_Achievable Economic RVT Potential | F5 | Industrial | Stone, Clay, and Glass | New | Space Heating | Natural Gas | Gas Boiler - Burner Control Optimization | A | Incremental Summer Peak Savings (MW) | Achievable Economic RVT Potential | 0 | 0 | 0 | 0 | 0 | 0 | 0 | 0 | 0 | 0 | 0 | 0 | 0 | 0 | 0 | 0 | 0 | 0 | 0 | 0 | 0 | 0 | 0 | 0 | 0 | 0 | 0 | 0 | 0 | 0 | 0
F6_Industrial_Stone, Clay, and Glass_New_Space Heating_Natural Gas_Gas Boiler - Burner Control Optimization_A_Achievable Economic RVT Potential | F6 | Industrial | Stone, Clay, and Glass | New | Space Heating | Natural Gas | Gas Boiler - Burner Control Optimization | A | Incremental Winter Peak Savings (MW) | Achievable Economic RVT Potential | 0 | 0 | 0 | 0 | 0 | 0 | 0 | 0 | 0 | 0 | 0 | 0 | 0 | 0 | 0 | 0 | 0 | 0 | 0 | 0 | 0 | 0 | 0 | 0 | 0 | 0 | 0 | 0 | 0 | 0 | 0
F7_Industrial_Stone, Clay, and Glass_New_Space Heating_Natural Gas_Gas Boiler - Burner Control Optimization_A_Achievable Economic RVT Potential | F7 | Industrial | Stone, Clay, and Glass | New | Space Heating | Natural Gas | Gas Boiler - Burner Control Optimization | A | Cumulative Energy Savings (MWh or mTherms) | Achievable Economic RVT Potential | 0 | 0 | 0 | 0 | 0 | 0 | 0 | 0 | 0 | 0 | 0 | 0 | 0 | 0 | 0 | 0 | 0 | 0 | 0 | 0 | 0 | 0 | 0 | 0 | 0 | 0 | 0 | 0 | 0 | 0 | 0
F8_Industrial_Stone, Clay, and Glass_New_Space Heating_Natural Gas_Gas Boiler - Burner Control Optimization_A_Achievable Economic RVT Potential | F8 | Industrial | Stone, Clay, and Glass | New | Space Heating | Natural Gas | Gas Boiler - Burner Control Optimization | A | Cumulative Summer Peak Savings (MW) | Achievable Economic RVT Potential | 0 | 0 | 0 | 0 | 0 | 0 | 0 | 0 | 0 | 0 | 0 | 0 | 0 | 0 | 0 | 0 | 0 | 0 | 0 | 0 | 0 | 0 | 0 | 0 | 0 | 0 | 0 | 0 | 0 | 0 | 0
F9_Industrial_Stone, Clay, and Glass_New_Space Heating_Natural Gas_Gas Boiler - Burner Control Optimization_A_Achievable Economic RVT Potential | F9 | Industrial | Stone, Clay, and Glass | New | Space Heating | Natural Gas | Gas Boiler - Burner Control Optimization | A | Cumulative Winter Peak Savings (MW) | Achievable Economic RVT Potential | 0 | 0 | 0 | 0 | 0 | 0 | 0 | 0 | 0 | 0 | 0 | 0 | 0 | 0 | 0 | 0 | 0 | 0 | 0 | 0 | 0 | 0 | 0 | 0 | 0 | 0 | 0 | 0 | 0 | 0 | 0
F10_Industrial_Stone, Clay, and Glass_New_Space Heating_Natural Gas_Gas Boiler - Burner Control Optimization_A_Achievable Economic RVT Potential | F10 | Industrial | Stone, Clay, and Glass | New | Space Heating | Natural Gas | Gas Boiler - Burner Control Optimization | A | Purchases (Incremental) | Achievable Economic RVT Potential | 0 | 0 | 0 | 0 | 0 | 0 | 0 | 0 | 0 | 0 | 0 | 0 | 0 | 0 | 0 | 0 | 0 | 0 | 0 | 0 | 0 | 0 | 0 | 0 | 0 | 0 | 0 | 0 | 0 | 0 | 0
F11_Industrial_Stone, Clay, and Glass_New_Space Heating_Natural Gas_Gas Boiler - Burner Control Optimization_A_Achievable Economic RVT Potential | F11 | Industrial | Stone, Clay, and Glass | New | Space Heating | Natural Gas | Gas Boiler - Burner Control Optimization | A | Purchases (Cumulative) | Achievable Economic RVT Potential | 0 | 0 | 0 | 0 | 0 | 0 | 0 | 0 | 0 | 0 | 0 | 0 | 0 | 0 | 0 | 0 | 0 | 0 | 0 | 0 | 0 | 0 | 0 | 0 | 0 | 0 | 0 | 0 | 0 | 0 | 0
F1_Industrial_Stone, Clay, and Glass_New_Process_Natural Gas_Gas Boiler - Burner Control Optimization_A_Achievable Economic RVT Potential | F1 | Industrial | Stone, Clay, and Glass | New | Process | Natural Gas | Gas Boiler - Burner Control Optimization | A | Integrated Unit Energy Savings (kWh or therms) | Achievable Economic RVT Potential | 0 | 0 | 0 | 0 | 0 | 1.6578 | 1.652 | 1.6468 | 1.6421 | 1.6376 | 1.6345 | 1.6326 | 1.6313 | 1.6307 | 1.6304 | 1.6304 | 1.6307 | 1.6311 | 1.6316 | 1.6322 | 1.6332 | 1.6342 | 1.6352 | 1.636 | 1.6368 | 1.6379 | 1.6388 | 1.6397 | 1.6647 | 1.6647 | 1.6647
F2_Industrial_Stone, Clay, and Glass_New_Process_Natural Gas_Gas Boiler - Burner Control Optimization_A_Achievable Economic RVT Potential | F2 | Industrial | Stone, Clay, and Glass | New | Process | Natural Gas | Gas Boiler - Burner Control Optimization | A | Integrated Unit Summer Peak Savings (kW) | Achievable Economic RVT Potential | 0 | 0 | 0 | 0 | 0 | 0 | 0 | 0 | 0 | 0 | 0 | 0 | 0 | 0 | 0 | 0 | 0 | 0 | 0 | 0 | 0 | 0 | 0 | 0 | 0 | 0 | 0 | 0 | 0 | 0 | 0
F3_Industrial_Stone, Clay, and Glass_New_Process_Natural Gas_Gas Boiler - Burner Control Optimization_A_Achievable Economic RVT Potential | F3 | Industrial | Stone, Clay, and Glass | New | Process | Natural Gas | Gas Boiler - Burner Control Optimization | A | Integrated Unit Winter Peak Savings (kW) | Achievable Economic RVT Potential | 0 | 0 | 0 | 0 | 0 | 0 | 0 | 0 | 0 | 0 | 0 | 0 | 0 | 0 | 0 | 0 | 0 | 0 | 0 | 0 | 0 | 0 | 0 | 0 | 0 | 0 | 0 | 0 | 0 | 0 | 0
F4_Industrial_Stone, Clay, and Glass_New_Process_Natural Gas_Gas Boiler - Burner Control Optimization_A_Achievable Economic RVT Potential | F4 | Industrial | Stone, Clay, and Glass | New | Process | Natural Gas | Gas Boiler - Burner Control Optimization | A | Incremental Energy Savings (MWh or mTherms) | Achievable Economic RVT Potential | 0 | 0 | 0 | 0 | 0 | 0 | 0 | 0 | 0 | 0 | 0 | 0 | 0 | 0 | 0 | 0 | 0 | 0 | 0 | 0 | 0 | 0 | 0 | 0 | 0 | 0 | 0 | 0 | 0 | 0 | 0
F5_Industrial_Stone, Clay, and Glass_New_Process_Natural Gas_Gas Boiler - Burner Control Optimization_A_Achievable Economic RVT Potential | F5 | Industrial | Stone, Clay, and Glass | New | Process | Natural Gas | Gas Boiler - Burner Control Optimization | A | Incremental Summer Peak Savings (MW) | Achievable Economic RVT Potential | 0 | 0 | 0 | 0 | 0 | 0 | 0 | 0 | 0 | 0 | 0 | 0 | 0 | 0 | 0 | 0 | 0 | 0 | 0 | 0 | 0 | 0 | 0 | 0 | 0 | 0 | 0 | 0 | 0 | 0 | 0
F6_Industrial_Stone, Clay, and Glass_New_Process_Natural Gas_Gas Boiler - Burner Control Optimization_A_Achievable Economic RVT Potential | F6 | Industrial | Stone, Clay, and Glass | New | Process | Natural Gas | Gas Boiler - Burner Control Optimization | A | Incremental Winter Peak Savings (MW) | Achievable Economic RVT Potential | 0 | 0 | 0 | 0 | 0 | 0 | 0 | 0 | 0 | 0 | 0 | 0 | 0 | 0 | 0 | 0 | 0 | 0 | 0 | 0 | 0 | 0 | 0 | 0 | 0 | 0 | 0 | 0 | 0 | 0 | 0
F7_Industrial_Stone, Clay, and Glass_New_Process_Natural Gas_Gas Boiler - Burner Control Optimization_A_Achievable Economic RVT Potential | F7 | Industrial | Stone, Clay, and Glass | New | Process | Natural Gas | Gas Boiler - Burner Control Optimization | A | Cumulative Energy Savings (MWh or mTherms) | Achievable Economic RVT Potential | 0 | 0 | 0 | 0 | 0 | 0 | 0 | 0 | 0 | 0 | 0 | 0 | 0 | 0 | 0 | 0 | 0 | 0 | 0 | 0 | 0 | 0 | 0 | 0 | 0 | 0 | 0 | 0 | 0 | 0 | 0
F8_Industrial_Stone, Clay, and Glass_New_Process_Natural Gas_Gas Boiler - Burner Control Optimization_A_Achievable Economic RVT Potential | F8 | Industrial | Stone, Clay, and Glass | New | Process | Natural Gas | Gas Boiler - Burner Control Optimization | A | Cumulative Summer Peak Savings (MW) | Achievable Economic RVT Potential | 0 | 0 | 0 | 0 | 0 | 0 | 0 | 0 | 0 | 0 | 0 | 0 | 0 | 0 | 0 | 0 | 0 | 0 | 0 | 0 | 0 | 0 | 0 | 0 | 0 | 0 | 0 | 0 | 0 | 0 | 0
F9_Industrial_Stone, Clay, and Glass_New_Process_Natural Gas_Gas Boiler - Burner Control Optimization_A_Achievable Economic RVT Potential | F9 | Industrial | Stone, Clay, and Glass | New | Process | Natural Gas | Gas Boiler - Burner Control Optimization | A | Cumulative Winter Peak Savings (MW) | Achievable Economic RVT Potential | 0 | 0 | 0 | 0 | 0 | 0 | 0 | 0 | 0 | 0 | 0 | 0 | 0 | 0 | 0 | 0 | 0 | 0 | 0 | 0 | 0 | 0 | 0 | 0 | 0 | 0 | 0 | 0 | 0 | 0 | 0
F10_Industrial_Stone, Clay, and Glass_New_Process_Natural Gas_Gas Boiler - Burner Control Optimization_A_Achievable Economic RVT Potential | F10 | Industrial | Stone, Clay, and Glass | New | Process | Natural Gas | Gas Boiler - Burner Control Optimization | A | Purchases (Incremental) | Achievable Economic RVT Potential | 0 | 0 | 0 | 0 | 0 | 0 | 0 | 0 | 0 | 0 | 0 | 0 | 0 | 0 | 0 | 0 | 0 | 0 | 0 | 0 | 0 | 0 | 0 | 0 | 0 | 0 | 0 | 0 | 0 | 0 | 0
F11_Industrial_Stone, Clay, and Glass_New_Process_Natural Gas_Gas Boiler - Burner Control Optimization_A_Achievable Economic RVT Potential | F11 | Industrial | Stone, Clay, and Glass | New | Process | Natural Gas | Gas Boiler - Burner Control Optimization | A | Purchases (Cumulative) | Achievable Economic RVT Potential | 0 | 0 | 0 | 0 | 0 | 0 | 0 | 0 | 0 | 0 | 0 | 0 | 0 | 0 | 0 | 0 | 0 | 0 | 0 | 0 | 0 | 0 | 0 | 0 | 0 | 0 | 0 | 0 | 0 | 0 | 0
F1_Industrial_Stone, Clay, and Glass_New_Space Heating_Natural Gas_HVAC - Demand Controlled Ventilation_A_Achievable Economic RVT Potential | F1 | Industrial | Stone, Clay, and Glass | New | Space Heating | Natural Gas | HVAC - Demand Controlled Ventilation | A | Integrated Unit Energy Savings (kWh or therms) | Achievable Economic RVT Potential | 0 | 0 | 0 | 0 | 0 | 0 | 0 | 0 | 0 | 0 | 0 | 0 | 0 | 0 | 0 | 0 | 0 | 0 | 0 | 0 | 0 | 0 | 0 | 0 | 0 | 0 | 0 | 0 | 0 | 0 | 0
F2_Industrial_Stone, Clay, and Glass_New_Space Heating_Natural Gas_HVAC - Demand Controlled Ventilation_A_Achievable Economic RVT Potential | F2 | Industrial | Stone, Clay, and Glass | New | Space Heating | Natural Gas | HVAC - Demand Controlled Ventilation | A | Integrated Unit Summer Peak Savings (kW) | Achievable Economic RVT Potential | 0 | 0 | 0 | 0 | 0 | 0 | 0 | 0 | 0 | 0 | 0 | 0 | 0 | 0 | 0 | 0 | 0 | 0 | 0 | 0 | 0 | 0 | 0 | 0 | 0 | 0 | 0 | 0 | 0 | 0 | 0
F3_Industrial_Stone, Clay, and Glass_New_Space Heating_Natural Gas_HVAC - Demand Controlled Ventilation_A_Achievable Economic RVT Potential | F3 | Industrial | Stone, Clay, and Glass | New | Space Heating | Natural Gas | HVAC - Demand Controlled Ventilation | A | Integrated Unit Winter Peak Savings (kW) | Achievable Economic RVT Potential | 0 | 0 | 0 | 0 | 0 | 0 | 0 | 0 | 0 | 0 | 0 | 0 | 0 | 0 | 0 | 0 | 0 | 0 | 0 | 0 | 0 | 0 | 0 | 0 | 0 | 0 | 0 | 0 | 0 | 0 | 0
F4_Industrial_Stone, Clay, and Glass_New_Space Heating_Natural Gas_HVAC - Demand Controlled Ventilation_A_Achievable Economic RVT Potential | F4 | Industrial | Stone, Clay, and Glass | New | Space Heating | Natural Gas | HVAC - Demand Controlled Ventilation | A | Incremental Energy Savings (MWh or mTherms) | Achievable Economic RVT Potential | 0 | 0 | 0 | 0 | 0 | 0 | 0 | 0 | 0 | 0 | 0 | 0 | 0 | 0 | 0 | 0 | 0 | 0 | 0 | 0 | 0 | 0 | 0 | 0 | 0 | 0 | 0 | 0 | 0 | 0 | 0
F5_Industrial_Stone, Clay, and Glass_New_Space Heating_Natural Gas_HVAC - Demand Controlled Ventilation_A_Achievable Economic RVT Potential | F5 | Industrial | Stone, Clay, and Glass | New | Space Heating | Natural Gas | HVAC - Demand Controlled Ventilation | A | Incremental Summer Peak Savings (MW) | Achievable Economic RVT Potential | 0 | 0 | 0 | 0 | 0 | 0 | 0 | 0 | 0 | 0 | 0 | 0 | 0 | 0 | 0 | 0 | 0 | 0 | 0 | 0 | 0 | 0 | 0 | 0 | 0 | 0 | 0 | 0 | 0 | 0 | 0
F6_Industrial_Stone, Clay, and Glass_New_Space Heating_Natural Gas_HVAC - Demand Controlled Ventilation_A_Achievable Economic RVT Potential | F6 | Industrial | Stone, Clay, and Glass | New | Space Heating | Natural Gas | HVAC - Demand Controlled Ventilation | A | Incremental Winter Peak Savings (MW) | Achievable Economic RVT Potential | 0 | 0 | 0 | 0 | 0 | 0 | 0 | 0 | 0 | 0 | 0 | 0 | 0 | 0 | 0 | 0 | 0 | 0 | 0 | 0 | 0 | 0 | 0 | 0 | 0 | 0 | 0 | 0 | 0 | 0 | 0
F7_Industrial_Stone, Clay, and Glass_New_Space Heating_Natural Gas_HVAC - Demand Controlled Ventilation_A_Achievable Economic RVT Potential | F7 | Industrial | Stone, Clay, and Glass | New | Space Heating | Natural Gas | HVAC - Demand Controlled Ventilation | A | Cumulative Energy Savings (MWh or mTherms) | Achievable Economic RVT Potential | 0 | 0 | 0 | 0 | 0 | 0 | 0 | 0 | 0 | 0 | 0 | 0 | 0 | 0 | 0 | 0 | 0 | 0 | 0 | 0 | 0 | 0 | 0 | 0 | 0 | 0 | 0 | 0 | 0 | 0 | 0
F8_Industrial_Stone, Clay, and Glass_New_Space Heating_Natural Gas_HVAC - Demand Controlled Ventilation_A_Achievable Economic RVT Potential | F8 | Industrial | Stone, Clay, and Glass | New | Space Heating | Natural Gas | HVAC - Demand Controlled Ventilation | A | Cumulative Summer Peak Savings (MW) | Achievable Economic RVT Potential | 0 | 0 | 0 | 0 | 0 | 0 | 0 | 0 | 0 | 0 | 0 | 0 | 0 | 0 | 0 | 0 | 0 | 0 | 0 | 0 | 0 | 0 | 0 | 0 | 0 | 0 | 0 | 0 | 0 | 0 | 0
F9_Industrial_Stone, Clay, and Glass_New_Space Heating_Natural Gas_HVAC - Demand Controlled Ventilation_A_Achievable Economic RVT Potential | F9 | Industrial | Stone, Clay, and Glass | New | Space Heating | Natural Gas | HVAC - Demand Controlled Ventilation | A | Cumulative Winter Peak Savings (MW) | Achievable Economic RVT Potential | 0 | 0 | 0 | 0 | 0 | 0 | 0 | 0 | 0 | 0 | 0 | 0 | 0 | 0 | 0 | 0 | 0 | 0 | 0 | 0 | 0 | 0 | 0 | 0 | 0 | 0 | 0 | 0 | 0 | 0 | 0
F10_Industrial_Stone, Clay, and Glass_New_Space Heating_Natural Gas_HVAC - Demand Controlled Ventilation_A_Achievable Economic RVT Potential | F10 | Industrial | Stone, Clay, and Glass | New | Space Heating | Natural Gas | HVAC - Demand Controlled Ventilation | A | Purchases (Incremental) | Achievable Economic RVT Potential | 0 | 0 | 0 | 0 | 0 | 0 | 0 | 0 | 0 | 0 | 0 | 0 | 0 | 0 | 0 | 0 | 0 | 0 | 0 | 0 | 0 | 0 | 0 | 0 | 0 | 0 | 0 | 0 | 0 | 0 | 0
F11_Industrial_Stone, Clay, and Glass_New_Space Heating_Natural Gas_HVAC - Demand Controlled Ventilation_A_Achievable Economic RVT Potential | F11 | Industrial | Stone, Clay, and Glass | New | Space Heating | Natural Gas | HVAC - Demand Controlled Ventilation | A | Purchases (Cumulative) | Achievable Economic RVT Potential | 0 | 0 | 0 | 0 | 0 | 0 | 0 | 0 | 0 | 0 | 0 | 0 | 0 | 0 | 0 | 0 | 0 | 0 | 0 | 0 | 0 | 0 | 0 | 0 | 0 | 0 | 0 | 0 | 0 | 0 | 0
F1_Industrial_Stone, Clay, and Glass_New_Space Heating_Natural Gas_Gas Boiler - Stack Economizer_A_Achievable Economic RVT Potential | F1 | Industrial | Stone, Clay, and Glass | New | Space Heating | Natural Gas | Gas Boiler - Stack Economizer | A | Integrated Unit Energy Savings (kWh or therms) | Achievable Economic RVT Potential | 0 | 0 | 0 | 0 | 0 | 0 | 0 | 0 | 0 | 0 | 0 | 0 | 0 | 0 | 0 | 0 | 0 | 0 | 0 | 0 | 0 | 0 | 0 | 0 | 0 | 0 | 0 | 0 | 0 | 0 | 0
F2_Industrial_Stone, Clay, and Glass_New_Space Heating_Natural Gas_Gas Boiler - Stack Economizer_A_Achievable Economic RVT Potential | F2 | Industrial | Stone, Clay, and Glass | New | Space Heating | Natural Gas | Gas Boiler - Stack Economizer | A | Integrated Unit Summer Peak Savings (kW) | Achievable Economic RVT Potential | 0 | 0 | 0 | 0 | 0 | 0 | 0 | 0 | 0 | 0 | 0 | 0 | 0 | 0 | 0 | 0 | 0 | 0 | 0 | 0 | 0 | 0 | 0 | 0 | 0 | 0 | 0 | 0 | 0 | 0 | 0
F3_Industrial_Stone, Clay, and Glass_New_Space Heating_Natural Gas_Gas Boiler - Stack Economizer_A_Achievable Economic RVT Potential | F3 | Industrial | Stone, Clay, and Glass | New | Space Heating | Natural Gas | Gas Boiler - Stack Economizer | A | Integrated Unit Winter Peak Savings (kW) | Achievable Economic RVT Potential | 0 | 0 | 0 | 0 | 0 | 0 | 0 | 0 | 0 | 0 | 0 | 0 | 0 | 0 | 0 | 0 | 0 | 0 | 0 | 0 | 0 | 0 | 0 | 0 | 0 | 0 | 0 | 0 | 0 | 0 | 0
F4_Industrial_Stone, Clay, and Glass_New_Space Heating_Natural Gas_Gas Boiler - Stack Economizer_A_Achievable Economic RVT Potential | F4 | Industrial | Stone, Clay, and Glass | New | Space Heating | Natural Gas | Gas Boiler - Stack Economizer | A | Incremental Energy Savings (MWh or mTherms) | Achievable Economic RVT Potential | 0 | 0 | 0 | 0 | 0 | 0 | 0 | 0 | 0 | 0 | 0 | 0 | 0 | 0 | 0 | 0 | 0 | 0 | 0 | 0 | 0 | 0 | 0 | 0 | 0 | 0 | 0 | 0 | 0 | 0 | 0
F5_Industrial_Stone, Clay, and Glass_New_Space Heating_Natural Gas_Gas Boiler - Stack Economizer_A_Achievable Economic RVT Potential | F5 | Industrial | Stone, Clay, and Glass | New | Space Heating | Natural Gas | Gas Boiler - Stack Economizer | A | Incremental Summer Peak Savings (MW) | Achievable Economic RVT Potential | 0 | 0 | 0 | 0 | 0 | 0 | 0 | 0 | 0 | 0 | 0 | 0 | 0 | 0 | 0 | 0 | 0 | 0 | 0 | 0 | 0 | 0 | 0 | 0 | 0 | 0 | 0 | 0 | 0 | 0 | 0
F6_Industrial_Stone, Clay, and Glass_New_Space Heating_Natural Gas_Gas Boiler - Stack Economizer_A_Achievable Economic RVT Potential | F6 | Industrial | Stone, Clay, and Glass | New | Space Heating | Natural Gas | Gas Boiler - Stack Economizer | A | Incremental Winter Peak Savings (MW) | Achievable Economic RVT Potential | 0 | 0 | 0 | 0 | 0 | 0 | 0 | 0 | 0 | 0 | 0 | 0 | 0 | 0 | 0 | 0 | 0 | 0 | 0 | 0 | 0 | 0 | 0 | 0 | 0 | 0 | 0 | 0 | 0 | 0 | 0
F7_Industrial_Stone, Clay, and Glass_New_Space Heating_Natural Gas_Gas Boiler - Stack Economizer_A_Achievable Economic RVT Potential | F7 | Industrial | Stone, Clay, and Glass | New | Space Heating | Natural Gas | Gas Boiler - Stack Economizer | A | Cumulative Energy Savings (MWh or mTherms) | Achievable Economic RVT Potential | 0 | 0 | 0 | 0 | 0 | 0 | 0 | 0 | 0 | 0 | 0 | 0 | 0 | 0 | 0 | 0 | 0 | 0 | 0 | 0 | 0 | 0 | 0 | 0 | 0 | 0 | 0 | 0 | 0 | 0 | 0
F8_Industrial_Stone, Clay, and Glass_New_Space Heating_Natural Gas_Gas Boiler - Stack Economizer_A_Achievable Economic RVT Potential | F8 | Industrial | Stone, Clay, and Glass | New | Space Heating | Natural Gas | Gas Boiler - Stack Economizer | A | Cumulative Summer Peak Savings (MW) | Achievable Economic RVT Potential | 0 | 0 | 0 | 0 | 0 | 0 | 0 | 0 | 0 | 0 | 0 | 0 | 0 | 0 | 0 | 0 | 0 | 0 | 0 | 0 | 0 | 0 | 0 | 0 | 0 | 0 | 0 | 0 | 0 | 0 | 0
F9_Industrial_Stone, Clay, and Glass_New_Space Heating_Natural Gas_Gas Boiler - Stack Economizer_A_Achievable Economic RVT Potential | F9 | Industrial | Stone, Clay, and Glass | New | Space Heating | Natural Gas | Gas Boiler - Stack Economizer | A | Cumulative Winter Peak Savings (MW) | Achievable Economic RVT Potential | 0 | 0 | 0 | 0 | 0 | 0 | 0 | 0 | 0 | 0 | 0 | 0 | 0 | 0 | 0 | 0 | 0 | 0 | 0 | 0 | 0 | 0 | 0 | 0 | 0 | 0 | 0 | 0 | 0 | 0 | 0
F10_Industrial_Stone, Clay, and Glass_New_Space Heating_Natural Gas_Gas Boiler - Stack Economizer_A_Achievable Economic RVT Potential | F10 | Industrial | Stone, Clay, and Glass | New | Space Heating | Natural Gas | Gas Boiler - Stack Economizer | A | Purchases (Incremental) | Achievable Economic RVT Potential | 0 | 0 | 0 | 0 | 0 | 0 | 0 | 0 | 0 | 0 | 0 | 0 | 0 | 0 | 0 | 0 | 0 | 0 | 0 | 0 | 0 | 0 | 0 | 0 | 0 | 0 | 0 | 0 | 0 | 0 | 0
F11_Industrial_Stone, Clay, and Glass_New_Space Heating_Natural Gas_Gas Boiler - Stack Economizer_A_Achievable Economic RVT Potential | F11 | Industrial | Stone, Clay, and Glass | New | Space Heating | Natural Gas | Gas Boiler - Stack Economizer | A | Purchases (Cumulative) | Achievable Economic RVT Potential | 0 | 0 | 0 | 0 | 0 | 0 | 0 | 0 | 0 | 0 | 0 | 0 | 0 | 0 | 0 | 0 | 0 | 0 | 0 | 0 | 0 | 0 | 0 | 0 | 0 | 0 | 0 | 0 | 0 | 0 | 0
F1_Industrial_Stone, Clay, and Glass_New_Process_Natural Gas_Gas Boiler - Stack Economizer_A_Achievable Economic RVT Potential | F1 | Industrial | Stone, Clay, and Glass | New | Process | Natural Gas | Gas Boiler - Stack Economizer | A | Integrated Unit Energy Savings (kWh or therms) | Achievable Economic RVT Potential | 0 | 0 | 0 | 0 | 0 | 5.5107 | 5.5107 | 5.5107 | 5.5107 | 5.5107 | 5.5107 | 5.5107 | 5.5107 | 5.5107 | 5.5107 | 5.5107 | 5.5107 | 5.5107 | 5.5107 | 5.5107 | 5.5107 | 5.5107 | 5.5107 | 5.5107 | 5.5107 | 5.5107 | 5.5107 | 5.5107 | 5.5108 | 5.5108 | 5.5108
F2_Industrial_Stone, Clay, and Glass_New_Process_Natural Gas_Gas Boiler - Stack Economizer_A_Achievable Economic RVT Potential | F2 | Industrial | Stone, Clay, and Glass | New | Process | Natural Gas | Gas Boiler - Stack Economizer | A | Integrated Unit Summer Peak Savings (kW) | Achievable Economic RVT Potential | 0 | 0 | 0 | 0 | 0 | 0 | 0 | 0 | 0 | 0 | 0 | 0 | 0 | 0 | 0 | 0 | 0 | 0 | 0 | 0 | 0 | 0 | 0 | 0 | 0 | 0 | 0 | 0 | 0 | 0 | 0
F3_Industrial_Stone, Clay, and Glass_New_Process_Natural Gas_Gas Boiler - Stack Economizer_A_Achievable Economic RVT Potential | F3 | Industrial | Stone, Clay, and Glass | New | Process | Natural Gas | Gas Boiler - Stack Economizer | A | Integrated Unit Winter Peak Savings (kW) | Achievable Economic RVT Potential | 0 | 0 | 0 | 0 | 0 | 0 | 0 | 0 | 0 | 0 | 0 | 0 | 0 | 0 | 0 | 0 | 0 | 0 | 0 | 0 | 0 | 0 | 0 | 0 | 0 | 0 | 0 | 0 | 0 | 0 | 0
F4_Industrial_Stone, Clay, and Glass_New_Process_Natural Gas_Gas Boiler - Stack Economizer_A_Achievable Economic RVT Potential | F4 | Industrial | Stone, Clay, and Glass | New | Process | Natural Gas | Gas Boiler - Stack Economizer | A | Incremental Energy Savings (MWh or mTherms) | Achievable Economic RVT Potential | 0 | 0 | 0 | 0 | 0 | 0 | 0 | 0 | 0 | 0 | 0 | 0 | 0 | 0 | 0 | 0 | 0 | 0 | 0 | 0 | 0 | 0 | 0 | 0 | 0 | 0 | 0 | 0 | 0 | 0 | 0
F5_Industrial_Stone, Clay, and Glass_New_Process_Natural Gas_Gas Boiler - Stack Economizer_A_Achievable Economic RVT Potential | F5 | Industrial | Stone, Clay, and Glass | New | Process | Natural Gas | Gas Boiler - Stack Economizer | A | Incremental Summer Peak Savings (MW) | Achievable Economic RVT Potential | 0 | 0 | 0 | 0 | 0 | 0 | 0 | 0 | 0 | 0 | 0 | 0 | 0 | 0 | 0 | 0 | 0 | 0 | 0 | 0 | 0 | 0 | 0 | 0 | 0 | 0 | 0 | 0 | 0 | 0 | 0
F6_Industrial_Stone, Clay, and Glass_New_Process_Natural Gas_Gas Boiler - Stack Economizer_A_Achievable Economic RVT Potential | F6 | Industrial | Stone, Clay, and Glass | New | Process | Natural Gas | Gas Boiler - Stack Economizer | A | Incremental Winter Peak Savings (MW) | Achievable Economic RVT Potential | 0 | 0 | 0 | 0 | 0 | 0 | 0 | 0 | 0 | 0 | 0 | 0 | 0 | 0 | 0 | 0 | 0 | 0 | 0 | 0 | 0 | 0 | 0 | 0 | 0 | 0 | 0 | 0 | 0 | 0 | 0
F7_Industrial_Stone, Clay, and Glass_New_Process_Natural Gas_Gas Boiler - Stack Economizer_A_Achievable Economic RVT Potential | F7 | Industrial | Stone, Clay, and Glass | New | Process | Natural Gas | Gas Boiler - Stack Economizer | A | Cumulative Energy Savings (MWh or mTherms) | Achievable Economic RVT Potential | 0 | 0 | 0 | 0 | 0 | 0 | 0 | 0 | 0 | 0 | 0 | 0 | 0 | 0 | 0 | 0 | 0 | 0 | 0 | 0 | 0 | 0 | 0 | 0 | 0 | 0 | 0 | 0 | 0 | 0 | 0
F8_Industrial_Stone, Clay, and Glass_New_Process_Natural Gas_Gas Boiler - Stack Economizer_A_Achievable Economic RVT Potential | F8 | Industrial | Stone, Clay, and Glass | New | Process | Natural Gas | Gas Boiler - Stack Economizer | A | Cumulative Summer Peak Savings (MW) | Achievable Economic RVT Potential | 0 | 0 | 0 | 0 | 0 | 0 | 0 | 0 | 0 | 0 | 0 | 0 | 0 | 0 | 0 | 0 | 0 | 0 | 0 | 0 | 0 | 0 | 0 | 0 | 0 | 0 | 0 | 0 | 0 | 0 | 0
F9_Industrial_Stone, Clay, and Glass_New_Process_Natural Gas_Gas Boiler - Stack Economizer_A_Achievable Economic RVT Potential | F9 | Industrial | Stone, Clay, and Glass | New | Process | Natural Gas | Gas Boiler - Stack Economizer | A | Cumulative Winter Peak Savings (MW) | Achievable Economic RVT Potential | 0 | 0 | 0 | 0 | 0 | 0 | 0 | 0 | 0 | 0 | 0 | 0 | 0 | 0 | 0 | 0 | 0 | 0 | 0 | 0 | 0 | 0 | 0 | 0 | 0 | 0 | 0 | 0 | 0 | 0 | 0
F10_Industrial_Stone, Clay, and Glass_New_Process_Natural Gas_Gas Boiler - Stack Economizer_A_Achievable Economic RVT Potential | F10 | Industrial | Stone, Clay, and Glass | New | Process | Natural Gas | Gas Boiler - Stack Economizer | A | Purchases (Incremental) | Achievable Economic RVT Potential | 0 | 0 | 0 | 0 | 0 | 0 | 0 | 0 | 0 | 0 | 0 | 0 | 0 | 0 | 0 | 0 | 0 | 0 | 0 | 0 | 0 | 0 | 0 | 0 | 0 | 0 | 0 | 0 | 0 | 0 | 0
F11_Industrial_Stone, Clay, and Glass_New_Process_Natural Gas_Gas Boiler - Stack Economizer_A_Achievable Economic RVT Potential | F11 | Industrial | Stone, Clay, and Glass | New | Process | Natural Gas | Gas Boiler - Stack Economizer | A | Purchases (Cumulative) | Achievable Economic RVT Potential | 0 | 0 | 0 | 0 | 0 | 0 | 0 | 0 | 0 | 0 | 0 | 0 | 0 | 0 | 0 | 0 | 0 | 0 | 0 | 0 | 0 | 0 | 0 | 0 | 0 | 0 | 0 | 0 | 0 | 0 | 0
F1_Industrial_Stone, Clay, and Glass_New_Space Heating_Natural Gas_Gas Furnace Tube Inserts_A_Achievable Economic RVT Potential | F1 | Industrial | Stone, Clay, and Glass | New | Space Heating | Natural Gas | Gas Furnace Tube Inserts | A | Integrated Unit Energy Savings (kWh or therms) | Achievable Economic RVT Potential | 0 | 0 | 0 | 0 | 0 | 0 | 0 | 0 | 0 | 0 | 0 | 0 | 0 | 0 | 0 | 0 | 0 | 0 | 0 | 0 | 0 | 0 | 0 | 0 | 0 | 0 | 0 | 0 | 0 | 0 | 0
F2_Industrial_Stone, Clay, and Glass_New_Space Heating_Natural Gas_Gas Furnace Tube Inserts_A_Achievable Economic RVT Potential | F2 | Industrial | Stone, Clay, and Glass | New | Space Heating | Natural Gas | Gas Furnace Tube Inserts | A | Integrated Unit Summer Peak Savings (kW) | Achievable Economic RVT Potential | 0 | 0 | 0 | 0 | 0 | 0 | 0 | 0 | 0 | 0 | 0 | 0 | 0 | 0 | 0 | 0 | 0 | 0 | 0 | 0 | 0 | 0 | 0 | 0 | 0 | 0 | 0 | 0 | 0 | 0 | 0
F3_Industrial_Stone, Clay, and Glass_New_Space Heating_Natural Gas_Gas Furnace Tube Inserts_A_Achievable Economic RVT Potential | F3 | Industrial | Stone, Clay, and Glass | New | Space Heating | Natural Gas | Gas Furnace Tube Inserts | A | Integrated Unit Winter Peak Savings (kW) | Achievable Economic RVT Potential | 0 | 0 | 0 | 0 | 0 | 0 | 0 | 0 | 0 | 0 | 0 | 0 | 0 | 0 | 0 | 0 | 0 | 0 | 0 | 0 | 0 | 0 | 0 | 0 | 0 | 0 | 0 | 0 | 0 | 0 | 0
F4_Industrial_Stone, Clay, and Glass_New_Space Heating_Natural Gas_Gas Furnace Tube Inserts_A_Achievable Economic RVT Potential | F4 | Industrial | Stone, Clay, and Glass | New | Space Heating | Natural Gas | Gas Furnace Tube Inserts | A | Incremental Energy Savings (MWh or mTherms) | Achievable Economic RVT Potential | 0 | 0 | 0 | 0 | 0 | 0 | 0 | 0 | 0 | 0 | 0 | 0 | 0 | 0 | 0 | 0 | 0 | 0 | 0 | 0 | 0 | 0 | 0 | 0 | 0 | 0 | 0 | 0 | 0 | 0 | 0
F5_Industrial_Stone, Clay, and Glass_New_Space Heating_Natural Gas_Gas Furnace Tube Inserts_A_Achievable Economic RVT Potential | F5 | Industrial | Stone, Clay, and Glass | New | Space Heating | Natural Gas | Gas Furnace Tube Inserts | A | Incremental Summer Peak Savings (MW) | Achievable Economic RVT Potential | 0 | 0 | 0 | 0 | 0 | 0 | 0 | 0 | 0 | 0 | 0 | 0 | 0 | 0 | 0 | 0 | 0 | 0 | 0 | 0 | 0 | 0 | 0 | 0 | 0 | 0 | 0 | 0 | 0 | 0 | 0
F6_Industrial_Stone, Clay, and Glass_New_Space Heating_Natural Gas_Gas Furnace Tube Inserts_A_Achievable Economic RVT Potential | F6 | Industrial | Stone, Clay, and Glass | New | Space Heating | Natural Gas | Gas Furnace Tube Inserts | A | Incremental Winter Peak Savings (MW) | Achievable Economic RVT Potential | 0 | 0 | 0 | 0 | 0 | 0 | 0 | 0 | 0 | 0 | 0 | 0 | 0 | 0 | 0 | 0 | 0 | 0 | 0 | 0 | 0 | 0 | 0 | 0 | 0 | 0 | 0 | 0 | 0 | 0 | 0
F7_Industrial_Stone, Clay, and Glass_New_Space Heating_Natural Gas_Gas Furnace Tube Inserts_A_Achievable Economic RVT Potential | F7 | Industrial | Stone, Clay, and Glass | New | Space Heating | Natural Gas | Gas Furnace Tube Inserts | A | Cumulative Energy Savings (MWh or mTherms) | Achievable Economic RVT Potential | 0 | 0 | 0 | 0 | 0 | 0 | 0 | 0 | 0 | 0 | 0 | 0 | 0 | 0 | 0 | 0 | 0 | 0 | 0 | 0 | 0 | 0 | 0 | 0 | 0 | 0 | 0 | 0 | 0 | 0 | 0
F8_Industrial_Stone, Clay, and Glass_New_Space Heating_Natural Gas_Gas Furnace Tube Inserts_A_Achievable Economic RVT Potential | F8 | Industrial | Stone, Clay, and Glass | New | Space Heating | Natural Gas | Gas Furnace Tube Inserts | A | Cumulative Summer Peak Savings (MW) | Achievable Economic RVT Potential | 0 | 0 | 0 | 0 | 0 | 0 | 0 | 0 | 0 | 0 | 0 | 0 | 0 | 0 | 0 | 0 | 0 | 0 | 0 | 0 | 0 | 0 | 0 | 0 | 0 | 0 | 0 | 0 | 0 | 0 | 0
F9_Industrial_Stone, Clay, and Glass_New_Space Heating_Natural Gas_Gas Furnace Tube Inserts_A_Achievable Economic RVT Potential | F9 | Industrial | Stone, Clay, and Glass | New | Space Heating | Natural Gas | Gas Furnace Tube Inserts | A | Cumulative Winter Peak Savings (MW) | Achievable Economic RVT Potential | 0 | 0 | 0 | 0 | 0 | 0 | 0 | 0 | 0 | 0 | 0 | 0 | 0 | 0 | 0 | 0 | 0 | 0 | 0 | 0 | 0 | 0 | 0 | 0 | 0 | 0 | 0 | 0 | 0 | 0 | 0
F10_Industrial_Stone, Clay, and Glass_New_Space Heating_Natural Gas_Gas Furnace Tube Inserts_A_Achievable Economic RVT Potential | F10 | Industrial | Stone, Clay, and Glass | New | Space Heating | Natural Gas | Gas Furnace Tube Inserts | A | Purchases (Incremental) | Achievable Economic RVT Potential | 0 | 0 | 0 | 0 | 0 | 0 | 0 | 0 | 0 | 0 | 0 | 0 | 0 | 0 | 0 | 0 | 0 | 0 | 0 | 0 | 0 | 0 | 0 | 0 | 0 | 0 | 0 | 0 | 0 | 0 | 0
F11_Industrial_Stone, Clay, and Glass_New_Space Heating_Natural Gas_Gas Furnace Tube Inserts_A_Achievable Economic RVT Potential | F11 | Industrial | Stone, Clay, and Glass | New | Space Heating | Natural Gas | Gas Furnace Tube Inserts | A | Purchases (Cumulative) | Achievable Economic RVT Potential | 0 | 0 | 0 | 0 | 0 | 0 | 0 | 0 | 0 | 0 | 0 | 0 | 0 | 0 | 0 | 0 | 0 | 0 | 0 | 0 | 0 | 0 | 0 | 0 | 0 | 0 | 0 | 0 | 0 | 0 | 0
F1_Industrial_Stone, Clay, and Glass_New_Space Heating_Natural Gas_Space Heating - Heat Recovery Ventilator_A_Achievable Economic RVT Potential | F1 | Industrial | Stone, Clay, and Glass | New | Space Heating | Natural Gas | Space Heating - Heat Recovery Ventilator | A | Integrated Unit Energy Savings (kWh or therms) | Achievable Economic RVT Potential | 0 | 0 | 0 | 0 | 0 | 0.012432 | 0.012222 | 0.012046 | 0.011892 | 0.01175 | 0.011621 | 0.011465 | 0.011295 | 0.011119 | 0.010942 | 0.010777 | 0.010625 | 0.010494 | 0.010333 | 0.010209 | 0.010116 | 0.010046 | 0.01001 | 0.009992 | 0.0099861 | 0.0099888 | 0.0099942 | 0.010002 | 0 | 0 | 0
F2_Industrial_Stone, Clay, and Glass_New_Space Heating_Natural Gas_Space Heating - Heat Recovery Ventilator_A_Achievable Economic RVT Potential | F2 | Industrial | Stone, Clay, and Glass | New | Space Heating | Natural Gas | Space Heating - Heat Recovery Ventilator | A | Integrated Unit Summer Peak Savings (kW) | Achievable Economic RVT Potential | 0 | 0 | 0 | 0 | 0 | 0 | 0 | 0 | 0 | 0 | 0 | 0 | 0 | 0 | 0 | 0 | 0 | 0 | 0 | 0 | 0 | 0 | 0 | 0 | 0 | 0 | 0 | 0 | 0 | 0 | 0
F3_Industrial_Stone, Clay, and Glass_New_Space Heating_Natural Gas_Space Heating - Heat Recovery Ventilator_A_Achievable Economic RVT Potential | F3 | Industrial | Stone, Clay, and Glass | New | Space Heating | Natural Gas | Space Heating - Heat Recovery Ventilator | A | Integrated Unit Winter Peak Savings (kW) | Achievable Economic RVT Potential | 0 | 0 | 0 | 0 | 0 | 0 | 0 | 0 | 0 | 0 | 0 | 0 | 0 | 0 | 0 | 0 | 0 | 0 | 0 | 0 | 0 | 0 | 0 | 0 | 0 | 0 | 0 | 0 | 0 | 0 | 0
F4_Industrial_Stone, Clay, and Glass_New_Space Heating_Natural Gas_Space Heating - Heat Recovery Ventilator_A_Achievable Economic RVT Potential | F4 | Industrial | Stone, Clay, and Glass | New | Space Heating | Natural Gas | Space Heating - Heat Recovery Ventilator | A | Incremental Energy Savings (MWh or mTherms) | Achievable Economic RVT Potential | 0 | 0 | 0 | 0 | 0 | 0 | 0 | 0 | 0 | 0 | 0 | 0 | 0 | 0 | 0 | 0 | 0 | 0 | 0 | 0 | 0 | 0 | 0 | 0 | 0 | 0 | 0 | 0 | 0 | 0 | 0
F5_Industrial_Stone, Clay, and Glass_New_Space Heating_Natural Gas_Space Heating - Heat Recovery Ventilator_A_Achievable Economic RVT Potential | F5 | Industrial | Stone, Clay, and Glass | New | Space Heating | Natural Gas | Space Heating - Heat Recovery Ventilator | A | Incremental Summer Peak Savings (MW) | Achievable Economic RVT Potential | 0 | 0 | 0 | 0 | 0 | 0 | 0 | 0 | 0 | 0 | 0 | 0 | 0 | 0 | 0 | 0 | 0 | 0 | 0 | 0 | 0 | 0 | 0 | 0 | 0 | 0 | 0 | 0 | 0 | 0 | 0
F6_Industrial_Stone, Clay, and Glass_New_Space Heating_Natural Gas_Space Heating - Heat Recovery Ventilator_A_Achievable Economic RVT Potential | F6 | Industrial | Stone, Clay, and Glass | New | Space Heating | Natural Gas | Space Heating - Heat Recovery Ventilator | A | Incremental Winter Peak Savings (MW) | Achievable Economic RVT Potential | 0 | 0 | 0 | 0 | 0 | 0 | 0 | 0 | 0 | 0 | 0 | 0 | 0 | 0 | 0 | 0 | 0 | 0 | 0 | 0 | 0 | 0 | 0 | 0 | 0 | 0 | 0 | 0 | 0 | 0 | 0
F7_Industrial_Stone, Clay, and Glass_New_Space Heating_Natural Gas_Space Heating - Heat Recovery Ventilator_A_Achievable Economic RVT Potential | F7 | Industrial | Stone, Clay, and Glass | New | Space Heating | Natural Gas | Space Heating - Heat Recovery Ventilator | A | Cumulative Energy Savings (MWh or mTherms) | Achievable Economic RVT Potential | 0 | 0 | 0 | 0 | 0 | 0 | 0 | 0 | 0 | 0 | 0 | 0 | 0 | 0 | 0 | 0 | 0 | 0 | 0 | 0 | 0 | 0 | 0 | 0 | 0 | 0 | 0 | 0 | 0 | 0 | 0
F8_Industrial_Stone, Clay, and Glass_New_Space Heating_Natural Gas_Space Heating - Heat Recovery Ventilator_A_Achievable Economic RVT Potential | F8 | Industrial | Stone, Clay, and Glass | New | Space Heating | Natural Gas | Space Heating - Heat Recovery Ventilator | A | Cumulative Summer Peak Savings (MW) | Achievable Economic RVT Potential | 0 | 0 | 0 | 0 | 0 | 0 | 0 | 0 | 0 | 0 | 0 | 0 | 0 | 0 | 0 | 0 | 0 | 0 | 0 | 0 | 0 | 0 | 0 | 0 | 0 | 0 | 0 | 0 | 0 | 0 | 0
F9_Industrial_Stone, Clay, and Glass_New_Space Heating_Natural Gas_Space Heating - Heat Recovery Ventilator_A_Achievable Economic RVT Potential | F9 | Industrial | Stone, Clay, and Glass | New | Space Heating | Natural Gas | Space Heating - Heat Recovery Ventilator | A | Cumulative Winter Peak Savings (MW) | Achievable Economic RVT Potential | 0 | 0 | 0 | 0 | 0 | 0 | 0 | 0 | 0 | 0 | 0 | 0 | 0 | 0 | 0 | 0 | 0 | 0 | 0 | 0 | 0 | 0 | 0 | 0 | 0 | 0 | 0 | 0 | 0 | 0 | 0
F10_Industrial_Stone, Clay, and Glass_New_Space Heating_Natural Gas_Space Heating - Heat Recovery Ventilator_A_Achievable Economic RVT Potential | F10 | Industrial | Stone, Clay, and Glass | New | Space Heating | Natural Gas | Space Heating - Heat Recovery Ventilator | A | Purchases (Incremental) | Achievable Economic RVT Potential | 0 | 0 | 0 | 0 | 0 | 0 | 0 | 0 | 0 | 0 | 0 | 0 | 0 | 0 | 0 | 0 | 0 | 0 | 0 | 0 | 0 | 0 | 0 | 0 | 0 | 0 | 0 | 0 | 0 | 0 | 0
F11_Industrial_Stone, Clay, and Glass_New_Space Heating_Natural Gas_Space Heating - Heat Recovery Ventilator_A_Achievable Economic RVT Potential | F11 | Industrial | Stone, Clay, and Glass | New | Space Heating | Natural Gas | Space Heating - Heat Recovery Ventilator | A | Purchases (Cumulative) | Achievable Economic RVT Potential | 0 | 0 | 0 | 0 | 0 | 0 | 0 | 0 | 0 | 0 | 0 | 0 | 0 | 0 | 0 | 0 | 0 | 0 | 0 | 0 | 0 | 0 | 0 | 0 | 0 | 0 | 0 | 0 | 0 | 0 | 0
F1_Industrial_Stone, Clay, and Glass_New_Space Heating_Natural Gas_Thermostat - Programmable_A_Achievable Economic RVT Potential | F1 | Industrial | Stone, Clay, and Glass | New | Space Heating | Natural Gas | Thermostat - Programmable | A | Integrated Unit Energy Savings (kWh or therms) | Achievable Economic RVT Potential | 0 | 0 | 0 | 0 | 0 | 0.0061761 | 0.0060716 | 0.0059842 | 0.0059075 | 0.0058372 | 0.005773 | 0.0056957 | 0.005611 | 0.0055236 | 0.0054356 | 0.0053539 | 0.0052785 | 0.0052135 | 0.0051335 | 0.0050717 | 0.0050256 | 0.0049908 | 0.004973 | 0.0049639 | 0.0049609 | 0.0049623 | 0.004965 | 0.004969 | 0 | 0 | 0
F2_Industrial_Stone, Clay, and Glass_New_Space Heating_Natural Gas_Thermostat - Programmable_A_Achievable Economic RVT Potential | F2 | Industrial | Stone, Clay, and Glass | New | Space Heating | Natural Gas | Thermostat - Programmable | A | Integrated Unit Summer Peak Savings (kW) | Achievable Economic RVT Potential | 0 | 0 | 0 | 0 | 0 | 0 | 0 | 0 | 0 | 0 | 0 | 0 | 0 | 0 | 0 | 0 | 0 | 0 | 0 | 0 | 0 | 0 | 0 | 0 | 0 | 0 | 0 | 0 | 0 | 0 | 0
F3_Industrial_Stone, Clay, and Glass_New_Space Heating_Natural Gas_Thermostat - Programmable_A_Achievable Economic RVT Potential | F3 | Industrial | Stone, Clay, and Glass | New | Space Heating | Natural Gas | Thermostat - Programmable | A | Integrated Unit Winter Peak Savings (kW) | Achievable Economic RVT Potential | 0 | 0 | 0 | 0 | 0 | 0 | 0 | 0 | 0 | 0 | 0 | 0 | 0 | 0 | 0 | 0 | 0 | 0 | 0 | 0 | 0 | 0 | 0 | 0 | 0 | 0 | 0 | 0 | 0 | 0 | 0
F4_Industrial_Stone, Clay, and Glass_New_Space Heating_Natural Gas_Thermostat - Programmable_A_Achievable Economic RVT Potential | F4 | Industrial | Stone, Clay, and Glass | New | Space Heating | Natural Gas | Thermostat - Programmable | A | Incremental Energy Savings (MWh or mTherms) | Achievable Economic RVT Potential | 0 | 0 | 0 | 0 | 0 | 0 | 0 | 0 | 0 | 0 | 0 | 0 | 0 | 0 | 0 | 0 | 0 | 0 | 0 | 0 | 0 | 0 | 0 | 0 | 0 | 0 | 0 | 0 | 0 | 0 | 0
F5_Industrial_Stone, Clay, and Glass_New_Space Heating_Natural Gas_Thermostat - Programmable_A_Achievable Economic RVT Potential | F5 | Industrial | Stone, Clay, and Glass | New | Space Heating | Natural Gas | Thermostat - Programmable | A | Incremental Summer Peak Savings (MW) | Achievable Economic RVT Potential | 0 | 0 | 0 | 0 | 0 | 0 | 0 | 0 | 0 | 0 | 0 | 0 | 0 | 0 | 0 | 0 | 0 | 0 | 0 | 0 | 0 | 0 | 0 | 0 | 0 | 0 | 0 | 0 | 0 | 0 | 0
F6_Industrial_Stone, Clay, and Glass_New_Space Heating_Natural Gas_Thermostat - Programmable_A_Achievable Economic RVT Potential | F6 | Industrial | Stone, Clay, and Glass | New | Space Heating | Natural Gas | Thermostat - Programmable | A | Incremental Winter Peak Savings (MW) | Achievable Economic RVT Potential | 0 | 0 | 0 | 0 | 0 | 0 | 0 | 0 | 0 | 0 | 0 | 0 | 0 | 0 | 0 | 0 | 0 | 0 | 0 | 0 | 0 | 0 | 0 | 0 | 0 | 0 | 0 | 0 | 0 | 0 | 0
F7_Industrial_Stone, Clay, and Glass_New_Space Heating_Natural Gas_Thermostat - Programmable_A_Achievable Economic RVT Potential | F7 | Industrial | Stone, Clay, and Glass | New | Space Heating | Natural Gas | Thermostat - Programmable | A | Cumulative Energy Savings (MWh or mTherms) | Achievable Economic RVT Potential | 0 | 0 | 0 | 0 | 0 | 0 | 0 | 0 | 0 | 0 | 0 | 0 | 0 | 0 | 0 | 0 | 0 | 0 | 0 | 0 | 0 | 0 | 0 | 0 | 0 | 0 | 0 | 0 | 0 | 0 | 0
F8_Industrial_Stone, Clay, and Glass_New_Space Heating_Natural Gas_Thermostat - Programmable_A_Achievable Economic RVT Potential | F8 | Industrial | Stone, Clay, and Glass | New | Space Heating | Natural Gas | Thermostat - Programmable | A | Cumulative Summer Peak Savings (MW) | Achievable Economic RVT Potential | 0 | 0 | 0 | 0 | 0 | 0 | 0 | 0 | 0 | 0 | 0 | 0 | 0 | 0 | 0 | 0 | 0 | 0 | 0 | 0 | 0 | 0 | 0 | 0 | 0 | 0 | 0 | 0 | 0 | 0 | 0
F9_Industrial_Stone, Clay, and Glass_New_Space Heating_Natural Gas_Thermostat - Programmable_A_Achievable Economic RVT Potential | F9 | Industrial | Stone, Clay, and Glass | New | Space Heating | Natural Gas | Thermostat - Programmable | A | Cumulative Winter Peak Savings (MW) | Achievable Economic RVT Potential | 0 | 0 | 0 | 0 | 0 | 0 | 0 | 0 | 0 | 0 | 0 | 0 | 0 | 0 | 0 | 0 | 0 | 0 | 0 | 0 | 0 | 0 | 0 | 0 | 0 | 0 | 0 | 0 | 0 | 0 | 0
F10_Industrial_Stone, Clay, and Glass_New_Space Heating_Natural Gas_Thermostat - Programmable_A_Achievable Economic RVT Potential | F10 | Industrial | Stone, Clay, and Glass | New | Space Heating | Natural Gas | Thermostat - Programmable | A | Purchases (Incremental) | Achievable Economic RVT Potential | 0 | 0 | 0 | 0 | 0 | 0 | 0 | 0 | 0 | 0 | 0 | 0 | 0 | 0 | 0 | 0 | 0 | 0 | 0 | 0 | 0 | 0 | 0 | 0 | 0 | 0 | 0 | 0 | 0 | 0 | 0
F11_Industrial_Stone, Clay, and Glass_New_Space Heating_Natural Gas_Thermostat - Programmable_A_Achievable Economic RVT Potential | F11 | Industrial | Stone, Clay, and Glass | New | Space Heating | Natural Gas | Thermostat - Programmable | A | Purchases (Cumulative) | Achievable Economic RVT Potential | 0 | 0 | 0 | 0 | 0 | 0 | 0 | 0 | 0 | 0 | 0 | 0 | 0 | 0 | 0 | 0 | 0 | 0 | 0 | 0 | 0 | 0 | 0 | 0 | 0 | 0 | 0 | 0 | 0 | 0 | 0
F1_Industrial_Stone, Clay, and Glass_New_Space Heating_Natural Gas_ENERGY STAR Connected Thermostat_A_Achievable Economic RVT Potential | F1 | Industrial | Stone, Clay, and Glass | New | Space Heating | Natural Gas | ENERGY STAR Connected Thermostat | A | Integrated Unit Energy Savings (kWh or therms) | Achievable Economic RVT Potential | 0 | 0 | 0 | 0 | 0 | 0.014539 | 0.014293 | 0.014087 | 0.013906 | 0.013741 | 0.01359 | 0.013408 | 0.013208 | 0.013003 | 0.012795 | 0.012603 | 0.012426 | 0.012273 | 0.012084 | 0.011939 | 0.01183 | 0.011748 | 0.011707 | 0.011685 | 0.011678 | 0.011681 | 0.011688 | 0.011697 | 0 | 0 | 0
F2_Industrial_Stone, Clay, and Glass_New_Space Heating_Natural Gas_ENERGY STAR Connected Thermostat_A_Achievable Economic RVT Potential | F2 | Industrial | Stone, Clay, and Glass | New | Space Heating | Natural Gas | ENERGY STAR Connected Thermostat | A | Integrated Unit Summer Peak Savings (kW) | Achievable Economic RVT Potential | 0 | 0 | 0 | 0 | 0 | 0 | 0 | 0 | 0 | 0 | 0 | 0 | 0 | 0 | 0 | 0 | 0 | 0 | 0 | 0 | 0 | 0 | 0 | 0 | 0 | 0 | 0 | 0 | 0 | 0 | 0
F3_Industrial_Stone, Clay, and Glass_New_Space Heating_Natural Gas_ENERGY STAR Connected Thermostat_A_Achievable Economic RVT Potential | F3 | Industrial | Stone, Clay, and Glass | New | Space Heating | Natural Gas | ENERGY STAR Connected Thermostat | A | Integrated Unit Winter Peak Savings (kW) | Achievable Economic RVT Potential | 0 | 0 | 0 | 0 | 0 | 0 | 0 | 0 | 0 | 0 | 0 | 0 | 0 | 0 | 0 | 0 | 0 | 0 | 0 | 0 | 0 | 0 | 0 | 0 | 0 | 0 | 0 | 0 | 0 | 0 | 0
F4_Industrial_Stone, Clay, and Glass_New_Space Heating_Natural Gas_ENERGY STAR Connected Thermostat_A_Achievable Economic RVT Potential | F4 | Industrial | Stone, Clay, and Glass | New | Space Heating | Natural Gas | ENERGY STAR Connected Thermostat | A | Incremental Energy Savings (MWh or mTherms) | Achievable Economic RVT Potential | 0 | 0 | 0 | 0 | 0 | 0 | 0 | 0 | 0 | 0 | 0 | 0 | 0 | 0 | 0 | 0 | 0 | 0 | 0 | 0 | 0 | 0 | 0 | 0 | 0 | 0 | 0 | 0 | 0 | 0 | 0
F5_Industrial_Stone, Clay, and Glass_New_Space Heating_Natural Gas_ENERGY STAR Connected Thermostat_A_Achievable Economic RVT Potential | F5 | Industrial | Stone, Clay, and Glass | New | Space Heating | Natural Gas | ENERGY STAR Connected Thermostat | A | Incremental Summer Peak Savings (MW) | Achievable Economic RVT Potential | 0 | 0 | 0 | 0 | 0 | 0 | 0 | 0 | 0 | 0 | 0 | 0 | 0 | 0 | 0 | 0 | 0 | 0 | 0 | 0 | 0 | 0 | 0 | 0 | 0 | 0 | 0 | 0 | 0 | 0 | 0
F6_Industrial_Stone, Clay, and Glass_New_Space Heating_Natural Gas_ENERGY STAR Connected Thermostat_A_Achievable Economic RVT Potential | F6 | Industrial | Stone, Clay, and Glass | New | Space Heating | Natural Gas | ENERGY STAR Connected Thermostat | A | Incremental Winter Peak Savings (MW) | Achievable Economic RVT Potential | 0 | 0 | 0 | 0 | 0 | 0 | 0 | 0 | 0 | 0 | 0 | 0 | 0 | 0 | 0 | 0 | 0 | 0 | 0 | 0 | 0 | 0 | 0 | 0 | 0 | 0 | 0 | 0 | 0 | 0 | 0
F7_Industrial_Stone, Clay, and Glass_New_Space Heating_Natural Gas_ENERGY STAR Connected Thermostat_A_Achievable Economic RVT Potential | F7 | Industrial | Stone, Clay, and Glass | New | Space Heating | Natural Gas | ENERGY STAR Connected Thermostat | A | Cumulative Energy Savings (MWh or mTherms) | Achievable Economic RVT Potential | 0 | 0 | 0 | 0 | 0 | 0 | 0 | 0 | 0 | 0 | 0 | 0 | 0 | 0 | 0 | 0 | 0 | 0 | 0 | 0 | 0 | 0 | 0 | 0 | 0 | 0 | 0 | 0 | 0 | 0 | 0
F8_Industrial_Stone, Clay, and Glass_New_Space Heating_Natural Gas_ENERGY STAR Connected Thermostat_A_Achievable Economic RVT Potential | F8 | Industrial | Stone, Clay, and Glass | New | Space Heating | Natural Gas | ENERGY STAR Connected Thermostat | A | Cumulative Summer Peak Savings (MW) | Achievable Economic RVT Potential | 0 | 0 | 0 | 0 | 0 | 0 | 0 | 0 | 0 | 0 | 0 | 0 | 0 | 0 | 0 | 0 | 0 | 0 | 0 | 0 | 0 | 0 | 0 | 0 | 0 | 0 | 0 | 0 | 0 | 0 | 0
F9_Industrial_Stone, Clay, and Glass_New_Space Heating_Natural Gas_ENERGY STAR Connected Thermostat_A_Achievable Economic RVT Potential | F9 | Industrial | Stone, Clay, and Glass | New | Space Heating | Natural Gas | ENERGY STAR Connected Thermostat | A | Cumulative Winter Peak Savings (MW) | Achievable Economic RVT Potential | 0 | 0 | 0 | 0 | 0 | 0 | 0 | 0 | 0 | 0 | 0 | 0 | 0 | 0 | 0 | 0 | 0 | 0 | 0 | 0 | 0 | 0 | 0 | 0 | 0 | 0 | 0 | 0 | 0 | 0 | 0
F10_Industrial_Stone, Clay, and Glass_New_Space Heating_Natural Gas_ENERGY STAR Connected Thermostat_A_Achievable Economic RVT Potential | F10 | Industrial | Stone, Clay, and Glass | New | Space Heating | Natural Gas | ENERGY STAR Connected Thermostat | A | Purchases (Incremental) | Achievable Economic RVT Potential | 0 | 0 | 0 | 0 | 0 | 0 | 0 | 0 | 0 | 0 | 0 | 0 | 0 | 0 | 0 | 0 | 0 | 0 | 0 | 0 | 0 | 0 | 0 | 0 | 0 | 0 | 0 | 0 | 0 | 0 | 0
F11_Industrial_Stone, Clay, and Glass_New_Space Heating_Natural Gas_ENERGY STAR Connected Thermostat_A_Achievable Economic RVT Potential | F11 | Industrial | Stone, Clay, and Glass | New | Space Heating | Natural Gas | ENERGY STAR Connected Thermostat | A | Purchases (Cumulative) | Achievable Economic RVT Potential | 0 | 0 | 0 | 0 | 0 | 0 | 0 | 0 | 0 | 0 | 0 | 0 | 0 | 0 | 0 | 0 | 0 | 0 | 0 | 0 | 0 | 0 | 0 | 0 | 0 | 0 | 0 | 0 | 0 | 0 | 0
F1_Industrial_Stone, Clay, and Glass_New_Space Heating_Natural Gas_Destratification Fans (HVLS)_A_Achievable Economic RVT Potential | F1 | Industrial | Stone, Clay, and Glass | New | Space Heating | Natural Gas | Destratification Fans (HVLS) | A | Integrated Unit Energy Savings (kWh or therms) | Achievable Economic RVT Potential | 0 | 0 | 0 | 0 | 0 | 0.014539 | 0.014293 | 0.014087 | 0.013906 | 0.013741 | 0.01359 | 0.013408 | 0.013208 | 0.013003 | 0.012795 | 0.012603 | 0.012426 | 0.012273 | 0.012084 | 0.011939 | 0.01183 | 0.011748 | 0.011707 | 0.011685 | 0.011678 | 0.011681 | 0.011688 | 0.011697 | 0 | 0 | 0
F2_Industrial_Stone, Clay, and Glass_New_Space Heating_Natural Gas_Destratification Fans (HVLS)_A_Achievable Economic RVT Potential | F2 | Industrial | Stone, Clay, and Glass | New | Space Heating | Natural Gas | Destratification Fans (HVLS) | A | Integrated Unit Summer Peak Savings (kW) | Achievable Economic RVT Potential | 0 | 0 | 0 | 0 | 0 | 0 | 0 | 0 | 0 | 0 | 0 | 0 | 0 | 0 | 0 | 0 | 0 | 0 | 0 | 0 | 0 | 0 | 0 | 0 | 0 | 0 | 0 | 0 | 0 | 0 | 0
F3_Industrial_Stone, Clay, and Glass_New_Space Heating_Natural Gas_Destratification Fans (HVLS)_A_Achievable Economic RVT Potential | F3 | Industrial | Stone, Clay, and Glass | New | Space Heating | Natural Gas | Destratification Fans (HVLS) | A | Integrated Unit Winter Peak Savings (kW) | Achievable Economic RVT Potential | 0 | 0 | 0 | 0 | 0 | 0 | 0 | 0 | 0 | 0 | 0 | 0 | 0 | 0 | 0 | 0 | 0 | 0 | 0 | 0 | 0 | 0 | 0 | 0 | 0 | 0 | 0 | 0 | 0 | 0 | 0
F4_Industrial_Stone, Clay, and Glass_New_Space Heating_Natural Gas_Destratification Fans (HVLS)_A_Achievable Economic RVT Potential | F4 | Industrial | Stone, Clay, and Glass | New | Space Heating | Natural Gas | Destratification Fans (HVLS) | A | Incremental Energy Savings (MWh or mTherms) | Achievable Economic RVT Potential | 0 | 0 | 0 | 0 | 0 | 0 | 0 | 0 | 0 | 0 | 0 | 0 | 0 | 0 | 0 | 0 | 0 | 0 | 0 | 0 | 0 | 0 | 0 | 0 | 0 | 0 | 0 | 0 | 0 | 0 | 0
F5_Industrial_Stone, Clay, and Glass_New_Space Heating_Natural Gas_Destratification Fans (HVLS)_A_Achievable Economic RVT Potential | F5 | Industrial | Stone, Clay, and Glass | New | Space Heating | Natural Gas | Destratification Fans (HVLS) | A | Incremental Summer Peak Savings (MW) | Achievable Economic RVT Potential | 0 | 0 | 0 | 0 | 0 | 0 | 0 | 0 | 0 | 0 | 0 | 0 | 0 | 0 | 0 | 0 | 0 | 0 | 0 | 0 | 0 | 0 | 0 | 0 | 0 | 0 | 0 | 0 | 0 | 0 | 0
F6_Industrial_Stone, Clay, and Glass_New_Space Heating_Natural Gas_Destratification Fans (HVLS)_A_Achievable Economic RVT Potential | F6 | Industrial | Stone, Clay, and Glass | New | Space Heating | Natural Gas | Destratification Fans (HVLS) | A | Incremental Winter Peak Savings (MW) | Achievable Economic RVT Potential | 0 | 0 | 0 | 0 | 0 | 0 | 0 | 0 | 0 | 0 | 0 | 0 | 0 | 0 | 0 | 0 | 0 | 0 | 0 | 0 | 0 | 0 | 0 | 0 | 0 | 0 | 0 | 0 | 0 | 0 | 0
F7_Industrial_Stone, Clay, and Glass_New_Space Heating_Natural Gas_Destratification Fans (HVLS)_A_Achievable Economic RVT Potential | F7 | Industrial | Stone, Clay, and Glass | New | Space Heating | Natural Gas | Destratification Fans (HVLS) | A | Cumulative Energy Savings (MWh or mTherms) | Achievable Economic RVT Potential | 0 | 0 | 0 | 0 | 0 | 0 | 0 | 0 | 0 | 0 | 0 | 0 | 0 | 0 | 0 | 0 | 0 | 0 | 0 | 0 | 0 | 0 | 0 | 0 | 0 | 0 | 0 | 0 | 0 | 0 | 0
F8_Industrial_Stone, Clay, and Glass_New_Space Heating_Natural Gas_Destratification Fans (HVLS)_A_Achievable Economic RVT Potential | F8 | Industrial | Stone, Clay, and Glass | New | Space Heating | Natural Gas | Destratification Fans (HVLS) | A | Cumulative Summer Peak Savings (MW) | Achievable Economic RVT Potential | 0 | 0 | 0 | 0 | 0 | 0 | 0 | 0 | 0 | 0 | 0 | 0 | 0 | 0 | 0 | 0 | 0 | 0 | 0 | 0 | 0 | 0 | 0 | 0 | 0 | 0 | 0 | 0 | 0 | 0 | 0
F9_Industrial_Stone, Clay, and Glass_New_Space Heating_Natural Gas_Destratification Fans (HVLS)_A_Achievable Economic RVT Potential | F9 | Industrial | Stone, Clay, and Glass | New | Space Heating | Natural Gas | Destratification Fans (HVLS) | A | Cumulative Winter Peak Savings (MW) | Achievable Economic RVT Potential | 0 | 0 | 0 | 0 | 0 | 0 | 0 | 0 | 0 | 0 | 0 | 0 | 0 | 0 | 0 | 0 | 0 | 0 | 0 | 0 | 0 | 0 | 0 | 0 | 0 | 0 | 0 | 0 | 0 | 0 | 0
F10_Industrial_Stone, Clay, and Glass_New_Space Heating_Natural Gas_Destratification Fans (HVLS)_A_Achievable Economic RVT Potential | F10 | Industrial | Stone, Clay, and Glass | New | Space Heating | Natural Gas | Destratification Fans (HVLS) | A | Purchases (Incremental) | Achievable Economic RVT Potential | 0 | 0 | 0 | 0 | 0 | 0 | 0 | 0 | 0 | 0 | 0 | 0 | 0 | 0 | 0 | 0 | 0 | 0 | 0 | 0 | 0 | 0 | 0 | 0 | 0 | 0 | 0 | 0 | 0 | 0 | 0
F11_Industrial_Stone, Clay, and Glass_New_Space Heating_Natural Gas_Destratification Fans (HVLS)_A_Achievable Economic RVT Potential | F11 | Industrial | Stone, Clay, and Glass | New | Space Heating | Natural Gas | Destratification Fans (HVLS) | A | Purchases (Cumulative) | Achievable Economic RVT Potential | 0 | 0 | 0 | 0 | 0 | 0 | 0 | 0 | 0 | 0 | 0 | 0 | 0 | 0 | 0 | 0 | 0 | 0 | 0 | 0 | 0 | 0 | 0 | 0 | 0 | 0 | 0 | 0 | 0 | 0 | 0
F1_Industrial_Stone, Clay, and Glass_New_Space Heating_Natural Gas_Gas Boiler - Insulate Steam Lines/Condensate Tank_A_Achievable Economic RVT Potential | F1 | Industrial | Stone, Clay, and Glass | New | Space Heating | Natural Gas | Gas Boiler - Insulate Steam Lines/Condensate Tank | A | Integrated Unit Energy Savings (kWh or therms) | Achievable Economic RVT Potential | 0 | 0 | 0 | 0 | 0 | 0 | 0 | 0 | 0 | 0 | 0 | 0 | 0 | 0 | 0 | 0 | 0 | 0 | 0 | 0 | 0 | 0 | 0 | 0 | 0 | 0 | 0 | 0 | 0 | 0 | 0
F2_Industrial_Stone, Clay, and Glass_New_Space Heating_Natural Gas_Gas Boiler - Insulate Steam Lines/Condensate Tank_A_Achievable Economic RVT Potential | F2 | Industrial | Stone, Clay, and Glass | New | Space Heating | Natural Gas | Gas Boiler - Insulate Steam Lines/Condensate Tank | A | Integrated Unit Summer Peak Savings (kW) | Achievable Economic RVT Potential | 0 | 0 | 0 | 0 | 0 | 0 | 0 | 0 | 0 | 0 | 0 | 0 | 0 | 0 | 0 | 0 | 0 | 0 | 0 | 0 | 0 | 0 | 0 | 0 | 0 | 0 | 0 | 0 | 0 | 0 | 0
F3_Industrial_Stone, Clay, and Glass_New_Space Heating_Natural Gas_Gas Boiler - Insulate Steam Lines/Condensate Tank_A_Achievable Economic RVT Potential | F3 | Industrial | Stone, Clay, and Glass | New | Space Heating | Natural Gas | Gas Boiler - Insulate Steam Lines/Condensate Tank | A | Integrated Unit Winter Peak Savings (kW) | Achievable Economic RVT Potential | 0 | 0 | 0 | 0 | 0 | 0 | 0 | 0 | 0 | 0 | 0 | 0 | 0 | 0 | 0 | 0 | 0 | 0 | 0 | 0 | 0 | 0 | 0 | 0 | 0 | 0 | 0 | 0 | 0 | 0 | 0
F4_Industrial_Stone, Clay, and Glass_New_Space Heating_Natural Gas_Gas Boiler - Insulate Steam Lines/Condensate Tank_A_Achievable Economic RVT Potential | F4 | Industrial | Stone, Clay, and Glass | New | Space Heating | Natural Gas | Gas Boiler - Insulate Steam Lines/Condensate Tank | A | Incremental Energy Savings (MWh or mTherms) | Achievable Economic RVT Potential | 0 | 0 | 0 | 0 | 0 | 0 | 0 | 0 | 0 | 0 | 0 | 0 | 0 | 0 | 0 | 0 | 0 | 0 | 0 | 0 | 0 | 0 | 0 | 0 | 0 | 0 | 0 | 0 | 0 | 0 | 0
F5_Industrial_Stone, Clay, and Glass_New_Space Heating_Natural Gas_Gas Boiler - Insulate Steam Lines/Condensate Tank_A_Achievable Economic RVT Potential | F5 | Industrial | Stone, Clay, and Glass | New | Space Heating | Natural Gas | Gas Boiler - Insulate Steam Lines/Condensate Tank | A | Incremental Summer Peak Savings (MW) | Achievable Economic RVT Potential | 0 | 0 | 0 | 0 | 0 | 0 | 0 | 0 | 0 | 0 | 0 | 0 | 0 | 0 | 0 | 0 | 0 | 0 | 0 | 0 | 0 | 0 | 0 | 0 | 0 | 0 | 0 | 0 | 0 | 0 | 0
F6_Industrial_Stone, Clay, and Glass_New_Space Heating_Natural Gas_Gas Boiler - Insulate Steam Lines/Condensate Tank_A_Achievable Economic RVT Potential | F6 | Industrial | Stone, Clay, and Glass | New | Space Heating | Natural Gas | Gas Boiler - Insulate Steam Lines/Condensate Tank | A | Incremental Winter Peak Savings (MW) | Achievable Economic RVT Potential | 0 | 0 | 0 | 0 | 0 | 0 | 0 | 0 | 0 | 0 | 0 | 0 | 0 | 0 | 0 | 0 | 0 | 0 | 0 | 0 | 0 | 0 | 0 | 0 | 0 | 0 | 0 | 0 | 0 | 0 | 0
F7_Industrial_Stone, Clay, and Glass_New_Space Heating_Natural Gas_Gas Boiler - Insulate Steam Lines/Condensate Tank_A_Achievable Economic RVT Potential | F7 | Industrial | Stone, Clay, and Glass | New | Space Heating | Natural Gas | Gas Boiler - Insulate Steam Lines/Condensate Tank | A | Cumulative Energy Savings (MWh or mTherms) | Achievable Economic RVT Potential | 0 | 0 | 0 | 0 | 0 | 0 | 0 | 0 | 0 | 0 | 0 | 0 | 0 | 0 | 0 | 0 | 0 | 0 | 0 | 0 | 0 | 0 | 0 | 0 | 0 | 0 | 0 | 0 | 0 | 0 | 0
F8_Industrial_Stone, Clay, and Glass_New_Space Heating_Natural Gas_Gas Boiler - Insulate Steam Lines/Condensate Tank_A_Achievable Economic RVT Potential | F8 | Industrial | Stone, Clay, and Glass | New | Space Heating | Natural Gas | Gas Boiler - Insulate Steam Lines/Condensate Tank | A | Cumulative Summer Peak Savings (MW) | Achievable Economic RVT Potential | 0 | 0 | 0 | 0 | 0 | 0 | 0 | 0 | 0 | 0 | 0 | 0 | 0 | 0 | 0 | 0 | 0 | 0 | 0 | 0 | 0 | 0 | 0 | 0 | 0 | 0 | 0 | 0 | 0 | 0 | 0
F9_Industrial_Stone, Clay, and Glass_New_Space Heating_Natural Gas_Gas Boiler - Insulate Steam Lines/Condensate Tank_A_Achievable Economic RVT Potential | F9 | Industrial | Stone, Clay, and Glass | New | Space Heating | Natural Gas | Gas Boiler - Insulate Steam Lines/Condensate Tank | A | Cumulative Winter Peak Savings (MW) | Achievable Economic RVT Potential | 0 | 0 | 0 | 0 | 0 | 0 | 0 | 0 | 0 | 0 | 0 | 0 | 0 | 0 | 0 | 0 | 0 | 0 | 0 | 0 | 0 | 0 | 0 | 0 | 0 | 0 | 0 | 0 | 0 | 0 | 0
F10_Industrial_Stone, Clay, and Glass_New_Space Heating_Natural Gas_Gas Boiler - Insulate Steam Lines/Condensate Tank_A_Achievable Economic RVT Potential | F10 | Industrial | Stone, Clay, and Glass | New | Space Heating | Natural Gas | Gas Boiler - Insulate Steam Lines/Condensate Tank | A | Purchases (Incremental) | Achievable Economic RVT Potential | 0 | 0 | 0 | 0 | 0 | 0 | 0 | 0 | 0 | 0 | 0 | 0 | 0 | 0 | 0 | 0 | 0 | 0 | 0 | 0 | 0 | 0 | 0 | 0 | 0 | 0 | 0 | 0 | 0 | 0 | 0
F11_Industrial_Stone, Clay, and Glass_New_Space Heating_Natural Gas_Gas Boiler - Insulate Steam Lines/Condensate Tank_A_Achievable Economic RVT Potential | F11 | Industrial | Stone, Clay, and Glass | New | Space Heating | Natural Gas | Gas Boiler - Insulate Steam Lines/Condensate Tank | A | Purchases (Cumulative) | Achievable Economic RVT Potential | 0 | 0 | 0 | 0 | 0 | 0 | 0 | 0 | 0 | 0 | 0 | 0 | 0 | 0 | 0 | 0 | 0 | 0 | 0 | 0 | 0 | 0 | 0 | 0 | 0 | 0 | 0 | 0 | 0 | 0 | 0
F1_Industrial_Stone, Clay, and Glass_New_Process_Natural Gas_Gas Boiler - Insulate Steam Lines/Condensate Tank_A_Achievable Economic RVT Potential | F1 | Industrial | Stone, Clay, and Glass | New | Process | Natural Gas | Gas Boiler - Insulate Steam Lines/Condensate Tank | A | Integrated Unit Energy Savings (kWh or therms) | Achievable Economic RVT Potential | 0 | 0 | 0 | 0 | 0 | 45.5003 | 45.4251 | 45.3582 | 45.2965 | 45.2384 | 45.2071 | 45.1857 | 45.1718 | 45.1634 | 45.1589 | 45.1577 | 45.1588 | 45.1616 | 45.1656 | 45.1703 | 45.1756 | 45.1848 | 45.1931 | 45.2007 | 45.2077 | 45.222 | 45.2352 | 45.2475 | 45.5894 | 45.5894 | 45.5894
F2_Industrial_Stone, Clay, and Glass_New_Process_Natural Gas_Gas Boiler - Insulate Steam Lines/Condensate Tank_A_Achievable Economic RVT Potential | F2 | Industrial | Stone, Clay, and Glass | New | Process | Natural Gas | Gas Boiler - Insulate Steam Lines/Condensate Tank | A | Integrated Unit Summer Peak Savings (kW) | Achievable Economic RVT Potential | 0 | 0 | 0 | 0 | 0 | 0 | 0 | 0 | 0 | 0 | 0 | 0 | 0 | 0 | 0 | 0 | 0 | 0 | 0 | 0 | 0 | 0 | 0 | 0 | 0 | 0 | 0 | 0 | 0 | 0 | 0
F3_Industrial_Stone, Clay, and Glass_New_Process_Natural Gas_Gas Boiler - Insulate Steam Lines/Condensate Tank_A_Achievable Economic RVT Potential | F3 | Industrial | Stone, Clay, and Glass | New | Process | Natural Gas | Gas Boiler - Insulate Steam Lines/Condensate Tank | A | Integrated Unit Winter Peak Savings (kW) | Achievable Economic RVT Potential | 0 | 0 | 0 | 0 | 0 | 0 | 0 | 0 | 0 | 0 | 0 | 0 | 0 | 0 | 0 | 0 | 0 | 0 | 0 | 0 | 0 | 0 | 0 | 0 | 0 | 0 | 0 | 0 | 0 | 0 | 0
F4_Industrial_Stone, Clay, and Glass_New_Process_Natural Gas_Gas Boiler - Insulate Steam Lines/Condensate Tank_A_Achievable Economic RVT Potential | F4 | Industrial | Stone, Clay, and Glass | New | Process | Natural Gas | Gas Boiler - Insulate Steam Lines/Condensate Tank | A | Incremental Energy Savings (MWh or mTherms) | Achievable Economic RVT Potential | 0 | 0 | 0 | 0 | 0 | 0 | 0 | 0 | 0 | 0 | 0 | 0 | 0 | 0 | 0 | 0 | 0 | 0 | 0 | 0 | 0 | 0 | 0 | 0 | 0 | 0 | 0 | 0 | 0 | 0 | 0
F5_Industrial_Stone, Clay, and Glass_New_Process_Natural Gas_Gas Boiler - Insulate Steam Lines/Condensate Tank_A_Achievable Economic RVT Potential | F5 | Industrial | Stone, Clay, and Glass | New | Process | Natural Gas | Gas Boiler - Insulate Steam Lines/Condensate Tank | A | Incremental Summer Peak Savings (MW) | Achievable Economic RVT Potential | 0 | 0 | 0 | 0 | 0 | 0 | 0 | 0 | 0 | 0 | 0 | 0 | 0 | 0 | 0 | 0 | 0 | 0 | 0 | 0 | 0 | 0 | 0 | 0 | 0 | 0 | 0 | 0 | 0 | 0 | 0
F6_Industrial_Stone, Clay, and Glass_New_Process_Natural Gas_Gas Boiler - Insulate Steam Lines/Condensate Tank_A_Achievable Economic RVT Potential | F6 | Industrial | Stone, Clay, and Glass | New | Process | Natural Gas | Gas Boiler - Insulate Steam Lines/Condensate Tank | A | Incremental Winter Peak Savings (MW) | Achievable Economic RVT Potential | 0 | 0 | 0 | 0 | 0 | 0 | 0 | 0 | 0 | 0 | 0 | 0 | 0 | 0 | 0 | 0 | 0 | 0 | 0 | 0 | 0 | 0 | 0 | 0 | 0 | 0 | 0 | 0 | 0 | 0 | 0
F7_Industrial_Stone, Clay, and Glass_New_Process_Natural Gas_Gas Boiler - Insulate Steam Lines/Condensate Tank_A_Achievable Economic RVT Potential | F7 | Industrial | Stone, Clay, and Glass | New | Process | Natural Gas | Gas Boiler - Insulate Steam Lines/Condensate Tank | A | Cumulative Energy Savings (MWh or mTherms) | Achievable Economic RVT Potential | 0 | 0 | 0 | 0 | 0 | 0 | 0 | 0 | 0 | 0 | 0 | 0 | 0 | 0 | 0 | 0 | 0 | 0 | 0 | 0 | 0 | 0 | 0 | 0 | 0 | 0 | 0 | 0 | 0 | 0 | 0
F8_Industrial_Stone, Clay, and Glass_New_Process_Natural Gas_Gas Boiler - Insulate Steam Lines/Condensate Tank_A_Achievable Economic RVT Potential | F8 | Industrial | Stone, Clay, and Glass | New | Process | Natural Gas | Gas Boiler - Insulate Steam Lines/Condensate Tank | A | Cumulative Summer Peak Savings (MW) | Achievable Economic RVT Potential | 0 | 0 | 0 | 0 | 0 | 0 | 0 | 0 | 0 | 0 | 0 | 0 | 0 | 0 | 0 | 0 | 0 | 0 | 0 | 0 | 0 | 0 | 0 | 0 | 0 | 0 | 0 | 0 | 0 | 0 | 0
F9_Industrial_Stone, Clay, and Glass_New_Process_Natural Gas_Gas Boiler - Insulate Steam Lines/Condensate Tank_A_Achievable Economic RVT Potential | F9 | Industrial | Stone, Clay, and Glass | New | Process | Natural Gas | Gas Boiler - Insulate Steam Lines/Condensate Tank | A | Cumulative Winter Peak Savings (MW) | Achievable Economic RVT Potential | 0 | 0 | 0 | 0 | 0 | 0 | 0 | 0 | 0 | 0 | 0 | 0 | 0 | 0 | 0 | 0 | 0 | 0 | 0 | 0 | 0 | 0 | 0 | 0 | 0 | 0 | 0 | 0 | 0 | 0 | 0
F10_Industrial_Stone, Clay, and Glass_New_Process_Natural Gas_Gas Boiler - Insulate Steam Lines/Condensate Tank_A_Achievable Economic RVT Potential | F10 | Industrial | Stone, Clay, and Glass | New | Process | Natural Gas | Gas Boiler - Insulate Steam Lines/Condensate Tank | A | Purchases (Incremental) | Achievable Economic RVT Potential | 0 | 0 | 0 | 0 | 0 | 0 | 0 | 0 | 0 | 0 | 0 | 0 | 0 | 0 | 0 | 0 | 0 | 0 | 0 | 0 | 0 | 0 | 0 | 0 | 0 | 0 | 0 | 0 | 0 | 0 | 0
F11_Industrial_Stone, Clay, and Glass_New_Process_Natural Gas_Gas Boiler - Insulate Steam Lines/Condensate Tank_A_Achievable Economic RVT Potential | F11 | Industrial | Stone, Clay, and Glass | New | Process | Natural Gas | Gas Boiler - Insulate Steam Lines/Condensate Tank | A | Purchases (Cumulative) | Achievable Economic RVT Potential | 0 | 0 | 0 | 0 | 0 | 0 | 0 | 0 | 0 | 0 | 0 | 0 | 0 | 0 | 0 | 0 | 0 | 0 | 0 | 0 | 0 | 0 | 0 | 0 | 0 | 0 | 0 | 0 | 0 | 0 | 0
F1_Industrial_Stone, Clay, and Glass_New_Space Heating_Natural Gas_Gas Boiler - Insulate Hot Water Lines_A_Achievable Economic RVT Potential | F1 | Industrial | Stone, Clay, and Glass | New | Space Heating | Natural Gas | Gas Boiler - Insulate Hot Water Lines | A | Integrated Unit Energy Savings (kWh or therms) | Achievable Economic RVT Potential | 0 | 0 | 0 | 0 | 0 | 0 | 0 | 0 | 0 | 0 | 0 | 0 | 0 | 0 | 0 | 0 | 0 | 0 | 0 | 0 | 0 | 0 | 0 | 0 | 0 | 0 | 0 | 0 | 0 | 0 | 0
F2_Industrial_Stone, Clay, and Glass_New_Space Heating_Natural Gas_Gas Boiler - Insulate Hot Water Lines_A_Achievable Economic RVT Potential | F2 | Industrial | Stone, Clay, and Glass | New | Space Heating | Natural Gas | Gas Boiler - Insulate Hot Water Lines | A | Integrated Unit Summer Peak Savings (kW) | Achievable Economic RVT Potential | 0 | 0 | 0 | 0 | 0 | 0 | 0 | 0 | 0 | 0 | 0 | 0 | 0 | 0 | 0 | 0 | 0 | 0 | 0 | 0 | 0 | 0 | 0 | 0 | 0 | 0 | 0 | 0 | 0 | 0 | 0
F3_Industrial_Stone, Clay, and Glass_New_Space Heating_Natural Gas_Gas Boiler - Insulate Hot Water Lines_A_Achievable Economic RVT Potential | F3 | Industrial | Stone, Clay, and Glass | New | Space Heating | Natural Gas | Gas Boiler - Insulate Hot Water Lines | A | Integrated Unit Winter Peak Savings (kW) | Achievable Economic RVT Potential | 0 | 0 | 0 | 0 | 0 | 0 | 0 | 0 | 0 | 0 | 0 | 0 | 0 | 0 | 0 | 0 | 0 | 0 | 0 | 0 | 0 | 0 | 0 | 0 | 0 | 0 | 0 | 0 | 0 | 0 | 0
F4_Industrial_Stone, Clay, and Glass_New_Space Heating_Natural Gas_Gas Boiler - Insulate Hot Water Lines_A_Achievable Economic RVT Potential | F4 | Industrial | Stone, Clay, and Glass | New | Space Heating | Natural Gas | Gas Boiler - Insulate Hot Water Lines | A | Incremental Energy Savings (MWh or mTherms) | Achievable Economic RVT Potential | 0 | 0 | 0 | 0 | 0 | 0 | 0 | 0 | 0 | 0 | 0 | 0 | 0 | 0 | 0 | 0 | 0 | 0 | 0 | 0 | 0 | 0 | 0 | 0 | 0 | 0 | 0 | 0 | 0 | 0 | 0
F5_Industrial_Stone, Clay, and Glass_New_Space Heating_Natural Gas_Gas Boiler - Insulate Hot Water Lines_A_Achievable Economic RVT Potential | F5 | Industrial | Stone, Clay, and Glass | New | Space Heating | Natural Gas | Gas Boiler - Insulate Hot Water Lines | A | Incremental Summer Peak Savings (MW) | Achievable Economic RVT Potential | 0 | 0 | 0 | 0 | 0 | 0 | 0 | 0 | 0 | 0 | 0 | 0 | 0 | 0 | 0 | 0 | 0 | 0 | 0 | 0 | 0 | 0 | 0 | 0 | 0 | 0 | 0 | 0 | 0 | 0 | 0
F6_Industrial_Stone, Clay, and Glass_New_Space Heating_Natural Gas_Gas Boiler - Insulate Hot Water Lines_A_Achievable Economic RVT Potential | F6 | Industrial | Stone, Clay, and Glass | New | Space Heating | Natural Gas | Gas Boiler - Insulate Hot Water Lines | A | Incremental Winter Peak Savings (MW) | Achievable Economic RVT Potential | 0 | 0 | 0 | 0 | 0 | 0 | 0 | 0 | 0 | 0 | 0 | 0 | 0 | 0 | 0 | 0 | 0 | 0 | 0 | 0 | 0 | 0 | 0 | 0 | 0 | 0 | 0 | 0 | 0 | 0 | 0
F7_Industrial_Stone, Clay, and Glass_New_Space Heating_Natural Gas_Gas Boiler - Insulate Hot Water Lines_A_Achievable Economic RVT Potential | F7 | Industrial | Stone, Clay, and Glass | New | Space Heating | Natural Gas | Gas Boiler - Insulate Hot Water Lines | A | Cumulative Energy Savings (MWh or mTherms) | Achievable Economic RVT Potential | 0 | 0 | 0 | 0 | 0 | 0 | 0 | 0 | 0 | 0 | 0 | 0 | 0 | 0 | 0 | 0 | 0 | 0 | 0 | 0 | 0 | 0 | 0 | 0 | 0 | 0 | 0 | 0 | 0 | 0 | 0
F8_Industrial_Stone, Clay, and Glass_New_Space Heating_Natural Gas_Gas Boiler - Insulate Hot Water Lines_A_Achievable Economic RVT Potential | F8 | Industrial | Stone, Clay, and Glass | New | Space Heating | Natural Gas | Gas Boiler - Insulate Hot Water Lines | A | Cumulative Summer Peak Savings (MW) | Achievable Economic RVT Potential | 0 | 0 | 0 | 0 | 0 | 0 | 0 | 0 | 0 | 0 | 0 | 0 | 0 | 0 | 0 | 0 | 0 | 0 | 0 | 0 | 0 | 0 | 0 | 0 | 0 | 0 | 0 | 0 | 0 | 0 | 0
F9_Industrial_Stone, Clay, and Glass_New_Space Heating_Natural Gas_Gas Boiler - Insulate Hot Water Lines_A_Achievable Economic RVT Potential | F9 | Industrial | Stone, Clay, and Glass | New | Space Heating | Natural Gas | Gas Boiler - Insulate Hot Water Lines | A | Cumulative Winter Peak Savings (MW) | Achievable Economic RVT Potential | 0 | 0 | 0 | 0 | 0 | 0 | 0 | 0 | 0 | 0 | 0 | 0 | 0 | 0 | 0 | 0 | 0 | 0 | 0 | 0 | 0 | 0 | 0 | 0 | 0 | 0 | 0 | 0 | 0 | 0 | 0
F10_Industrial_Stone, Clay, and Glass_New_Space Heating_Natural Gas_Gas Boiler - Insulate Hot Water Lines_A_Achievable Economic RVT Potential | F10 | Industrial | Stone, Clay, and Glass | New | Space Heating | Natural Gas | Gas Boiler - Insulate Hot Water Lines | A | Purchases (Incremental) | Achievable Economic RVT Potential | 0 | 0 | 0 | 0 | 0 | 0 | 0 | 0 | 0 | 0 | 0 | 0 | 0 | 0 | 0 | 0 | 0 | 0 | 0 | 0 | 0 | 0 | 0 | 0 | 0 | 0 | 0 | 0 | 0 | 0 | 0
F11_Industrial_Stone, Clay, and Glass_New_Space Heating_Natural Gas_Gas Boiler - Insulate Hot Water Lines_A_Achievable Economic RVT Potential | F11 | Industrial | Stone, Clay, and Glass | New | Space Heating | Natural Gas | Gas Boiler - Insulate Hot Water Lines | A | Purchases (Cumulative) | Achievable Economic RVT Potential | 0 | 0 | 0 | 0 | 0 | 0 | 0 | 0 | 0 | 0 | 0 | 0 | 0 | 0 | 0 | 0 | 0 | 0 | 0 | 0 | 0 | 0 | 0 | 0 | 0 | 0 | 0 | 0 | 0 | 0 | 0
F1_Industrial_Stone, Clay, and Glass_New_Process_Natural Gas_Gas Boiler - Insulate Hot Water Lines_A_Achievable Economic RVT Potential | F1 | Industrial | Stone, Clay, and Glass | New | Process | Natural Gas | Gas Boiler - Insulate Hot Water Lines | A | Integrated Unit Energy Savings (kWh or therms) | Achievable Economic RVT Potential | 0 | 0 | 0 | 0 | 0 | 51.4306 | 51.3465 | 51.2716 | 51.2026 | 51.1375 | 51.1028 | 51.0792 | 51.064 | 51.0551 | 51.0506 | 51.0498 | 51.0516 | 51.0554 | 51.0605 | 51.0662 | 51.0728 | 51.0837 | 51.0937 | 51.1028 | 51.1112 | 51.1269 | 51.1415 | 51.1549 | 51.5303 | 51.5303 | 51.5303
F2_Industrial_Stone, Clay, and Glass_New_Process_Natural Gas_Gas Boiler - Insulate Hot Water Lines_A_Achievable Economic RVT Potential | F2 | Industrial | Stone, Clay, and Glass | New | Process | Natural Gas | Gas Boiler - Insulate Hot Water Lines | A | Integrated Unit Summer Peak Savings (kW) | Achievable Economic RVT Potential | 0 | 0 | 0 | 0 | 0 | 0 | 0 | 0 | 0 | 0 | 0 | 0 | 0 | 0 | 0 | 0 | 0 | 0 | 0 | 0 | 0 | 0 | 0 | 0 | 0 | 0 | 0 | 0 | 0 | 0 | 0
F3_Industrial_Stone, Clay, and Glass_New_Process_Natural Gas_Gas Boiler - Insulate Hot Water Lines_A_Achievable Economic RVT Potential | F3 | Industrial | Stone, Clay, and Glass | New | Process | Natural Gas | Gas Boiler - Insulate Hot Water Lines | A | Integrated Unit Winter Peak Savings (kW) | Achievable Economic RVT Potential | 0 | 0 | 0 | 0 | 0 | 0 | 0 | 0 | 0 | 0 | 0 | 0 | 0 | 0 | 0 | 0 | 0 | 0 | 0 | 0 | 0 | 0 | 0 | 0 | 0 | 0 | 0 | 0 | 0 | 0 | 0
F4_Industrial_Stone, Clay, and Glass_New_Process_Natural Gas_Gas Boiler - Insulate Hot Water Lines_A_Achievable Economic RVT Potential | F4 | Industrial | Stone, Clay, and Glass | New | Process | Natural Gas | Gas Boiler - Insulate Hot Water Lines | A | Incremental Energy Savings (MWh or mTherms) | Achievable Economic RVT Potential | 0 | 0 | 0 | 0 | 0 | 0 | 0 | 0 | 0 | 0 | 0 | 0 | 0 | 0 | 0 | 0 | 0 | 0 | 0 | 0 | 0 | 0 | 0 | 0 | 0 | 0 | 0 | 0 | 0 | 0 | 0
F5_Industrial_Stone, Clay, and Glass_New_Process_Natural Gas_Gas Boiler - Insulate Hot Water Lines_A_Achievable Economic RVT Potential | F5 | Industrial | Stone, Clay, and Glass | New | Process | Natural Gas | Gas Boiler - Insulate Hot Water Lines | A | Incremental Summer Peak Savings (MW) | Achievable Economic RVT Potential | 0 | 0 | 0 | 0 | 0 | 0 | 0 | 0 | 0 | 0 | 0 | 0 | 0 | 0 | 0 | 0 | 0 | 0 | 0 | 0 | 0 | 0 | 0 | 0 | 0 | 0 | 0 | 0 | 0 | 0 | 0
F6_Industrial_Stone, Clay, and Glass_New_Process_Natural Gas_Gas Boiler - Insulate Hot Water Lines_A_Achievable Economic RVT Potential | F6 | Industrial | Stone, Clay, and Glass | New | Process | Natural Gas | Gas Boiler - Insulate Hot Water Lines | A | Incremental Winter Peak Savings (MW) | Achievable Economic RVT Potential | 0 | 0 | 0 | 0 | 0 | 0 | 0 | 0 | 0 | 0 | 0 | 0 | 0 | 0 | 0 | 0 | 0 | 0 | 0 | 0 | 0 | 0 | 0 | 0 | 0 | 0 | 0 | 0 | 0 | 0 | 0
F7_Industrial_Stone, Clay, and Glass_New_Process_Natural Gas_Gas Boiler - Insulate Hot Water Lines_A_Achievable Economic RVT Potential | F7 | Industrial | Stone, Clay, and Glass | New | Process | Natural Gas | Gas Boiler - Insulate Hot Water Lines | A | Cumulative Energy Savings (MWh or mTherms) | Achievable Economic RVT Potential | 0 | 0 | 0 | 0 | 0 | 0 | 0 | 0 | 0 | 0 | 0 | 0 | 0 | 0 | 0 | 0 | 0 | 0 | 0 | 0 | 0 | 0 | 0 | 0 | 0 | 0 | 0 | 0 | 0 | 0 | 0
F8_Industrial_Stone, Clay, and Glass_New_Process_Natural Gas_Gas Boiler - Insulate Hot Water Lines_A_Achievable Economic RVT Potential | F8 | Industrial | Stone, Clay, and Glass | New | Process | Natural Gas | Gas Boiler - Insulate Hot Water Lines | A | Cumulative Summer Peak Savings (MW) | Achievable Economic RVT Potential | 0 | 0 | 0 | 0 | 0 | 0 | 0 | 0 | 0 | 0 | 0 | 0 | 0 | 0 | 0 | 0 | 0 | 0 | 0 | 0 | 0 | 0 | 0 | 0 | 0 | 0 | 0 | 0 | 0 | 0 | 0
F9_Industrial_Stone, Clay, and Glass_New_Process_Natural Gas_Gas Boiler - Insulate Hot Water Lines_A_Achievable Economic RVT Potential | F9 | Industrial | Stone, Clay, and Glass | New | Process | Natural Gas | Gas Boiler - Insulate Hot Water Lines | A | Cumulative Winter Peak Savings (MW) | Achievable Economic RVT Potential | 0 | 0 | 0 | 0 | 0 | 0 | 0 | 0 | 0 | 0 | 0 | 0 | 0 | 0 | 0 | 0 | 0 | 0 | 0 | 0 | 0 | 0 | 0 | 0 | 0 | 0 | 0 | 0 | 0 | 0 | 0
F10_Industrial_Stone, Clay, and Glass_New_Process_Natural Gas_Gas Boiler - Insulate Hot Water Lines_A_Achievable Economic RVT Potential | F10 | Industrial | Stone, Clay, and Glass | New | Process | Natural Gas | Gas Boiler - Insulate Hot Water Lines | A | Purchases (Incremental) | Achievable Economic RVT Potential | 0 | 0 | 0 | 0 | 0 | 0 | 0 | 0 | 0 | 0 | 0 | 0 | 0 | 0 | 0 | 0 | 0 | 0 | 0 | 0 | 0 | 0 | 0 | 0 | 0 | 0 | 0 | 0 | 0 | 0 | 0
F11_Industrial_Stone, Clay, and Glass_New_Process_Natural Gas_Gas Boiler - Insulate Hot Water Lines_A_Achievable Economic RVT Potential | F11 | Industrial | Stone, Clay, and Glass | New | Process | Natural Gas | Gas Boiler - Insulate Hot Water Lines | A | Purchases (Cumulative) | Achievable Economic RVT Potential | 0 | 0 | 0 | 0 | 0 | 0 | 0 | 0 | 0 | 0 | 0 | 0 | 0 | 0 | 0 | 0 | 0 | 0 | 0 | 0 | 0 | 0 | 0 | 0 | 0 | 0 | 0 | 0 | 0 | 0 | 0
F1_Industrial_Stone, Clay, and Glass_New_Process_Natural Gas_Process - Insulate Heated Process Fluids_A_Achievable Economic RVT Potential | F1 | Industrial | Stone, Clay, and Glass | New | Process | Natural Gas | Process - Insulate Heated Process Fluids | A | Integrated Unit Energy Savings (kWh or therms) | Achievable Economic RVT Potential | 0 | 0 | 0 | 0 | 0 | 1280.8574 | 1280.8131 | 1280.7756 | 1280.7452 | 1280.7163 | 1280.6932 | 1280.6786 | 1280.6703 | 1280.6666 | 1280.666 | 1280.6679 | 1280.6714 | 1280.676 | 1280.6814 | 1280.6873 | 1280.6979 | 1280.7076 | 1280.7163 | 1280.7244 | 1280.7318 | 1280.7386 | 1280.7449 | 1280.7507 | 1280.913 | 1280.913 | 1280.913
F2_Industrial_Stone, Clay, and Glass_New_Process_Natural Gas_Process - Insulate Heated Process Fluids_A_Achievable Economic RVT Potential | F2 | Industrial | Stone, Clay, and Glass | New | Process | Natural Gas | Process - Insulate Heated Process Fluids | A | Integrated Unit Summer Peak Savings (kW) | Achievable Economic RVT Potential | 0 | 0 | 0 | 0 | 0 | 0 | 0 | 0 | 0 | 0 | 0 | 0 | 0 | 0 | 0 | 0 | 0 | 0 | 0 | 0 | 0 | 0 | 0 | 0 | 0 | 0 | 0 | 0 | 0 | 0 | 0
F3_Industrial_Stone, Clay, and Glass_New_Process_Natural Gas_Process - Insulate Heated Process Fluids_A_Achievable Economic RVT Potential | F3 | Industrial | Stone, Clay, and Glass | New | Process | Natural Gas | Process - Insulate Heated Process Fluids | A | Integrated Unit Winter Peak Savings (kW) | Achievable Economic RVT Potential | 0 | 0 | 0 | 0 | 0 | 0 | 0 | 0 | 0 | 0 | 0 | 0 | 0 | 0 | 0 | 0 | 0 | 0 | 0 | 0 | 0 | 0 | 0 | 0 | 0 | 0 | 0 | 0 | 0 | 0 | 0
F4_Industrial_Stone, Clay, and Glass_New_Process_Natural Gas_Process - Insulate Heated Process Fluids_A_Achievable Economic RVT Potential | F4 | Industrial | Stone, Clay, and Glass | New | Process | Natural Gas | Process - Insulate Heated Process Fluids | A | Incremental Energy Savings (MWh or mTherms) | Achievable Economic RVT Potential | 0 | 0 | 0 | 0 | 0 | 0 | 0 | 0 | 0 | 0 | 0 | 0 | 0 | 0 | 0 | 0 | 0 | 0 | 0 | 0 | 0 | 0 | 0 | 0 | 0 | 0 | 0 | 0 | 0 | 0 | 0
F5_Industrial_Stone, Clay, and Glass_New_Process_Natural Gas_Process - Insulate Heated Process Fluids_A_Achievable Economic RVT Potential | F5 | Industrial | Stone, Clay, and Glass | New | Process | Natural Gas | Process - Insulate Heated Process Fluids | A | Incremental Summer Peak Savings (MW) | Achievable Economic RVT Potential | 0 | 0 | 0 | 0 | 0 | 0 | 0 | 0 | 0 | 0 | 0 | 0 | 0 | 0 | 0 | 0 | 0 | 0 | 0 | 0 | 0 | 0 | 0 | 0 | 0 | 0 | 0 | 0 | 0 | 0 | 0
F6_Industrial_Stone, Clay, and Glass_New_Process_Natural Gas_Process - Insulate Heated Process Fluids_A_Achievable Economic RVT Potential | F6 | Industrial | Stone, Clay, and Glass | New | Process | Natural Gas | Process - Insulate Heated Process Fluids | A | Incremental Winter Peak Savings (MW) | Achievable Economic RVT Potential | 0 | 0 | 0 | 0 | 0 | 0 | 0 | 0 | 0 | 0 | 0 | 0 | 0 | 0 | 0 | 0 | 0 | 0 | 0 | 0 | 0 | 0 | 0 | 0 | 0 | 0 | 0 | 0 | 0 | 0 | 0
F7_Industrial_Stone, Clay, and Glass_New_Process_Natural Gas_Process - Insulate Heated Process Fluids_A_Achievable Economic RVT Potential | F7 | Industrial | Stone, Clay, and Glass | New | Process | Natural Gas | Process - Insulate Heated Process Fluids | A | Cumulative Energy Savings (MWh or mTherms) | Achievable Economic RVT Potential | 0 | 0 | 0 | 0 | 0 | 0 | 0 | 0 | 0 | 0 | 0 | 0 | 0 | 0 | 0 | 0 | 0 | 0 | 0 | 0 | 0 | 0 | 0 | 0 | 0 | 0 | 0 | 0 | 0 | 0 | 0
F8_Industrial_Stone, Clay, and Glass_New_Process_Natural Gas_Process - Insulate Heated Process Fluids_A_Achievable Economic RVT Potential | F8 | Industrial | Stone, Clay, and Glass | New | Process | Natural Gas | Process - Insulate Heated Process Fluids | A | Cumulative Summer Peak Savings (MW) | Achievable Economic RVT Potential | 0 | 0 | 0 | 0 | 0 | 0 | 0 | 0 | 0 | 0 | 0 | 0 | 0 | 0 | 0 | 0 | 0 | 0 | 0 | 0 | 0 | 0 | 0 | 0 | 0 | 0 | 0 | 0 | 0 | 0 | 0
F9_Industrial_Stone, Clay, and Glass_New_Process_Natural Gas_Process - Insulate Heated Process Fluids_A_Achievable Economic RVT Potential | F9 | Industrial | Stone, Clay, and Glass | New | Process | Natural Gas | Process - Insulate Heated Process Fluids | A | Cumulative Winter Peak Savings (MW) | Achievable Economic RVT Potential | 0 | 0 | 0 | 0 | 0 | 0 | 0 | 0 | 0 | 0 | 0 | 0 | 0 | 0 | 0 | 0 | 0 | 0 | 0 | 0 | 0 | 0 | 0 | 0 | 0 | 0 | 0 | 0 | 0 | 0 | 0
F10_Industrial_Stone, Clay, and Glass_New_Process_Natural Gas_Process - Insulate Heated Process Fluids_A_Achievable Economic RVT Potential | F10 | Industrial | Stone, Clay, and Glass | New | Process | Natural Gas | Process - Insulate Heated Process Fluids | A | Purchases (Incremental) | Achievable Economic RVT Potential | 0 | 0 | 0 | 0 | 0 | 0 | 0 | 0 | 0 | 0 | 0 | 0 | 0 | 0 | 0 | 0 | 0 | 0 | 0 | 0 | 0 | 0 | 0 | 0 | 0 | 0 | 0 | 0 | 0 | 0 | 0
F11_Industrial_Stone, Clay, and Glass_New_Process_Natural Gas_Process - Insulate Heated Process Fluids_A_Achievable Economic RVT Potential | F11 | Industrial | Stone, Clay, and Glass | New | Process | Natural Gas | Process - Insulate Heated Process Fluids | A | Purchases (Cumulative) | Achievable Economic RVT Potential | 0 | 0 | 0 | 0 | 0 | 0 | 0 | 0 | 0 | 0 | 0 | 0 | 0 | 0 | 0 | 0 | 0 | 0 | 0 | 0 | 0 | 0 | 0 | 0 | 0 | 0 | 0 | 0 | 0 | 0 | 0
F1_Industrial_Stone, Clay, and Glass_New_Process_Natural Gas_Process Heat Recovery_A_Achievable Economic RVT Potential | F1 | Industrial | Stone, Clay, and Glass | New | Process | Natural Gas | Process Heat Recovery | A | Integrated Unit Energy Savings (kWh or therms) | Achievable Economic RVT Potential | 0 | 0 | 0 | 0 | 0 | 73.2453 | 73.1233 | 73.0146 | 72.9144 | 72.8201 | 72.769 | 72.7337 | 72.7105 | 72.6963 | 72.6883 | 72.6857 | 72.6868 | 72.6907 | 72.6964 | 72.7032 | 72.7111 | 72.7252 | 72.738 | 72.7495 | 72.76 | 72.7836 | 72.8055 | 72.8258 | 0 | 0 | 0
F2_Industrial_Stone, Clay, and Glass_New_Process_Natural Gas_Process Heat Recovery_A_Achievable Economic RVT Potential | F2 | Industrial | Stone, Clay, and Glass | New | Process | Natural Gas | Process Heat Recovery | A | Integrated Unit Summer Peak Savings (kW) | Achievable Economic RVT Potential | 0 | 0 | 0 | 0 | 0 | 0 | 0 | 0 | 0 | 0 | 0 | 0 | 0 | 0 | 0 | 0 | 0 | 0 | 0 | 0 | 0 | 0 | 0 | 0 | 0 | 0 | 0 | 0 | 0 | 0 | 0
F3_Industrial_Stone, Clay, and Glass_New_Process_Natural Gas_Process Heat Recovery_A_Achievable Economic RVT Potential | F3 | Industrial | Stone, Clay, and Glass | New | Process | Natural Gas | Process Heat Recovery | A | Integrated Unit Winter Peak Savings (kW) | Achievable Economic RVT Potential | 0 | 0 | 0 | 0 | 0 | 0 | 0 | 0 | 0 | 0 | 0 | 0 | 0 | 0 | 0 | 0 | 0 | 0 | 0 | 0 | 0 | 0 | 0 | 0 | 0 | 0 | 0 | 0 | 0 | 0 | 0
F4_Industrial_Stone, Clay, and Glass_New_Process_Natural Gas_Process Heat Recovery_A_Achievable Economic RVT Potential | F4 | Industrial | Stone, Clay, and Glass | New | Process | Natural Gas | Process Heat Recovery | A | Incremental Energy Savings (MWh or mTherms) | Achievable Economic RVT Potential | 0 | 0 | 0 | 0 | 0 | 0 | 0 | 0 | 0 | 0 | 0 | 0 | 0 | 0 | 0 | 0 | 0 | 0 | 0 | 0 | 0 | 0 | 0 | 0 | 0 | 0 | 0 | 0 | 0 | 0 | 0
F5_Industrial_Stone, Clay, and Glass_New_Process_Natural Gas_Process Heat Recovery_A_Achievable Economic RVT Potential | F5 | Industrial | Stone, Clay, and Glass | New | Process | Natural Gas | Process Heat Recovery | A | Incremental Summer Peak Savings (MW) | Achievable Economic RVT Potential | 0 | 0 | 0 | 0 | 0 | 0 | 0 | 0 | 0 | 0 | 0 | 0 | 0 | 0 | 0 | 0 | 0 | 0 | 0 | 0 | 0 | 0 | 0 | 0 | 0 | 0 | 0 | 0 | 0 | 0 | 0
F6_Industrial_Stone, Clay, and Glass_New_Process_Natural Gas_Process Heat Recovery_A_Achievable Economic RVT Potential | F6 | Industrial | Stone, Clay, and Glass | New | Process | Natural Gas | Process Heat Recovery | A | Incremental Winter Peak Savings (MW) | Achievable Economic RVT Potential | 0 | 0 | 0 | 0 | 0 | 0 | 0 | 0 | 0 | 0 | 0 | 0 | 0 | 0 | 0 | 0 | 0 | 0 | 0 | 0 | 0 | 0 | 0 | 0 | 0 | 0 | 0 | 0 | 0 | 0 | 0
F7_Industrial_Stone, Clay, and Glass_New_Process_Natural Gas_Process Heat Recovery_A_Achievable Economic RVT Potential | F7 | Industrial | Stone, Clay, and Glass | New | Process | Natural Gas | Process Heat Recovery | A | Cumulative Energy Savings (MWh or mTherms) | Achievable Economic RVT Potential | 0 | 0 | 0 | 0 | 0 | 0 | 0 | 0 | 0 | 0 | 0 | 0 | 0 | 0 | 0 | 0 | 0 | 0 | 0 | 0 | 0 | 0 | 0 | 0 | 0 | 0 | 0 | 0 | 0 | 0 | 0
F8_Industrial_Stone, Clay, and Glass_New_Process_Natural Gas_Process Heat Recovery_A_Achievable Economic RVT Potential | F8 | Industrial | Stone, Clay, and Glass | New | Process | Natural Gas | Process Heat Recovery | A | Cumulative Summer Peak Savings (MW) | Achievable Economic RVT Potential | 0 | 0 | 0 | 0 | 0 | 0 | 0 | 0 | 0 | 0 | 0 | 0 | 0 | 0 | 0 | 0 | 0 | 0 | 0 | 0 | 0 | 0 | 0 | 0 | 0 | 0 | 0 | 0 | 0 | 0 | 0
F9_Industrial_Stone, Clay, and Glass_New_Process_Natural Gas_Process Heat Recovery_A_Achievable Economic RVT Potential | F9 | Industrial | Stone, Clay, and Glass | New | Process | Natural Gas | Process Heat Recovery | A | Cumulative Winter Peak Savings (MW) | Achievable Economic RVT Potential | 0 | 0 | 0 | 0 | 0 | 0 | 0 | 0 | 0 | 0 | 0 | 0 | 0 | 0 | 0 | 0 | 0 | 0 | 0 | 0 | 0 | 0 | 0 | 0 | 0 | 0 | 0 | 0 | 0 | 0 | 0
F10_Industrial_Stone, Clay, and Glass_New_Process_Natural Gas_Process Heat Recovery_A_Achievable Economic RVT Potential | F10 | Industrial | Stone, Clay, and Glass | New | Process | Natural Gas | Process Heat Recovery | A | Purchases (Incremental) | Achievable Economic RVT Potential | 0 | 0 | 0 | 0 | 0 | 0 | 0 | 0 | 0 | 0 | 0 | 0 | 0 | 0 | 0 | 0 | 0 | 0 | 0 | 0 | 0 | 0 | 0 | 0 | 0 | 0 | 0 | 0 | 0 | 0 | 0
F11_Industrial_Stone, Clay, and Glass_New_Process_Natural Gas_Process Heat Recovery_A_Achievable Economic RVT Potential | F11 | Industrial | Stone, Clay, and Glass | New | Process | Natural Gas | Process Heat Recovery | A | Purchases (Cumulative) | Achievable Economic RVT Potential | 0 | 0 | 0 | 0 | 0 | 0 | 0 | 0 | 0 | 0 | 0 | 0 | 0 | 0 | 0 | 0 | 0 | 0 | 0 | 0 | 0 | 0 | 0 | 0 | 0 | 0 | 0 | 0 | 0 | 0 | 0
F1_Industrial_Stone, Clay, and Glass_New_Space Heating_Natural Gas_Building Automation System_A_Achievable Economic RVT Potential | F1 | Industrial | Stone, Clay, and Glass | New | Space Heating | Natural Gas | Building Automation System | A | Integrated Unit Energy Savings (kWh or therms) | Achievable Economic RVT Potential | 0 | 0 | 0 | 0 | 0 | 0.01454 | 0.014297 | 0.014095 | 0.013921 | 0.013766 | 0.013629 | 0.013465 | 0.013289 | 0.013111 | 0.012935 | 0.012777 | 0.012635 | 0.012515 | 0.012355 | 0.012231 | 0.012138 | 0.012063 | 0.012022 | 0.011994 | 0.011978 | 0.011969 | 0.011965 | 0.011965 | 0 | 0 | 0
F2_Industrial_Stone, Clay, and Glass_New_Space Heating_Natural Gas_Building Automation System_A_Achievable Economic RVT Potential | F2 | Industrial | Stone, Clay, and Glass | New | Space Heating | Natural Gas | Building Automation System | A | Integrated Unit Summer Peak Savings (kW) | Achievable Economic RVT Potential | 0 | 0 | 0 | 0 | 0 | 0 | 0 | 0 | 0 | 0 | 0 | 0 | 0 | 0 | 0 | 0 | 0 | 0 | 0 | 0 | 0 | 0 | 0 | 0 | 0 | 0 | 0 | 0 | 0 | 0 | 0
F3_Industrial_Stone, Clay, and Glass_New_Space Heating_Natural Gas_Building Automation System_A_Achievable Economic RVT Potential | F3 | Industrial | Stone, Clay, and Glass | New | Space Heating | Natural Gas | Building Automation System | A | Integrated Unit Winter Peak Savings (kW) | Achievable Economic RVT Potential | 0 | 0 | 0 | 0 | 0 | 0 | 0 | 0 | 0 | 0 | 0 | 0 | 0 | 0 | 0 | 0 | 0 | 0 | 0 | 0 | 0 | 0 | 0 | 0 | 0 | 0 | 0 | 0 | 0 | 0 | 0
F4_Industrial_Stone, Clay, and Glass_New_Space Heating_Natural Gas_Building Automation System_A_Achievable Economic RVT Potential | F4 | Industrial | Stone, Clay, and Glass | New | Space Heating | Natural Gas | Building Automation System | A | Incremental Energy Savings (MWh or mTherms) | Achievable Economic RVT Potential | 0 | 0 | 0 | 0 | 0 | 8.4802e-05 | 0.00019746 | 0.00039953 | 0.00072791 | 0.0012217 | 0.0019157 | 0.0028178 | 0.0039156 | 0.005156 | 0.0064316 | 0.007609 | 0.0085059 | 0.0089596 | 0.0087997 | 0.0080582 | 0.0069405 | 0.0055227 | 0.0039807 | 0.0026456 | 0.0017932 | 0.0016825 | 0.002504 | 0.0035255 | 0 | 0 | 0
F5_Industrial_Stone, Clay, and Glass_New_Space Heating_Natural Gas_Building Automation System_A_Achievable Economic RVT Potential | F5 | Industrial | Stone, Clay, and Glass | New | Space Heating | Natural Gas | Building Automation System | A | Incremental Summer Peak Savings (MW) | Achievable Economic RVT Potential | 0 | 0 | 0 | 0 | 0 | 0 | 0 | 0 | 0 | 0 | 0 | 0 | 0 | 0 | 0 | 0 | 0 | 0 | 0 | 0 | 0 | 0 | 0 | 0 | 0 | 0 | 0 | 0 | 0 | 0 | 0
F6_Industrial_Stone, Clay, and Glass_New_Space Heating_Natural Gas_Building Automation System_A_Achievable Economic RVT Potential | F6 | Industrial | Stone, Clay, and Glass | New | Space Heating | Natural Gas | Building Automation System | A | Incremental Winter Peak Savings (MW) | Achievable Economic RVT Potential | 0 | 0 | 0 | 0 | 0 | 0 | 0 | 0 | 0 | 0 | 0 | 0 | 0 | 0 | 0 | 0 | 0 | 0 | 0 | 0 | 0 | 0 | 0 | 0 | 0 | 0 | 0 | 0 | 0 | 0 | 0
F7_Industrial_Stone, Clay, and Glass_New_Space Heating_Natural Gas_Building Automation System_A_Achievable Economic RVT Potential | F7 | Industrial | Stone, Clay, and Glass | New | Space Heating | Natural Gas | Building Automation System | A | Cumulative Energy Savings (MWh or mTherms) | Achievable Economic RVT Potential | 0 | 0 | 0 | 0 | 0 | 8.4802e-05 | 0.00028085 | 0.00067642 | 0.001396 | 0.0026021 | 0.0044918 | 0.0072558 | 0.011076 | 0.016084 | 0.0223 | 0.029637 | 0.037812 | 0.046414 | 0.054618 | 0.062131 | 0.068525 | 0.073459 | 0.076848 | 0.078692 | 0.079313 | 0.079258 | 0.07923 | 0.079229 | 0 | 0 | 0
F8_Industrial_Stone, Clay, and Glass_New_Space Heating_Natural Gas_Building Automation System_A_Achievable Economic RVT Potential | F8 | Industrial | Stone, Clay, and Glass | New | Space Heating | Natural Gas | Building Automation System | A | Cumulative Summer Peak Savings (MW) | Achievable Economic RVT Potential | 0 | 0 | 0 | 0 | 0 | 0 | 0 | 0 | 0 | 0 | 0 | 0 | 0 | 0 | 0 | 0 | 0 | 0 | 0 | 0 | 0 | 0 | 0 | 0 | 0 | 0 | 0 | 0 | 0 | 0 | 0
F9_Industrial_Stone, Clay, and Glass_New_Space Heating_Natural Gas_Building Automation System_A_Achievable Economic RVT Potential | F9 | Industrial | Stone, Clay, and Glass | New | Space Heating | Natural Gas | Building Automation System | A | Cumulative Winter Peak Savings (MW) | Achievable Economic RVT Potential | 0 | 0 | 0 | 0 | 0 | 0 | 0 | 0 | 0 | 0 | 0 | 0 | 0 | 0 | 0 | 0 | 0 | 0 | 0 | 0 | 0 | 0 | 0 | 0 | 0 | 0 | 0 | 0 | 0 | 0 | 0
F10_Industrial_Stone, Clay, and Glass_New_Space Heating_Natural Gas_Building Automation System_A_Achievable Economic RVT Potential | F10 | Industrial | Stone, Clay, and Glass | New | Space Heating | Natural Gas | Building Automation System | A | Purchases (Incremental) | Achievable Economic RVT Potential | 0 | 0 | 0 | 0 | 0 | 5.8323 | 13.8119 | 28.3454 | 52.2875 | 88.7504 | 140.5624 | 209.2707 | 294.648 | 393.2594 | 497.2046 | 595.5126 | 673.2169 | 715.9021 | 712.2577 | 658.8229 | 571.822 | 457.8241 | 331.1257 | 220.573 | 149.7148 | 140.5624 | 209.2707 | 294.648 | 393.2594 | 497.2046 | 595.5126
F11_Industrial_Stone, Clay, and Glass_New_Space Heating_Natural Gas_Building Automation System_A_Achievable Economic RVT Potential | F11 | Industrial | Stone, Clay, and Glass | New | Space Heating | Natural Gas | Building Automation System | A | Purchases (Cumulative) | Achievable Economic RVT Potential | 0 | 0 | 0 | 0 | 0 | 5.8323 | 19.6442 | 47.9895 | 100.277 | 189.0275 | 329.5899 | 538.8606 | 833.5086 | 1226.768 | 1723.9727 | 2319.4853 | 2992.7022 | 3708.6043 | 4420.8621 | 5079.685 | 5645.6747 | 6089.6869 | 6392.4673 | 6560.7527 | 6621.7171 | 6621.7171 | 6621.7171 | 6621.7171 | 6621.7171 | 6621.7171 | 6621.7171
F1_Industrial_Stone, Clay, and Glass_New_Space Heating_Natural Gas_Steam System Efficiency Improvements_A_Achievable Economic RVT Potential | F1 | Industrial | Stone, Clay, and Glass | New | Space Heating | Natural Gas | Steam System Efficiency Improvements | A | Integrated Unit Energy Savings (kWh or therms) | Achievable Economic RVT Potential | 0 | 0 | 0 | 0 | 0 | 0 | 0 | 0 | 0 | 0 | 0 | 0 | 0 | 0 | 0 | 0 | 0 | 0 | 0 | 0 | 0 | 0 | 0 | 0 | 0 | 0 | 0 | 0 | 0 | 0 | 0
F2_Industrial_Stone, Clay, and Glass_New_Space Heating_Natural Gas_Steam System Efficiency Improvements_A_Achievable Economic RVT Potential | F2 | Industrial | Stone, Clay, and Glass | New | Space Heating | Natural Gas | Steam System Efficiency Improvements | A | Integrated Unit Summer Peak Savings (kW) | Achievable Economic RVT Potential | 0 | 0 | 0 | 0 | 0 | 0 | 0 | 0 | 0 | 0 | 0 | 0 | 0 | 0 | 0 | 0 | 0 | 0 | 0 | 0 | 0 | 0 | 0 | 0 | 0 | 0 | 0 | 0 | 0 | 0 | 0
F3_Industrial_Stone, Clay, and Glass_New_Space Heating_Natural Gas_Steam System Efficiency Improvements_A_Achievable Economic RVT Potential | F3 | Industrial | Stone, Clay, and Glass | New | Space Heating | Natural Gas | Steam System Efficiency Improvements | A | Integrated Unit Winter Peak Savings (kW) | Achievable Economic RVT Potential | 0 | 0 | 0 | 0 | 0 | 0 | 0 | 0 | 0 | 0 | 0 | 0 | 0 | 0 | 0 | 0 | 0 | 0 | 0 | 0 | 0 | 0 | 0 | 0 | 0 | 0 | 0 | 0 | 0 | 0 | 0
F4_Industrial_Stone, Clay, and Glass_New_Space Heating_Natural Gas_Steam System Efficiency Improvements_A_Achievable Economic RVT Potential | F4 | Industrial | Stone, Clay, and Glass | New | Space Heating | Natural Gas | Steam System Efficiency Improvements | A | Incremental Energy Savings (MWh or mTherms) | Achievable Economic RVT Potential | 0 | 0 | 0 | 0 | 0 | 0 | 0 | 0 | 0 | 0 | 0 | 0 | 0 | 0 | 0 | 0 | 0 | 0 | 0 | 0 | 0 | 0 | 0 | 0 | 0 | 0 | 0 | 0 | 0 | 0 | 0
F5_Industrial_Stone, Clay, and Glass_New_Space Heating_Natural Gas_Steam System Efficiency Improvements_A_Achievable Economic RVT Potential | F5 | Industrial | Stone, Clay, and Glass | New | Space Heating | Natural Gas | Steam System Efficiency Improvements | A | Incremental Summer Peak Savings (MW) | Achievable Economic RVT Potential | 0 | 0 | 0 | 0 | 0 | 0 | 0 | 0 | 0 | 0 | 0 | 0 | 0 | 0 | 0 | 0 | 0 | 0 | 0 | 0 | 0 | 0 | 0 | 0 | 0 | 0 | 0 | 0 | 0 | 0 | 0
F6_Industrial_Stone, Clay, and Glass_New_Space Heating_Natural Gas_Steam System Efficiency Improvements_A_Achievable Economic RVT Potential | F6 | Industrial | Stone, Clay, and Glass | New | Space Heating | Natural Gas | Steam System Efficiency Improvements | A | Incremental Winter Peak Savings (MW) | Achievable Economic RVT Potential | 0 | 0 | 0 | 0 | 0 | 0 | 0 | 0 | 0 | 0 | 0 | 0 | 0 | 0 | 0 | 0 | 0 | 0 | 0 | 0 | 0 | 0 | 0 | 0 | 0 | 0 | 0 | 0 | 0 | 0 | 0
F7_Industrial_Stone, Clay, and Glass_New_Space Heating_Natural Gas_Steam System Efficiency Improvements_A_Achievable Economic RVT Potential | F7 | Industrial | Stone, Clay, and Glass | New | Space Heating | Natural Gas | Steam System Efficiency Improvements | A | Cumulative Energy Savings (MWh or mTherms) | Achievable Economic RVT Potential | 0 | 0 | 0 | 0 | 0 | 0 | 0 | 0 | 0 | 0 | 0 | 0 | 0 | 0 | 0 | 0 | 0 | 0 | 0 | 0 | 0 | 0 | 0 | 0 | 0 | 0 | 0 | 0 | 0 | 0 | 0
F8_Industrial_Stone, Clay, and Glass_New_Space Heating_Natural Gas_Steam System Efficiency Improvements_A_Achievable Economic RVT Potential | F8 | Industrial | Stone, Clay, and Glass | New | Space Heating | Natural Gas | Steam System Efficiency Improvements | A | Cumulative Summer Peak Savings (MW) | Achievable Economic RVT Potential | 0 | 0 | 0 | 0 | 0 | 0 | 0 | 0 | 0 | 0 | 0 | 0 | 0 | 0 | 0 | 0 | 0 | 0 | 0 | 0 | 0 | 0 | 0 | 0 | 0 | 0 | 0 | 0 | 0 | 0 | 0
F9_Industrial_Stone, Clay, and Glass_New_Space Heating_Natural Gas_Steam System Efficiency Improvements_A_Achievable Economic RVT Potential | F9 | Industrial | Stone, Clay, and Glass | New | Space Heating | Natural Gas | Steam System Efficiency Improvements | A | Cumulative Winter Peak Savings (MW) | Achievable Economic RVT Potential | 0 | 0 | 0 | 0 | 0 | 0 | 0 | 0 | 0 | 0 | 0 | 0 | 0 | 0 | 0 | 0 | 0 | 0 | 0 | 0 | 0 | 0 | 0 | 0 | 0 | 0 | 0 | 0 | 0 | 0 | 0
F10_Industrial_Stone, Clay, and Glass_New_Space Heating_Natural Gas_Steam System Efficiency Improvements_A_Achievable Economic RVT Potential | F10 | Industrial | Stone, Clay, and Glass | New | Space Heating | Natural Gas | Steam System Efficiency Improvements | A | Purchases (Incremental) | Achievable Economic RVT Potential | 0 | 0 | 0 | 0 | 0 | 0 | 0 | 0 | 0 | 0 | 0 | 0 | 0 | 0 | 0 | 0 | 0 | 0 | 0 | 0 | 0 | 0 | 0 | 0 | 0 | 0 | 0 | 0 | 0 | 0 | 0
F11_Industrial_Stone, Clay, and Glass_New_Space Heating_Natural Gas_Steam System Efficiency Improvements_A_Achievable Economic RVT Potential | F11 | Industrial | Stone, Clay, and Glass | New | Space Heating | Natural Gas | Steam System Efficiency Improvements | A | Purchases (Cumulative) | Achievable Economic RVT Potential | 0 | 0 | 0 | 0 | 0 | 0 | 0 | 0 | 0 | 0 | 0 | 0 | 0 | 0 | 0 | 0 | 0 | 0 | 0 | 0 | 0 | 0 | 0 | 0 | 0 | 0 | 0 | 0 | 0 | 0 | 0
F1_Industrial_Stone, Clay, and Glass_New_Process_Natural Gas_Steam System Efficiency Improvements_A_Achievable Economic RVT Potential | F1 | Industrial | Stone, Clay, and Glass | New | Process | Natural Gas | Steam System Efficiency Improvements | A | Integrated Unit Energy Savings (kWh or therms) | Achievable Economic RVT Potential | 0 | 0 | 0 | 0 | 0 | 0.082336 | 0.082047 | 0.08179 | 0.081554 | 0.081331 | 0.081181 | 0.081082 | 0.081021 | 0.080988 | 0.080975 | 0.080977 | 0.080989 | 0.08101 | 0.081036 | 0.081064 | 0.081113 | 0.081164 | 0.081211 | 0.081254 | 0.081294 | 0.081345 | 0.081393 | 0.081438 | 0.082679 | 0.082679 | 0.082679
F2_Industrial_Stone, Clay, and Glass_New_Process_Natural Gas_Steam System Efficiency Improvements_A_Achievable Economic RVT Potential | F2 | Industrial | Stone, Clay, and Glass | New | Process | Natural Gas | Steam System Efficiency Improvements | A | Integrated Unit Summer Peak Savings (kW) | Achievable Economic RVT Potential | 0 | 0 | 0 | 0 | 0 | 0 | 0 | 0 | 0 | 0 | 0 | 0 | 0 | 0 | 0 | 0 | 0 | 0 | 0 | 0 | 0 | 0 | 0 | 0 | 0 | 0 | 0 | 0 | 0 | 0 | 0
F3_Industrial_Stone, Clay, and Glass_New_Process_Natural Gas_Steam System Efficiency Improvements_A_Achievable Economic RVT Potential | F3 | Industrial | Stone, Clay, and Glass | New | Process | Natural Gas | Steam System Efficiency Improvements | A | Integrated Unit Winter Peak Savings (kW) | Achievable Economic RVT Potential | 0 | 0 | 0 | 0 | 0 | 0 | 0 | 0 | 0 | 0 | 0 | 0 | 0 | 0 | 0 | 0 | 0 | 0 | 0 | 0 | 0 | 0 | 0 | 0 | 0 | 0 | 0 | 0 | 0 | 0 | 0
F4_Industrial_Stone, Clay, and Glass_New_Process_Natural Gas_Steam System Efficiency Improvements_A_Achievable Economic RVT Potential | F4 | Industrial | Stone, Clay, and Glass | New | Process | Natural Gas | Steam System Efficiency Improvements | A | Incremental Energy Savings (MWh or mTherms) | Achievable Economic RVT Potential | 0 | 0 | 0 | 0 | 0 | 0 | 0 | 0 | 0 | 0 | 0 | 0 | 0 | 0 | 0 | 0 | 0 | 0 | 0 | 0 | 0 | 0 | 0 | 0 | 0 | 0 | 0 | 0 | 0 | 0 | 0
F5_Industrial_Stone, Clay, and Glass_New_Process_Natural Gas_Steam System Efficiency Improvements_A_Achievable Economic RVT Potential | F5 | Industrial | Stone, Clay, and Glass | New | Process | Natural Gas | Steam System Efficiency Improvements | A | Incremental Summer Peak Savings (MW) | Achievable Economic RVT Potential | 0 | 0 | 0 | 0 | 0 | 0 | 0 | 0 | 0 | 0 | 0 | 0 | 0 | 0 | 0 | 0 | 0 | 0 | 0 | 0 | 0 | 0 | 0 | 0 | 0 | 0 | 0 | 0 | 0 | 0 | 0
F6_Industrial_Stone, Clay, and Glass_New_Process_Natural Gas_Steam System Efficiency Improvements_A_Achievable Economic RVT Potential | F6 | Industrial | Stone, Clay, and Glass | New | Process | Natural Gas | Steam System Efficiency Improvements | A | Incremental Winter Peak Savings (MW) | Achievable Economic RVT Potential | 0 | 0 | 0 | 0 | 0 | 0 | 0 | 0 | 0 | 0 | 0 | 0 | 0 | 0 | 0 | 0 | 0 | 0 | 0 | 0 | 0 | 0 | 0 | 0 | 0 | 0 | 0 | 0 | 0 | 0 | 0
F7_Industrial_Stone, Clay, and Glass_New_Process_Natural Gas_Steam System Efficiency Improvements_A_Achievable Economic RVT Potential | F7 | Industrial | Stone, Clay, and Glass | New | Process | Natural Gas | Steam System Efficiency Improvements | A | Cumulative Energy Savings (MWh or mTherms) | Achievable Economic RVT Potential | 0 | 0 | 0 | 0 | 0 | 0 | 0 | 0 | 0 | 0 | 0 | 0 | 0 | 0 | 0 | 0 | 0 | 0 | 0 | 0 | 0 | 0 | 0 | 0 | 0 | 0 | 0 | 0 | 0 | 0 | 0
F8_Industrial_Stone, Clay, and Glass_New_Process_Natural Gas_Steam System Efficiency Improvements_A_Achievable Economic RVT Potential | F8 | Industrial | Stone, Clay, and Glass | New | Process | Natural Gas | Steam System Efficiency Improvements | A | Cumulative Summer Peak Savings (MW) | Achievable Economic RVT Potential | 0 | 0 | 0 | 0 | 0 | 0 | 0 | 0 | 0 | 0 | 0 | 0 | 0 | 0 | 0 | 0 | 0 | 0 | 0 | 0 | 0 | 0 | 0 | 0 | 0 | 0 | 0 | 0 | 0 | 0 | 0
F9_Industrial_Stone, Clay, and Glass_New_Process_Natural Gas_Steam System Efficiency Improvements_A_Achievable Economic RVT Potential | F9 | Industrial | Stone, Clay, and Glass | New | Process | Natural Gas | Steam System Efficiency Improvements | A | Cumulative Winter Peak Savings (MW) | Achievable Economic RVT Potential | 0 | 0 | 0 | 0 | 0 | 0 | 0 | 0 | 0 | 0 | 0 | 0 | 0 | 0 | 0 | 0 | 0 | 0 | 0 | 0 | 0 | 0 | 0 | 0 | 0 | 0 | 0 | 0 | 0 | 0 | 0
F10_Industrial_Stone, Clay, and Glass_New_Process_Natural Gas_Steam System Efficiency Improvements_A_Achievable Economic RVT Potential | F10 | Industrial | Stone, Clay, and Glass | New | Process | Natural Gas | Steam System Efficiency Improvements | A | Purchases (Incremental) | Achievable Economic RVT Potential | 0 | 0 | 0 | 0 | 0 | 0 | 0 | 0 | 0 | 0 | 0 | 0 | 0 | 0 | 0 | 0 | 0 | 0 | 0 | 0 | 0 | 0 | 0 | 0 | 0 | 0 | 0 | 0 | 0 | 0 | 0
F11_Industrial_Stone, Clay, and Glass_New_Process_Natural Gas_Steam System Efficiency Improvements_A_Achievable Economic RVT Potential | F11 | Industrial | Stone, Clay, and Glass | New | Process | Natural Gas | Steam System Efficiency Improvements | A | Purchases (Cumulative) | Achievable Economic RVT Potential | 0 | 0 | 0 | 0 | 0 | 0 | 0 | 0 | 0 | 0 | 0 | 0 | 0 | 0 | 0 | 0 | 0 | 0 | 0 | 0 | 0 | 0 | 0 | 0 | 0 | 0 | 0 | 0 | 0 | 0 | 0
F1_Industrial_Stone, Clay, and Glass_New_Space Heating_Natural Gas_Strategic Energy Management_A_Achievable Economic RVT Potential | F1 | Industrial | Stone, Clay, and Glass | New | Space Heating | Natural Gas | Strategic Energy Management | A | Integrated Unit Energy Savings (kWh or therms) | Achievable Economic RVT Potential | 0 | 0 | 0 | 0 | 0 | 18.2796 | 17.9827 | 17.7373 | 17.5261 | 17.3369 | 17.1654 | 16.9603 | 16.7392 | 16.5155 | 16.2951 | 16.0963 | 15.9172 | 15.7668 | 15.5649 | 15.4096 | 15.2919 | 15.1981 | 15.1462 | 15.1121 | 15.0912 | 15.0793 | 15.0724 | 15.0708 | 0 | 0 | 0
F2_Industrial_Stone, Clay, and Glass_New_Space Heating_Natural Gas_Strategic Energy Management_A_Achievable Economic RVT Potential | F2 | Industrial | Stone, Clay, and Glass | New | Space Heating | Natural Gas | Strategic Energy Management | A | Integrated Unit Summer Peak Savings (kW) | Achievable Economic RVT Potential | 0 | 0 | 0 | 0 | 0 | 0 | 0 | 0 | 0 | 0 | 0 | 0 | 0 | 0 | 0 | 0 | 0 | 0 | 0 | 0 | 0 | 0 | 0 | 0 | 0 | 0 | 0 | 0 | 0 | 0 | 0
F3_Industrial_Stone, Clay, and Glass_New_Space Heating_Natural Gas_Strategic Energy Management_A_Achievable Economic RVT Potential | F3 | Industrial | Stone, Clay, and Glass | New | Space Heating | Natural Gas | Strategic Energy Management | A | Integrated Unit Winter Peak Savings (kW) | Achievable Economic RVT Potential | 0 | 0 | 0 | 0 | 0 | 0 | 0 | 0 | 0 | 0 | 0 | 0 | 0 | 0 | 0 | 0 | 0 | 0 | 0 | 0 | 0 | 0 | 0 | 0 | 0 | 0 | 0 | 0 | 0 | 0 | 0
F4_Industrial_Stone, Clay, and Glass_New_Space Heating_Natural Gas_Strategic Energy Management_A_Achievable Economic RVT Potential | F4 | Industrial | Stone, Clay, and Glass | New | Space Heating | Natural Gas | Strategic Energy Management | A | Incremental Energy Savings (MWh or mTherms) | Achievable Economic RVT Potential | 0 | 0 | 0 | 0 | 0 | 0 | 0 | 0 | 0 | 0 | 0 | 0 | 0 | 0 | 0 | 0 | 0 | 0 | 0 | 0 | 0 | 0 | 0 | 0 | 0 | 0 | 0 | 0 | 0 | 0 | 0
F5_Industrial_Stone, Clay, and Glass_New_Space Heating_Natural Gas_Strategic Energy Management_A_Achievable Economic RVT Potential | F5 | Industrial | Stone, Clay, and Glass | New | Space Heating | Natural Gas | Strategic Energy Management | A | Incremental Summer Peak Savings (MW) | Achievable Economic RVT Potential | 0 | 0 | 0 | 0 | 0 | 0 | 0 | 0 | 0 | 0 | 0 | 0 | 0 | 0 | 0 | 0 | 0 | 0 | 0 | 0 | 0 | 0 | 0 | 0 | 0 | 0 | 0 | 0 | 0 | 0 | 0
F6_Industrial_Stone, Clay, and Glass_New_Space Heating_Natural Gas_Strategic Energy Management_A_Achievable Economic RVT Potential | F6 | Industrial | Stone, Clay, and Glass | New | Space Heating | Natural Gas | Strategic Energy Management | A | Incremental Winter Peak Savings (MW) | Achievable Economic RVT Potential | 0 | 0 | 0 | 0 | 0 | 0 | 0 | 0 | 0 | 0 | 0 | 0 | 0 | 0 | 0 | 0 | 0 | 0 | 0 | 0 | 0 | 0 | 0 | 0 | 0 | 0 | 0 | 0 | 0 | 0 | 0
F7_Industrial_Stone, Clay, and Glass_New_Space Heating_Natural Gas_Strategic Energy Management_A_Achievable Economic RVT Potential | F7 | Industrial | Stone, Clay, and Glass | New | Space Heating | Natural Gas | Strategic Energy Management | A | Cumulative Energy Savings (MWh or mTherms) | Achievable Economic RVT Potential | 0 | 0 | 0 | 0 | 0 | 0 | 0 | 0 | 0 | 0 | 0 | 0 | 0 | 0 | 0 | 0 | 0 | 0 | 0 | 0 | 0 | 0 | 0 | 0 | 0 | 0 | 0 | 0 | 0 | 0 | 0
F8_Industrial_Stone, Clay, and Glass_New_Space Heating_Natural Gas_Strategic Energy Management_A_Achievable Economic RVT Potential | F8 | Industrial | Stone, Clay, and Glass | New | Space Heating | Natural Gas | Strategic Energy Management | A | Cumulative Summer Peak Savings (MW) | Achievable Economic RVT Potential | 0 | 0 | 0 | 0 | 0 | 0 | 0 | 0 | 0 | 0 | 0 | 0 | 0 | 0 | 0 | 0 | 0 | 0 | 0 | 0 | 0 | 0 | 0 | 0 | 0 | 0 | 0 | 0 | 0 | 0 | 0
F9_Industrial_Stone, Clay, and Glass_New_Space Heating_Natural Gas_Strategic Energy Management_A_Achievable Economic RVT Potential | F9 | Industrial | Stone, Clay, and Glass | New | Space Heating | Natural Gas | Strategic Energy Management | A | Cumulative Winter Peak Savings (MW) | Achievable Economic RVT Potential | 0 | 0 | 0 | 0 | 0 | 0 | 0 | 0 | 0 | 0 | 0 | 0 | 0 | 0 | 0 | 0 | 0 | 0 | 0 | 0 | 0 | 0 | 0 | 0 | 0 | 0 | 0 | 0 | 0 | 0 | 0
F10_Industrial_Stone, Clay, and Glass_New_Space Heating_Natural Gas_Strategic Energy Management_A_Achievable Economic RVT Potential | F10 | Industrial | Stone, Clay, and Glass | New | Space Heating | Natural Gas | Strategic Energy Management | A | Purchases (Incremental) | Achievable Economic RVT Potential | 0 | 0 | 0 | 0 | 0 | 0 | 0 | 0 | 0 | 0 | 0 | 0 | 0 | 0 | 0 | 0 | 0 | 0 | 0 | 0 | 0 | 0 | 0 | 0 | 0 | 0 | 0 | 0 | 0 | 0 | 0
F11_Industrial_Stone, Clay, and Glass_New_Space Heating_Natural Gas_Strategic Energy Management_A_Achievable Economic RVT Potential | F11 | Industrial | Stone, Clay, and Glass | New | Space Heating | Natural Gas | Strategic Energy Management | A | Purchases (Cumulative) | Achievable Economic RVT Potential | 0 | 0 | 0 | 0 | 0 | 0 | 0 | 0 | 0 | 0 | 0 | 0 | 0 | 0 | 0 | 0 | 0 | 0 | 0 | 0 | 0 | 0 | 0 | 0 | 0 | 0 | 0 | 0 | 0 | 0 | 0
F1_Industrial_Stone, Clay, and Glass_New_Process_Natural Gas_Strategic Energy Management_A_Achievable Economic RVT Potential | F1 | Industrial | Stone, Clay, and Glass | New | Process | Natural Gas | Strategic Energy Management | A | Integrated Unit Energy Savings (kWh or therms) | Achievable Economic RVT Potential | 0 | 0 | 0 | 0 | 0 | 60.4675 | 60.4114 | 60.3616 | 60.3158 | 60.2727 | 60.2381 | 60.216 | 60.2031 | 60.1969 | 60.1952 | 60.1971 | 60.2014 | 60.2074 | 60.2146 | 60.2224 | 60.2309 | 60.2445 | 60.2569 | 60.2682 | 60.2786 | 60.2882 | 60.2971 | 60.3053 | 0 | 0 | 0
F2_Industrial_Stone, Clay, and Glass_New_Process_Natural Gas_Strategic Energy Management_A_Achievable Economic RVT Potential | F2 | Industrial | Stone, Clay, and Glass | New | Process | Natural Gas | Strategic Energy Management | A | Integrated Unit Summer Peak Savings (kW) | Achievable Economic RVT Potential | 0 | 0 | 0 | 0 | 0 | 0 | 0 | 0 | 0 | 0 | 0 | 0 | 0 | 0 | 0 | 0 | 0 | 0 | 0 | 0 | 0 | 0 | 0 | 0 | 0 | 0 | 0 | 0 | 0 | 0 | 0
F3_Industrial_Stone, Clay, and Glass_New_Process_Natural Gas_Strategic Energy Management_A_Achievable Economic RVT Potential | F3 | Industrial | Stone, Clay, and Glass | New | Process | Natural Gas | Strategic Energy Management | A | Integrated Unit Winter Peak Savings (kW) | Achievable Economic RVT Potential | 0 | 0 | 0 | 0 | 0 | 0 | 0 | 0 | 0 | 0 | 0 | 0 | 0 | 0 | 0 | 0 | 0 | 0 | 0 | 0 | 0 | 0 | 0 | 0 | 0 | 0 | 0 | 0 | 0 | 0 | 0
F4_Industrial_Stone, Clay, and Glass_New_Process_Natural Gas_Strategic Energy Management_A_Achievable Economic RVT Potential | F4 | Industrial | Stone, Clay, and Glass | New | Process | Natural Gas | Strategic Energy Management | A | Incremental Energy Savings (MWh or mTherms) | Achievable Economic RVT Potential | 0 | 0 | 0 | 0 | 0 | 0 | 0 | 0 | 0 | 0 | 0 | 0 | 0 | 0 | 0 | 0 | 0 | 0 | 0 | 0 | 0 | 0 | 0 | 0 | 0 | 0 | 0 | 0 | 0 | 0 | 0
F5_Industrial_Stone, Clay, and Glass_New_Process_Natural Gas_Strategic Energy Management_A_Achievable Economic RVT Potential | F5 | Industrial | Stone, Clay, and Glass | New | Process | Natural Gas | Strategic Energy Management | A | Incremental Summer Peak Savings (MW) | Achievable Economic RVT Potential | 0 | 0 | 0 | 0 | 0 | 0 | 0 | 0 | 0 | 0 | 0 | 0 | 0 | 0 | 0 | 0 | 0 | 0 | 0 | 0 | 0 | 0 | 0 | 0 | 0 | 0 | 0 | 0 | 0 | 0 | 0
F6_Industrial_Stone, Clay, and Glass_New_Process_Natural Gas_Strategic Energy Management_A_Achievable Economic RVT Potential | F6 | Industrial | Stone, Clay, and Glass | New | Process | Natural Gas | Strategic Energy Management | A | Incremental Winter Peak Savings (MW) | Achievable Economic RVT Potential | 0 | 0 | 0 | 0 | 0 | 0 | 0 | 0 | 0 | 0 | 0 | 0 | 0 | 0 | 0 | 0 | 0 | 0 | 0 | 0 | 0 | 0 | 0 | 0 | 0 | 0 | 0 | 0 | 0 | 0 | 0
F7_Industrial_Stone, Clay, and Glass_New_Process_Natural Gas_Strategic Energy Management_A_Achievable Economic RVT Potential | F7 | Industrial | Stone, Clay, and Glass | New | Process | Natural Gas | Strategic Energy Management | A | Cumulative Energy Savings (MWh or mTherms) | Achievable Economic RVT Potential | 0 | 0 | 0 | 0 | 0 | 0 | 0 | 0 | 0 | 0 | 0 | 0 | 0 | 0 | 0 | 0 | 0 | 0 | 0 | 0 | 0 | 0 | 0 | 0 | 0 | 0 | 0 | 0 | 0 | 0 | 0
F8_Industrial_Stone, Clay, and Glass_New_Process_Natural Gas_Strategic Energy Management_A_Achievable Economic RVT Potential | F8 | Industrial | Stone, Clay, and Glass | New | Process | Natural Gas | Strategic Energy Management | A | Cumulative Summer Peak Savings (MW) | Achievable Economic RVT Potential | 0 | 0 | 0 | 0 | 0 | 0 | 0 | 0 | 0 | 0 | 0 | 0 | 0 | 0 | 0 | 0 | 0 | 0 | 0 | 0 | 0 | 0 | 0 | 0 | 0 | 0 | 0 | 0 | 0 | 0 | 0
F9_Industrial_Stone, Clay, and Glass_New_Process_Natural Gas_Strategic Energy Management_A_Achievable Economic RVT Potential | F9 | Industrial | Stone, Clay, and Glass | New | Process | Natural Gas | Strategic Energy Management | A | Cumulative Winter Peak Savings (MW) | Achievable Economic RVT Potential | 0 | 0 | 0 | 0 | 0 | 0 | 0 | 0 | 0 | 0 | 0 | 0 | 0 | 0 | 0 | 0 | 0 | 0 | 0 | 0 | 0 | 0 | 0 | 0 | 0 | 0 | 0 | 0 | 0 | 0 | 0
F10_Industrial_Stone, Clay, and Glass_New_Process_Natural Gas_Strategic Energy Management_A_Achievable Economic RVT Potential | F10 | Industrial | Stone, Clay, and Glass | New | Process | Natural Gas | Strategic Energy Management | A | Purchases (Incremental) | Achievable Economic RVT Potential | 0 | 0 | 0 | 0 | 0 | 0 | 0 | 0 | 0 | 0 | 0 | 0 | 0 | 0 | 0 | 0 | 0 | 0 | 0 | 0 | 0 | 0 | 0 | 0 | 0 | 0 | 0 | 0 | 0 | 0 | 0
F11_Industrial_Stone, Clay, and Glass_New_Process_Natural Gas_Strategic Energy Management_A_Achievable Economic RVT Potential | F11 | Industrial | Stone, Clay, and Glass | New | Process | Natural Gas | Strategic Energy Management | A | Purchases (Cumulative) | Achievable Economic RVT Potential | 0 | 0 | 0 | 0 | 0 | 0 | 0 | 0 | 0 | 0 | 0 | 0 | 0 | 0 | 0 | 0 | 0 | 0 | 0 | 0 | 0 | 0 | 0 | 0 | 0 | 0 | 0 | 0 | 0 | 0 | 0
F1_Industrial_Stone, Clay, and Glass_New_Miscellaneous_Natural Gas_Strategic Energy Management_A_Achievable Economic RVT Potential | F1 | Industrial | Stone, Clay, and Glass | New | Miscellaneous | Natural Gas | Strategic Energy Management | A | Integrated Unit Energy Savings (kWh or therms) | Achievable Economic RVT Potential | 0 | 0 | 0 | 0 | 0 | 16.2609 | 16.2609 | 16.2609 | 16.2609 | 16.2609 | 16.2609 | 16.2609 | 16.2609 | 16.2609 | 16.2609 | 16.2609 | 16.2609 | 16.2609 | 16.2609 | 16.2609 | 16.2609 | 16.2609 | 16.2609 | 16.2609 | 16.2609 | 16.2609 | 16.2609 | 16.2609 | 0 | 0 | 0
F2_Industrial_Stone, Clay, and Glass_New_Miscellaneous_Natural Gas_Strategic Energy Management_A_Achievable Economic RVT Potential | F2 | Industrial | Stone, Clay, and Glass | New | Miscellaneous | Natural Gas | Strategic Energy Management | A | Integrated Unit Summer Peak Savings (kW) | Achievable Economic RVT Potential | 0 | 0 | 0 | 0 | 0 | 0 | 0 | 0 | 0 | 0 | 0 | 0 | 0 | 0 | 0 | 0 | 0 | 0 | 0 | 0 | 0 | 0 | 0 | 0 | 0 | 0 | 0 | 0 | 0 | 0 | 0
F3_Industrial_Stone, Clay, and Glass_New_Miscellaneous_Natural Gas_Strategic Energy Management_A_Achievable Economic RVT Potential | F3 | Industrial | Stone, Clay, and Glass | New | Miscellaneous | Natural Gas | Strategic Energy Management | A | Integrated Unit Winter Peak Savings (kW) | Achievable Economic RVT Potential | 0 | 0 | 0 | 0 | 0 | 0 | 0 | 0 | 0 | 0 | 0 | 0 | 0 | 0 | 0 | 0 | 0 | 0 | 0 | 0 | 0 | 0 | 0 | 0 | 0 | 0 | 0 | 0 | 0 | 0 | 0
F4_Industrial_Stone, Clay, and Glass_New_Miscellaneous_Natural Gas_Strategic Energy Management_A_Achievable Economic RVT Potential | F4 | Industrial | Stone, Clay, and Glass | New | Miscellaneous | Natural Gas | Strategic Energy Management | A | Incremental Energy Savings (MWh or mTherms) | Achievable Economic RVT Potential | 0 | 0 | 0 | 0 | 0 | 0 | 0 | 0 | 0 | 0 | 0 | 0 | 0 | 0 | 0 | 0 | 0 | 0 | 0 | 0 | 0 | 0 | 0 | 0 | 0 | 0 | 0 | 0 | 0 | 0 | 0
F5_Industrial_Stone, Clay, and Glass_New_Miscellaneous_Natural Gas_Strategic Energy Management_A_Achievable Economic RVT Potential | F5 | Industrial | Stone, Clay, and Glass | New | Miscellaneous | Natural Gas | Strategic Energy Management | A | Incremental Summer Peak Savings (MW) | Achievable Economic RVT Potential | 0 | 0 | 0 | 0 | 0 | 0 | 0 | 0 | 0 | 0 | 0 | 0 | 0 | 0 | 0 | 0 | 0 | 0 | 0 | 0 | 0 | 0 | 0 | 0 | 0 | 0 | 0 | 0 | 0 | 0 | 0
F6_Industrial_Stone, Clay, and Glass_New_Miscellaneous_Natural Gas_Strategic Energy Management_A_Achievable Economic RVT Potential | F6 | Industrial | Stone, Clay, and Glass | New | Miscellaneous | Natural Gas | Strategic Energy Management | A | Incremental Winter Peak Savings (MW) | Achievable Economic RVT Potential | 0 | 0 | 0 | 0 | 0 | 0 | 0 | 0 | 0 | 0 | 0 | 0 | 0 | 0 | 0 | 0 | 0 | 0 | 0 | 0 | 0 | 0 | 0 | 0 | 0 | 0 | 0 | 0 | 0 | 0 | 0
F7_Industrial_Stone, Clay, and Glass_New_Miscellaneous_Natural Gas_Strategic Energy Management_A_Achievable Economic RVT Potential | F7 | Industrial | Stone, Clay, and Glass | New | Miscellaneous | Natural Gas | Strategic Energy Management | A | Cumulative Energy Savings (MWh or mTherms) | Achievable Economic RVT Potential | 0 | 0 | 0 | 0 | 0 | 0 | 0 | 0 | 0 | 0 | 0 | 0 | 0 | 0 | 0 | 0 | 0 | 0 | 0 | 0 | 0 | 0 | 0 | 0 | 0 | 0 | 0 | 0 | 0 | 0 | 0
F8_Industrial_Stone, Clay, and Glass_New_Miscellaneous_Natural Gas_Strategic Energy Management_A_Achievable Economic RVT Potential | F8 | Industrial | Stone, Clay, and Glass | New | Miscellaneous | Natural Gas | Strategic Energy Management | A | Cumulative Summer Peak Savings (MW) | Achievable Economic RVT Potential | 0 | 0 | 0 | 0 | 0 | 0 | 0 | 0 | 0 | 0 | 0 | 0 | 0 | 0 | 0 | 0 | 0 | 0 | 0 | 0 | 0 | 0 | 0 | 0 | 0 | 0 | 0 | 0 | 0 | 0 | 0
F9_Industrial_Stone, Clay, and Glass_New_Miscellaneous_Natural Gas_Strategic Energy Management_A_Achievable Economic RVT Potential | F9 | Industrial | Stone, Clay, and Glass | New | Miscellaneous | Natural Gas | Strategic Energy Management | A | Cumulative Winter Peak Savings (MW) | Achievable Economic RVT Potential | 0 | 0 | 0 | 0 | 0 | 0 | 0 | 0 | 0 | 0 | 0 | 0 | 0 | 0 | 0 | 0 | 0 | 0 | 0 | 0 | 0 | 0 | 0 | 0 | 0 | 0 | 0 | 0 | 0 | 0 | 0
F10_Industrial_Stone, Clay, and Glass_New_Miscellaneous_Natural Gas_Strategic Energy Management_A_Achievable Economic RVT Potential | F10 | Industrial | Stone, Clay, and Glass | New | Miscellaneous | Natural Gas | Strategic Energy Management | A | Purchases (Incremental) | Achievable Economic RVT Potential | 0 | 0 | 0 | 0 | 0 | 0 | 0 | 0 | 0 | 0 | 0 | 0 | 0 | 0 | 0 | 0 | 0 | 0 | 0 | 0 | 0 | 0 | 0 | 0 | 0 | 0 | 0 | 0 | 0 | 0 | 0
F11_Industrial_Stone, Clay, and Glass_New_Miscellaneous_Natural Gas_Strategic Energy Management_A_Achievable Economic RVT Potential | F11 | Industrial | Stone, Clay, and Glass | New | Miscellaneous | Natural Gas | Strategic Energy Management | A | Purchases (Cumulative) | Achievable Economic RVT Potential | 0 | 0 | 0 | 0 | 0 | 0 | 0 | 0 | 0 | 0 | 0 | 0 | 0 | 0 | 0 | 0 | 0 | 0 | 0 | 0 | 0 | 0 | 0 | 0 | 0 | 0 | 0 | 0 | 0 | 0 | 0
F1_Industrial_Stone, Clay, and Glass_New_Space Heating_Natural Gas_Commissioning_A_Achievable Economic RVT Potential | F1 | Industrial | Stone, Clay, and Glass | New | Space Heating | Natural Gas | Commissioning | A | Integrated Unit Energy Savings (kWh or therms) | Achievable Economic RVT Potential | 0 | 0 | 0 | 0 | 0 | 16.0695 | 15.8086 | 15.5928 | 15.4071 | 15.2408 | 15.09 | 14.9097 | 14.7154 | 14.5187 | 14.325 | 14.1502 | 13.9927 | 13.8606 | 13.683 | 13.5466 | 13.4431 | 13.3606 | 13.315 | 13.285 | 13.2666 | 13.2562 | 13.2501 | 13.2487 | 0 | 0 | 0
F2_Industrial_Stone, Clay, and Glass_New_Space Heating_Natural Gas_Commissioning_A_Achievable Economic RVT Potential | F2 | Industrial | Stone, Clay, and Glass | New | Space Heating | Natural Gas | Commissioning | A | Integrated Unit Summer Peak Savings (kW) | Achievable Economic RVT Potential | 0 | 0 | 0 | 0 | 0 | 0 | 0 | 0 | 0 | 0 | 0 | 0 | 0 | 0 | 0 | 0 | 0 | 0 | 0 | 0 | 0 | 0 | 0 | 0 | 0 | 0 | 0 | 0 | 0 | 0 | 0
F3_Industrial_Stone, Clay, and Glass_New_Space Heating_Natural Gas_Commissioning_A_Achievable Economic RVT Potential | F3 | Industrial | Stone, Clay, and Glass | New | Space Heating | Natural Gas | Commissioning | A | Integrated Unit Winter Peak Savings (kW) | Achievable Economic RVT Potential | 0 | 0 | 0 | 0 | 0 | 0 | 0 | 0 | 0 | 0 | 0 | 0 | 0 | 0 | 0 | 0 | 0 | 0 | 0 | 0 | 0 | 0 | 0 | 0 | 0 | 0 | 0 | 0 | 0 | 0 | 0
F4_Industrial_Stone, Clay, and Glass_New_Space Heating_Natural Gas_Commissioning_A_Achievable Economic RVT Potential | F4 | Industrial | Stone, Clay, and Glass | New | Space Heating | Natural Gas | Commissioning | A | Incremental Energy Savings (MWh or mTherms) | Achievable Economic RVT Potential | 0 | 0 | 0 | 0 | 0 | 0 | 0 | 0 | 0 | 0 | 0 | 0 | 0 | 0 | 0 | 0 | 0 | 0 | 0 | 0 | 0 | 0 | 0 | 0 | 0 | 0 | 0 | 0 | 0 | 0 | 0
F5_Industrial_Stone, Clay, and Glass_New_Space Heating_Natural Gas_Commissioning_A_Achievable Economic RVT Potential | F5 | Industrial | Stone, Clay, and Glass | New | Space Heating | Natural Gas | Commissioning | A | Incremental Summer Peak Savings (MW) | Achievable Economic RVT Potential | 0 | 0 | 0 | 0 | 0 | 0 | 0 | 0 | 0 | 0 | 0 | 0 | 0 | 0 | 0 | 0 | 0 | 0 | 0 | 0 | 0 | 0 | 0 | 0 | 0 | 0 | 0 | 0 | 0 | 0 | 0
F6_Industrial_Stone, Clay, and Glass_New_Space Heating_Natural Gas_Commissioning_A_Achievable Economic RVT Potential | F6 | Industrial | Stone, Clay, and Glass | New | Space Heating | Natural Gas | Commissioning | A | Incremental Winter Peak Savings (MW) | Achievable Economic RVT Potential | 0 | 0 | 0 | 0 | 0 | 0 | 0 | 0 | 0 | 0 | 0 | 0 | 0 | 0 | 0 | 0 | 0 | 0 | 0 | 0 | 0 | 0 | 0 | 0 | 0 | 0 | 0 | 0 | 0 | 0 | 0
F7_Industrial_Stone, Clay, and Glass_New_Space Heating_Natural Gas_Commissioning_A_Achievable Economic RVT Potential | F7 | Industrial | Stone, Clay, and Glass | New | Space Heating | Natural Gas | Commissioning | A | Cumulative Energy Savings (MWh or mTherms) | Achievable Economic RVT Potential | 0 | 0 | 0 | 0 | 0 | 0 | 0 | 0 | 0 | 0 | 0 | 0 | 0 | 0 | 0 | 0 | 0 | 0 | 0 | 0 | 0 | 0 | 0 | 0 | 0 | 0 | 0 | 0 | 0 | 0 | 0
F8_Industrial_Stone, Clay, and Glass_New_Space Heating_Natural Gas_Commissioning_A_Achievable Economic RVT Potential | F8 | Industrial | Stone, Clay, and Glass | New | Space Heating | Natural Gas | Commissioning | A | Cumulative Summer Peak Savings (MW) | Achievable Economic RVT Potential | 0 | 0 | 0 | 0 | 0 | 0 | 0 | 0 | 0 | 0 | 0 | 0 | 0 | 0 | 0 | 0 | 0 | 0 | 0 | 0 | 0 | 0 | 0 | 0 | 0 | 0 | 0 | 0 | 0 | 0 | 0
F9_Industrial_Stone, Clay, and Glass_New_Space Heating_Natural Gas_Commissioning_A_Achievable Economic RVT Potential | F9 | Industrial | Stone, Clay, and Glass | New | Space Heating | Natural Gas | Commissioning | A | Cumulative Winter Peak Savings (MW) | Achievable Economic RVT Potential | 0 | 0 | 0 | 0 | 0 | 0 | 0 | 0 | 0 | 0 | 0 | 0 | 0 | 0 | 0 | 0 | 0 | 0 | 0 | 0 | 0 | 0 | 0 | 0 | 0 | 0 | 0 | 0 | 0 | 0 | 0
F10_Industrial_Stone, Clay, and Glass_New_Space Heating_Natural Gas_Commissioning_A_Achievable Economic RVT Potential | F10 | Industrial | Stone, Clay, and Glass | New | Space Heating | Natural Gas | Commissioning | A | Purchases (Incremental) | Achievable Economic RVT Potential | 0 | 0 | 0 | 0 | 0 | 0 | 0 | 0 | 0 | 0 | 0 | 0 | 0 | 0 | 0 | 0 | 0 | 0 | 0 | 0 | 0 | 0 | 0 | 0 | 0 | 0 | 0 | 0 | 0 | 0 | 0
F11_Industrial_Stone, Clay, and Glass_New_Space Heating_Natural Gas_Commissioning_A_Achievable Economic RVT Potential | F11 | Industrial | Stone, Clay, and Glass | New | Space Heating | Natural Gas | Commissioning | A | Purchases (Cumulative) | Achievable Economic RVT Potential | 0 | 0 | 0 | 0 | 0 | 0 | 0 | 0 | 0 | 0 | 0 | 0 | 0 | 0 | 0 | 0 | 0 | 0 | 0 | 0 | 0 | 0 | 0 | 0 | 0 | 0 | 0 | 0 | 0 | 0 | 0
F1_Industrial_Stone, Clay, and Glass_New_Process_Natural Gas_Commissioning_A_Achievable Economic RVT Potential | F1 | Industrial | Stone, Clay, and Glass | New | Process | Natural Gas | Commissioning | A | Integrated Unit Energy Savings (kWh or therms) | Achievable Economic RVT Potential | 0 | 0 | 0 | 0 | 0 | 337.8652 | 337.8652 | 337.8652 | 337.8652 | 337.8652 | 337.8652 | 337.8652 | 337.8652 | 337.8652 | 337.8652 | 337.8652 | 337.8652 | 337.8652 | 337.8652 | 337.8652 | 337.8652 | 337.8652 | 337.8652 | 337.8652 | 337.8652 | 337.8652 | 337.8652 | 337.8652 | 0 | 0 | 0
F2_Industrial_Stone, Clay, and Glass_New_Process_Natural Gas_Commissioning_A_Achievable Economic RVT Potential | F2 | Industrial | Stone, Clay, and Glass | New | Process | Natural Gas | Commissioning | A | Integrated Unit Summer Peak Savings (kW) | Achievable Economic RVT Potential | 0 | 0 | 0 | 0 | 0 | 0 | 0 | 0 | 0 | 0 | 0 | 0 | 0 | 0 | 0 | 0 | 0 | 0 | 0 | 0 | 0 | 0 | 0 | 0 | 0 | 0 | 0 | 0 | 0 | 0 | 0
F3_Industrial_Stone, Clay, and Glass_New_Process_Natural Gas_Commissioning_A_Achievable Economic RVT Potential | F3 | Industrial | Stone, Clay, and Glass | New | Process | Natural Gas | Commissioning | A | Integrated Unit Winter Peak Savings (kW) | Achievable Economic RVT Potential | 0 | 0 | 0 | 0 | 0 | 0 | 0 | 0 | 0 | 0 | 0 | 0 | 0 | 0 | 0 | 0 | 0 | 0 | 0 | 0 | 0 | 0 | 0 | 0 | 0 | 0 | 0 | 0 | 0 | 0 | 0
F4_Industrial_Stone, Clay, and Glass_New_Process_Natural Gas_Commissioning_A_Achievable Economic RVT Potential | F4 | Industrial | Stone, Clay, and Glass | New | Process | Natural Gas | Commissioning | A | Incremental Energy Savings (MWh or mTherms) | Achievable Economic RVT Potential | 0 | 0 | 0 | 0 | 0 | 0 | 0 | 0 | 0 | 0 | 0 | 0 | 0 | 0 | 0 | 0 | 0 | 0 | 0 | 0 | 0 | 0 | 0 | 0 | 0 | 0 | 0 | 0 | 0 | 0 | 0
F5_Industrial_Stone, Clay, and Glass_New_Process_Natural Gas_Commissioning_A_Achievable Economic RVT Potential | F5 | Industrial | Stone, Clay, and Glass | New | Process | Natural Gas | Commissioning | A | Incremental Summer Peak Savings (MW) | Achievable Economic RVT Potential | 0 | 0 | 0 | 0 | 0 | 0 | 0 | 0 | 0 | 0 | 0 | 0 | 0 | 0 | 0 | 0 | 0 | 0 | 0 | 0 | 0 | 0 | 0 | 0 | 0 | 0 | 0 | 0 | 0 | 0 | 0
F6_Industrial_Stone, Clay, and Glass_New_Process_Natural Gas_Commissioning_A_Achievable Economic RVT Potential | F6 | Industrial | Stone, Clay, and Glass | New | Process | Natural Gas | Commissioning | A | Incremental Winter Peak Savings (MW) | Achievable Economic RVT Potential | 0 | 0 | 0 | 0 | 0 | 0 | 0 | 0 | 0 | 0 | 0 | 0 | 0 | 0 | 0 | 0 | 0 | 0 | 0 | 0 | 0 | 0 | 0 | 0 | 0 | 0 | 0 | 0 | 0 | 0 | 0
F7_Industrial_Stone, Clay, and Glass_New_Process_Natural Gas_Commissioning_A_Achievable Economic RVT Potential | F7 | Industrial | Stone, Clay, and Glass | New | Process | Natural Gas | Commissioning | A | Cumulative Energy Savings (MWh or mTherms) | Achievable Economic RVT Potential | 0 | 0 | 0 | 0 | 0 | 0 | 0 | 0 | 0 | 0 | 0 | 0 | 0 | 0 | 0 | 0 | 0 | 0 | 0 | 0 | 0 | 0 | 0 | 0 | 0 | 0 | 0 | 0 | 0 | 0 | 0
F8_Industrial_Stone, Clay, and Glass_New_Process_Natural Gas_Commissioning_A_Achievable Economic RVT Potential | F8 | Industrial | Stone, Clay, and Glass | New | Process | Natural Gas | Commissioning | A | Cumulative Summer Peak Savings (MW) | Achievable Economic RVT Potential | 0 | 0 | 0 | 0 | 0 | 0 | 0 | 0 | 0 | 0 | 0 | 0 | 0 | 0 | 0 | 0 | 0 | 0 | 0 | 0 | 0 | 0 | 0 | 0 | 0 | 0 | 0 | 0 | 0 | 0 | 0
F9_Industrial_Stone, Clay, and Glass_New_Process_Natural Gas_Commissioning_A_Achievable Economic RVT Potential | F9 | Industrial | Stone, Clay, and Glass | New | Process | Natural Gas | Commissioning | A | Cumulative Winter Peak Savings (MW) | Achievable Economic RVT Potential | 0 | 0 | 0 | 0 | 0 | 0 | 0 | 0 | 0 | 0 | 0 | 0 | 0 | 0 | 0 | 0 | 0 | 0 | 0 | 0 | 0 | 0 | 0 | 0 | 0 | 0 | 0 | 0 | 0 | 0 | 0
F10_Industrial_Stone, Clay, and Glass_New_Process_Natural Gas_Commissioning_A_Achievable Economic RVT Potential | F10 | Industrial | Stone, Clay, and Glass | New | Process | Natural Gas | Commissioning | A | Purchases (Incremental) | Achievable Economic RVT Potential | 0 | 0 | 0 | 0 | 0 | 0 | 0 | 0 | 0 | 0 | 0 | 0 | 0 | 0 | 0 | 0 | 0 | 0 | 0 | 0 | 0 | 0 | 0 | 0 | 0 | 0 | 0 | 0 | 0 | 0 | 0
F11_Industrial_Stone, Clay, and Glass_New_Process_Natural Gas_Commissioning_A_Achievable Economic RVT Potential | F11 | Industrial | Stone, Clay, and Glass | New | Process | Natural Gas | Commissioning | A | Purchases (Cumulative) | Achievable Economic RVT Potential | 0 | 0 | 0 | 0 | 0 | 0 | 0 | 0 | 0 | 0 | 0 | 0 | 0 | 0 | 0 | 0 | 0 | 0 | 0 | 0 | 0 | 0 | 0 | 0 | 0 | 0 | 0 | 0 | 0 | 0 | 0
F1_Industrial_Stone, Clay, and Glass_New_Space Heating_Natural Gas_Retrocommissioning_A_Achievable Economic RVT Potential | F1 | Industrial | Stone, Clay, and Glass | New | Space Heating | Natural Gas | Retrocommissioning | A | Integrated Unit Energy Savings (kWh or therms) | Achievable Economic RVT Potential | 0 | 0 | 0 | 0 | 0 | 0 | 0 | 0 | 0 | 0 | 0 | 0 | 0 | 0 | 0 | 0 | 0 | 0 | 0 | 0 | 0 | 0 | 0 | 0 | 0 | 0 | 0 | 0 | 0 | 0 | 0
F2_Industrial_Stone, Clay, and Glass_New_Space Heating_Natural Gas_Retrocommissioning_A_Achievable Economic RVT Potential | F2 | Industrial | Stone, Clay, and Glass | New | Space Heating | Natural Gas | Retrocommissioning | A | Integrated Unit Summer Peak Savings (kW) | Achievable Economic RVT Potential | 0 | 0 | 0 | 0 | 0 | 0 | 0 | 0 | 0 | 0 | 0 | 0 | 0 | 0 | 0 | 0 | 0 | 0 | 0 | 0 | 0 | 0 | 0 | 0 | 0 | 0 | 0 | 0 | 0 | 0 | 0
F3_Industrial_Stone, Clay, and Glass_New_Space Heating_Natural Gas_Retrocommissioning_A_Achievable Economic RVT Potential | F3 | Industrial | Stone, Clay, and Glass | New | Space Heating | Natural Gas | Retrocommissioning | A | Integrated Unit Winter Peak Savings (kW) | Achievable Economic RVT Potential | 0 | 0 | 0 | 0 | 0 | 0 | 0 | 0 | 0 | 0 | 0 | 0 | 0 | 0 | 0 | 0 | 0 | 0 | 0 | 0 | 0 | 0 | 0 | 0 | 0 | 0 | 0 | 0 | 0 | 0 | 0
F4_Industrial_Stone, Clay, and Glass_New_Space Heating_Natural Gas_Retrocommissioning_A_Achievable Economic RVT Potential | F4 | Industrial | Stone, Clay, and Glass | New | Space Heating | Natural Gas | Retrocommissioning | A | Incremental Energy Savings (MWh or mTherms) | Achievable Economic RVT Potential | 0 | 0 | 0 | 0 | 0 | 0 | 0 | 0 | 0 | 0 | 0 | 0 | 0 | 0 | 0 | 0 | 0 | 0 | 0 | 0 | 0 | 0 | 0 | 0 | 0 | 0 | 0 | 0 | 0 | 0 | 0
F5_Industrial_Stone, Clay, and Glass_New_Space Heating_Natural Gas_Retrocommissioning_A_Achievable Economic RVT Potential | F5 | Industrial | Stone, Clay, and Glass | New | Space Heating | Natural Gas | Retrocommissioning | A | Incremental Summer Peak Savings (MW) | Achievable Economic RVT Potential | 0 | 0 | 0 | 0 | 0 | 0 | 0 | 0 | 0 | 0 | 0 | 0 | 0 | 0 | 0 | 0 | 0 | 0 | 0 | 0 | 0 | 0 | 0 | 0 | 0 | 0 | 0 | 0 | 0 | 0 | 0
F6_Industrial_Stone, Clay, and Glass_New_Space Heating_Natural Gas_Retrocommissioning_A_Achievable Economic RVT Potential | F6 | Industrial | Stone, Clay, and Glass | New | Space Heating | Natural Gas | Retrocommissioning | A | Incremental Winter Peak Savings (MW) | Achievable Economic RVT Potential | 0 | 0 | 0 | 0 | 0 | 0 | 0 | 0 | 0 | 0 | 0 | 0 | 0 | 0 | 0 | 0 | 0 | 0 | 0 | 0 | 0 | 0 | 0 | 0 | 0 | 0 | 0 | 0 | 0 | 0 | 0
F7_Industrial_Stone, Clay, and Glass_New_Space Heating_Natural Gas_Retrocommissioning_A_Achievable Economic RVT Potential | F7 | Industrial | Stone, Clay, and Glass | New | Space Heating | Natural Gas | Retrocommissioning | A | Cumulative Energy Savings (MWh or mTherms) | Achievable Economic RVT Potential | 0 | 0 | 0 | 0 | 0 | 0 | 0 | 0 | 0 | 0 | 0 | 0 | 0 | 0 | 0 | 0 | 0 | 0 | 0 | 0 | 0 | 0 | 0 | 0 | 0 | 0 | 0 | 0 | 0 | 0 | 0
F8_Industrial_Stone, Clay, and Glass_New_Space Heating_Natural Gas_Retrocommissioning_A_Achievable Economic RVT Potential | F8 | Industrial | Stone, Clay, and Glass | New | Space Heating | Natural Gas | Retrocommissioning | A | Cumulative Summer Peak Savings (MW) | Achievable Economic RVT Potential | 0 | 0 | 0 | 0 | 0 | 0 | 0 | 0 | 0 | 0 | 0 | 0 | 0 | 0 | 0 | 0 | 0 | 0 | 0 | 0 | 0 | 0 | 0 | 0 | 0 | 0 | 0 | 0 | 0 | 0 | 0
F9_Industrial_Stone, Clay, and Glass_New_Space Heating_Natural Gas_Retrocommissioning_A_Achievable Economic RVT Potential | F9 | Industrial | Stone, Clay, and Glass | New | Space Heating | Natural Gas | Retrocommissioning | A | Cumulative Winter Peak Savings (MW) | Achievable Economic RVT Potential | 0 | 0 | 0 | 0 | 0 | 0 | 0 | 0 | 0 | 0 | 0 | 0 | 0 | 0 | 0 | 0 | 0 | 0 | 0 | 0 | 0 | 0 | 0 | 0 | 0 | 0 | 0 | 0 | 0 | 0 | 0
F10_Industrial_Stone, Clay, and Glass_New_Space Heating_Natural Gas_Retrocommissioning_A_Achievable Economic RVT Potential | F10 | Industrial | Stone, Clay, and Glass | New | Space Heating | Natural Gas | Retrocommissioning | A | Purchases (Incremental) | Achievable Economic RVT Potential | 0 | 0 | 0 | 0 | 0 | 0 | 0 | 0 | 0 | 0 | 0 | 0 | 0 | 0 | 0 | 0 | 0 | 0 | 0 | 0 | 0 | 0 | 0 | 0 | 0 | 0 | 0 | 0 | 0 | 0 | 0
F11_Industrial_Stone, Clay, and Glass_New_Space Heating_Natural Gas_Retrocommissioning_A_Achievable Economic RVT Potential | F11 | Industrial | Stone, Clay, and Glass | New | Space Heating | Natural Gas | Retrocommissioning | A | Purchases (Cumulative) | Achievable Economic RVT Potential | 0 | 0 | 0 | 0 | 0 | 0 | 0 | 0 | 0 | 0 | 0 | 0 | 0 | 0 | 0 | 0 | 0 | 0 | 0 | 0 | 0 | 0 | 0 | 0 | 0 | 0 | 0 | 0 | 0 | 0 | 0
F1_Industrial_Stone, Clay, and Glass_New_Process_Natural Gas_Retrocommissioning_A_Achievable Economic RVT Potential | F1 | Industrial | Stone, Clay, and Glass | New | Process | Natural Gas | Retrocommissioning | A | Integrated Unit Energy Savings (kWh or therms) | Achievable Economic RVT Potential | 0 | 0 | 0 | 0 | 0 | 0 | 0 | 0 | 0 | 0 | 0 | 0 | 0 | 0 | 0 | 0 | 0 | 0 | 0 | 0 | 0 | 0 | 0 | 0 | 0 | 0 | 0 | 0 | 0 | 0 | 0
F2_Industrial_Stone, Clay, and Glass_New_Process_Natural Gas_Retrocommissioning_A_Achievable Economic RVT Potential | F2 | Industrial | Stone, Clay, and Glass | New | Process | Natural Gas | Retrocommissioning | A | Integrated Unit Summer Peak Savings (kW) | Achievable Economic RVT Potential | 0 | 0 | 0 | 0 | 0 | 0 | 0 | 0 | 0 | 0 | 0 | 0 | 0 | 0 | 0 | 0 | 0 | 0 | 0 | 0 | 0 | 0 | 0 | 0 | 0 | 0 | 0 | 0 | 0 | 0 | 0
F3_Industrial_Stone, Clay, and Glass_New_Process_Natural Gas_Retrocommissioning_A_Achievable Economic RVT Potential | F3 | Industrial | Stone, Clay, and Glass | New | Process | Natural Gas | Retrocommissioning | A | Integrated Unit Winter Peak Savings (kW) | Achievable Economic RVT Potential | 0 | 0 | 0 | 0 | 0 | 0 | 0 | 0 | 0 | 0 | 0 | 0 | 0 | 0 | 0 | 0 | 0 | 0 | 0 | 0 | 0 | 0 | 0 | 0 | 0 | 0 | 0 | 0 | 0 | 0 | 0
F4_Industrial_Stone, Clay, and Glass_New_Process_Natural Gas_Retrocommissioning_A_Achievable Economic RVT Potential | F4 | Industrial | Stone, Clay, and Glass | New | Process | Natural Gas | Retrocommissioning | A | Incremental Energy Savings (MWh or mTherms) | Achievable Economic RVT Potential | 0 | 0 | 0 | 0 | 0 | 0 | 0 | 0 | 0 | 0 | 0 | 0 | 0 | 0 | 0 | 0 | 0 | 0 | 0 | 0 | 0 | 0 | 0 | 0 | 0 | 0 | 0 | 0 | 0 | 0 | 0
F5_Industrial_Stone, Clay, and Glass_New_Process_Natural Gas_Retrocommissioning_A_Achievable Economic RVT Potential | F5 | Industrial | Stone, Clay, and Glass | New | Process | Natural Gas | Retrocommissioning | A | Incremental Summer Peak Savings (MW) | Achievable Economic RVT Potential | 0 | 0 | 0 | 0 | 0 | 0 | 0 | 0 | 0 | 0 | 0 | 0 | 0 | 0 | 0 | 0 | 0 | 0 | 0 | 0 | 0 | 0 | 0 | 0 | 0 | 0 | 0 | 0 | 0 | 0 | 0
F6_Industrial_Stone, Clay, and Glass_New_Process_Natural Gas_Retrocommissioning_A_Achievable Economic RVT Potential | F6 | Industrial | Stone, Clay, and Glass | New | Process | Natural Gas | Retrocommissioning | A | Incremental Winter Peak Savings (MW) | Achievable Economic RVT Potential | 0 | 0 | 0 | 0 | 0 | 0 | 0 | 0 | 0 | 0 | 0 | 0 | 0 | 0 | 0 | 0 | 0 | 0 | 0 | 0 | 0 | 0 | 0 | 0 | 0 | 0 | 0 | 0 | 0 | 0 | 0
F7_Industrial_Stone, Clay, and Glass_New_Process_Natural Gas_Retrocommissioning_A_Achievable Economic RVT Potential | F7 | Industrial | Stone, Clay, and Glass | New | Process | Natural Gas | Retrocommissioning | A | Cumulative Energy Savings (MWh or mTherms) | Achievable Economic RVT Potential | 0 | 0 | 0 | 0 | 0 | 0 | 0 | 0 | 0 | 0 | 0 | 0 | 0 | 0 | 0 | 0 | 0 | 0 | 0 | 0 | 0 | 0 | 0 | 0 | 0 | 0 | 0 | 0 | 0 | 0 | 0
F8_Industrial_Stone, Clay, and Glass_New_Process_Natural Gas_Retrocommissioning_A_Achievable Economic RVT Potential | F8 | Industrial | Stone, Clay, and Glass | New | Process | Natural Gas | Retrocommissioning | A | Cumulative Summer Peak Savings (MW) | Achievable Economic RVT Potential | 0 | 0 | 0 | 0 | 0 | 0 | 0 | 0 | 0 | 0 | 0 | 0 | 0 | 0 | 0 | 0 | 0 | 0 | 0 | 0 | 0 | 0 | 0 | 0 | 0 | 0 | 0 | 0 | 0 | 0 | 0
F9_Industrial_Stone, Clay, and Glass_New_Process_Natural Gas_Retrocommissioning_A_Achievable Economic RVT Potential | F9 | Industrial | Stone, Clay, and Glass | New | Process | Natural Gas | Retrocommissioning | A | Cumulative Winter Peak Savings (MW) | Achievable Economic RVT Potential | 0 | 0 | 0 | 0 | 0 | 0 | 0 | 0 | 0 | 0 | 0 | 0 | 0 | 0 | 0 | 0 | 0 | 0 | 0 | 0 | 0 | 0 | 0 | 0 | 0 | 0 | 0 | 0 | 0 | 0 | 0
F10_Industrial_Stone, Clay, and Glass_New_Process_Natural Gas_Retrocommissioning_A_Achievable Economic RVT Potential | F10 | Industrial | Stone, Clay, and Glass | New | Process | Natural Gas | Retrocommissioning | A | Purchases (Incremental) | Achievable Economic RVT Potential | 0 | 0 | 0 | 0 | 0 | 0 | 0 | 0 | 0 | 0 | 0 | 0 | 0 | 0 | 0 | 0 | 0 | 0 | 0 | 0 | 0 | 0 | 0 | 0 | 0 | 0 | 0 | 0 | 0 | 0 | 0
F11_Industrial_Stone, Clay, and Glass_New_Process_Natural Gas_Retrocommissioning_A_Achievable Economic RVT Potential | F11 | Industrial | Stone, Clay, and Glass | New | Process | Natural Gas | Retrocommissioning | A | Purchases (Cumulative) | Achievable Economic RVT Potential | 0 | 0 | 0 | 0 | 0 | 0 | 0 | 0 | 0 | 0 | 0 | 0 | 0 | 0 | 0 | 0 | 0 | 0 | 0 | 0 | 0 | 0 | 0 | 0 | 0 | 0 | 0 | 0 | 0 | 0 | 0
F1_Industrial_Petroleum_Existing_Space Heating_Natural Gas_Insulation - Roof/Ceiling_A_Achievable Economic RVT Potential | F1 | Industrial | Petroleum | Existing | Space Heating | Natural Gas | Insulation - Roof/Ceiling | A | Integrated Unit Energy Savings (kWh or therms) | Achievable Economic RVT Potential | 0 | 0 | 0 | 0 | 0 | 0.097954 | 0.096868 | 0.095573 | 0.094242 | 0.092875 | 0.091472 | 0.090045 | 0.088622 | 0.087167 | 0.085712 | 0.084295 | 0.082946 | 0.081631 | 0.080369 | 0.079216 | 0.078122 | 0.077102 | 0.076143 | 0.075268 | 0.074449 | 0.073834 | 0.073298 | 0.072798 | 0 | 0 | 0
F2_Industrial_Petroleum_Existing_Space Heating_Natural Gas_Insulation - Roof/Ceiling_A_Achievable Economic RVT Potential | F2 | Industrial | Petroleum | Existing | Space Heating | Natural Gas | Insulation - Roof/Ceiling | A | Integrated Unit Summer Peak Savings (kW) | Achievable Economic RVT Potential | 0 | 0 | 0 | 0 | 0 | 0 | 0 | 0 | 0 | 0 | 0 | 0 | 0 | 0 | 0 | 0 | 0 | 0 | 0 | 0 | 0 | 0 | 0 | 0 | 0 | 0 | 0 | 0 | 0 | 0 | 0
F3_Industrial_Petroleum_Existing_Space Heating_Natural Gas_Insulation - Roof/Ceiling_A_Achievable Economic RVT Potential | F3 | Industrial | Petroleum | Existing | Space Heating | Natural Gas | Insulation - Roof/Ceiling | A | Integrated Unit Winter Peak Savings (kW) | Achievable Economic RVT Potential | 0 | 0 | 0 | 0 | 0 | 0 | 0 | 0 | 0 | 0 | 0 | 0 | 0 | 0 | 0 | 0 | 0 | 0 | 0 | 0 | 0 | 0 | 0 | 0 | 0 | 0 | 0 | 0 | 0 | 0 | 0
F4_Industrial_Petroleum_Existing_Space Heating_Natural Gas_Insulation - Roof/Ceiling_A_Achievable Economic RVT Potential | F4 | Industrial | Petroleum | Existing | Space Heating | Natural Gas | Insulation - Roof/Ceiling | A | Incremental Energy Savings (MWh or mTherms) | Achievable Economic RVT Potential | 0 | 0 | 0 | 0 | 0 | 0.016596 | 0.028705 | 0.043795 | 0.060492 | 0.075936 | 0.086146 | 0.091075 | 0.089454 | 0.080816 | 0.069799 | 0.055992 | 0.042858 | 0.030922 | 0.021121 | 0.013895 | 0.0086841 | 0.0051967 | 0.0034622 | 0 | 0 | 0 | 0 | 0 | 0 | 0 | 0
F5_Industrial_Petroleum_Existing_Space Heating_Natural Gas_Insulation - Roof/Ceiling_A_Achievable Economic RVT Potential | F5 | Industrial | Petroleum | Existing | Space Heating | Natural Gas | Insulation - Roof/Ceiling | A | Incremental Summer Peak Savings (MW) | Achievable Economic RVT Potential | 0 | 0 | 0 | 0 | 0 | 0 | 0 | 0 | 0 | 0 | 0 | 0 | 0 | 0 | 0 | 0 | 0 | 0 | 0 | 0 | 0 | 0 | 0 | 0 | 0 | 0 | 0 | 0 | 0 | 0 | 0
F6_Industrial_Petroleum_Existing_Space Heating_Natural Gas_Insulation - Roof/Ceiling_A_Achievable Economic RVT Potential | F6 | Industrial | Petroleum | Existing | Space Heating | Natural Gas | Insulation - Roof/Ceiling | A | Incremental Winter Peak Savings (MW) | Achievable Economic RVT Potential | 0 | 0 | 0 | 0 | 0 | 0 | 0 | 0 | 0 | 0 | 0 | 0 | 0 | 0 | 0 | 0 | 0 | 0 | 0 | 0 | 0 | 0 | 0 | 0 | 0 | 0 | 0 | 0 | 0 | 0 | 0
F7_Industrial_Petroleum_Existing_Space Heating_Natural Gas_Insulation - Roof/Ceiling_A_Achievable Economic RVT Potential | F7 | Industrial | Petroleum | Existing | Space Heating | Natural Gas | Insulation - Roof/Ceiling | A | Cumulative Energy Savings (MWh or mTherms) | Achievable Economic RVT Potential | 0 | 0 | 0 | 0 | 0 | 0.016596 | 0.045116 | 0.088309 | 0.14757 | 0.22137 | 0.30417 | 0.3905 | 0.47378 | 0.54682 | 0.60749 | 0.65344 | 0.68584 | 0.70589 | 0.7161 | 0.71972 | 0.71846 | 0.71428 | 0.70886 | 0.70071 | 0.69308 | 0.68736 | 0.68237 | 0.67772 | 0 | 0 | 0
F8_Industrial_Petroleum_Existing_Space Heating_Natural Gas_Insulation - Roof/Ceiling_A_Achievable Economic RVT Potential | F8 | Industrial | Petroleum | Existing | Space Heating | Natural Gas | Insulation - Roof/Ceiling | A | Cumulative Summer Peak Savings (MW) | Achievable Economic RVT Potential | 0 | 0 | 0 | 0 | 0 | 0 | 0 | 0 | 0 | 0 | 0 | 0 | 0 | 0 | 0 | 0 | 0 | 0 | 0 | 0 | 0 | 0 | 0 | 0 | 0 | 0 | 0 | 0 | 0 | 0 | 0
F9_Industrial_Petroleum_Existing_Space Heating_Natural Gas_Insulation - Roof/Ceiling_A_Achievable Economic RVT Potential | F9 | Industrial | Petroleum | Existing | Space Heating | Natural Gas | Insulation - Roof/Ceiling | A | Cumulative Winter Peak Savings (MW) | Achievable Economic RVT Potential | 0 | 0 | 0 | 0 | 0 | 0 | 0 | 0 | 0 | 0 | 0 | 0 | 0 | 0 | 0 | 0 | 0 | 0 | 0 | 0 | 0 | 0 | 0 | 0 | 0 | 0 | 0 | 0 | 0 | 0 | 0
F10_Industrial_Petroleum_Existing_Space Heating_Natural Gas_Insulation - Roof/Ceiling_A_Achievable Economic RVT Potential | F10 | Industrial | Petroleum | Existing | Space Heating | Natural Gas | Insulation - Roof/Ceiling | A | Purchases (Incremental) | Achievable Economic RVT Potential | 0 | 0 | 0 | 0 | 0 | 169.4236 | 296.3286 | 458.2372 | 641.879 | 817.6124 | 941.7678 | 1011.44 | 1009.3863 | 927.1338 | 814.3394 | 664.2371 | 516.6959 | 378.8071 | 262.7997 | 175.4073 | 111.1613 | 67.4002 | 45.4693 | 0 | 0 | 0 | 0 | 0 | 0 | 0 | 0
F11_Industrial_Petroleum_Existing_Space Heating_Natural Gas_Insulation - Roof/Ceiling_A_Achievable Economic RVT Potential | F11 | Industrial | Petroleum | Existing | Space Heating | Natural Gas | Insulation - Roof/Ceiling | A | Purchases (Cumulative) | Achievable Economic RVT Potential | 0 | 0 | 0 | 0 | 0 | 169.4236 | 465.7523 | 923.9895 | 1565.8685 | 2383.4809 | 3325.2488 | 4336.6888 | 5346.0751 | 6273.2089 | 7087.5483 | 7751.7854 | 8268.4813 | 8647.2884 | 8910.0881 | 9085.4955 | 9196.6567 | 9264.057 | 9309.5263 | 9309.5263 | 9309.5263 | 9309.5263 | 9309.5263 | 9309.5263 | 9309.5263 | 9309.5263 | 9309.5263
F1_Industrial_Petroleum_Existing_Space Heating_Natural Gas_Insulation - Wall Cavity_A_Achievable Economic RVT Potential | F1 | Industrial | Petroleum | Existing | Space Heating | Natural Gas | Insulation - Wall Cavity | A | Integrated Unit Energy Savings (kWh or therms) | Achievable Economic RVT Potential | 0 | 0 | 0 | 0 | 0 | 0.017572 | 0.017259 | 0.016847 | 0.016364 | 0.015816 | 0.015209 | 0.014589 | 0.013983 | 0.01338 | 0.012871 | 0.012395 | 0.012015 | 0.011677 | 0.011378 | 0.011159 | 0.010954 | 0.010776 | 0.010616 | 0.010483 | 0.010359 | 0.010265 | 0.010182 | 0.010106 | 0 | 0 | 0
F2_Industrial_Petroleum_Existing_Space Heating_Natural Gas_Insulation - Wall Cavity_A_Achievable Economic RVT Potential | F2 | Industrial | Petroleum | Existing | Space Heating | Natural Gas | Insulation - Wall Cavity | A | Integrated Unit Summer Peak Savings (kW) | Achievable Economic RVT Potential | 0 | 0 | 0 | 0 | 0 | 0 | 0 | 0 | 0 | 0 | 0 | 0 | 0 | 0 | 0 | 0 | 0 | 0 | 0 | 0 | 0 | 0 | 0 | 0 | 0 | 0 | 0 | 0 | 0 | 0 | 0
F3_Industrial_Petroleum_Existing_Space Heating_Natural Gas_Insulation - Wall Cavity_A_Achievable Economic RVT Potential | F3 | Industrial | Petroleum | Existing | Space Heating | Natural Gas | Insulation - Wall Cavity | A | Integrated Unit Winter Peak Savings (kW) | Achievable Economic RVT Potential | 0 | 0 | 0 | 0 | 0 | 0 | 0 | 0 | 0 | 0 | 0 | 0 | 0 | 0 | 0 | 0 | 0 | 0 | 0 | 0 | 0 | 0 | 0 | 0 | 0 | 0 | 0 | 0 | 0 | 0 | 0
F4_Industrial_Petroleum_Existing_Space Heating_Natural Gas_Insulation - Wall Cavity_A_Achievable Economic RVT Potential | F4 | Industrial | Petroleum | Existing | Space Heating | Natural Gas | Insulation - Wall Cavity | A | Incremental Energy Savings (MWh or mTherms) | Achievable Economic RVT Potential | 0 | 0 | 0 | 0 | 0 | 0 | 0 | 0 | 0 | 0 | 0 | 0 | 0 | 0 | 0 | 0 | 0 | 0 | 0 | 0 | 0 | 0 | 0 | 0 | 0 | 0 | 0 | 0 | 0 | 0 | 0
F5_Industrial_Petroleum_Existing_Space Heating_Natural Gas_Insulation - Wall Cavity_A_Achievable Economic RVT Potential | F5 | Industrial | Petroleum | Existing | Space Heating | Natural Gas | Insulation - Wall Cavity | A | Incremental Summer Peak Savings (MW) | Achievable Economic RVT Potential | 0 | 0 | 0 | 0 | 0 | 0 | 0 | 0 | 0 | 0 | 0 | 0 | 0 | 0 | 0 | 0 | 0 | 0 | 0 | 0 | 0 | 0 | 0 | 0 | 0 | 0 | 0 | 0 | 0 | 0 | 0
F6_Industrial_Petroleum_Existing_Space Heating_Natural Gas_Insulation - Wall Cavity_A_Achievable Economic RVT Potential | F6 | Industrial | Petroleum | Existing | Space Heating | Natural Gas | Insulation - Wall Cavity | A | Incremental Winter Peak Savings (MW) | Achievable Economic RVT Potential | 0 | 0 | 0 | 0 | 0 | 0 | 0 | 0 | 0 | 0 | 0 | 0 | 0 | 0 | 0 | 0 | 0 | 0 | 0 | 0 | 0 | 0 | 0 | 0 | 0 | 0 | 0 | 0 | 0 | 0 | 0
F7_Industrial_Petroleum_Existing_Space Heating_Natural Gas_Insulation - Wall Cavity_A_Achievable Economic RVT Potential | F7 | Industrial | Petroleum | Existing | Space Heating | Natural Gas | Insulation - Wall Cavity | A | Cumulative Energy Savings (MWh or mTherms) | Achievable Economic RVT Potential | 0 | 0 | 0 | 0 | 0 | 0 | 0 | 0 | 0 | 0 | 0 | 0 | 0 | 0 | 0 | 0 | 0 | 0 | 0 | 0 | 0 | 0 | 0 | 0 | 0 | 0 | 0 | 0 | 0 | 0 | 0
F8_Industrial_Petroleum_Existing_Space Heating_Natural Gas_Insulation - Wall Cavity_A_Achievable Economic RVT Potential | F8 | Industrial | Petroleum | Existing | Space Heating | Natural Gas | Insulation - Wall Cavity | A | Cumulative Summer Peak Savings (MW) | Achievable Economic RVT Potential | 0 | 0 | 0 | 0 | 0 | 0 | 0 | 0 | 0 | 0 | 0 | 0 | 0 | 0 | 0 | 0 | 0 | 0 | 0 | 0 | 0 | 0 | 0 | 0 | 0 | 0 | 0 | 0 | 0 | 0 | 0
F9_Industrial_Petroleum_Existing_Space Heating_Natural Gas_Insulation - Wall Cavity_A_Achievable Economic RVT Potential | F9 | Industrial | Petroleum | Existing | Space Heating | Natural Gas | Insulation - Wall Cavity | A | Cumulative Winter Peak Savings (MW) | Achievable Economic RVT Potential | 0 | 0 | 0 | 0 | 0 | 0 | 0 | 0 | 0 | 0 | 0 | 0 | 0 | 0 | 0 | 0 | 0 | 0 | 0 | 0 | 0 | 0 | 0 | 0 | 0 | 0 | 0 | 0 | 0 | 0 | 0
F10_Industrial_Petroleum_Existing_Space Heating_Natural Gas_Insulation - Wall Cavity_A_Achievable Economic RVT Potential | F10 | Industrial | Petroleum | Existing | Space Heating | Natural Gas | Insulation - Wall Cavity | A | Purchases (Incremental) | Achievable Economic RVT Potential | 0 | 0 | 0 | 0 | 0 | 0 | 0 | 0 | 0 | 0 | 0 | 0 | 0 | 0 | 0 | 0 | 0 | 0 | 0 | 0 | 0 | 0 | 0 | 0 | 0 | 0 | 0 | 0 | 0 | 0 | 0
F11_Industrial_Petroleum_Existing_Space Heating_Natural Gas_Insulation - Wall Cavity_A_Achievable Economic RVT Potential | F11 | Industrial | Petroleum | Existing | Space Heating | Natural Gas | Insulation - Wall Cavity | A | Purchases (Cumulative) | Achievable Economic RVT Potential | 0 | 0 | 0 | 0 | 0 | 0 | 0 | 0 | 0 | 0 | 0 | 0 | 0 | 0 | 0 | 0 | 0 | 0 | 0 | 0 | 0 | 0 | 0 | 0 | 0 | 0 | 0 | 0 | 0 | 0 | 0
F1_Industrial_Petroleum_Existing_Space Heating_Natural Gas_Insulation - Ducting_A_Achievable Economic RVT Potential | F1 | Industrial | Petroleum | Existing | Space Heating | Natural Gas | Insulation - Ducting | A | Integrated Unit Energy Savings (kWh or therms) | Achievable Economic RVT Potential | 0 | 0 | 0 | 0 | 0 | 0.0016215 | 0.0015919 | 0.0015523 | 0.0015062 | 0.0014541 | 0.0013967 | 0.0013382 | 0.0012813 | 0.0012249 | 0.0011773 | 0.001133 | 0.0010975 | 0.0010661 | 0.0010384 | 0.0010178 | 0.00099867 | 0.00098207 | 0.00096695 | 0.00095439 | 0.00094272 | 0.00093372 | 0.00092579 | 0.0009184 | 0.00131 | 0.0013019 | 0.0012943
F2_Industrial_Petroleum_Existing_Space Heating_Natural Gas_Insulation - Ducting_A_Achievable Economic RVT Potential | F2 | Industrial | Petroleum | Existing | Space Heating | Natural Gas | Insulation - Ducting | A | Integrated Unit Summer Peak Savings (kW) | Achievable Economic RVT Potential | 0 | 0 | 0 | 0 | 0 | 0 | 0 | 0 | 0 | 0 | 0 | 0 | 0 | 0 | 0 | 0 | 0 | 0 | 0 | 0 | 0 | 0 | 0 | 0 | 0 | 0 | 0 | 0 | 0 | 0 | 0
F3_Industrial_Petroleum_Existing_Space Heating_Natural Gas_Insulation - Ducting_A_Achievable Economic RVT Potential | F3 | Industrial | Petroleum | Existing | Space Heating | Natural Gas | Insulation - Ducting | A | Integrated Unit Winter Peak Savings (kW) | Achievable Economic RVT Potential | 0 | 0 | 0 | 0 | 0 | 0 | 0 | 0 | 0 | 0 | 0 | 0 | 0 | 0 | 0 | 0 | 0 | 0 | 0 | 0 | 0 | 0 | 0 | 0 | 0 | 0 | 0 | 0 | 0 | 0 | 0
F4_Industrial_Petroleum_Existing_Space Heating_Natural Gas_Insulation - Ducting_A_Achievable Economic RVT Potential | F4 | Industrial | Petroleum | Existing | Space Heating | Natural Gas | Insulation - Ducting | A | Incremental Energy Savings (MWh or mTherms) | Achievable Economic RVT Potential | 0 | 0 | 0 | 0 | 0 | 0 | 0 | 0 | 0 | 0 | 0 | 0 | 0 | 0 | 0 | 0 | 0 | 0 | 0 | 0 | 0 | 0 | 0 | 0 | 0 | 0 | 0 | 0 | 0 | 0 | 0
F5_Industrial_Petroleum_Existing_Space Heating_Natural Gas_Insulation - Ducting_A_Achievable Economic RVT Potential | F5 | Industrial | Petroleum | Existing | Space Heating | Natural Gas | Insulation - Ducting | A | Incremental Summer Peak Savings (MW) | Achievable Economic RVT Potential | 0 | 0 | 0 | 0 | 0 | 0 | 0 | 0 | 0 | 0 | 0 | 0 | 0 | 0 | 0 | 0 | 0 | 0 | 0 | 0 | 0 | 0 | 0 | 0 | 0 | 0 | 0 | 0 | 0 | 0 | 0
F6_Industrial_Petroleum_Existing_Space Heating_Natural Gas_Insulation - Ducting_A_Achievable Economic RVT Potential | F6 | Industrial | Petroleum | Existing | Space Heating | Natural Gas | Insulation - Ducting | A | Incremental Winter Peak Savings (MW) | Achievable Economic RVT Potential | 0 | 0 | 0 | 0 | 0 | 0 | 0 | 0 | 0 | 0 | 0 | 0 | 0 | 0 | 0 | 0 | 0 | 0 | 0 | 0 | 0 | 0 | 0 | 0 | 0 | 0 | 0 | 0 | 0 | 0 | 0
F7_Industrial_Petroleum_Existing_Space Heating_Natural Gas_Insulation - Ducting_A_Achievable Economic RVT Potential | F7 | Industrial | Petroleum | Existing | Space Heating | Natural Gas | Insulation - Ducting | A | Cumulative Energy Savings (MWh or mTherms) | Achievable Economic RVT Potential | 0 | 0 | 0 | 0 | 0 | 0 | 0 | 0 | 0 | 0 | 0 | 0 | 0 | 0 | 0 | 0 | 0 | 0 | 0 | 0 | 0 | 0 | 0 | 0 | 0 | 0 | 0 | 0 | 0 | 0 | 0
F8_Industrial_Petroleum_Existing_Space Heating_Natural Gas_Insulation - Ducting_A_Achievable Economic RVT Potential | F8 | Industrial | Petroleum | Existing | Space Heating | Natural Gas | Insulation - Ducting | A | Cumulative Summer Peak Savings (MW) | Achievable Economic RVT Potential | 0 | 0 | 0 | 0 | 0 | 0 | 0 | 0 | 0 | 0 | 0 | 0 | 0 | 0 | 0 | 0 | 0 | 0 | 0 | 0 | 0 | 0 | 0 | 0 | 0 | 0 | 0 | 0 | 0 | 0 | 0
F9_Industrial_Petroleum_Existing_Space Heating_Natural Gas_Insulation - Ducting_A_Achievable Economic RVT Potential | F9 | Industrial | Petroleum | Existing | Space Heating | Natural Gas | Insulation - Ducting | A | Cumulative Winter Peak Savings (MW) | Achievable Economic RVT Potential | 0 | 0 | 0 | 0 | 0 | 0 | 0 | 0 | 0 | 0 | 0 | 0 | 0 | 0 | 0 | 0 | 0 | 0 | 0 | 0 | 0 | 0 | 0 | 0 | 0 | 0 | 0 | 0 | 0 | 0 | 0
F10_Industrial_Petroleum_Existing_Space Heating_Natural Gas_Insulation - Ducting_A_Achievable Economic RVT Potential | F10 | Industrial | Petroleum | Existing | Space Heating | Natural Gas | Insulation - Ducting | A | Purchases (Incremental) | Achievable Economic RVT Potential | 0 | 0 | 0 | 0 | 0 | 0 | 0 | 0 | 0 | 0 | 0 | 0 | 0 | 0 | 0 | 0 | 0 | 0 | 0 | 0 | 0 | 0 | 0 | 0 | 0 | 0 | 0 | 0 | 0 | 0 | 0
F11_Industrial_Petroleum_Existing_Space Heating_Natural Gas_Insulation - Ducting_A_Achievable Economic RVT Potential | F11 | Industrial | Petroleum | Existing | Space Heating | Natural Gas | Insulation - Ducting | A | Purchases (Cumulative) | Achievable Economic RVT Potential | 0 | 0 | 0 | 0 | 0 | 0 | 0 | 0 | 0 | 0 | 0 | 0 | 0 | 0 | 0 | 0 | 0 | 0 | 0 | 0 | 0 | 0 | 0 | 0 | 0 | 0 | 0 | 0 | 0 | 0 | 0
F1_Industrial_Petroleum_Existing_Space Heating_Natural Gas_HVAC - Duct Repair and Sealing_A_Achievable Economic RVT Potential | F1 | Industrial | Petroleum | Existing | Space Heating | Natural Gas | HVAC - Duct Repair and Sealing | A | Integrated Unit Energy Savings (kWh or therms) | Achievable Economic RVT Potential | 0 | 0 | 0 | 0 | 0 | 0.0038173 | 0.0037475 | 0.0036543 | 0.0035458 | 0.0034232 | 0.003288 | 0.0031505 | 0.0030164 | 0.0028837 | 0.0027716 | 0.0026672 | 0.0025837 | 0.0025098 | 0.0024445 | 0.0023961 | 0.0023511 | 0.002312 | 0.0022764 | 0.0022468 | 0.0022193 | 0.0021982 | 0.0021795 | 0.0021621 | 0.0030839 | 0.0030649 | 0.0030471
F2_Industrial_Petroleum_Existing_Space Heating_Natural Gas_HVAC - Duct Repair and Sealing_A_Achievable Economic RVT Potential | F2 | Industrial | Petroleum | Existing | Space Heating | Natural Gas | HVAC - Duct Repair and Sealing | A | Integrated Unit Summer Peak Savings (kW) | Achievable Economic RVT Potential | 0 | 0 | 0 | 0 | 0 | 0 | 0 | 0 | 0 | 0 | 0 | 0 | 0 | 0 | 0 | 0 | 0 | 0 | 0 | 0 | 0 | 0 | 0 | 0 | 0 | 0 | 0 | 0 | 0 | 0 | 0
F3_Industrial_Petroleum_Existing_Space Heating_Natural Gas_HVAC - Duct Repair and Sealing_A_Achievable Economic RVT Potential | F3 | Industrial | Petroleum | Existing | Space Heating | Natural Gas | HVAC - Duct Repair and Sealing | A | Integrated Unit Winter Peak Savings (kW) | Achievable Economic RVT Potential | 0 | 0 | 0 | 0 | 0 | 0 | 0 | 0 | 0 | 0 | 0 | 0 | 0 | 0 | 0 | 0 | 0 | 0 | 0 | 0 | 0 | 0 | 0 | 0 | 0 | 0 | 0 | 0 | 0 | 0 | 0
F4_Industrial_Petroleum_Existing_Space Heating_Natural Gas_HVAC - Duct Repair and Sealing_A_Achievable Economic RVT Potential | F4 | Industrial | Petroleum | Existing | Space Heating | Natural Gas | HVAC - Duct Repair and Sealing | A | Incremental Energy Savings (MWh or mTherms) | Achievable Economic RVT Potential | 0 | 0 | 0 | 0 | 0 | 0 | 0 | 0 | 0 | 0 | 0 | 0 | 0 | 0 | 0 | 0 | 0 | 0 | 0 | 0 | 0 | 0 | 0 | 0 | 0 | 0 | 0 | 0 | 0 | 0 | 0
F5_Industrial_Petroleum_Existing_Space Heating_Natural Gas_HVAC - Duct Repair and Sealing_A_Achievable Economic RVT Potential | F5 | Industrial | Petroleum | Existing | Space Heating | Natural Gas | HVAC - Duct Repair and Sealing | A | Incremental Summer Peak Savings (MW) | Achievable Economic RVT Potential | 0 | 0 | 0 | 0 | 0 | 0 | 0 | 0 | 0 | 0 | 0 | 0 | 0 | 0 | 0 | 0 | 0 | 0 | 0 | 0 | 0 | 0 | 0 | 0 | 0 | 0 | 0 | 0 | 0 | 0 | 0
F6_Industrial_Petroleum_Existing_Space Heating_Natural Gas_HVAC - Duct Repair and Sealing_A_Achievable Economic RVT Potential | F6 | Industrial | Petroleum | Existing | Space Heating | Natural Gas | HVAC - Duct Repair and Sealing | A | Incremental Winter Peak Savings (MW) | Achievable Economic RVT Potential | 0 | 0 | 0 | 0 | 0 | 0 | 0 | 0 | 0 | 0 | 0 | 0 | 0 | 0 | 0 | 0 | 0 | 0 | 0 | 0 | 0 | 0 | 0 | 0 | 0 | 0 | 0 | 0 | 0 | 0 | 0
F7_Industrial_Petroleum_Existing_Space Heating_Natural Gas_HVAC - Duct Repair and Sealing_A_Achievable Economic RVT Potential | F7 | Industrial | Petroleum | Existing | Space Heating | Natural Gas | HVAC - Duct Repair and Sealing | A | Cumulative Energy Savings (MWh or mTherms) | Achievable Economic RVT Potential | 0 | 0 | 0 | 0 | 0 | 0 | 0 | 0 | 0 | 0 | 0 | 0 | 0 | 0 | 0 | 0 | 0 | 0 | 0 | 0 | 0 | 0 | 0 | 0 | 0 | 0 | 0 | 0 | 0 | 0 | 0
F8_Industrial_Petroleum_Existing_Space Heating_Natural Gas_HVAC - Duct Repair and Sealing_A_Achievable Economic RVT Potential | F8 | Industrial | Petroleum | Existing | Space Heating | Natural Gas | HVAC - Duct Repair and Sealing | A | Cumulative Summer Peak Savings (MW) | Achievable Economic RVT Potential | 0 | 0 | 0 | 0 | 0 | 0 | 0 | 0 | 0 | 0 | 0 | 0 | 0 | 0 | 0 | 0 | 0 | 0 | 0 | 0 | 0 | 0 | 0 | 0 | 0 | 0 | 0 | 0 | 0 | 0 | 0
F9_Industrial_Petroleum_Existing_Space Heating_Natural Gas_HVAC - Duct Repair and Sealing_A_Achievable Economic RVT Potential | F9 | Industrial | Petroleum | Existing | Space Heating | Natural Gas | HVAC - Duct Repair and Sealing | A | Cumulative Winter Peak Savings (MW) | Achievable Economic RVT Potential | 0 | 0 | 0 | 0 | 0 | 0 | 0 | 0 | 0 | 0 | 0 | 0 | 0 | 0 | 0 | 0 | 0 | 0 | 0 | 0 | 0 | 0 | 0 | 0 | 0 | 0 | 0 | 0 | 0 | 0 | 0
F10_Industrial_Petroleum_Existing_Space Heating_Natural Gas_HVAC - Duct Repair and Sealing_A_Achievable Economic RVT Potential | F10 | Industrial | Petroleum | Existing | Space Heating | Natural Gas | HVAC - Duct Repair and Sealing | A | Purchases (Incremental) | Achievable Economic RVT Potential | 0 | 0 | 0 | 0 | 0 | 0 | 0 | 0 | 0 | 0 | 0 | 0 | 0 | 0 | 0 | 0 | 0 | 0 | 0 | 0 | 0 | 0 | 0 | 0 | 0 | 0 | 0 | 0 | 0 | 0 | 0
F11_Industrial_Petroleum_Existing_Space Heating_Natural Gas_HVAC - Duct Repair and Sealing_A_Achievable Economic RVT Potential | F11 | Industrial | Petroleum | Existing | Space Heating | Natural Gas | HVAC - Duct Repair and Sealing | A | Purchases (Cumulative) | Achievable Economic RVT Potential | 0 | 0 | 0 | 0 | 0 | 0 | 0 | 0 | 0 | 0 | 0 | 0 | 0 | 0 | 0 | 0 | 0 | 0 | 0 | 0 | 0 | 0 | 0 | 0 | 0 | 0 | 0 | 0 | 0 | 0 | 0
F1_Industrial_Petroleum_Existing_Space Heating_Natural Gas_Windows - High Efficiency_A_Achievable Economic RVT Potential | F1 | Industrial | Petroleum | Existing | Space Heating | Natural Gas | Windows - High Efficiency | A | Integrated Unit Energy Savings (kWh or therms) | Achievable Economic RVT Potential | 0 | 0 | 0 | 0 | 0 | 0.0055767 | 0.0054774 | 0.0053466 | 0.0051934 | 0.0050195 | 0.0048266 | 0.0046301 | 0.0044377 | 0.0042463 | 0.0040848 | 0.0039338 | 0.003813 | 0.0037059 | 0.0036111 | 0.0035413 | 0.0034763 | 0.00342 | 0.0033691 | 0.003327 | 0.0032877 | 0.0032577 | 0.0032315 | 0.0032072 | 0 | 0 | 0
F2_Industrial_Petroleum_Existing_Space Heating_Natural Gas_Windows - High Efficiency_A_Achievable Economic RVT Potential | F2 | Industrial | Petroleum | Existing | Space Heating | Natural Gas | Windows - High Efficiency | A | Integrated Unit Summer Peak Savings (kW) | Achievable Economic RVT Potential | 0 | 0 | 0 | 0 | 0 | 0 | 0 | 0 | 0 | 0 | 0 | 0 | 0 | 0 | 0 | 0 | 0 | 0 | 0 | 0 | 0 | 0 | 0 | 0 | 0 | 0 | 0 | 0 | 0 | 0 | 0
F3_Industrial_Petroleum_Existing_Space Heating_Natural Gas_Windows - High Efficiency_A_Achievable Economic RVT Potential | F3 | Industrial | Petroleum | Existing | Space Heating | Natural Gas | Windows - High Efficiency | A | Integrated Unit Winter Peak Savings (kW) | Achievable Economic RVT Potential | 0 | 0 | 0 | 0 | 0 | 0 | 0 | 0 | 0 | 0 | 0 | 0 | 0 | 0 | 0 | 0 | 0 | 0 | 0 | 0 | 0 | 0 | 0 | 0 | 0 | 0 | 0 | 0 | 0 | 0 | 0
F4_Industrial_Petroleum_Existing_Space Heating_Natural Gas_Windows - High Efficiency_A_Achievable Economic RVT Potential | F4 | Industrial | Petroleum | Existing | Space Heating | Natural Gas | Windows - High Efficiency | A | Incremental Energy Savings (MWh or mTherms) | Achievable Economic RVT Potential | 0 | 0 | 0 | 0 | 0 | 0 | 0 | 0 | 0 | 0 | 0 | 0 | 0 | 0 | 0 | 0 | 0 | 0 | 0 | 0 | 0 | 0 | 0 | 0 | 0 | 0 | 0 | 0 | 0 | 0 | 0
F5_Industrial_Petroleum_Existing_Space Heating_Natural Gas_Windows - High Efficiency_A_Achievable Economic RVT Potential | F5 | Industrial | Petroleum | Existing | Space Heating | Natural Gas | Windows - High Efficiency | A | Incremental Summer Peak Savings (MW) | Achievable Economic RVT Potential | 0 | 0 | 0 | 0 | 0 | 0 | 0 | 0 | 0 | 0 | 0 | 0 | 0 | 0 | 0 | 0 | 0 | 0 | 0 | 0 | 0 | 0 | 0 | 0 | 0 | 0 | 0 | 0 | 0 | 0 | 0
F6_Industrial_Petroleum_Existing_Space Heating_Natural Gas_Windows - High Efficiency_A_Achievable Economic RVT Potential | F6 | Industrial | Petroleum | Existing | Space Heating | Natural Gas | Windows - High Efficiency | A | Incremental Winter Peak Savings (MW) | Achievable Economic RVT Potential | 0 | 0 | 0 | 0 | 0 | 0 | 0 | 0 | 0 | 0 | 0 | 0 | 0 | 0 | 0 | 0 | 0 | 0 | 0 | 0 | 0 | 0 | 0 | 0 | 0 | 0 | 0 | 0 | 0 | 0 | 0
F7_Industrial_Petroleum_Existing_Space Heating_Natural Gas_Windows - High Efficiency_A_Achievable Economic RVT Potential | F7 | Industrial | Petroleum | Existing | Space Heating | Natural Gas | Windows - High Efficiency | A | Cumulative Energy Savings (MWh or mTherms) | Achievable Economic RVT Potential | 0 | 0 | 0 | 0 | 0 | 0 | 0 | 0 | 0 | 0 | 0 | 0 | 0 | 0 | 0 | 0 | 0 | 0 | 0 | 0 | 0 | 0 | 0 | 0 | 0 | 0 | 0 | 0 | 0 | 0 | 0
F8_Industrial_Petroleum_Existing_Space Heating_Natural Gas_Windows - High Efficiency_A_Achievable Economic RVT Potential | F8 | Industrial | Petroleum | Existing | Space Heating | Natural Gas | Windows - High Efficiency | A | Cumulative Summer Peak Savings (MW) | Achievable Economic RVT Potential | 0 | 0 | 0 | 0 | 0 | 0 | 0 | 0 | 0 | 0 | 0 | 0 | 0 | 0 | 0 | 0 | 0 | 0 | 0 | 0 | 0 | 0 | 0 | 0 | 0 | 0 | 0 | 0 | 0 | 0 | 0
F9_Industrial_Petroleum_Existing_Space Heating_Natural Gas_Windows - High Efficiency_A_Achievable Economic RVT Potential | F9 | Industrial | Petroleum | Existing | Space Heating | Natural Gas | Windows - High Efficiency | A | Cumulative Winter Peak Savings (MW) | Achievable Economic RVT Potential | 0 | 0 | 0 | 0 | 0 | 0 | 0 | 0 | 0 | 0 | 0 | 0 | 0 | 0 | 0 | 0 | 0 | 0 | 0 | 0 | 0 | 0 | 0 | 0 | 0 | 0 | 0 | 0 | 0 | 0 | 0
F10_Industrial_Petroleum_Existing_Space Heating_Natural Gas_Windows - High Efficiency_A_Achievable Economic RVT Potential | F10 | Industrial | Petroleum | Existing | Space Heating | Natural Gas | Windows - High Efficiency | A | Purchases (Incremental) | Achievable Economic RVT Potential | 0 | 0 | 0 | 0 | 0 | 0 | 0 | 0 | 0 | 0 | 0 | 0 | 0 | 0 | 0 | 0 | 0 | 0 | 0 | 0 | 0 | 0 | 0 | 0 | 0 | 0 | 0 | 0 | 0 | 0 | 0
F11_Industrial_Petroleum_Existing_Space Heating_Natural Gas_Windows - High Efficiency_A_Achievable Economic RVT Potential | F11 | Industrial | Petroleum | Existing | Space Heating | Natural Gas | Windows - High Efficiency | A | Purchases (Cumulative) | Achievable Economic RVT Potential | 0 | 0 | 0 | 0 | 0 | 0 | 0 | 0 | 0 | 0 | 0 | 0 | 0 | 0 | 0 | 0 | 0 | 0 | 0 | 0 | 0 | 0 | 0 | 0 | 0 | 0 | 0 | 0 | 0 | 0 | 0
F1_Industrial_Petroleum_Existing_Space Heating_Natural Gas_Gas Boiler - Maintenance_A_Achievable Economic RVT Potential | F1 | Industrial | Petroleum | Existing | Space Heating | Natural Gas | Gas Boiler - Maintenance | A | Integrated Unit Energy Savings (kWh or therms) | Achievable Economic RVT Potential | 0 | 0 | 0 | 0 | 0 | 105.2563 | 104.5412 | 103.8304 | 103.1149 | 102.4006 | 101.7054 | 101.0164 | 100.3345 | 99.6599 | 98.9463 | 98.291 | 97.6436 | 97.0067 | 96.379 | 95.7502 | 95.1424 | 94.5099 | 93.8987 | 93.3064 | 92.7102 | 92.1655 | 91.6676 | 91.2126 | 90.9187 | 90.5453 | 90.2044
F2_Industrial_Petroleum_Existing_Space Heating_Natural Gas_Gas Boiler - Maintenance_A_Achievable Economic RVT Potential | F2 | Industrial | Petroleum | Existing | Space Heating | Natural Gas | Gas Boiler - Maintenance | A | Integrated Unit Summer Peak Savings (kW) | Achievable Economic RVT Potential | 0 | 0 | 0 | 0 | 0 | 0 | 0 | 0 | 0 | 0 | 0 | 0 | 0 | 0 | 0 | 0 | 0 | 0 | 0 | 0 | 0 | 0 | 0 | 0 | 0 | 0 | 0 | 0 | 0 | 0 | 0
F3_Industrial_Petroleum_Existing_Space Heating_Natural Gas_Gas Boiler - Maintenance_A_Achievable Economic RVT Potential | F3 | Industrial | Petroleum | Existing | Space Heating | Natural Gas | Gas Boiler - Maintenance | A | Integrated Unit Winter Peak Savings (kW) | Achievable Economic RVT Potential | 0 | 0 | 0 | 0 | 0 | 0 | 0 | 0 | 0 | 0 | 0 | 0 | 0 | 0 | 0 | 0 | 0 | 0 | 0 | 0 | 0 | 0 | 0 | 0 | 0 | 0 | 0 | 0 | 0 | 0 | 0
F4_Industrial_Petroleum_Existing_Space Heating_Natural Gas_Gas Boiler - Maintenance_A_Achievable Economic RVT Potential | F4 | Industrial | Petroleum | Existing | Space Heating | Natural Gas | Gas Boiler - Maintenance | A | Incremental Energy Savings (MWh or mTherms) | Achievable Economic RVT Potential | 0 | 0 | 0 | 0 | 0 | 0 | 0 | 0 | 0 | 0 | 0 | 0 | 0 | 0 | 0 | 0 | 0 | 0 | 0 | 0 | 0 | 0 | 0 | 0 | 0 | 0 | 0 | 0 | 0 | 0 | 0
F5_Industrial_Petroleum_Existing_Space Heating_Natural Gas_Gas Boiler - Maintenance_A_Achievable Economic RVT Potential | F5 | Industrial | Petroleum | Existing | Space Heating | Natural Gas | Gas Boiler - Maintenance | A | Incremental Summer Peak Savings (MW) | Achievable Economic RVT Potential | 0 | 0 | 0 | 0 | 0 | 0 | 0 | 0 | 0 | 0 | 0 | 0 | 0 | 0 | 0 | 0 | 0 | 0 | 0 | 0 | 0 | 0 | 0 | 0 | 0 | 0 | 0 | 0 | 0 | 0 | 0
F6_Industrial_Petroleum_Existing_Space Heating_Natural Gas_Gas Boiler - Maintenance_A_Achievable Economic RVT Potential | F6 | Industrial | Petroleum | Existing | Space Heating | Natural Gas | Gas Boiler - Maintenance | A | Incremental Winter Peak Savings (MW) | Achievable Economic RVT Potential | 0 | 0 | 0 | 0 | 0 | 0 | 0 | 0 | 0 | 0 | 0 | 0 | 0 | 0 | 0 | 0 | 0 | 0 | 0 | 0 | 0 | 0 | 0 | 0 | 0 | 0 | 0 | 0 | 0 | 0 | 0
F7_Industrial_Petroleum_Existing_Space Heating_Natural Gas_Gas Boiler - Maintenance_A_Achievable Economic RVT Potential | F7 | Industrial | Petroleum | Existing | Space Heating | Natural Gas | Gas Boiler - Maintenance | A | Cumulative Energy Savings (MWh or mTherms) | Achievable Economic RVT Potential | 0 | 0 | 0 | 0 | 0 | 0 | 0 | 0 | 0 | 0 | 0 | 0 | 0 | 0 | 0 | 0 | 0 | 0 | 0 | 0 | 0 | 0 | 0 | 0 | 0 | 0 | 0 | 0 | 0 | 0 | 0
F8_Industrial_Petroleum_Existing_Space Heating_Natural Gas_Gas Boiler - Maintenance_A_Achievable Economic RVT Potential | F8 | Industrial | Petroleum | Existing | Space Heating | Natural Gas | Gas Boiler - Maintenance | A | Cumulative Summer Peak Savings (MW) | Achievable Economic RVT Potential | 0 | 0 | 0 | 0 | 0 | 0 | 0 | 0 | 0 | 0 | 0 | 0 | 0 | 0 | 0 | 0 | 0 | 0 | 0 | 0 | 0 | 0 | 0 | 0 | 0 | 0 | 0 | 0 | 0 | 0 | 0
F9_Industrial_Petroleum_Existing_Space Heating_Natural Gas_Gas Boiler - Maintenance_A_Achievable Economic RVT Potential | F9 | Industrial | Petroleum | Existing | Space Heating | Natural Gas | Gas Boiler - Maintenance | A | Cumulative Winter Peak Savings (MW) | Achievable Economic RVT Potential | 0 | 0 | 0 | 0 | 0 | 0 | 0 | 0 | 0 | 0 | 0 | 0 | 0 | 0 | 0 | 0 | 0 | 0 | 0 | 0 | 0 | 0 | 0 | 0 | 0 | 0 | 0 | 0 | 0 | 0 | 0
F10_Industrial_Petroleum_Existing_Space Heating_Natural Gas_Gas Boiler - Maintenance_A_Achievable Economic RVT Potential | F10 | Industrial | Petroleum | Existing | Space Heating | Natural Gas | Gas Boiler - Maintenance | A | Purchases (Incremental) | Achievable Economic RVT Potential | 0 | 0 | 0 | 0 | 0 | 0 | 0 | 0 | 0 | 0 | 0 | 0 | 0 | 0 | 0 | 0 | 0 | 0 | 0 | 0 | 0 | 0 | 0 | 0 | 0 | 0 | 0 | 0 | 0 | 0 | 0
F11_Industrial_Petroleum_Existing_Space Heating_Natural Gas_Gas Boiler - Maintenance_A_Achievable Economic RVT Potential | F11 | Industrial | Petroleum | Existing | Space Heating | Natural Gas | Gas Boiler - Maintenance | A | Purchases (Cumulative) | Achievable Economic RVT Potential | 0 | 0 | 0 | 0 | 0 | 0 | 0 | 0 | 0 | 0 | 0 | 0 | 0 | 0 | 0 | 0 | 0 | 0 | 0 | 0 | 0 | 0 | 0 | 0 | 0 | 0 | 0 | 0 | 0 | 0 | 0
F1_Industrial_Petroleum_Existing_Process_Natural Gas_Gas Boiler - Maintenance_A_Achievable Economic RVT Potential | F1 | Industrial | Petroleum | Existing | Process | Natural Gas | Gas Boiler - Maintenance | A | Integrated Unit Energy Savings (kWh or therms) | Achievable Economic RVT Potential | 0 | 0 | 0 | 0 | 0 | 536.7637 | 536.7637 | 536.7637 | 536.7637 | 536.7637 | 536.7637 | 536.7637 | 536.7637 | 536.7637 | 536.7637 | 536.7637 | 536.7637 | 536.7637 | 536.7637 | 536.7637 | 536.7637 | 536.7637 | 536.7637 | 536.7637 | 536.7637 | 536.7637 | 536.7637 | 536.7637 | 536.7637 | 536.7637 | 536.7637
F2_Industrial_Petroleum_Existing_Process_Natural Gas_Gas Boiler - Maintenance_A_Achievable Economic RVT Potential | F2 | Industrial | Petroleum | Existing | Process | Natural Gas | Gas Boiler - Maintenance | A | Integrated Unit Summer Peak Savings (kW) | Achievable Economic RVT Potential | 0 | 0 | 0 | 0 | 0 | 0 | 0 | 0 | 0 | 0 | 0 | 0 | 0 | 0 | 0 | 0 | 0 | 0 | 0 | 0 | 0 | 0 | 0 | 0 | 0 | 0 | 0 | 0 | 0 | 0 | 0
F3_Industrial_Petroleum_Existing_Process_Natural Gas_Gas Boiler - Maintenance_A_Achievable Economic RVT Potential | F3 | Industrial | Petroleum | Existing | Process | Natural Gas | Gas Boiler - Maintenance | A | Integrated Unit Winter Peak Savings (kW) | Achievable Economic RVT Potential | 0 | 0 | 0 | 0 | 0 | 0 | 0 | 0 | 0 | 0 | 0 | 0 | 0 | 0 | 0 | 0 | 0 | 0 | 0 | 0 | 0 | 0 | 0 | 0 | 0 | 0 | 0 | 0 | 0 | 0 | 0
F4_Industrial_Petroleum_Existing_Process_Natural Gas_Gas Boiler - Maintenance_A_Achievable Economic RVT Potential | F4 | Industrial | Petroleum | Existing | Process | Natural Gas | Gas Boiler - Maintenance | A | Incremental Energy Savings (MWh or mTherms) | Achievable Economic RVT Potential | 0 | 0 | 0 | 0 | 0 | 0 | 0 | 0 | 0 | 0 | 0 | 0 | 0 | 0 | 0 | 0 | 0 | 0 | 0 | 0 | 0 | 0 | 0 | 0 | 0 | 0 | 0 | 0 | 0 | 0 | 0
F5_Industrial_Petroleum_Existing_Process_Natural Gas_Gas Boiler - Maintenance_A_Achievable Economic RVT Potential | F5 | Industrial | Petroleum | Existing | Process | Natural Gas | Gas Boiler - Maintenance | A | Incremental Summer Peak Savings (MW) | Achievable Economic RVT Potential | 0 | 0 | 0 | 0 | 0 | 0 | 0 | 0 | 0 | 0 | 0 | 0 | 0 | 0 | 0 | 0 | 0 | 0 | 0 | 0 | 0 | 0 | 0 | 0 | 0 | 0 | 0 | 0 | 0 | 0 | 0
F6_Industrial_Petroleum_Existing_Process_Natural Gas_Gas Boiler - Maintenance_A_Achievable Economic RVT Potential | F6 | Industrial | Petroleum | Existing | Process | Natural Gas | Gas Boiler - Maintenance | A | Incremental Winter Peak Savings (MW) | Achievable Economic RVT Potential | 0 | 0 | 0 | 0 | 0 | 0 | 0 | 0 | 0 | 0 | 0 | 0 | 0 | 0 | 0 | 0 | 0 | 0 | 0 | 0 | 0 | 0 | 0 | 0 | 0 | 0 | 0 | 0 | 0 | 0 | 0
F7_Industrial_Petroleum_Existing_Process_Natural Gas_Gas Boiler - Maintenance_A_Achievable Economic RVT Potential | F7 | Industrial | Petroleum | Existing | Process | Natural Gas | Gas Boiler - Maintenance | A | Cumulative Energy Savings (MWh or mTherms) | Achievable Economic RVT Potential | 0 | 0 | 0 | 0 | 0 | 0 | 0 | 0 | 0 | 0 | 0 | 0 | 0 | 0 | 0 | 0 | 0 | 0 | 0 | 0 | 0 | 0 | 0 | 0 | 0 | 0 | 0 | 0 | 0 | 0 | 0
F8_Industrial_Petroleum_Existing_Process_Natural Gas_Gas Boiler - Maintenance_A_Achievable Economic RVT Potential | F8 | Industrial | Petroleum | Existing | Process | Natural Gas | Gas Boiler - Maintenance | A | Cumulative Summer Peak Savings (MW) | Achievable Economic RVT Potential | 0 | 0 | 0 | 0 | 0 | 0 | 0 | 0 | 0 | 0 | 0 | 0 | 0 | 0 | 0 | 0 | 0 | 0 | 0 | 0 | 0 | 0 | 0 | 0 | 0 | 0 | 0 | 0 | 0 | 0 | 0
F9_Industrial_Petroleum_Existing_Process_Natural Gas_Gas Boiler - Maintenance_A_Achievable Economic RVT Potential | F9 | Industrial | Petroleum | Existing | Process | Natural Gas | Gas Boiler - Maintenance | A | Cumulative Winter Peak Savings (MW) | Achievable Economic RVT Potential | 0 | 0 | 0 | 0 | 0 | 0 | 0 | 0 | 0 | 0 | 0 | 0 | 0 | 0 | 0 | 0 | 0 | 0 | 0 | 0 | 0 | 0 | 0 | 0 | 0 | 0 | 0 | 0 | 0 | 0 | 0
F10_Industrial_Petroleum_Existing_Process_Natural Gas_Gas Boiler - Maintenance_A_Achievable Economic RVT Potential | F10 | Industrial | Petroleum | Existing | Process | Natural Gas | Gas Boiler - Maintenance | A | Purchases (Incremental) | Achievable Economic RVT Potential | 0 | 0 | 0 | 0 | 0 | 0 | 0 | 0 | 0 | 0 | 0 | 0 | 0 | 0 | 0 | 0 | 0 | 0 | 0 | 0 | 0 | 0 | 0 | 0 | 0 | 0 | 0 | 0 | 0 | 0 | 0
F11_Industrial_Petroleum_Existing_Process_Natural Gas_Gas Boiler - Maintenance_A_Achievable Economic RVT Potential | F11 | Industrial | Petroleum | Existing | Process | Natural Gas | Gas Boiler - Maintenance | A | Purchases (Cumulative) | Achievable Economic RVT Potential | 0 | 0 | 0 | 0 | 0 | 0 | 0 | 0 | 0 | 0 | 0 | 0 | 0 | 0 | 0 | 0 | 0 | 0 | 0 | 0 | 0 | 0 | 0 | 0 | 0 | 0 | 0 | 0 | 0 | 0 | 0
F1_Industrial_Petroleum_Existing_Space Heating_Natural Gas_Gas Furnace - Maintenance_A_Achievable Economic RVT Potential | F1 | Industrial | Petroleum | Existing | Space Heating | Natural Gas | Gas Furnace - Maintenance | A | Integrated Unit Energy Savings (kWh or therms) | Achievable Economic RVT Potential | 0 | 0 | 0 | 0 | 0 | 0.0091409 | 0.0089738 | 0.0087507 | 0.0084908 | 0.0081972 | 0.0078734 | 0.0075441 | 0.0072232 | 0.0069053 | 0.0066368 | 0.0063869 | 0.0061869 | 0.0060099 | 0.0058535 | 0.0057378 | 0.0056299 | 0.0055363 | 0.005451 | 0.0053802 | 0.0053144 | 0.0052637 | 0.005219 | 0.0051773 | 0.0073847 | 0.0073392 | 0.0072965
F2_Industrial_Petroleum_Existing_Space Heating_Natural Gas_Gas Furnace - Maintenance_A_Achievable Economic RVT Potential | F2 | Industrial | Petroleum | Existing | Space Heating | Natural Gas | Gas Furnace - Maintenance | A | Integrated Unit Summer Peak Savings (kW) | Achievable Economic RVT Potential | 0 | 0 | 0 | 0 | 0 | 0 | 0 | 0 | 0 | 0 | 0 | 0 | 0 | 0 | 0 | 0 | 0 | 0 | 0 | 0 | 0 | 0 | 0 | 0 | 0 | 0 | 0 | 0 | 0 | 0 | 0
F3_Industrial_Petroleum_Existing_Space Heating_Natural Gas_Gas Furnace - Maintenance_A_Achievable Economic RVT Potential | F3 | Industrial | Petroleum | Existing | Space Heating | Natural Gas | Gas Furnace - Maintenance | A | Integrated Unit Winter Peak Savings (kW) | Achievable Economic RVT Potential | 0 | 0 | 0 | 0 | 0 | 0 | 0 | 0 | 0 | 0 | 0 | 0 | 0 | 0 | 0 | 0 | 0 | 0 | 0 | 0 | 0 | 0 | 0 | 0 | 0 | 0 | 0 | 0 | 0 | 0 | 0
F4_Industrial_Petroleum_Existing_Space Heating_Natural Gas_Gas Furnace - Maintenance_A_Achievable Economic RVT Potential | F4 | Industrial | Petroleum | Existing | Space Heating | Natural Gas | Gas Furnace - Maintenance | A | Incremental Energy Savings (MWh or mTherms) | Achievable Economic RVT Potential | 0 | 0 | 0 | 0 | 0 | 0 | 0 | 0 | 0 | 0 | 0 | 0 | 0 | 0 | 0 | 0 | 0 | 0 | 0 | 0 | 0 | 0 | 0 | 0 | 0 | 0 | 0 | 0 | 0 | 0 | 0
F5_Industrial_Petroleum_Existing_Space Heating_Natural Gas_Gas Furnace - Maintenance_A_Achievable Economic RVT Potential | F5 | Industrial | Petroleum | Existing | Space Heating | Natural Gas | Gas Furnace - Maintenance | A | Incremental Summer Peak Savings (MW) | Achievable Economic RVT Potential | 0 | 0 | 0 | 0 | 0 | 0 | 0 | 0 | 0 | 0 | 0 | 0 | 0 | 0 | 0 | 0 | 0 | 0 | 0 | 0 | 0 | 0 | 0 | 0 | 0 | 0 | 0 | 0 | 0 | 0 | 0
F6_Industrial_Petroleum_Existing_Space Heating_Natural Gas_Gas Furnace - Maintenance_A_Achievable Economic RVT Potential | F6 | Industrial | Petroleum | Existing | Space Heating | Natural Gas | Gas Furnace - Maintenance | A | Incremental Winter Peak Savings (MW) | Achievable Economic RVT Potential | 0 | 0 | 0 | 0 | 0 | 0 | 0 | 0 | 0 | 0 | 0 | 0 | 0 | 0 | 0 | 0 | 0 | 0 | 0 | 0 | 0 | 0 | 0 | 0 | 0 | 0 | 0 | 0 | 0 | 0 | 0
F7_Industrial_Petroleum_Existing_Space Heating_Natural Gas_Gas Furnace - Maintenance_A_Achievable Economic RVT Potential | F7 | Industrial | Petroleum | Existing | Space Heating | Natural Gas | Gas Furnace - Maintenance | A | Cumulative Energy Savings (MWh or mTherms) | Achievable Economic RVT Potential | 0 | 0 | 0 | 0 | 0 | 0 | 0 | 0 | 0 | 0 | 0 | 0 | 0 | 0 | 0 | 0 | 0 | 0 | 0 | 0 | 0 | 0 | 0 | 0 | 0 | 0 | 0 | 0 | 0 | 0 | 0
F8_Industrial_Petroleum_Existing_Space Heating_Natural Gas_Gas Furnace - Maintenance_A_Achievable Economic RVT Potential | F8 | Industrial | Petroleum | Existing | Space Heating | Natural Gas | Gas Furnace - Maintenance | A | Cumulative Summer Peak Savings (MW) | Achievable Economic RVT Potential | 0 | 0 | 0 | 0 | 0 | 0 | 0 | 0 | 0 | 0 | 0 | 0 | 0 | 0 | 0 | 0 | 0 | 0 | 0 | 0 | 0 | 0 | 0 | 0 | 0 | 0 | 0 | 0 | 0 | 0 | 0
F9_Industrial_Petroleum_Existing_Space Heating_Natural Gas_Gas Furnace - Maintenance_A_Achievable Economic RVT Potential | F9 | Industrial | Petroleum | Existing | Space Heating | Natural Gas | Gas Furnace - Maintenance | A | Cumulative Winter Peak Savings (MW) | Achievable Economic RVT Potential | 0 | 0 | 0 | 0 | 0 | 0 | 0 | 0 | 0 | 0 | 0 | 0 | 0 | 0 | 0 | 0 | 0 | 0 | 0 | 0 | 0 | 0 | 0 | 0 | 0 | 0 | 0 | 0 | 0 | 0 | 0
F10_Industrial_Petroleum_Existing_Space Heating_Natural Gas_Gas Furnace - Maintenance_A_Achievable Economic RVT Potential | F10 | Industrial | Petroleum | Existing | Space Heating | Natural Gas | Gas Furnace - Maintenance | A | Purchases (Incremental) | Achievable Economic RVT Potential | 0 | 0 | 0 | 0 | 0 | 0 | 0 | 0 | 0 | 0 | 0 | 0 | 0 | 0 | 0 | 0 | 0 | 0 | 0 | 0 | 0 | 0 | 0 | 0 | 0 | 0 | 0 | 0 | 0 | 0 | 0
F11_Industrial_Petroleum_Existing_Space Heating_Natural Gas_Gas Furnace - Maintenance_A_Achievable Economic RVT Potential | F11 | Industrial | Petroleum | Existing | Space Heating | Natural Gas | Gas Furnace - Maintenance | A | Purchases (Cumulative) | Achievable Economic RVT Potential | 0 | 0 | 0 | 0 | 0 | 0 | 0 | 0 | 0 | 0 | 0 | 0 | 0 | 0 | 0 | 0 | 0 | 0 | 0 | 0 | 0 | 0 | 0 | 0 | 0 | 0 | 0 | 0 | 0 | 0 | 0
F1_Industrial_Petroleum_Existing_Space Heating_Natural Gas_Gas Boiler - Hot Water Reset_A_Achievable Economic RVT Potential | F1 | Industrial | Petroleum | Existing | Space Heating | Natural Gas | Gas Boiler - Hot Water Reset | A | Integrated Unit Energy Savings (kWh or therms) | Achievable Economic RVT Potential | 0 | 0 | 0 | 0 | 0 | 382.5925 | 379.8457 | 377.1211 | 374.3865 | 371.6589 | 369 | 366.3845 | 363.8071 | 361.2509 | 358.5821 | 356.1158 | 353.6956 | 351.3111 | 348.9582 | 346.6187 | 344.3496 | 341.9985 | 339.725 | 337.5211 | 335.3045 | 333.3276 | 331.5208 | 329.8692 | 330.6135 | 329.2555 | 328.016
F2_Industrial_Petroleum_Existing_Space Heating_Natural Gas_Gas Boiler - Hot Water Reset_A_Achievable Economic RVT Potential | F2 | Industrial | Petroleum | Existing | Space Heating | Natural Gas | Gas Boiler - Hot Water Reset | A | Integrated Unit Summer Peak Savings (kW) | Achievable Economic RVT Potential | 0 | 0 | 0 | 0 | 0 | 0 | 0 | 0 | 0 | 0 | 0 | 0 | 0 | 0 | 0 | 0 | 0 | 0 | 0 | 0 | 0 | 0 | 0 | 0 | 0 | 0 | 0 | 0 | 0 | 0 | 0
F3_Industrial_Petroleum_Existing_Space Heating_Natural Gas_Gas Boiler - Hot Water Reset_A_Achievable Economic RVT Potential | F3 | Industrial | Petroleum | Existing | Space Heating | Natural Gas | Gas Boiler - Hot Water Reset | A | Integrated Unit Winter Peak Savings (kW) | Achievable Economic RVT Potential | 0 | 0 | 0 | 0 | 0 | 0 | 0 | 0 | 0 | 0 | 0 | 0 | 0 | 0 | 0 | 0 | 0 | 0 | 0 | 0 | 0 | 0 | 0 | 0 | 0 | 0 | 0 | 0 | 0 | 0 | 0
F4_Industrial_Petroleum_Existing_Space Heating_Natural Gas_Gas Boiler - Hot Water Reset_A_Achievable Economic RVT Potential | F4 | Industrial | Petroleum | Existing | Space Heating | Natural Gas | Gas Boiler - Hot Water Reset | A | Incremental Energy Savings (MWh or mTherms) | Achievable Economic RVT Potential | 0 | 0 | 0 | 0 | 0 | 0 | 0 | 0 | 0 | 0 | 0 | 0 | 0 | 0 | 0 | 0 | 0 | 0 | 0 | 0 | 0 | 0 | 0 | 0 | 0 | 0 | 0 | 0 | 0 | 0 | 0
F5_Industrial_Petroleum_Existing_Space Heating_Natural Gas_Gas Boiler - Hot Water Reset_A_Achievable Economic RVT Potential | F5 | Industrial | Petroleum | Existing | Space Heating | Natural Gas | Gas Boiler - Hot Water Reset | A | Incremental Summer Peak Savings (MW) | Achievable Economic RVT Potential | 0 | 0 | 0 | 0 | 0 | 0 | 0 | 0 | 0 | 0 | 0 | 0 | 0 | 0 | 0 | 0 | 0 | 0 | 0 | 0 | 0 | 0 | 0 | 0 | 0 | 0 | 0 | 0 | 0 | 0 | 0
F6_Industrial_Petroleum_Existing_Space Heating_Natural Gas_Gas Boiler - Hot Water Reset_A_Achievable Economic RVT Potential | F6 | Industrial | Petroleum | Existing | Space Heating | Natural Gas | Gas Boiler - Hot Water Reset | A | Incremental Winter Peak Savings (MW) | Achievable Economic RVT Potential | 0 | 0 | 0 | 0 | 0 | 0 | 0 | 0 | 0 | 0 | 0 | 0 | 0 | 0 | 0 | 0 | 0 | 0 | 0 | 0 | 0 | 0 | 0 | 0 | 0 | 0 | 0 | 0 | 0 | 0 | 0
F7_Industrial_Petroleum_Existing_Space Heating_Natural Gas_Gas Boiler - Hot Water Reset_A_Achievable Economic RVT Potential | F7 | Industrial | Petroleum | Existing | Space Heating | Natural Gas | Gas Boiler - Hot Water Reset | A | Cumulative Energy Savings (MWh or mTherms) | Achievable Economic RVT Potential | 0 | 0 | 0 | 0 | 0 | 0 | 0 | 0 | 0 | 0 | 0 | 0 | 0 | 0 | 0 | 0 | 0 | 0 | 0 | 0 | 0 | 0 | 0 | 0 | 0 | 0 | 0 | 0 | 0 | 0 | 0
F8_Industrial_Petroleum_Existing_Space Heating_Natural Gas_Gas Boiler - Hot Water Reset_A_Achievable Economic RVT Potential | F8 | Industrial | Petroleum | Existing | Space Heating | Natural Gas | Gas Boiler - Hot Water Reset | A | Cumulative Summer Peak Savings (MW) | Achievable Economic RVT Potential | 0 | 0 | 0 | 0 | 0 | 0 | 0 | 0 | 0 | 0 | 0 | 0 | 0 | 0 | 0 | 0 | 0 | 0 | 0 | 0 | 0 | 0 | 0 | 0 | 0 | 0 | 0 | 0 | 0 | 0 | 0
F9_Industrial_Petroleum_Existing_Space Heating_Natural Gas_Gas Boiler - Hot Water Reset_A_Achievable Economic RVT Potential | F9 | Industrial | Petroleum | Existing | Space Heating | Natural Gas | Gas Boiler - Hot Water Reset | A | Cumulative Winter Peak Savings (MW) | Achievable Economic RVT Potential | 0 | 0 | 0 | 0 | 0 | 0 | 0 | 0 | 0 | 0 | 0 | 0 | 0 | 0 | 0 | 0 | 0 | 0 | 0 | 0 | 0 | 0 | 0 | 0 | 0 | 0 | 0 | 0 | 0 | 0 | 0
F10_Industrial_Petroleum_Existing_Space Heating_Natural Gas_Gas Boiler - Hot Water Reset_A_Achievable Economic RVT Potential | F10 | Industrial | Petroleum | Existing | Space Heating | Natural Gas | Gas Boiler - Hot Water Reset | A | Purchases (Incremental) | Achievable Economic RVT Potential | 0 | 0 | 0 | 0 | 0 | 0 | 0 | 0 | 0 | 0 | 0 | 0 | 0 | 0 | 0 | 0 | 0 | 0 | 0 | 0 | 0 | 0 | 0 | 0 | 0 | 0 | 0 | 0 | 0 | 0 | 0
F11_Industrial_Petroleum_Existing_Space Heating_Natural Gas_Gas Boiler - Hot Water Reset_A_Achievable Economic RVT Potential | F11 | Industrial | Petroleum | Existing | Space Heating | Natural Gas | Gas Boiler - Hot Water Reset | A | Purchases (Cumulative) | Achievable Economic RVT Potential | 0 | 0 | 0 | 0 | 0 | 0 | 0 | 0 | 0 | 0 | 0 | 0 | 0 | 0 | 0 | 0 | 0 | 0 | 0 | 0 | 0 | 0 | 0 | 0 | 0 | 0 | 0 | 0 | 0 | 0 | 0
F1_Industrial_Petroleum_Existing_Process_Natural Gas_Gas Boiler - Hot Water Reset_A_Achievable Economic RVT Potential | F1 | Industrial | Petroleum | Existing | Process | Natural Gas | Gas Boiler - Hot Water Reset | A | Integrated Unit Energy Savings (kWh or therms) | Achievable Economic RVT Potential | 0 | 0 | 0 | 0 | 0 | 974.691 | 973.4893 | 972.3042 | 971.1511 | 970.0071 | 968.8954 | 968.0363 | 967.3375 | 966.6424 | 966.2219 | 965.754 | 965.4466 | 965.1375 | 964.8264 | 964.6589 | 964.4575 | 964.3603 | 964.2666 | 964.1762 | 964.0891 | 964.0546 | 964.023 | 963.9941 | 975.934 | 975.934 | 975.934
F2_Industrial_Petroleum_Existing_Process_Natural Gas_Gas Boiler - Hot Water Reset_A_Achievable Economic RVT Potential | F2 | Industrial | Petroleum | Existing | Process | Natural Gas | Gas Boiler - Hot Water Reset | A | Integrated Unit Summer Peak Savings (kW) | Achievable Economic RVT Potential | 0 | 0 | 0 | 0 | 0 | 0 | 0 | 0 | 0 | 0 | 0 | 0 | 0 | 0 | 0 | 0 | 0 | 0 | 0 | 0 | 0 | 0 | 0 | 0 | 0 | 0 | 0 | 0 | 0 | 0 | 0
F3_Industrial_Petroleum_Existing_Process_Natural Gas_Gas Boiler - Hot Water Reset_A_Achievable Economic RVT Potential | F3 | Industrial | Petroleum | Existing | Process | Natural Gas | Gas Boiler - Hot Water Reset | A | Integrated Unit Winter Peak Savings (kW) | Achievable Economic RVT Potential | 0 | 0 | 0 | 0 | 0 | 0 | 0 | 0 | 0 | 0 | 0 | 0 | 0 | 0 | 0 | 0 | 0 | 0 | 0 | 0 | 0 | 0 | 0 | 0 | 0 | 0 | 0 | 0 | 0 | 0 | 0
F4_Industrial_Petroleum_Existing_Process_Natural Gas_Gas Boiler - Hot Water Reset_A_Achievable Economic RVT Potential | F4 | Industrial | Petroleum | Existing | Process | Natural Gas | Gas Boiler - Hot Water Reset | A | Incremental Energy Savings (MWh or mTherms) | Achievable Economic RVT Potential | 0 | 0 | 0 | 0 | 0 | 0 | 0 | 0 | 0 | 0 | 0 | 0 | 0 | 0 | 0 | 0 | 0 | 0 | 0 | 0 | 0 | 0 | 0 | 0 | 0 | 0 | 0 | 0 | 0 | 0 | 0
F5_Industrial_Petroleum_Existing_Process_Natural Gas_Gas Boiler - Hot Water Reset_A_Achievable Economic RVT Potential | F5 | Industrial | Petroleum | Existing | Process | Natural Gas | Gas Boiler - Hot Water Reset | A | Incremental Summer Peak Savings (MW) | Achievable Economic RVT Potential | 0 | 0 | 0 | 0 | 0 | 0 | 0 | 0 | 0 | 0 | 0 | 0 | 0 | 0 | 0 | 0 | 0 | 0 | 0 | 0 | 0 | 0 | 0 | 0 | 0 | 0 | 0 | 0 | 0 | 0 | 0
F6_Industrial_Petroleum_Existing_Process_Natural Gas_Gas Boiler - Hot Water Reset_A_Achievable Economic RVT Potential | F6 | Industrial | Petroleum | Existing | Process | Natural Gas | Gas Boiler - Hot Water Reset | A | Incremental Winter Peak Savings (MW) | Achievable Economic RVT Potential | 0 | 0 | 0 | 0 | 0 | 0 | 0 | 0 | 0 | 0 | 0 | 0 | 0 | 0 | 0 | 0 | 0 | 0 | 0 | 0 | 0 | 0 | 0 | 0 | 0 | 0 | 0 | 0 | 0 | 0 | 0
F7_Industrial_Petroleum_Existing_Process_Natural Gas_Gas Boiler - Hot Water Reset_A_Achievable Economic RVT Potential | F7 | Industrial | Petroleum | Existing | Process | Natural Gas | Gas Boiler - Hot Water Reset | A | Cumulative Energy Savings (MWh or mTherms) | Achievable Economic RVT Potential | 0 | 0 | 0 | 0 | 0 | 0 | 0 | 0 | 0 | 0 | 0 | 0 | 0 | 0 | 0 | 0 | 0 | 0 | 0 | 0 | 0 | 0 | 0 | 0 | 0 | 0 | 0 | 0 | 0 | 0 | 0
F8_Industrial_Petroleum_Existing_Process_Natural Gas_Gas Boiler - Hot Water Reset_A_Achievable Economic RVT Potential | F8 | Industrial | Petroleum | Existing | Process | Natural Gas | Gas Boiler - Hot Water Reset | A | Cumulative Summer Peak Savings (MW) | Achievable Economic RVT Potential | 0 | 0 | 0 | 0 | 0 | 0 | 0 | 0 | 0 | 0 | 0 | 0 | 0 | 0 | 0 | 0 | 0 | 0 | 0 | 0 | 0 | 0 | 0 | 0 | 0 | 0 | 0 | 0 | 0 | 0 | 0
F9_Industrial_Petroleum_Existing_Process_Natural Gas_Gas Boiler - Hot Water Reset_A_Achievable Economic RVT Potential | F9 | Industrial | Petroleum | Existing | Process | Natural Gas | Gas Boiler - Hot Water Reset | A | Cumulative Winter Peak Savings (MW) | Achievable Economic RVT Potential | 0 | 0 | 0 | 0 | 0 | 0 | 0 | 0 | 0 | 0 | 0 | 0 | 0 | 0 | 0 | 0 | 0 | 0 | 0 | 0 | 0 | 0 | 0 | 0 | 0 | 0 | 0 | 0 | 0 | 0 | 0
F10_Industrial_Petroleum_Existing_Process_Natural Gas_Gas Boiler - Hot Water Reset_A_Achievable Economic RVT Potential | F10 | Industrial | Petroleum | Existing | Process | Natural Gas | Gas Boiler - Hot Water Reset | A | Purchases (Incremental) | Achievable Economic RVT Potential | 0 | 0 | 0 | 0 | 0 | 0 | 0 | 0 | 0 | 0 | 0 | 0 | 0 | 0 | 0 | 0 | 0 | 0 | 0 | 0 | 0 | 0 | 0 | 0 | 0 | 0 | 0 | 0 | 0 | 0 | 0
F11_Industrial_Petroleum_Existing_Process_Natural Gas_Gas Boiler - Hot Water Reset_A_Achievable Economic RVT Potential | F11 | Industrial | Petroleum | Existing | Process | Natural Gas | Gas Boiler - Hot Water Reset | A | Purchases (Cumulative) | Achievable Economic RVT Potential | 0 | 0 | 0 | 0 | 0 | 0 | 0 | 0 | 0 | 0 | 0 | 0 | 0 | 0 | 0 | 0 | 0 | 0 | 0 | 0 | 0 | 0 | 0 | 0 | 0 | 0 | 0 | 0 | 0 | 0 | 0
F1_Industrial_Petroleum_Existing_Space Heating_Natural Gas_Steam Trap Maintenance_A_Achievable Economic RVT Potential | F1 | Industrial | Petroleum | Existing | Space Heating | Natural Gas | Steam Trap Maintenance | A | Integrated Unit Energy Savings (kWh or therms) | Achievable Economic RVT Potential | 0 | 0 | 0 | 0 | 0 | 135.166 | 134.1997 | 133.2412 | 132.2791 | 131.3195 | 130.3844 | 129.4644 | 128.5578 | 127.6591 | 126.72 | 125.8529 | 125.0016 | 124.1631 | 123.336 | 122.513 | 121.7152 | 120.8883 | 120.0889 | 119.314 | 118.5346 | 117.8361 | 117.1977 | 116.6141 | 116.7988 | 116.319 | 115.8812
F2_Industrial_Petroleum_Existing_Space Heating_Natural Gas_Steam Trap Maintenance_A_Achievable Economic RVT Potential | F2 | Industrial | Petroleum | Existing | Space Heating | Natural Gas | Steam Trap Maintenance | A | Integrated Unit Summer Peak Savings (kW) | Achievable Economic RVT Potential | 0 | 0 | 0 | 0 | 0 | 0 | 0 | 0 | 0 | 0 | 0 | 0 | 0 | 0 | 0 | 0 | 0 | 0 | 0 | 0 | 0 | 0 | 0 | 0 | 0 | 0 | 0 | 0 | 0 | 0 | 0
F3_Industrial_Petroleum_Existing_Space Heating_Natural Gas_Steam Trap Maintenance_A_Achievable Economic RVT Potential | F3 | Industrial | Petroleum | Existing | Space Heating | Natural Gas | Steam Trap Maintenance | A | Integrated Unit Winter Peak Savings (kW) | Achievable Economic RVT Potential | 0 | 0 | 0 | 0 | 0 | 0 | 0 | 0 | 0 | 0 | 0 | 0 | 0 | 0 | 0 | 0 | 0 | 0 | 0 | 0 | 0 | 0 | 0 | 0 | 0 | 0 | 0 | 0 | 0 | 0 | 0
F4_Industrial_Petroleum_Existing_Space Heating_Natural Gas_Steam Trap Maintenance_A_Achievable Economic RVT Potential | F4 | Industrial | Petroleum | Existing | Space Heating | Natural Gas | Steam Trap Maintenance | A | Incremental Energy Savings (MWh or mTherms) | Achievable Economic RVT Potential | 0 | 0 | 0 | 0 | 0 | 0 | 0 | 0 | 0 | 0 | 0 | 0 | 0 | 0 | 0 | 0 | 0 | 0 | 0 | 0 | 0 | 0 | 0 | 0 | 0 | 0 | 0 | 0 | 0 | 0 | 0
F5_Industrial_Petroleum_Existing_Space Heating_Natural Gas_Steam Trap Maintenance_A_Achievable Economic RVT Potential | F5 | Industrial | Petroleum | Existing | Space Heating | Natural Gas | Steam Trap Maintenance | A | Incremental Summer Peak Savings (MW) | Achievable Economic RVT Potential | 0 | 0 | 0 | 0 | 0 | 0 | 0 | 0 | 0 | 0 | 0 | 0 | 0 | 0 | 0 | 0 | 0 | 0 | 0 | 0 | 0 | 0 | 0 | 0 | 0 | 0 | 0 | 0 | 0 | 0 | 0
F6_Industrial_Petroleum_Existing_Space Heating_Natural Gas_Steam Trap Maintenance_A_Achievable Economic RVT Potential | F6 | Industrial | Petroleum | Existing | Space Heating | Natural Gas | Steam Trap Maintenance | A | Incremental Winter Peak Savings (MW) | Achievable Economic RVT Potential | 0 | 0 | 0 | 0 | 0 | 0 | 0 | 0 | 0 | 0 | 0 | 0 | 0 | 0 | 0 | 0 | 0 | 0 | 0 | 0 | 0 | 0 | 0 | 0 | 0 | 0 | 0 | 0 | 0 | 0 | 0
F7_Industrial_Petroleum_Existing_Space Heating_Natural Gas_Steam Trap Maintenance_A_Achievable Economic RVT Potential | F7 | Industrial | Petroleum | Existing | Space Heating | Natural Gas | Steam Trap Maintenance | A | Cumulative Energy Savings (MWh or mTherms) | Achievable Economic RVT Potential | 0 | 0 | 0 | 0 | 0 | 0 | 0 | 0 | 0 | 0 | 0 | 0 | 0 | 0 | 0 | 0 | 0 | 0 | 0 | 0 | 0 | 0 | 0 | 0 | 0 | 0 | 0 | 0 | 0 | 0 | 0
F8_Industrial_Petroleum_Existing_Space Heating_Natural Gas_Steam Trap Maintenance_A_Achievable Economic RVT Potential | F8 | Industrial | Petroleum | Existing | Space Heating | Natural Gas | Steam Trap Maintenance | A | Cumulative Summer Peak Savings (MW) | Achievable Economic RVT Potential | 0 | 0 | 0 | 0 | 0 | 0 | 0 | 0 | 0 | 0 | 0 | 0 | 0 | 0 | 0 | 0 | 0 | 0 | 0 | 0 | 0 | 0 | 0 | 0 | 0 | 0 | 0 | 0 | 0 | 0 | 0
F9_Industrial_Petroleum_Existing_Space Heating_Natural Gas_Steam Trap Maintenance_A_Achievable Economic RVT Potential | F9 | Industrial | Petroleum | Existing | Space Heating | Natural Gas | Steam Trap Maintenance | A | Cumulative Winter Peak Savings (MW) | Achievable Economic RVT Potential | 0 | 0 | 0 | 0 | 0 | 0 | 0 | 0 | 0 | 0 | 0 | 0 | 0 | 0 | 0 | 0 | 0 | 0 | 0 | 0 | 0 | 0 | 0 | 0 | 0 | 0 | 0 | 0 | 0 | 0 | 0
F10_Industrial_Petroleum_Existing_Space Heating_Natural Gas_Steam Trap Maintenance_A_Achievable Economic RVT Potential | F10 | Industrial | Petroleum | Existing | Space Heating | Natural Gas | Steam Trap Maintenance | A | Purchases (Incremental) | Achievable Economic RVT Potential | 0 | 0 | 0 | 0 | 0 | 0 | 0 | 0 | 0 | 0 | 0 | 0 | 0 | 0 | 0 | 0 | 0 | 0 | 0 | 0 | 0 | 0 | 0 | 0 | 0 | 0 | 0 | 0 | 0 | 0 | 0
F11_Industrial_Petroleum_Existing_Space Heating_Natural Gas_Steam Trap Maintenance_A_Achievable Economic RVT Potential | F11 | Industrial | Petroleum | Existing | Space Heating | Natural Gas | Steam Trap Maintenance | A | Purchases (Cumulative) | Achievable Economic RVT Potential | 0 | 0 | 0 | 0 | 0 | 0 | 0 | 0 | 0 | 0 | 0 | 0 | 0 | 0 | 0 | 0 | 0 | 0 | 0 | 0 | 0 | 0 | 0 | 0 | 0 | 0 | 0 | 0 | 0 | 0 | 0
F1_Industrial_Petroleum_Existing_Process_Natural Gas_Steam Trap Maintenance_A_Achievable Economic RVT Potential | F1 | Industrial | Petroleum | Existing | Process | Natural Gas | Steam Trap Maintenance | A | Integrated Unit Energy Savings (kWh or therms) | Achievable Economic RVT Potential | 0 | 0 | 0 | 0 | 0 | 689.2048 | 688.8847 | 688.5818 | 688.2938 | 688.0109 | 687.7367 | 687.5266 | 687.3572 | 687.1888 | 687.0906 | 686.9808 | 686.9124 | 686.8443 | 686.7763 | 686.7448 | 686.7048 | 686.6903 | 686.6771 | 686.665 | 686.654 | 686.6455 | 686.6377 | 686.6307 | 689.554 | 689.554 | 689.554
F2_Industrial_Petroleum_Existing_Process_Natural Gas_Steam Trap Maintenance_A_Achievable Economic RVT Potential | F2 | Industrial | Petroleum | Existing | Process | Natural Gas | Steam Trap Maintenance | A | Integrated Unit Summer Peak Savings (kW) | Achievable Economic RVT Potential | 0 | 0 | 0 | 0 | 0 | 0 | 0 | 0 | 0 | 0 | 0 | 0 | 0 | 0 | 0 | 0 | 0 | 0 | 0 | 0 | 0 | 0 | 0 | 0 | 0 | 0 | 0 | 0 | 0 | 0 | 0
F3_Industrial_Petroleum_Existing_Process_Natural Gas_Steam Trap Maintenance_A_Achievable Economic RVT Potential | F3 | Industrial | Petroleum | Existing | Process | Natural Gas | Steam Trap Maintenance | A | Integrated Unit Winter Peak Savings (kW) | Achievable Economic RVT Potential | 0 | 0 | 0 | 0 | 0 | 0 | 0 | 0 | 0 | 0 | 0 | 0 | 0 | 0 | 0 | 0 | 0 | 0 | 0 | 0 | 0 | 0 | 0 | 0 | 0 | 0 | 0 | 0 | 0 | 0 | 0
F4_Industrial_Petroleum_Existing_Process_Natural Gas_Steam Trap Maintenance_A_Achievable Economic RVT Potential | F4 | Industrial | Petroleum | Existing | Process | Natural Gas | Steam Trap Maintenance | A | Incremental Energy Savings (MWh or mTherms) | Achievable Economic RVT Potential | 0 | 0 | 0 | 0 | 0 | 0 | 0 | 0 | 0 | 0 | 0 | 0 | 0 | 0 | 0 | 0 | 0 | 0 | 0 | 0 | 0 | 0 | 0 | 0 | 0 | 0 | 0 | 0 | 0 | 0 | 0
F5_Industrial_Petroleum_Existing_Process_Natural Gas_Steam Trap Maintenance_A_Achievable Economic RVT Potential | F5 | Industrial | Petroleum | Existing | Process | Natural Gas | Steam Trap Maintenance | A | Incremental Summer Peak Savings (MW) | Achievable Economic RVT Potential | 0 | 0 | 0 | 0 | 0 | 0 | 0 | 0 | 0 | 0 | 0 | 0 | 0 | 0 | 0 | 0 | 0 | 0 | 0 | 0 | 0 | 0 | 0 | 0 | 0 | 0 | 0 | 0 | 0 | 0 | 0
F6_Industrial_Petroleum_Existing_Process_Natural Gas_Steam Trap Maintenance_A_Achievable Economic RVT Potential | F6 | Industrial | Petroleum | Existing | Process | Natural Gas | Steam Trap Maintenance | A | Incremental Winter Peak Savings (MW) | Achievable Economic RVT Potential | 0 | 0 | 0 | 0 | 0 | 0 | 0 | 0 | 0 | 0 | 0 | 0 | 0 | 0 | 0 | 0 | 0 | 0 | 0 | 0 | 0 | 0 | 0 | 0 | 0 | 0 | 0 | 0 | 0 | 0 | 0
F7_Industrial_Petroleum_Existing_Process_Natural Gas_Steam Trap Maintenance_A_Achievable Economic RVT Potential | F7 | Industrial | Petroleum | Existing | Process | Natural Gas | Steam Trap Maintenance | A | Cumulative Energy Savings (MWh or mTherms) | Achievable Economic RVT Potential | 0 | 0 | 0 | 0 | 0 | 0 | 0 | 0 | 0 | 0 | 0 | 0 | 0 | 0 | 0 | 0 | 0 | 0 | 0 | 0 | 0 | 0 | 0 | 0 | 0 | 0 | 0 | 0 | 0 | 0 | 0
F8_Industrial_Petroleum_Existing_Process_Natural Gas_Steam Trap Maintenance_A_Achievable Economic RVT Potential | F8 | Industrial | Petroleum | Existing | Process | Natural Gas | Steam Trap Maintenance | A | Cumulative Summer Peak Savings (MW) | Achievable Economic RVT Potential | 0 | 0 | 0 | 0 | 0 | 0 | 0 | 0 | 0 | 0 | 0 | 0 | 0 | 0 | 0 | 0 | 0 | 0 | 0 | 0 | 0 | 0 | 0 | 0 | 0 | 0 | 0 | 0 | 0 | 0 | 0
F9_Industrial_Petroleum_Existing_Process_Natural Gas_Steam Trap Maintenance_A_Achievable Economic RVT Potential | F9 | Industrial | Petroleum | Existing | Process | Natural Gas | Steam Trap Maintenance | A | Cumulative Winter Peak Savings (MW) | Achievable Economic RVT Potential | 0 | 0 | 0 | 0 | 0 | 0 | 0 | 0 | 0 | 0 | 0 | 0 | 0 | 0 | 0 | 0 | 0 | 0 | 0 | 0 | 0 | 0 | 0 | 0 | 0 | 0 | 0 | 0 | 0 | 0 | 0
F10_Industrial_Petroleum_Existing_Process_Natural Gas_Steam Trap Maintenance_A_Achievable Economic RVT Potential | F10 | Industrial | Petroleum | Existing | Process | Natural Gas | Steam Trap Maintenance | A | Purchases (Incremental) | Achievable Economic RVT Potential | 0 | 0 | 0 | 0 | 0 | 0 | 0 | 0 | 0 | 0 | 0 | 0 | 0 | 0 | 0 | 0 | 0 | 0 | 0 | 0 | 0 | 0 | 0 | 0 | 0 | 0 | 0 | 0 | 0 | 0 | 0
F11_Industrial_Petroleum_Existing_Process_Natural Gas_Steam Trap Maintenance_A_Achievable Economic RVT Potential | F11 | Industrial | Petroleum | Existing | Process | Natural Gas | Steam Trap Maintenance | A | Purchases (Cumulative) | Achievable Economic RVT Potential | 0 | 0 | 0 | 0 | 0 | 0 | 0 | 0 | 0 | 0 | 0 | 0 | 0 | 0 | 0 | 0 | 0 | 0 | 0 | 0 | 0 | 0 | 0 | 0 | 0 | 0 | 0 | 0 | 0 | 0 | 0
F1_Industrial_Petroleum_Existing_Space Heating_Natural Gas_Gas Boiler - High Turndown_A_Achievable Economic RVT Potential | F1 | Industrial | Petroleum | Existing | Space Heating | Natural Gas | Gas Boiler - High Turndown | A | Integrated Unit Energy Savings (kWh or therms) | Achievable Economic RVT Potential | 0 | 0 | 0 | 0 | 0 | 142.7182 | 140.4421 | 137.6307 | 134.2411 | 130.3018 | 125.8385 | 121.2434 | 116.6643 | 112.0305 | 108.1295 | 104.4205 | 101.4546 | 98.8033 | 96.4392 | 94.7409 | 93.1631 | 91.7884 | 90.5927 | 89.6212 | 88.6981 | 88.0278 | 87.4586 | 86.9394 | 123.9801 | 123.4708 | 123.006
F2_Industrial_Petroleum_Existing_Space Heating_Natural Gas_Gas Boiler - High Turndown_A_Achievable Economic RVT Potential | F2 | Industrial | Petroleum | Existing | Space Heating | Natural Gas | Gas Boiler - High Turndown | A | Integrated Unit Summer Peak Savings (kW) | Achievable Economic RVT Potential | 0 | 0 | 0 | 0 | 0 | 0 | 0 | 0 | 0 | 0 | 0 | 0 | 0 | 0 | 0 | 0 | 0 | 0 | 0 | 0 | 0 | 0 | 0 | 0 | 0 | 0 | 0 | 0 | 0 | 0 | 0
F3_Industrial_Petroleum_Existing_Space Heating_Natural Gas_Gas Boiler - High Turndown_A_Achievable Economic RVT Potential | F3 | Industrial | Petroleum | Existing | Space Heating | Natural Gas | Gas Boiler - High Turndown | A | Integrated Unit Winter Peak Savings (kW) | Achievable Economic RVT Potential | 0 | 0 | 0 | 0 | 0 | 0 | 0 | 0 | 0 | 0 | 0 | 0 | 0 | 0 | 0 | 0 | 0 | 0 | 0 | 0 | 0 | 0 | 0 | 0 | 0 | 0 | 0 | 0 | 0 | 0 | 0
F4_Industrial_Petroleum_Existing_Space Heating_Natural Gas_Gas Boiler - High Turndown_A_Achievable Economic RVT Potential | F4 | Industrial | Petroleum | Existing | Space Heating | Natural Gas | Gas Boiler - High Turndown | A | Incremental Energy Savings (MWh or mTherms) | Achievable Economic RVT Potential | 0 | 0 | 0 | 0 | 0 | 0 | 0 | 0 | 0 | 0 | 0 | 0 | 0 | 0 | 0 | 0 | 0 | 0 | 0 | 0 | 0 | 0 | 0 | 0 | 0 | 0 | 0 | 0 | 0 | 0 | 0
F5_Industrial_Petroleum_Existing_Space Heating_Natural Gas_Gas Boiler - High Turndown_A_Achievable Economic RVT Potential | F5 | Industrial | Petroleum | Existing | Space Heating | Natural Gas | Gas Boiler - High Turndown | A | Incremental Summer Peak Savings (MW) | Achievable Economic RVT Potential | 0 | 0 | 0 | 0 | 0 | 0 | 0 | 0 | 0 | 0 | 0 | 0 | 0 | 0 | 0 | 0 | 0 | 0 | 0 | 0 | 0 | 0 | 0 | 0 | 0 | 0 | 0 | 0 | 0 | 0 | 0
F6_Industrial_Petroleum_Existing_Space Heating_Natural Gas_Gas Boiler - High Turndown_A_Achievable Economic RVT Potential | F6 | Industrial | Petroleum | Existing | Space Heating | Natural Gas | Gas Boiler - High Turndown | A | Incremental Winter Peak Savings (MW) | Achievable Economic RVT Potential | 0 | 0 | 0 | 0 | 0 | 0 | 0 | 0 | 0 | 0 | 0 | 0 | 0 | 0 | 0 | 0 | 0 | 0 | 0 | 0 | 0 | 0 | 0 | 0 | 0 | 0 | 0 | 0 | 0 | 0 | 0
F7_Industrial_Petroleum_Existing_Space Heating_Natural Gas_Gas Boiler - High Turndown_A_Achievable Economic RVT Potential | F7 | Industrial | Petroleum | Existing | Space Heating | Natural Gas | Gas Boiler - High Turndown | A | Cumulative Energy Savings (MWh or mTherms) | Achievable Economic RVT Potential | 0 | 0 | 0 | 0 | 0 | 0 | 0 | 0 | 0 | 0 | 0 | 0 | 0 | 0 | 0 | 0 | 0 | 0 | 0 | 0 | 0 | 0 | 0 | 0 | 0 | 0 | 0 | 0 | 0 | 0 | 0
F8_Industrial_Petroleum_Existing_Space Heating_Natural Gas_Gas Boiler - High Turndown_A_Achievable Economic RVT Potential | F8 | Industrial | Petroleum | Existing | Space Heating | Natural Gas | Gas Boiler - High Turndown | A | Cumulative Summer Peak Savings (MW) | Achievable Economic RVT Potential | 0 | 0 | 0 | 0 | 0 | 0 | 0 | 0 | 0 | 0 | 0 | 0 | 0 | 0 | 0 | 0 | 0 | 0 | 0 | 0 | 0 | 0 | 0 | 0 | 0 | 0 | 0 | 0 | 0 | 0 | 0
F9_Industrial_Petroleum_Existing_Space Heating_Natural Gas_Gas Boiler - High Turndown_A_Achievable Economic RVT Potential | F9 | Industrial | Petroleum | Existing | Space Heating | Natural Gas | Gas Boiler - High Turndown | A | Cumulative Winter Peak Savings (MW) | Achievable Economic RVT Potential | 0 | 0 | 0 | 0 | 0 | 0 | 0 | 0 | 0 | 0 | 0 | 0 | 0 | 0 | 0 | 0 | 0 | 0 | 0 | 0 | 0 | 0 | 0 | 0 | 0 | 0 | 0 | 0 | 0 | 0 | 0
F10_Industrial_Petroleum_Existing_Space Heating_Natural Gas_Gas Boiler - High Turndown_A_Achievable Economic RVT Potential | F10 | Industrial | Petroleum | Existing | Space Heating | Natural Gas | Gas Boiler - High Turndown | A | Purchases (Incremental) | Achievable Economic RVT Potential | 0 | 0 | 0 | 0 | 0 | 0 | 0 | 0 | 0 | 0 | 0 | 0 | 0 | 0 | 0 | 0 | 0 | 0 | 0 | 0 | 0 | 0 | 0 | 0 | 0 | 0 | 0 | 0 | 0 | 0 | 0
F11_Industrial_Petroleum_Existing_Space Heating_Natural Gas_Gas Boiler - High Turndown_A_Achievable Economic RVT Potential | F11 | Industrial | Petroleum | Existing | Space Heating | Natural Gas | Gas Boiler - High Turndown | A | Purchases (Cumulative) | Achievable Economic RVT Potential | 0 | 0 | 0 | 0 | 0 | 0 | 0 | 0 | 0 | 0 | 0 | 0 | 0 | 0 | 0 | 0 | 0 | 0 | 0 | 0 | 0 | 0 | 0 | 0 | 0 | 0 | 0 | 0 | 0 | 0 | 0
F1_Industrial_Petroleum_Existing_Process_Natural Gas_Gas Boiler - High Turndown_A_Achievable Economic RVT Potential | F1 | Industrial | Petroleum | Existing | Process | Natural Gas | Gas Boiler - High Turndown | A | Integrated Unit Energy Savings (kWh or therms) | Achievable Economic RVT Potential | 0 | 0 | 0 | 0 | 0 | 729.9149 | 727.8927 | 725.8494 | 723.827 | 721.7952 | 719.6844 | 717.799 | 716.0333 | 714.1519 | 712.6999 | 711.1023 | 709.7902 | 708.4454 | 707.0639 | 705.9613 | 704.7508 | 703.6205 | 702.4956 | 701.3757 | 700.2609 | 700.17 | 700.0865 | 700.0105 | 731.9505 | 731.9505 | 731.9505
F2_Industrial_Petroleum_Existing_Process_Natural Gas_Gas Boiler - High Turndown_A_Achievable Economic RVT Potential | F2 | Industrial | Petroleum | Existing | Process | Natural Gas | Gas Boiler - High Turndown | A | Integrated Unit Summer Peak Savings (kW) | Achievable Economic RVT Potential | 0 | 0 | 0 | 0 | 0 | 0 | 0 | 0 | 0 | 0 | 0 | 0 | 0 | 0 | 0 | 0 | 0 | 0 | 0 | 0 | 0 | 0 | 0 | 0 | 0 | 0 | 0 | 0 | 0 | 0 | 0
F3_Industrial_Petroleum_Existing_Process_Natural Gas_Gas Boiler - High Turndown_A_Achievable Economic RVT Potential | F3 | Industrial | Petroleum | Existing | Process | Natural Gas | Gas Boiler - High Turndown | A | Integrated Unit Winter Peak Savings (kW) | Achievable Economic RVT Potential | 0 | 0 | 0 | 0 | 0 | 0 | 0 | 0 | 0 | 0 | 0 | 0 | 0 | 0 | 0 | 0 | 0 | 0 | 0 | 0 | 0 | 0 | 0 | 0 | 0 | 0 | 0 | 0 | 0 | 0 | 0
F4_Industrial_Petroleum_Existing_Process_Natural Gas_Gas Boiler - High Turndown_A_Achievable Economic RVT Potential | F4 | Industrial | Petroleum | Existing | Process | Natural Gas | Gas Boiler - High Turndown | A | Incremental Energy Savings (MWh or mTherms) | Achievable Economic RVT Potential | 0 | 0 | 0 | 0 | 0 | 0 | 0 | 0 | 0 | 0 | 0 | 0 | 0 | 0 | 0 | 0 | 0 | 0 | 0 | 0 | 0 | 0 | 0 | 0 | 0 | 0 | 0 | 0 | 0 | 0 | 0
F5_Industrial_Petroleum_Existing_Process_Natural Gas_Gas Boiler - High Turndown_A_Achievable Economic RVT Potential | F5 | Industrial | Petroleum | Existing | Process | Natural Gas | Gas Boiler - High Turndown | A | Incremental Summer Peak Savings (MW) | Achievable Economic RVT Potential | 0 | 0 | 0 | 0 | 0 | 0 | 0 | 0 | 0 | 0 | 0 | 0 | 0 | 0 | 0 | 0 | 0 | 0 | 0 | 0 | 0 | 0 | 0 | 0 | 0 | 0 | 0 | 0 | 0 | 0 | 0
F6_Industrial_Petroleum_Existing_Process_Natural Gas_Gas Boiler - High Turndown_A_Achievable Economic RVT Potential | F6 | Industrial | Petroleum | Existing | Process | Natural Gas | Gas Boiler - High Turndown | A | Incremental Winter Peak Savings (MW) | Achievable Economic RVT Potential | 0 | 0 | 0 | 0 | 0 | 0 | 0 | 0 | 0 | 0 | 0 | 0 | 0 | 0 | 0 | 0 | 0 | 0 | 0 | 0 | 0 | 0 | 0 | 0 | 0 | 0 | 0 | 0 | 0 | 0 | 0
F7_Industrial_Petroleum_Existing_Process_Natural Gas_Gas Boiler - High Turndown_A_Achievable Economic RVT Potential | F7 | Industrial | Petroleum | Existing | Process | Natural Gas | Gas Boiler - High Turndown | A | Cumulative Energy Savings (MWh or mTherms) | Achievable Economic RVT Potential | 0 | 0 | 0 | 0 | 0 | 0 | 0 | 0 | 0 | 0 | 0 | 0 | 0 | 0 | 0 | 0 | 0 | 0 | 0 | 0 | 0 | 0 | 0 | 0 | 0 | 0 | 0 | 0 | 0 | 0 | 0
F8_Industrial_Petroleum_Existing_Process_Natural Gas_Gas Boiler - High Turndown_A_Achievable Economic RVT Potential | F8 | Industrial | Petroleum | Existing | Process | Natural Gas | Gas Boiler - High Turndown | A | Cumulative Summer Peak Savings (MW) | Achievable Economic RVT Potential | 0 | 0 | 0 | 0 | 0 | 0 | 0 | 0 | 0 | 0 | 0 | 0 | 0 | 0 | 0 | 0 | 0 | 0 | 0 | 0 | 0 | 0 | 0 | 0 | 0 | 0 | 0 | 0 | 0 | 0 | 0
F9_Industrial_Petroleum_Existing_Process_Natural Gas_Gas Boiler - High Turndown_A_Achievable Economic RVT Potential | F9 | Industrial | Petroleum | Existing | Process | Natural Gas | Gas Boiler - High Turndown | A | Cumulative Winter Peak Savings (MW) | Achievable Economic RVT Potential | 0 | 0 | 0 | 0 | 0 | 0 | 0 | 0 | 0 | 0 | 0 | 0 | 0 | 0 | 0 | 0 | 0 | 0 | 0 | 0 | 0 | 0 | 0 | 0 | 0 | 0 | 0 | 0 | 0 | 0 | 0
F10_Industrial_Petroleum_Existing_Process_Natural Gas_Gas Boiler - High Turndown_A_Achievable Economic RVT Potential | F10 | Industrial | Petroleum | Existing | Process | Natural Gas | Gas Boiler - High Turndown | A | Purchases (Incremental) | Achievable Economic RVT Potential | 0 | 0 | 0 | 0 | 0 | 0 | 0 | 0 | 0 | 0 | 0 | 0 | 0 | 0 | 0 | 0 | 0 | 0 | 0 | 0 | 0 | 0 | 0 | 0 | 0 | 0 | 0 | 0 | 0 | 0 | 0
F11_Industrial_Petroleum_Existing_Process_Natural Gas_Gas Boiler - High Turndown_A_Achievable Economic RVT Potential | F11 | Industrial | Petroleum | Existing | Process | Natural Gas | Gas Boiler - High Turndown | A | Purchases (Cumulative) | Achievable Economic RVT Potential | 0 | 0 | 0 | 0 | 0 | 0 | 0 | 0 | 0 | 0 | 0 | 0 | 0 | 0 | 0 | 0 | 0 | 0 | 0 | 0 | 0 | 0 | 0 | 0 | 0 | 0 | 0 | 0 | 0 | 0 | 0
F1_Industrial_Petroleum_Existing_Space Heating_Natural Gas_Gas Boiler - Burner Control Optimization_A_Achievable Economic RVT Potential | F1 | Industrial | Petroleum | Existing | Space Heating | Natural Gas | Gas Boiler - Burner Control Optimization | A | Integrated Unit Energy Savings (kWh or therms) | Achievable Economic RVT Potential | 0 | 0 | 0 | 0 | 0 | 41.3846 | 40.721 | 39.9023 | 38.9161 | 37.7707 | 36.4736 | 35.1394 | 33.8104 | 32.4657 | 31.3341 | 30.2582 | 29.3981 | 28.6292 | 27.9436 | 27.4512 | 26.9936 | 26.5952 | 26.2486 | 25.967 | 25.6994 | 25.5051 | 25.3401 | 25.1896 | 35.9542 | 35.8065 | 35.6717
F2_Industrial_Petroleum_Existing_Space Heating_Natural Gas_Gas Boiler - Burner Control Optimization_A_Achievable Economic RVT Potential | F2 | Industrial | Petroleum | Existing | Space Heating | Natural Gas | Gas Boiler - Burner Control Optimization | A | Integrated Unit Summer Peak Savings (kW) | Achievable Economic RVT Potential | 0 | 0 | 0 | 0 | 0 | 0 | 0 | 0 | 0 | 0 | 0 | 0 | 0 | 0 | 0 | 0 | 0 | 0 | 0 | 0 | 0 | 0 | 0 | 0 | 0 | 0 | 0 | 0 | 0 | 0 | 0
F3_Industrial_Petroleum_Existing_Space Heating_Natural Gas_Gas Boiler - Burner Control Optimization_A_Achievable Economic RVT Potential | F3 | Industrial | Petroleum | Existing | Space Heating | Natural Gas | Gas Boiler - Burner Control Optimization | A | Integrated Unit Winter Peak Savings (kW) | Achievable Economic RVT Potential | 0 | 0 | 0 | 0 | 0 | 0 | 0 | 0 | 0 | 0 | 0 | 0 | 0 | 0 | 0 | 0 | 0 | 0 | 0 | 0 | 0 | 0 | 0 | 0 | 0 | 0 | 0 | 0 | 0 | 0 | 0
F4_Industrial_Petroleum_Existing_Space Heating_Natural Gas_Gas Boiler - Burner Control Optimization_A_Achievable Economic RVT Potential | F4 | Industrial | Petroleum | Existing | Space Heating | Natural Gas | Gas Boiler - Burner Control Optimization | A | Incremental Energy Savings (MWh or mTherms) | Achievable Economic RVT Potential | 0 | 0 | 0 | 0 | 0 | 0 | 0 | 0 | 0 | 0 | 0 | 0 | 0 | 0 | 0 | 0 | 0 | 0 | 0 | 0 | 0 | 0 | 0 | 0 | 0 | 0 | 0 | 0 | 0 | 0 | 0
F5_Industrial_Petroleum_Existing_Space Heating_Natural Gas_Gas Boiler - Burner Control Optimization_A_Achievable Economic RVT Potential | F5 | Industrial | Petroleum | Existing | Space Heating | Natural Gas | Gas Boiler - Burner Control Optimization | A | Incremental Summer Peak Savings (MW) | Achievable Economic RVT Potential | 0 | 0 | 0 | 0 | 0 | 0 | 0 | 0 | 0 | 0 | 0 | 0 | 0 | 0 | 0 | 0 | 0 | 0 | 0 | 0 | 0 | 0 | 0 | 0 | 0 | 0 | 0 | 0 | 0 | 0 | 0
F6_Industrial_Petroleum_Existing_Space Heating_Natural Gas_Gas Boiler - Burner Control Optimization_A_Achievable Economic RVT Potential | F6 | Industrial | Petroleum | Existing | Space Heating | Natural Gas | Gas Boiler - Burner Control Optimization | A | Incremental Winter Peak Savings (MW) | Achievable Economic RVT Potential | 0 | 0 | 0 | 0 | 0 | 0 | 0 | 0 | 0 | 0 | 0 | 0 | 0 | 0 | 0 | 0 | 0 | 0 | 0 | 0 | 0 | 0 | 0 | 0 | 0 | 0 | 0 | 0 | 0 | 0 | 0
F7_Industrial_Petroleum_Existing_Space Heating_Natural Gas_Gas Boiler - Burner Control Optimization_A_Achievable Economic RVT Potential | F7 | Industrial | Petroleum | Existing | Space Heating | Natural Gas | Gas Boiler - Burner Control Optimization | A | Cumulative Energy Savings (MWh or mTherms) | Achievable Economic RVT Potential | 0 | 0 | 0 | 0 | 0 | 0 | 0 | 0 | 0 | 0 | 0 | 0 | 0 | 0 | 0 | 0 | 0 | 0 | 0 | 0 | 0 | 0 | 0 | 0 | 0 | 0 | 0 | 0 | 0 | 0 | 0
F8_Industrial_Petroleum_Existing_Space Heating_Natural Gas_Gas Boiler - Burner Control Optimization_A_Achievable Economic RVT Potential | F8 | Industrial | Petroleum | Existing | Space Heating | Natural Gas | Gas Boiler - Burner Control Optimization | A | Cumulative Summer Peak Savings (MW) | Achievable Economic RVT Potential | 0 | 0 | 0 | 0 | 0 | 0 | 0 | 0 | 0 | 0 | 0 | 0 | 0 | 0 | 0 | 0 | 0 | 0 | 0 | 0 | 0 | 0 | 0 | 0 | 0 | 0 | 0 | 0 | 0 | 0 | 0
F9_Industrial_Petroleum_Existing_Space Heating_Natural Gas_Gas Boiler - Burner Control Optimization_A_Achievable Economic RVT Potential | F9 | Industrial | Petroleum | Existing | Space Heating | Natural Gas | Gas Boiler - Burner Control Optimization | A | Cumulative Winter Peak Savings (MW) | Achievable Economic RVT Potential | 0 | 0 | 0 | 0 | 0 | 0 | 0 | 0 | 0 | 0 | 0 | 0 | 0 | 0 | 0 | 0 | 0 | 0 | 0 | 0 | 0 | 0 | 0 | 0 | 0 | 0 | 0 | 0 | 0 | 0 | 0
F10_Industrial_Petroleum_Existing_Space Heating_Natural Gas_Gas Boiler - Burner Control Optimization_A_Achievable Economic RVT Potential | F10 | Industrial | Petroleum | Existing | Space Heating | Natural Gas | Gas Boiler - Burner Control Optimization | A | Purchases (Incremental) | Achievable Economic RVT Potential | 0 | 0 | 0 | 0 | 0 | 0 | 0 | 0 | 0 | 0 | 0 | 0 | 0 | 0 | 0 | 0 | 0 | 0 | 0 | 0 | 0 | 0 | 0 | 0 | 0 | 0 | 0 | 0 | 0 | 0 | 0
F11_Industrial_Petroleum_Existing_Space Heating_Natural Gas_Gas Boiler - Burner Control Optimization_A_Achievable Economic RVT Potential | F11 | Industrial | Petroleum | Existing | Space Heating | Natural Gas | Gas Boiler - Burner Control Optimization | A | Purchases (Cumulative) | Achievable Economic RVT Potential | 0 | 0 | 0 | 0 | 0 | 0 | 0 | 0 | 0 | 0 | 0 | 0 | 0 | 0 | 0 | 0 | 0 | 0 | 0 | 0 | 0 | 0 | 0 | 0 | 0 | 0 | 0 | 0 | 0 | 0 | 0
F1_Industrial_Petroleum_Existing_Process_Natural Gas_Gas Boiler - Burner Control Optimization_A_Achievable Economic RVT Potential | F1 | Industrial | Petroleum | Existing | Process | Natural Gas | Gas Boiler - Burner Control Optimization | A | Integrated Unit Energy Savings (kWh or therms) | Achievable Economic RVT Potential | 0 | 0 | 0 | 0 | 0 | 211.6451 | 211.0286 | 210.4059 | 209.7897 | 209.1711 | 208.5306 | 207.9625 | 207.4335 | 206.8713 | 206.4407 | 205.9669 | 205.58 | 205.1837 | 204.7767 | 204.4542 | 204.0997 | 203.7712 | 203.4444 | 203.1191 | 202.7954 | 202.7683 | 202.7434 | 202.7206 | 212.2656 | 212.2656 | 212.2656
F2_Industrial_Petroleum_Existing_Process_Natural Gas_Gas Boiler - Burner Control Optimization_A_Achievable Economic RVT Potential | F2 | Industrial | Petroleum | Existing | Process | Natural Gas | Gas Boiler - Burner Control Optimization | A | Integrated Unit Summer Peak Savings (kW) | Achievable Economic RVT Potential | 0 | 0 | 0 | 0 | 0 | 0 | 0 | 0 | 0 | 0 | 0 | 0 | 0 | 0 | 0 | 0 | 0 | 0 | 0 | 0 | 0 | 0 | 0 | 0 | 0 | 0 | 0 | 0 | 0 | 0 | 0
F3_Industrial_Petroleum_Existing_Process_Natural Gas_Gas Boiler - Burner Control Optimization_A_Achievable Economic RVT Potential | F3 | Industrial | Petroleum | Existing | Process | Natural Gas | Gas Boiler - Burner Control Optimization | A | Integrated Unit Winter Peak Savings (kW) | Achievable Economic RVT Potential | 0 | 0 | 0 | 0 | 0 | 0 | 0 | 0 | 0 | 0 | 0 | 0 | 0 | 0 | 0 | 0 | 0 | 0 | 0 | 0 | 0 | 0 | 0 | 0 | 0 | 0 | 0 | 0 | 0 | 0 | 0
F4_Industrial_Petroleum_Existing_Process_Natural Gas_Gas Boiler - Burner Control Optimization_A_Achievable Economic RVT Potential | F4 | Industrial | Petroleum | Existing | Process | Natural Gas | Gas Boiler - Burner Control Optimization | A | Incremental Energy Savings (MWh or mTherms) | Achievable Economic RVT Potential | 0 | 0 | 0 | 0 | 0 | 0 | 0 | 0 | 0 | 0 | 0 | 0 | 0 | 0 | 0 | 0 | 0 | 0 | 0 | 0 | 0 | 0 | 0 | 0 | 0 | 0 | 0 | 0 | 0 | 0 | 0
F5_Industrial_Petroleum_Existing_Process_Natural Gas_Gas Boiler - Burner Control Optimization_A_Achievable Economic RVT Potential | F5 | Industrial | Petroleum | Existing | Process | Natural Gas | Gas Boiler - Burner Control Optimization | A | Incremental Summer Peak Savings (MW) | Achievable Economic RVT Potential | 0 | 0 | 0 | 0 | 0 | 0 | 0 | 0 | 0 | 0 | 0 | 0 | 0 | 0 | 0 | 0 | 0 | 0 | 0 | 0 | 0 | 0 | 0 | 0 | 0 | 0 | 0 | 0 | 0 | 0 | 0
F6_Industrial_Petroleum_Existing_Process_Natural Gas_Gas Boiler - Burner Control Optimization_A_Achievable Economic RVT Potential | F6 | Industrial | Petroleum | Existing | Process | Natural Gas | Gas Boiler - Burner Control Optimization | A | Incremental Winter Peak Savings (MW) | Achievable Economic RVT Potential | 0 | 0 | 0 | 0 | 0 | 0 | 0 | 0 | 0 | 0 | 0 | 0 | 0 | 0 | 0 | 0 | 0 | 0 | 0 | 0 | 0 | 0 | 0 | 0 | 0 | 0 | 0 | 0 | 0 | 0 | 0
F7_Industrial_Petroleum_Existing_Process_Natural Gas_Gas Boiler - Burner Control Optimization_A_Achievable Economic RVT Potential | F7 | Industrial | Petroleum | Existing | Process | Natural Gas | Gas Boiler - Burner Control Optimization | A | Cumulative Energy Savings (MWh or mTherms) | Achievable Economic RVT Potential | 0 | 0 | 0 | 0 | 0 | 0 | 0 | 0 | 0 | 0 | 0 | 0 | 0 | 0 | 0 | 0 | 0 | 0 | 0 | 0 | 0 | 0 | 0 | 0 | 0 | 0 | 0 | 0 | 0 | 0 | 0
F8_Industrial_Petroleum_Existing_Process_Natural Gas_Gas Boiler - Burner Control Optimization_A_Achievable Economic RVT Potential | F8 | Industrial | Petroleum | Existing | Process | Natural Gas | Gas Boiler - Burner Control Optimization | A | Cumulative Summer Peak Savings (MW) | Achievable Economic RVT Potential | 0 | 0 | 0 | 0 | 0 | 0 | 0 | 0 | 0 | 0 | 0 | 0 | 0 | 0 | 0 | 0 | 0 | 0 | 0 | 0 | 0 | 0 | 0 | 0 | 0 | 0 | 0 | 0 | 0 | 0 | 0
F9_Industrial_Petroleum_Existing_Process_Natural Gas_Gas Boiler - Burner Control Optimization_A_Achievable Economic RVT Potential | F9 | Industrial | Petroleum | Existing | Process | Natural Gas | Gas Boiler - Burner Control Optimization | A | Cumulative Winter Peak Savings (MW) | Achievable Economic RVT Potential | 0 | 0 | 0 | 0 | 0 | 0 | 0 | 0 | 0 | 0 | 0 | 0 | 0 | 0 | 0 | 0 | 0 | 0 | 0 | 0 | 0 | 0 | 0 | 0 | 0 | 0 | 0 | 0 | 0 | 0 | 0
F10_Industrial_Petroleum_Existing_Process_Natural Gas_Gas Boiler - Burner Control Optimization_A_Achievable Economic RVT Potential | F10 | Industrial | Petroleum | Existing | Process | Natural Gas | Gas Boiler - Burner Control Optimization | A | Purchases (Incremental) | Achievable Economic RVT Potential | 0 | 0 | 0 | 0 | 0 | 0 | 0 | 0 | 0 | 0 | 0 | 0 | 0 | 0 | 0 | 0 | 0 | 0 | 0 | 0 | 0 | 0 | 0 | 0 | 0 | 0 | 0 | 0 | 0 | 0 | 0
F11_Industrial_Petroleum_Existing_Process_Natural Gas_Gas Boiler - Burner Control Optimization_A_Achievable Economic RVT Potential | F11 | Industrial | Petroleum | Existing | Process | Natural Gas | Gas Boiler - Burner Control Optimization | A | Purchases (Cumulative) | Achievable Economic RVT Potential | 0 | 0 | 0 | 0 | 0 | 0 | 0 | 0 | 0 | 0 | 0 | 0 | 0 | 0 | 0 | 0 | 0 | 0 | 0 | 0 | 0 | 0 | 0 | 0 | 0 | 0 | 0 | 0 | 0 | 0 | 0
F1_Industrial_Petroleum_Existing_Space Heating_Natural Gas_HVAC - Demand Controlled Ventilation_A_Achievable Economic RVT Potential | F1 | Industrial | Petroleum | Existing | Space Heating | Natural Gas | HVAC - Demand Controlled Ventilation | A | Integrated Unit Energy Savings (kWh or therms) | Achievable Economic RVT Potential | 0 | 0 | 0 | 0 | 0 | 0.045633 | 0.045135 | 0.044514 | 0.043876 | 0.043218 | 0.042546 | 0.041862 | 0.041184 | 0.0405 | 0.039814 | 0.039155 | 0.038529 | 0.037923 | 0.037347 | 0.036817 | 0.036316 | 0.035852 | 0.035412 | 0.035011 | 0.034639 | 0.034357 | 0.034094 | 0.033847 | 0.036718 | 0.036492 | 0.03628
F2_Industrial_Petroleum_Existing_Space Heating_Natural Gas_HVAC - Demand Controlled Ventilation_A_Achievable Economic RVT Potential | F2 | Industrial | Petroleum | Existing | Space Heating | Natural Gas | HVAC - Demand Controlled Ventilation | A | Integrated Unit Summer Peak Savings (kW) | Achievable Economic RVT Potential | 0 | 0 | 0 | 0 | 0 | 0 | 0 | 0 | 0 | 0 | 0 | 0 | 0 | 0 | 0 | 0 | 0 | 0 | 0 | 0 | 0 | 0 | 0 | 0 | 0 | 0 | 0 | 0 | 0 | 0 | 0
F3_Industrial_Petroleum_Existing_Space Heating_Natural Gas_HVAC - Demand Controlled Ventilation_A_Achievable Economic RVT Potential | F3 | Industrial | Petroleum | Existing | Space Heating | Natural Gas | HVAC - Demand Controlled Ventilation | A | Integrated Unit Winter Peak Savings (kW) | Achievable Economic RVT Potential | 0 | 0 | 0 | 0 | 0 | 0 | 0 | 0 | 0 | 0 | 0 | 0 | 0 | 0 | 0 | 0 | 0 | 0 | 0 | 0 | 0 | 0 | 0 | 0 | 0 | 0 | 0 | 0 | 0 | 0 | 0
F4_Industrial_Petroleum_Existing_Space Heating_Natural Gas_HVAC - Demand Controlled Ventilation_A_Achievable Economic RVT Potential | F4 | Industrial | Petroleum | Existing | Space Heating | Natural Gas | HVAC - Demand Controlled Ventilation | A | Incremental Energy Savings (MWh or mTherms) | Achievable Economic RVT Potential | 0 | 0 | 0 | 0 | 0 | 0 | 0 | 0 | 0 | 0 | 0 | 0 | 0 | 0 | 0 | 0 | 0 | 0 | 0 | 0 | 0 | 0 | 0 | 0 | 0 | 0 | 0 | 0 | 0 | 0 | 0
F5_Industrial_Petroleum_Existing_Space Heating_Natural Gas_HVAC - Demand Controlled Ventilation_A_Achievable Economic RVT Potential | F5 | Industrial | Petroleum | Existing | Space Heating | Natural Gas | HVAC - Demand Controlled Ventilation | A | Incremental Summer Peak Savings (MW) | Achievable Economic RVT Potential | 0 | 0 | 0 | 0 | 0 | 0 | 0 | 0 | 0 | 0 | 0 | 0 | 0 | 0 | 0 | 0 | 0 | 0 | 0 | 0 | 0 | 0 | 0 | 0 | 0 | 0 | 0 | 0 | 0 | 0 | 0
F6_Industrial_Petroleum_Existing_Space Heating_Natural Gas_HVAC - Demand Controlled Ventilation_A_Achievable Economic RVT Potential | F6 | Industrial | Petroleum | Existing | Space Heating | Natural Gas | HVAC - Demand Controlled Ventilation | A | Incremental Winter Peak Savings (MW) | Achievable Economic RVT Potential | 0 | 0 | 0 | 0 | 0 | 0 | 0 | 0 | 0 | 0 | 0 | 0 | 0 | 0 | 0 | 0 | 0 | 0 | 0 | 0 | 0 | 0 | 0 | 0 | 0 | 0 | 0 | 0 | 0 | 0 | 0
F7_Industrial_Petroleum_Existing_Space Heating_Natural Gas_HVAC - Demand Controlled Ventilation_A_Achievable Economic RVT Potential | F7 | Industrial | Petroleum | Existing | Space Heating | Natural Gas | HVAC - Demand Controlled Ventilation | A | Cumulative Energy Savings (MWh or mTherms) | Achievable Economic RVT Potential | 0 | 0 | 0 | 0 | 0 | 0 | 0 | 0 | 0 | 0 | 0 | 0 | 0 | 0 | 0 | 0 | 0 | 0 | 0 | 0 | 0 | 0 | 0 | 0 | 0 | 0 | 0 | 0 | 0 | 0 | 0
F8_Industrial_Petroleum_Existing_Space Heating_Natural Gas_HVAC - Demand Controlled Ventilation_A_Achievable Economic RVT Potential | F8 | Industrial | Petroleum | Existing | Space Heating | Natural Gas | HVAC - Demand Controlled Ventilation | A | Cumulative Summer Peak Savings (MW) | Achievable Economic RVT Potential | 0 | 0 | 0 | 0 | 0 | 0 | 0 | 0 | 0 | 0 | 0 | 0 | 0 | 0 | 0 | 0 | 0 | 0 | 0 | 0 | 0 | 0 | 0 | 0 | 0 | 0 | 0 | 0 | 0 | 0 | 0
F9_Industrial_Petroleum_Existing_Space Heating_Natural Gas_HVAC - Demand Controlled Ventilation_A_Achievable Economic RVT Potential | F9 | Industrial | Petroleum | Existing | Space Heating | Natural Gas | HVAC - Demand Controlled Ventilation | A | Cumulative Winter Peak Savings (MW) | Achievable Economic RVT Potential | 0 | 0 | 0 | 0 | 0 | 0 | 0 | 0 | 0 | 0 | 0 | 0 | 0 | 0 | 0 | 0 | 0 | 0 | 0 | 0 | 0 | 0 | 0 | 0 | 0 | 0 | 0 | 0 | 0 | 0 | 0
F10_Industrial_Petroleum_Existing_Space Heating_Natural Gas_HVAC - Demand Controlled Ventilation_A_Achievable Economic RVT Potential | F10 | Industrial | Petroleum | Existing | Space Heating | Natural Gas | HVAC - Demand Controlled Ventilation | A | Purchases (Incremental) | Achievable Economic RVT Potential | 0 | 0 | 0 | 0 | 0 | 0 | 0 | 0 | 0 | 0 | 0 | 0 | 0 | 0 | 0 | 0 | 0 | 0 | 0 | 0 | 0 | 0 | 0 | 0 | 0 | 0 | 0 | 0 | 0 | 0 | 0
F11_Industrial_Petroleum_Existing_Space Heating_Natural Gas_HVAC - Demand Controlled Ventilation_A_Achievable Economic RVT Potential | F11 | Industrial | Petroleum | Existing | Space Heating | Natural Gas | HVAC - Demand Controlled Ventilation | A | Purchases (Cumulative) | Achievable Economic RVT Potential | 0 | 0 | 0 | 0 | 0 | 0 | 0 | 0 | 0 | 0 | 0 | 0 | 0 | 0 | 0 | 0 | 0 | 0 | 0 | 0 | 0 | 0 | 0 | 0 | 0 | 0 | 0 | 0 | 0 | 0 | 0
F1_Industrial_Petroleum_Existing_Space Heating_Natural Gas_Gas Boiler - Stack Economizer_A_Achievable Economic RVT Potential | F1 | Industrial | Petroleum | Existing | Space Heating | Natural Gas | Gas Boiler - Stack Economizer | A | Integrated Unit Energy Savings (kWh or therms) | Achievable Economic RVT Potential | 0 | 0 | 0 | 0 | 0 | 104.7688 | 104.0506 | 103.3385 | 102.623 | 101.9091 | 101.2142 | 100.5261 | 99.8455 | 99.172 | 98.4606 | 97.807 | 97.1619 | 96.5272 | 95.9017 | 95.2756 | 94.6702 | 94.0404 | 93.4317 | 92.8419 | 92.2484 | 91.7062 | 91.2106 | 90.7577 | 90.5054 | 90.1337 | 89.7944
F2_Industrial_Petroleum_Existing_Space Heating_Natural Gas_Gas Boiler - Stack Economizer_A_Achievable Economic RVT Potential | F2 | Industrial | Petroleum | Existing | Space Heating | Natural Gas | Gas Boiler - Stack Economizer | A | Integrated Unit Summer Peak Savings (kW) | Achievable Economic RVT Potential | 0 | 0 | 0 | 0 | 0 | 0 | 0 | 0 | 0 | 0 | 0 | 0 | 0 | 0 | 0 | 0 | 0 | 0 | 0 | 0 | 0 | 0 | 0 | 0 | 0 | 0 | 0 | 0 | 0 | 0 | 0
F3_Industrial_Petroleum_Existing_Space Heating_Natural Gas_Gas Boiler - Stack Economizer_A_Achievable Economic RVT Potential | F3 | Industrial | Petroleum | Existing | Space Heating | Natural Gas | Gas Boiler - Stack Economizer | A | Integrated Unit Winter Peak Savings (kW) | Achievable Economic RVT Potential | 0 | 0 | 0 | 0 | 0 | 0 | 0 | 0 | 0 | 0 | 0 | 0 | 0 | 0 | 0 | 0 | 0 | 0 | 0 | 0 | 0 | 0 | 0 | 0 | 0 | 0 | 0 | 0 | 0 | 0 | 0
F4_Industrial_Petroleum_Existing_Space Heating_Natural Gas_Gas Boiler - Stack Economizer_A_Achievable Economic RVT Potential | F4 | Industrial | Petroleum | Existing | Space Heating | Natural Gas | Gas Boiler - Stack Economizer | A | Incremental Energy Savings (MWh or mTherms) | Achievable Economic RVT Potential | 0 | 0 | 0 | 0 | 0 | 0 | 0 | 0 | 0 | 0 | 0 | 0 | 0 | 0 | 0 | 0 | 0 | 0 | 0 | 0 | 0 | 0 | 0 | 0 | 0 | 0 | 0 | 0 | 0 | 0 | 0
F5_Industrial_Petroleum_Existing_Space Heating_Natural Gas_Gas Boiler - Stack Economizer_A_Achievable Economic RVT Potential | F5 | Industrial | Petroleum | Existing | Space Heating | Natural Gas | Gas Boiler - Stack Economizer | A | Incremental Summer Peak Savings (MW) | Achievable Economic RVT Potential | 0 | 0 | 0 | 0 | 0 | 0 | 0 | 0 | 0 | 0 | 0 | 0 | 0 | 0 | 0 | 0 | 0 | 0 | 0 | 0 | 0 | 0 | 0 | 0 | 0 | 0 | 0 | 0 | 0 | 0 | 0
F6_Industrial_Petroleum_Existing_Space Heating_Natural Gas_Gas Boiler - Stack Economizer_A_Achievable Economic RVT Potential | F6 | Industrial | Petroleum | Existing | Space Heating | Natural Gas | Gas Boiler - Stack Economizer | A | Incremental Winter Peak Savings (MW) | Achievable Economic RVT Potential | 0 | 0 | 0 | 0 | 0 | 0 | 0 | 0 | 0 | 0 | 0 | 0 | 0 | 0 | 0 | 0 | 0 | 0 | 0 | 0 | 0 | 0 | 0 | 0 | 0 | 0 | 0 | 0 | 0 | 0 | 0
F7_Industrial_Petroleum_Existing_Space Heating_Natural Gas_Gas Boiler - Stack Economizer_A_Achievable Economic RVT Potential | F7 | Industrial | Petroleum | Existing | Space Heating | Natural Gas | Gas Boiler - Stack Economizer | A | Cumulative Energy Savings (MWh or mTherms) | Achievable Economic RVT Potential | 0 | 0 | 0 | 0 | 0 | 0 | 0 | 0 | 0 | 0 | 0 | 0 | 0 | 0 | 0 | 0 | 0 | 0 | 0 | 0 | 0 | 0 | 0 | 0 | 0 | 0 | 0 | 0 | 0 | 0 | 0
F8_Industrial_Petroleum_Existing_Space Heating_Natural Gas_Gas Boiler - Stack Economizer_A_Achievable Economic RVT Potential | F8 | Industrial | Petroleum | Existing | Space Heating | Natural Gas | Gas Boiler - Stack Economizer | A | Cumulative Summer Peak Savings (MW) | Achievable Economic RVT Potential | 0 | 0 | 0 | 0 | 0 | 0 | 0 | 0 | 0 | 0 | 0 | 0 | 0 | 0 | 0 | 0 | 0 | 0 | 0 | 0 | 0 | 0 | 0 | 0 | 0 | 0 | 0 | 0 | 0 | 0 | 0
F9_Industrial_Petroleum_Existing_Space Heating_Natural Gas_Gas Boiler - Stack Economizer_A_Achievable Economic RVT Potential | F9 | Industrial | Petroleum | Existing | Space Heating | Natural Gas | Gas Boiler - Stack Economizer | A | Cumulative Winter Peak Savings (MW) | Achievable Economic RVT Potential | 0 | 0 | 0 | 0 | 0 | 0 | 0 | 0 | 0 | 0 | 0 | 0 | 0 | 0 | 0 | 0 | 0 | 0 | 0 | 0 | 0 | 0 | 0 | 0 | 0 | 0 | 0 | 0 | 0 | 0 | 0
F10_Industrial_Petroleum_Existing_Space Heating_Natural Gas_Gas Boiler - Stack Economizer_A_Achievable Economic RVT Potential | F10 | Industrial | Petroleum | Existing | Space Heating | Natural Gas | Gas Boiler - Stack Economizer | A | Purchases (Incremental) | Achievable Economic RVT Potential | 0 | 0 | 0 | 0 | 0 | 0 | 0 | 0 | 0 | 0 | 0 | 0 | 0 | 0 | 0 | 0 | 0 | 0 | 0 | 0 | 0 | 0 | 0 | 0 | 0 | 0 | 0 | 0 | 0 | 0 | 0
F11_Industrial_Petroleum_Existing_Space Heating_Natural Gas_Gas Boiler - Stack Economizer_A_Achievable Economic RVT Potential | F11 | Industrial | Petroleum | Existing | Space Heating | Natural Gas | Gas Boiler - Stack Economizer | A | Purchases (Cumulative) | Achievable Economic RVT Potential | 0 | 0 | 0 | 0 | 0 | 0 | 0 | 0 | 0 | 0 | 0 | 0 | 0 | 0 | 0 | 0 | 0 | 0 | 0 | 0 | 0 | 0 | 0 | 0 | 0 | 0 | 0 | 0 | 0 | 0 | 0
F1_Industrial_Petroleum_Existing_Process_Natural Gas_Gas Boiler - Stack Economizer_A_Achievable Economic RVT Potential | F1 | Industrial | Petroleum | Existing | Process | Natural Gas | Gas Boiler - Stack Economizer | A | Integrated Unit Energy Savings (kWh or therms) | Achievable Economic RVT Potential | 0 | 0 | 0 | 0 | 0 | 702.5733 | 702.5038 | 702.4547 | 702.4173 | 702.3847 | 702.3526 | 702.3274 | 702.3061 | 702.2827 | 702.2696 | 702.2535 | 702.244 | 702.2345 | 702.2247 | 702.2208 | 702.2148 | 702.2098 | 702.2053 | 702.2014 | 702.198 | 702.1966 | 702.1953 | 702.1942 | 702.6725 | 702.6725 | 702.6725
F2_Industrial_Petroleum_Existing_Process_Natural Gas_Gas Boiler - Stack Economizer_A_Achievable Economic RVT Potential | F2 | Industrial | Petroleum | Existing | Process | Natural Gas | Gas Boiler - Stack Economizer | A | Integrated Unit Summer Peak Savings (kW) | Achievable Economic RVT Potential | 0 | 0 | 0 | 0 | 0 | 0 | 0 | 0 | 0 | 0 | 0 | 0 | 0 | 0 | 0 | 0 | 0 | 0 | 0 | 0 | 0 | 0 | 0 | 0 | 0 | 0 | 0 | 0 | 0 | 0 | 0
F3_Industrial_Petroleum_Existing_Process_Natural Gas_Gas Boiler - Stack Economizer_A_Achievable Economic RVT Potential | F3 | Industrial | Petroleum | Existing | Process | Natural Gas | Gas Boiler - Stack Economizer | A | Integrated Unit Winter Peak Savings (kW) | Achievable Economic RVT Potential | 0 | 0 | 0 | 0 | 0 | 0 | 0 | 0 | 0 | 0 | 0 | 0 | 0 | 0 | 0 | 0 | 0 | 0 | 0 | 0 | 0 | 0 | 0 | 0 | 0 | 0 | 0 | 0 | 0 | 0 | 0
F4_Industrial_Petroleum_Existing_Process_Natural Gas_Gas Boiler - Stack Economizer_A_Achievable Economic RVT Potential | F4 | Industrial | Petroleum | Existing | Process | Natural Gas | Gas Boiler - Stack Economizer | A | Incremental Energy Savings (MWh or mTherms) | Achievable Economic RVT Potential | 0 | 0 | 0 | 0 | 0 | 0 | 0 | 0 | 0 | 0 | 0 | 0 | 0 | 0 | 0 | 0 | 0 | 0 | 0 | 0 | 0 | 0 | 0 | 0 | 0 | 0 | 0 | 0 | 0 | 0 | 0
F5_Industrial_Petroleum_Existing_Process_Natural Gas_Gas Boiler - Stack Economizer_A_Achievable Economic RVT Potential | F5 | Industrial | Petroleum | Existing | Process | Natural Gas | Gas Boiler - Stack Economizer | A | Incremental Summer Peak Savings (MW) | Achievable Economic RVT Potential | 0 | 0 | 0 | 0 | 0 | 0 | 0 | 0 | 0 | 0 | 0 | 0 | 0 | 0 | 0 | 0 | 0 | 0 | 0 | 0 | 0 | 0 | 0 | 0 | 0 | 0 | 0 | 0 | 0 | 0 | 0
F6_Industrial_Petroleum_Existing_Process_Natural Gas_Gas Boiler - Stack Economizer_A_Achievable Economic RVT Potential | F6 | Industrial | Petroleum | Existing | Process | Natural Gas | Gas Boiler - Stack Economizer | A | Incremental Winter Peak Savings (MW) | Achievable Economic RVT Potential | 0 | 0 | 0 | 0 | 0 | 0 | 0 | 0 | 0 | 0 | 0 | 0 | 0 | 0 | 0 | 0 | 0 | 0 | 0 | 0 | 0 | 0 | 0 | 0 | 0 | 0 | 0 | 0 | 0 | 0 | 0
F7_Industrial_Petroleum_Existing_Process_Natural Gas_Gas Boiler - Stack Economizer_A_Achievable Economic RVT Potential | F7 | Industrial | Petroleum | Existing | Process | Natural Gas | Gas Boiler - Stack Economizer | A | Cumulative Energy Savings (MWh or mTherms) | Achievable Economic RVT Potential | 0 | 0 | 0 | 0 | 0 | 0 | 0 | 0 | 0 | 0 | 0 | 0 | 0 | 0 | 0 | 0 | 0 | 0 | 0 | 0 | 0 | 0 | 0 | 0 | 0 | 0 | 0 | 0 | 0 | 0 | 0
F8_Industrial_Petroleum_Existing_Process_Natural Gas_Gas Boiler - Stack Economizer_A_Achievable Economic RVT Potential | F8 | Industrial | Petroleum | Existing | Process | Natural Gas | Gas Boiler - Stack Economizer | A | Cumulative Summer Peak Savings (MW) | Achievable Economic RVT Potential | 0 | 0 | 0 | 0 | 0 | 0 | 0 | 0 | 0 | 0 | 0 | 0 | 0 | 0 | 0 | 0 | 0 | 0 | 0 | 0 | 0 | 0 | 0 | 0 | 0 | 0 | 0 | 0 | 0 | 0 | 0
F9_Industrial_Petroleum_Existing_Process_Natural Gas_Gas Boiler - Stack Economizer_A_Achievable Economic RVT Potential | F9 | Industrial | Petroleum | Existing | Process | Natural Gas | Gas Boiler - Stack Economizer | A | Cumulative Winter Peak Savings (MW) | Achievable Economic RVT Potential | 0 | 0 | 0 | 0 | 0 | 0 | 0 | 0 | 0 | 0 | 0 | 0 | 0 | 0 | 0 | 0 | 0 | 0 | 0 | 0 | 0 | 0 | 0 | 0 | 0 | 0 | 0 | 0 | 0 | 0 | 0
F10_Industrial_Petroleum_Existing_Process_Natural Gas_Gas Boiler - Stack Economizer_A_Achievable Economic RVT Potential | F10 | Industrial | Petroleum | Existing | Process | Natural Gas | Gas Boiler - Stack Economizer | A | Purchases (Incremental) | Achievable Economic RVT Potential | 0 | 0 | 0 | 0 | 0 | 0 | 0 | 0 | 0 | 0 | 0 | 0 | 0 | 0 | 0 | 0 | 0 | 0 | 0 | 0 | 0 | 0 | 0 | 0 | 0 | 0 | 0 | 0 | 0 | 0 | 0
F11_Industrial_Petroleum_Existing_Process_Natural Gas_Gas Boiler - Stack Economizer_A_Achievable Economic RVT Potential | F11 | Industrial | Petroleum | Existing | Process | Natural Gas | Gas Boiler - Stack Economizer | A | Purchases (Cumulative) | Achievable Economic RVT Potential | 0 | 0 | 0 | 0 | 0 | 0 | 0 | 0 | 0 | 0 | 0 | 0 | 0 | 0 | 0 | 0 | 0 | 0 | 0 | 0 | 0 | 0 | 0 | 0 | 0 | 0 | 0 | 0 | 0 | 0 | 0
F1_Industrial_Petroleum_Existing_Space Heating_Natural Gas_Gas Furnace Tube Inserts_A_Achievable Economic RVT Potential | F1 | Industrial | Petroleum | Existing | Space Heating | Natural Gas | Gas Furnace Tube Inserts | A | Integrated Unit Energy Savings (kWh or therms) | Achievable Economic RVT Potential | 0 | 0 | 0 | 0 | 0 | 0.08617 | 0.085371 | 0.084361 | 0.083338 | 0.08231 | 0.081305 | 0.080311 | 0.079377 | 0.078497 | 0.077613 | 0.076839 | 0.076111 | 0.075427 | 0.074783 | 0.074133 | 0.073503 | 0.072878 | 0.072234 | 0.071614 | 0.071018 | 0.07046 | 0.069936 | 0.069445 | 0.069231 | 0.068805 | 0.068405
F2_Industrial_Petroleum_Existing_Space Heating_Natural Gas_Gas Furnace Tube Inserts_A_Achievable Economic RVT Potential | F2 | Industrial | Petroleum | Existing | Space Heating | Natural Gas | Gas Furnace Tube Inserts | A | Integrated Unit Summer Peak Savings (kW) | Achievable Economic RVT Potential | 0 | 0 | 0 | 0 | 0 | 0 | 0 | 0 | 0 | 0 | 0 | 0 | 0 | 0 | 0 | 0 | 0 | 0 | 0 | 0 | 0 | 0 | 0 | 0 | 0 | 0 | 0 | 0 | 0 | 0 | 0
F3_Industrial_Petroleum_Existing_Space Heating_Natural Gas_Gas Furnace Tube Inserts_A_Achievable Economic RVT Potential | F3 | Industrial | Petroleum | Existing | Space Heating | Natural Gas | Gas Furnace Tube Inserts | A | Integrated Unit Winter Peak Savings (kW) | Achievable Economic RVT Potential | 0 | 0 | 0 | 0 | 0 | 0 | 0 | 0 | 0 | 0 | 0 | 0 | 0 | 0 | 0 | 0 | 0 | 0 | 0 | 0 | 0 | 0 | 0 | 0 | 0 | 0 | 0 | 0 | 0 | 0 | 0
F4_Industrial_Petroleum_Existing_Space Heating_Natural Gas_Gas Furnace Tube Inserts_A_Achievable Economic RVT Potential | F4 | Industrial | Petroleum | Existing | Space Heating | Natural Gas | Gas Furnace Tube Inserts | A | Incremental Energy Savings (MWh or mTherms) | Achievable Economic RVT Potential | 0 | 0 | 0 | 0 | 0 | 0 | 0 | 0 | 0 | 0 | 0 | 0 | 0 | 0 | 0 | 0 | 0 | 0 | 0 | 0 | 0 | 0 | 0 | 0 | 0 | 0 | 0 | 0 | 0 | 0 | 0
F5_Industrial_Petroleum_Existing_Space Heating_Natural Gas_Gas Furnace Tube Inserts_A_Achievable Economic RVT Potential | F5 | Industrial | Petroleum | Existing | Space Heating | Natural Gas | Gas Furnace Tube Inserts | A | Incremental Summer Peak Savings (MW) | Achievable Economic RVT Potential | 0 | 0 | 0 | 0 | 0 | 0 | 0 | 0 | 0 | 0 | 0 | 0 | 0 | 0 | 0 | 0 | 0 | 0 | 0 | 0 | 0 | 0 | 0 | 0 | 0 | 0 | 0 | 0 | 0 | 0 | 0
F6_Industrial_Petroleum_Existing_Space Heating_Natural Gas_Gas Furnace Tube Inserts_A_Achievable Economic RVT Potential | F6 | Industrial | Petroleum | Existing | Space Heating | Natural Gas | Gas Furnace Tube Inserts | A | Incremental Winter Peak Savings (MW) | Achievable Economic RVT Potential | 0 | 0 | 0 | 0 | 0 | 0 | 0 | 0 | 0 | 0 | 0 | 0 | 0 | 0 | 0 | 0 | 0 | 0 | 0 | 0 | 0 | 0 | 0 | 0 | 0 | 0 | 0 | 0 | 0 | 0 | 0
F7_Industrial_Petroleum_Existing_Space Heating_Natural Gas_Gas Furnace Tube Inserts_A_Achievable Economic RVT Potential | F7 | Industrial | Petroleum | Existing | Space Heating | Natural Gas | Gas Furnace Tube Inserts | A | Cumulative Energy Savings (MWh or mTherms) | Achievable Economic RVT Potential | 0 | 0 | 0 | 0 | 0 | 0 | 0 | 0 | 0 | 0 | 0 | 0 | 0 | 0 | 0 | 0 | 0 | 0 | 0 | 0 | 0 | 0 | 0 | 0 | 0 | 0 | 0 | 0 | 0 | 0 | 0
F8_Industrial_Petroleum_Existing_Space Heating_Natural Gas_Gas Furnace Tube Inserts_A_Achievable Economic RVT Potential | F8 | Industrial | Petroleum | Existing | Space Heating | Natural Gas | Gas Furnace Tube Inserts | A | Cumulative Summer Peak Savings (MW) | Achievable Economic RVT Potential | 0 | 0 | 0 | 0 | 0 | 0 | 0 | 0 | 0 | 0 | 0 | 0 | 0 | 0 | 0 | 0 | 0 | 0 | 0 | 0 | 0 | 0 | 0 | 0 | 0 | 0 | 0 | 0 | 0 | 0 | 0
F9_Industrial_Petroleum_Existing_Space Heating_Natural Gas_Gas Furnace Tube Inserts_A_Achievable Economic RVT Potential | F9 | Industrial | Petroleum | Existing | Space Heating | Natural Gas | Gas Furnace Tube Inserts | A | Cumulative Winter Peak Savings (MW) | Achievable Economic RVT Potential | 0 | 0 | 0 | 0 | 0 | 0 | 0 | 0 | 0 | 0 | 0 | 0 | 0 | 0 | 0 | 0 | 0 | 0 | 0 | 0 | 0 | 0 | 0 | 0 | 0 | 0 | 0 | 0 | 0 | 0 | 0
F10_Industrial_Petroleum_Existing_Space Heating_Natural Gas_Gas Furnace Tube Inserts_A_Achievable Economic RVT Potential | F10 | Industrial | Petroleum | Existing | Space Heating | Natural Gas | Gas Furnace Tube Inserts | A | Purchases (Incremental) | Achievable Economic RVT Potential | 0 | 0 | 0 | 0 | 0 | 0 | 0 | 0 | 0 | 0 | 0 | 0 | 0 | 0 | 0 | 0 | 0 | 0 | 0 | 0 | 0 | 0 | 0 | 0 | 0 | 0 | 0 | 0 | 0 | 0 | 0
F11_Industrial_Petroleum_Existing_Space Heating_Natural Gas_Gas Furnace Tube Inserts_A_Achievable Economic RVT Potential | F11 | Industrial | Petroleum | Existing | Space Heating | Natural Gas | Gas Furnace Tube Inserts | A | Purchases (Cumulative) | Achievable Economic RVT Potential | 0 | 0 | 0 | 0 | 0 | 0 | 0 | 0 | 0 | 0 | 0 | 0 | 0 | 0 | 0 | 0 | 0 | 0 | 0 | 0 | 0 | 0 | 0 | 0 | 0 | 0 | 0 | 0 | 0 | 0 | 0
F1_Industrial_Petroleum_Existing_Space Heating_Natural Gas_Space Heating - Heat Recovery Ventilator_A_Achievable Economic RVT Potential | F1 | Industrial | Petroleum | Existing | Space Heating | Natural Gas | Space Heating - Heat Recovery Ventilator | A | Integrated Unit Energy Savings (kWh or therms) | Achievable Economic RVT Potential | 0 | 0 | 0 | 0 | 0 | 0.012957 | 0.012726 | 0.012422 | 0.012066 | 0.011662 | 0.011214 | 0.010758 | 0.01031 | 0.0098659 | 0.0094905 | 0.0091398 | 0.0088592 | 0.0086102 | 0.00839 | 0.0082279 | 0.0080769 | 0.0079459 | 0.0078277 | 0.0077299 | 0.0076386 | 0.007569 | 0.0075081 | 0.0074516 | 0 | 0 | 0
F2_Industrial_Petroleum_Existing_Space Heating_Natural Gas_Space Heating - Heat Recovery Ventilator_A_Achievable Economic RVT Potential | F2 | Industrial | Petroleum | Existing | Space Heating | Natural Gas | Space Heating - Heat Recovery Ventilator | A | Integrated Unit Summer Peak Savings (kW) | Achievable Economic RVT Potential | 0 | 0 | 0 | 0 | 0 | 0 | 0 | 0 | 0 | 0 | 0 | 0 | 0 | 0 | 0 | 0 | 0 | 0 | 0 | 0 | 0 | 0 | 0 | 0 | 0 | 0 | 0 | 0 | 0 | 0 | 0
F3_Industrial_Petroleum_Existing_Space Heating_Natural Gas_Space Heating - Heat Recovery Ventilator_A_Achievable Economic RVT Potential | F3 | Industrial | Petroleum | Existing | Space Heating | Natural Gas | Space Heating - Heat Recovery Ventilator | A | Integrated Unit Winter Peak Savings (kW) | Achievable Economic RVT Potential | 0 | 0 | 0 | 0 | 0 | 0 | 0 | 0 | 0 | 0 | 0 | 0 | 0 | 0 | 0 | 0 | 0 | 0 | 0 | 0 | 0 | 0 | 0 | 0 | 0 | 0 | 0 | 0 | 0 | 0 | 0
F4_Industrial_Petroleum_Existing_Space Heating_Natural Gas_Space Heating - Heat Recovery Ventilator_A_Achievable Economic RVT Potential | F4 | Industrial | Petroleum | Existing | Space Heating | Natural Gas | Space Heating - Heat Recovery Ventilator | A | Incremental Energy Savings (MWh or mTherms) | Achievable Economic RVT Potential | 0 | 0 | 0 | 0 | 0 | 0 | 0 | 0 | 0 | 0 | 0 | 0 | 0 | 0 | 0 | 0 | 0 | 0 | 0 | 0 | 0 | 0 | 0 | 0 | 0 | 0 | 0 | 0 | 0 | 0 | 0
F5_Industrial_Petroleum_Existing_Space Heating_Natural Gas_Space Heating - Heat Recovery Ventilator_A_Achievable Economic RVT Potential | F5 | Industrial | Petroleum | Existing | Space Heating | Natural Gas | Space Heating - Heat Recovery Ventilator | A | Incremental Summer Peak Savings (MW) | Achievable Economic RVT Potential | 0 | 0 | 0 | 0 | 0 | 0 | 0 | 0 | 0 | 0 | 0 | 0 | 0 | 0 | 0 | 0 | 0 | 0 | 0 | 0 | 0 | 0 | 0 | 0 | 0 | 0 | 0 | 0 | 0 | 0 | 0
F6_Industrial_Petroleum_Existing_Space Heating_Natural Gas_Space Heating - Heat Recovery Ventilator_A_Achievable Economic RVT Potential | F6 | Industrial | Petroleum | Existing | Space Heating | Natural Gas | Space Heating - Heat Recovery Ventilator | A | Incremental Winter Peak Savings (MW) | Achievable Economic RVT Potential | 0 | 0 | 0 | 0 | 0 | 0 | 0 | 0 | 0 | 0 | 0 | 0 | 0 | 0 | 0 | 0 | 0 | 0 | 0 | 0 | 0 | 0 | 0 | 0 | 0 | 0 | 0 | 0 | 0 | 0 | 0
F7_Industrial_Petroleum_Existing_Space Heating_Natural Gas_Space Heating - Heat Recovery Ventilator_A_Achievable Economic RVT Potential | F7 | Industrial | Petroleum | Existing | Space Heating | Natural Gas | Space Heating - Heat Recovery Ventilator | A | Cumulative Energy Savings (MWh or mTherms) | Achievable Economic RVT Potential | 0 | 0 | 0 | 0 | 0 | 0 | 0 | 0 | 0 | 0 | 0 | 0 | 0 | 0 | 0 | 0 | 0 | 0 | 0 | 0 | 0 | 0 | 0 | 0 | 0 | 0 | 0 | 0 | 0 | 0 | 0
F8_Industrial_Petroleum_Existing_Space Heating_Natural Gas_Space Heating - Heat Recovery Ventilator_A_Achievable Economic RVT Potential | F8 | Industrial | Petroleum | Existing | Space Heating | Natural Gas | Space Heating - Heat Recovery Ventilator | A | Cumulative Summer Peak Savings (MW) | Achievable Economic RVT Potential | 0 | 0 | 0 | 0 | 0 | 0 | 0 | 0 | 0 | 0 | 0 | 0 | 0 | 0 | 0 | 0 | 0 | 0 | 0 | 0 | 0 | 0 | 0 | 0 | 0 | 0 | 0 | 0 | 0 | 0 | 0
F9_Industrial_Petroleum_Existing_Space Heating_Natural Gas_Space Heating - Heat Recovery Ventilator_A_Achievable Economic RVT Potential | F9 | Industrial | Petroleum | Existing | Space Heating | Natural Gas | Space Heating - Heat Recovery Ventilator | A | Cumulative Winter Peak Savings (MW) | Achievable Economic RVT Potential | 0 | 0 | 0 | 0 | 0 | 0 | 0 | 0 | 0 | 0 | 0 | 0 | 0 | 0 | 0 | 0 | 0 | 0 | 0 | 0 | 0 | 0 | 0 | 0 | 0 | 0 | 0 | 0 | 0 | 0 | 0
F10_Industrial_Petroleum_Existing_Space Heating_Natural Gas_Space Heating - Heat Recovery Ventilator_A_Achievable Economic RVT Potential | F10 | Industrial | Petroleum | Existing | Space Heating | Natural Gas | Space Heating - Heat Recovery Ventilator | A | Purchases (Incremental) | Achievable Economic RVT Potential | 0 | 0 | 0 | 0 | 0 | 0 | 0 | 0 | 0 | 0 | 0 | 0 | 0 | 0 | 0 | 0 | 0 | 0 | 0 | 0 | 0 | 0 | 0 | 0 | 0 | 0 | 0 | 0 | 0 | 0 | 0
F11_Industrial_Petroleum_Existing_Space Heating_Natural Gas_Space Heating - Heat Recovery Ventilator_A_Achievable Economic RVT Potential | F11 | Industrial | Petroleum | Existing | Space Heating | Natural Gas | Space Heating - Heat Recovery Ventilator | A | Purchases (Cumulative) | Achievable Economic RVT Potential | 0 | 0 | 0 | 0 | 0 | 0 | 0 | 0 | 0 | 0 | 0 | 0 | 0 | 0 | 0 | 0 | 0 | 0 | 0 | 0 | 0 | 0 | 0 | 0 | 0 | 0 | 0 | 0 | 0 | 0 | 0
F1_Industrial_Petroleum_Existing_Space Heating_Natural Gas_Thermostat - Programmable_A_Achievable Economic RVT Potential | F1 | Industrial | Petroleum | Existing | Space Heating | Natural Gas | Thermostat - Programmable | A | Integrated Unit Energy Savings (kWh or therms) | Achievable Economic RVT Potential | 0 | 0 | 0 | 0 | 0 | 0.0064368 | 0.0063222 | 0.0061713 | 0.0059944 | 0.0057937 | 0.0055711 | 0.0053442 | 0.0051221 | 0.0049012 | 0.0047148 | 0.0045405 | 0.0044011 | 0.0042774 | 0.004168 | 0.0040875 | 0.0040125 | 0.0039474 | 0.0038887 | 0.0038401 | 0.0037948 | 0.0037602 | 0.0037299 | 0.0037018 | 0 | 0 | 0
F2_Industrial_Petroleum_Existing_Space Heating_Natural Gas_Thermostat - Programmable_A_Achievable Economic RVT Potential | F2 | Industrial | Petroleum | Existing | Space Heating | Natural Gas | Thermostat - Programmable | A | Integrated Unit Summer Peak Savings (kW) | Achievable Economic RVT Potential | 0 | 0 | 0 | 0 | 0 | 0 | 0 | 0 | 0 | 0 | 0 | 0 | 0 | 0 | 0 | 0 | 0 | 0 | 0 | 0 | 0 | 0 | 0 | 0 | 0 | 0 | 0 | 0 | 0 | 0 | 0
F3_Industrial_Petroleum_Existing_Space Heating_Natural Gas_Thermostat - Programmable_A_Achievable Economic RVT Potential | F3 | Industrial | Petroleum | Existing | Space Heating | Natural Gas | Thermostat - Programmable | A | Integrated Unit Winter Peak Savings (kW) | Achievable Economic RVT Potential | 0 | 0 | 0 | 0 | 0 | 0 | 0 | 0 | 0 | 0 | 0 | 0 | 0 | 0 | 0 | 0 | 0 | 0 | 0 | 0 | 0 | 0 | 0 | 0 | 0 | 0 | 0 | 0 | 0 | 0 | 0
F4_Industrial_Petroleum_Existing_Space Heating_Natural Gas_Thermostat - Programmable_A_Achievable Economic RVT Potential | F4 | Industrial | Petroleum | Existing | Space Heating | Natural Gas | Thermostat - Programmable | A | Incremental Energy Savings (MWh or mTherms) | Achievable Economic RVT Potential | 0 | 0 | 0 | 0 | 0 | 0 | 0 | 0 | 0 | 0 | 0 | 0 | 0 | 0 | 0 | 0 | 0 | 0 | 0 | 0 | 0 | 0 | 0 | 0 | 0 | 0 | 0 | 0 | 0 | 0 | 0
F5_Industrial_Petroleum_Existing_Space Heating_Natural Gas_Thermostat - Programmable_A_Achievable Economic RVT Potential | F5 | Industrial | Petroleum | Existing | Space Heating | Natural Gas | Thermostat - Programmable | A | Incremental Summer Peak Savings (MW) | Achievable Economic RVT Potential | 0 | 0 | 0 | 0 | 0 | 0 | 0 | 0 | 0 | 0 | 0 | 0 | 0 | 0 | 0 | 0 | 0 | 0 | 0 | 0 | 0 | 0 | 0 | 0 | 0 | 0 | 0 | 0 | 0 | 0 | 0
F6_Industrial_Petroleum_Existing_Space Heating_Natural Gas_Thermostat - Programmable_A_Achievable Economic RVT Potential | F6 | Industrial | Petroleum | Existing | Space Heating | Natural Gas | Thermostat - Programmable | A | Incremental Winter Peak Savings (MW) | Achievable Economic RVT Potential | 0 | 0 | 0 | 0 | 0 | 0 | 0 | 0 | 0 | 0 | 0 | 0 | 0 | 0 | 0 | 0 | 0 | 0 | 0 | 0 | 0 | 0 | 0 | 0 | 0 | 0 | 0 | 0 | 0 | 0 | 0
F7_Industrial_Petroleum_Existing_Space Heating_Natural Gas_Thermostat - Programmable_A_Achievable Economic RVT Potential | F7 | Industrial | Petroleum | Existing | Space Heating | Natural Gas | Thermostat - Programmable | A | Cumulative Energy Savings (MWh or mTherms) | Achievable Economic RVT Potential | 0 | 0 | 0 | 0 | 0 | 0 | 0 | 0 | 0 | 0 | 0 | 0 | 0 | 0 | 0 | 0 | 0 | 0 | 0 | 0 | 0 | 0 | 0 | 0 | 0 | 0 | 0 | 0 | 0 | 0 | 0
F8_Industrial_Petroleum_Existing_Space Heating_Natural Gas_Thermostat - Programmable_A_Achievable Economic RVT Potential | F8 | Industrial | Petroleum | Existing | Space Heating | Natural Gas | Thermostat - Programmable | A | Cumulative Summer Peak Savings (MW) | Achievable Economic RVT Potential | 0 | 0 | 0 | 0 | 0 | 0 | 0 | 0 | 0 | 0 | 0 | 0 | 0 | 0 | 0 | 0 | 0 | 0 | 0 | 0 | 0 | 0 | 0 | 0 | 0 | 0 | 0 | 0 | 0 | 0 | 0
F9_Industrial_Petroleum_Existing_Space Heating_Natural Gas_Thermostat - Programmable_A_Achievable Economic RVT Potential | F9 | Industrial | Petroleum | Existing | Space Heating | Natural Gas | Thermostat - Programmable | A | Cumulative Winter Peak Savings (MW) | Achievable Economic RVT Potential | 0 | 0 | 0 | 0 | 0 | 0 | 0 | 0 | 0 | 0 | 0 | 0 | 0 | 0 | 0 | 0 | 0 | 0 | 0 | 0 | 0 | 0 | 0 | 0 | 0 | 0 | 0 | 0 | 0 | 0 | 0
F10_Industrial_Petroleum_Existing_Space Heating_Natural Gas_Thermostat - Programmable_A_Achievable Economic RVT Potential | F10 | Industrial | Petroleum | Existing | Space Heating | Natural Gas | Thermostat - Programmable | A | Purchases (Incremental) | Achievable Economic RVT Potential | 0 | 0 | 0 | 0 | 0 | 0 | 0 | 0 | 0 | 0 | 0 | 0 | 0 | 0 | 0 | 0 | 0 | 0 | 0 | 0 | 0 | 0 | 0 | 0 | 0 | 0 | 0 | 0 | 0 | 0 | 0
F11_Industrial_Petroleum_Existing_Space Heating_Natural Gas_Thermostat - Programmable_A_Achievable Economic RVT Potential | F11 | Industrial | Petroleum | Existing | Space Heating | Natural Gas | Thermostat - Programmable | A | Purchases (Cumulative) | Achievable Economic RVT Potential | 0 | 0 | 0 | 0 | 0 | 0 | 0 | 0 | 0 | 0 | 0 | 0 | 0 | 0 | 0 | 0 | 0 | 0 | 0 | 0 | 0 | 0 | 0 | 0 | 0 | 0 | 0 | 0 | 0 | 0 | 0
F1_Industrial_Petroleum_Existing_Space Heating_Natural Gas_ENERGY STAR Connected Thermostat_A_Achievable Economic RVT Potential | F1 | Industrial | Petroleum | Existing | Space Heating | Natural Gas | ENERGY STAR Connected Thermostat | A | Integrated Unit Energy Savings (kWh or therms) | Achievable Economic RVT Potential | 0 | 0 | 0 | 0 | 0 | 0.015152 | 0.014883 | 0.014527 | 0.014111 | 0.013638 | 0.013114 | 0.01258 | 0.012058 | 0.011538 | 0.011099 | 0.010688 | 0.01036 | 0.010069 | 0.0098116 | 0.009622 | 0.0094455 | 0.0092923 | 0.009154 | 0.0090397 | 0.0089329 | 0.0088516 | 0.0087804 | 0.0087142 | 0 | 0 | 0
F2_Industrial_Petroleum_Existing_Space Heating_Natural Gas_ENERGY STAR Connected Thermostat_A_Achievable Economic RVT Potential | F2 | Industrial | Petroleum | Existing | Space Heating | Natural Gas | ENERGY STAR Connected Thermostat | A | Integrated Unit Summer Peak Savings (kW) | Achievable Economic RVT Potential | 0 | 0 | 0 | 0 | 0 | 0 | 0 | 0 | 0 | 0 | 0 | 0 | 0 | 0 | 0 | 0 | 0 | 0 | 0 | 0 | 0 | 0 | 0 | 0 | 0 | 0 | 0 | 0 | 0 | 0 | 0
F3_Industrial_Petroleum_Existing_Space Heating_Natural Gas_ENERGY STAR Connected Thermostat_A_Achievable Economic RVT Potential | F3 | Industrial | Petroleum | Existing | Space Heating | Natural Gas | ENERGY STAR Connected Thermostat | A | Integrated Unit Winter Peak Savings (kW) | Achievable Economic RVT Potential | 0 | 0 | 0 | 0 | 0 | 0 | 0 | 0 | 0 | 0 | 0 | 0 | 0 | 0 | 0 | 0 | 0 | 0 | 0 | 0 | 0 | 0 | 0 | 0 | 0 | 0 | 0 | 0 | 0 | 0 | 0
F4_Industrial_Petroleum_Existing_Space Heating_Natural Gas_ENERGY STAR Connected Thermostat_A_Achievable Economic RVT Potential | F4 | Industrial | Petroleum | Existing | Space Heating | Natural Gas | ENERGY STAR Connected Thermostat | A | Incremental Energy Savings (MWh or mTherms) | Achievable Economic RVT Potential | 0 | 0 | 0 | 0 | 0 | 0 | 0 | 0 | 0 | 0 | 0 | 0 | 0 | 0 | 0 | 0 | 0 | 0 | 0 | 0 | 0 | 0 | 0 | 0 | 0 | 0 | 0 | 0 | 0 | 0 | 0
F5_Industrial_Petroleum_Existing_Space Heating_Natural Gas_ENERGY STAR Connected Thermostat_A_Achievable Economic RVT Potential | F5 | Industrial | Petroleum | Existing | Space Heating | Natural Gas | ENERGY STAR Connected Thermostat | A | Incremental Summer Peak Savings (MW) | Achievable Economic RVT Potential | 0 | 0 | 0 | 0 | 0 | 0 | 0 | 0 | 0 | 0 | 0 | 0 | 0 | 0 | 0 | 0 | 0 | 0 | 0 | 0 | 0 | 0 | 0 | 0 | 0 | 0 | 0 | 0 | 0 | 0 | 0
F6_Industrial_Petroleum_Existing_Space Heating_Natural Gas_ENERGY STAR Connected Thermostat_A_Achievable Economic RVT Potential | F6 | Industrial | Petroleum | Existing | Space Heating | Natural Gas | ENERGY STAR Connected Thermostat | A | Incremental Winter Peak Savings (MW) | Achievable Economic RVT Potential | 0 | 0 | 0 | 0 | 0 | 0 | 0 | 0 | 0 | 0 | 0 | 0 | 0 | 0 | 0 | 0 | 0 | 0 | 0 | 0 | 0 | 0 | 0 | 0 | 0 | 0 | 0 | 0 | 0 | 0 | 0
F7_Industrial_Petroleum_Existing_Space Heating_Natural Gas_ENERGY STAR Connected Thermostat_A_Achievable Economic RVT Potential | F7 | Industrial | Petroleum | Existing | Space Heating | Natural Gas | ENERGY STAR Connected Thermostat | A | Cumulative Energy Savings (MWh or mTherms) | Achievable Economic RVT Potential | 0 | 0 | 0 | 0 | 0 | 0 | 0 | 0 | 0 | 0 | 0 | 0 | 0 | 0 | 0 | 0 | 0 | 0 | 0 | 0 | 0 | 0 | 0 | 0 | 0 | 0 | 0 | 0 | 0 | 0 | 0
F8_Industrial_Petroleum_Existing_Space Heating_Natural Gas_ENERGY STAR Connected Thermostat_A_Achievable Economic RVT Potential | F8 | Industrial | Petroleum | Existing | Space Heating | Natural Gas | ENERGY STAR Connected Thermostat | A | Cumulative Summer Peak Savings (MW) | Achievable Economic RVT Potential | 0 | 0 | 0 | 0 | 0 | 0 | 0 | 0 | 0 | 0 | 0 | 0 | 0 | 0 | 0 | 0 | 0 | 0 | 0 | 0 | 0 | 0 | 0 | 0 | 0 | 0 | 0 | 0 | 0 | 0 | 0
F9_Industrial_Petroleum_Existing_Space Heating_Natural Gas_ENERGY STAR Connected Thermostat_A_Achievable Economic RVT Potential | F9 | Industrial | Petroleum | Existing | Space Heating | Natural Gas | ENERGY STAR Connected Thermostat | A | Cumulative Winter Peak Savings (MW) | Achievable Economic RVT Potential | 0 | 0 | 0 | 0 | 0 | 0 | 0 | 0 | 0 | 0 | 0 | 0 | 0 | 0 | 0 | 0 | 0 | 0 | 0 | 0 | 0 | 0 | 0 | 0 | 0 | 0 | 0 | 0 | 0 | 0 | 0
F10_Industrial_Petroleum_Existing_Space Heating_Natural Gas_ENERGY STAR Connected Thermostat_A_Achievable Economic RVT Potential | F10 | Industrial | Petroleum | Existing | Space Heating | Natural Gas | ENERGY STAR Connected Thermostat | A | Purchases (Incremental) | Achievable Economic RVT Potential | 0 | 0 | 0 | 0 | 0 | 0 | 0 | 0 | 0 | 0 | 0 | 0 | 0 | 0 | 0 | 0 | 0 | 0 | 0 | 0 | 0 | 0 | 0 | 0 | 0 | 0 | 0 | 0 | 0 | 0 | 0
F11_Industrial_Petroleum_Existing_Space Heating_Natural Gas_ENERGY STAR Connected Thermostat_A_Achievable Economic RVT Potential | F11 | Industrial | Petroleum | Existing | Space Heating | Natural Gas | ENERGY STAR Connected Thermostat | A | Purchases (Cumulative) | Achievable Economic RVT Potential | 0 | 0 | 0 | 0 | 0 | 0 | 0 | 0 | 0 | 0 | 0 | 0 | 0 | 0 | 0 | 0 | 0 | 0 | 0 | 0 | 0 | 0 | 0 | 0 | 0 | 0 | 0 | 0 | 0 | 0 | 0
F1_Industrial_Petroleum_Existing_Space Heating_Natural Gas_Destratification Fans (HVLS)_A_Achievable Economic RVT Potential | F1 | Industrial | Petroleum | Existing | Space Heating | Natural Gas | Destratification Fans (HVLS) | A | Integrated Unit Energy Savings (kWh or therms) | Achievable Economic RVT Potential | 0 | 0 | 0 | 0 | 0 | 0.015152 | 0.014883 | 0.014527 | 0.014111 | 0.013638 | 0.013114 | 0.01258 | 0.012058 | 0.011538 | 0.011099 | 0.010688 | 0.01036 | 0.010069 | 0.0098116 | 0.009622 | 0.0094455 | 0.0092923 | 0.009154 | 0.0090397 | 0.0089329 | 0.0088516 | 0.0087804 | 0.0087142 | 0 | 0 | 0
F2_Industrial_Petroleum_Existing_Space Heating_Natural Gas_Destratification Fans (HVLS)_A_Achievable Economic RVT Potential | F2 | Industrial | Petroleum | Existing | Space Heating | Natural Gas | Destratification Fans (HVLS) | A | Integrated Unit Summer Peak Savings (kW) | Achievable Economic RVT Potential | 0 | 0 | 0 | 0 | 0 | 0 | 0 | 0 | 0 | 0 | 0 | 0 | 0 | 0 | 0 | 0 | 0 | 0 | 0 | 0 | 0 | 0 | 0 | 0 | 0 | 0 | 0 | 0 | 0 | 0 | 0
F3_Industrial_Petroleum_Existing_Space Heating_Natural Gas_Destratification Fans (HVLS)_A_Achievable Economic RVT Potential | F3 | Industrial | Petroleum | Existing | Space Heating | Natural Gas | Destratification Fans (HVLS) | A | Integrated Unit Winter Peak Savings (kW) | Achievable Economic RVT Potential | 0 | 0 | 0 | 0 | 0 | 0 | 0 | 0 | 0 | 0 | 0 | 0 | 0 | 0 | 0 | 0 | 0 | 0 | 0 | 0 | 0 | 0 | 0 | 0 | 0 | 0 | 0 | 0 | 0 | 0 | 0
F4_Industrial_Petroleum_Existing_Space Heating_Natural Gas_Destratification Fans (HVLS)_A_Achievable Economic RVT Potential | F4 | Industrial | Petroleum | Existing | Space Heating | Natural Gas | Destratification Fans (HVLS) | A | Incremental Energy Savings (MWh or mTherms) | Achievable Economic RVT Potential | 0 | 0 | 0 | 0 | 0 | 0 | 0 | 0 | 0 | 0 | 0 | 0 | 0 | 0 | 0 | 0 | 0 | 0 | 0 | 0 | 0 | 0 | 0 | 0 | 0 | 0 | 0 | 0 | 0 | 0 | 0
F5_Industrial_Petroleum_Existing_Space Heating_Natural Gas_Destratification Fans (HVLS)_A_Achievable Economic RVT Potential | F5 | Industrial | Petroleum | Existing | Space Heating | Natural Gas | Destratification Fans (HVLS) | A | Incremental Summer Peak Savings (MW) | Achievable Economic RVT Potential | 0 | 0 | 0 | 0 | 0 | 0 | 0 | 0 | 0 | 0 | 0 | 0 | 0 | 0 | 0 | 0 | 0 | 0 | 0 | 0 | 0 | 0 | 0 | 0 | 0 | 0 | 0 | 0 | 0 | 0 | 0
F6_Industrial_Petroleum_Existing_Space Heating_Natural Gas_Destratification Fans (HVLS)_A_Achievable Economic RVT Potential | F6 | Industrial | Petroleum | Existing | Space Heating | Natural Gas | Destratification Fans (HVLS) | A | Incremental Winter Peak Savings (MW) | Achievable Economic RVT Potential | 0 | 0 | 0 | 0 | 0 | 0 | 0 | 0 | 0 | 0 | 0 | 0 | 0 | 0 | 0 | 0 | 0 | 0 | 0 | 0 | 0 | 0 | 0 | 0 | 0 | 0 | 0 | 0 | 0 | 0 | 0
F7_Industrial_Petroleum_Existing_Space Heating_Natural Gas_Destratification Fans (HVLS)_A_Achievable Economic RVT Potential | F7 | Industrial | Petroleum | Existing | Space Heating | Natural Gas | Destratification Fans (HVLS) | A | Cumulative Energy Savings (MWh or mTherms) | Achievable Economic RVT Potential | 0 | 0 | 0 | 0 | 0 | 0 | 0 | 0 | 0 | 0 | 0 | 0 | 0 | 0 | 0 | 0 | 0 | 0 | 0 | 0 | 0 | 0 | 0 | 0 | 0 | 0 | 0 | 0 | 0 | 0 | 0
F8_Industrial_Petroleum_Existing_Space Heating_Natural Gas_Destratification Fans (HVLS)_A_Achievable Economic RVT Potential | F8 | Industrial | Petroleum | Existing | Space Heating | Natural Gas | Destratification Fans (HVLS) | A | Cumulative Summer Peak Savings (MW) | Achievable Economic RVT Potential | 0 | 0 | 0 | 0 | 0 | 0 | 0 | 0 | 0 | 0 | 0 | 0 | 0 | 0 | 0 | 0 | 0 | 0 | 0 | 0 | 0 | 0 | 0 | 0 | 0 | 0 | 0 | 0 | 0 | 0 | 0
F9_Industrial_Petroleum_Existing_Space Heating_Natural Gas_Destratification Fans (HVLS)_A_Achievable Economic RVT Potential | F9 | Industrial | Petroleum | Existing | Space Heating | Natural Gas | Destratification Fans (HVLS) | A | Cumulative Winter Peak Savings (MW) | Achievable Economic RVT Potential | 0 | 0 | 0 | 0 | 0 | 0 | 0 | 0 | 0 | 0 | 0 | 0 | 0 | 0 | 0 | 0 | 0 | 0 | 0 | 0 | 0 | 0 | 0 | 0 | 0 | 0 | 0 | 0 | 0 | 0 | 0
F10_Industrial_Petroleum_Existing_Space Heating_Natural Gas_Destratification Fans (HVLS)_A_Achievable Economic RVT Potential | F10 | Industrial | Petroleum | Existing | Space Heating | Natural Gas | Destratification Fans (HVLS) | A | Purchases (Incremental) | Achievable Economic RVT Potential | 0 | 0 | 0 | 0 | 0 | 0 | 0 | 0 | 0 | 0 | 0 | 0 | 0 | 0 | 0 | 0 | 0 | 0 | 0 | 0 | 0 | 0 | 0 | 0 | 0 | 0 | 0 | 0 | 0 | 0 | 0
F11_Industrial_Petroleum_Existing_Space Heating_Natural Gas_Destratification Fans (HVLS)_A_Achievable Economic RVT Potential | F11 | Industrial | Petroleum | Existing | Space Heating | Natural Gas | Destratification Fans (HVLS) | A | Purchases (Cumulative) | Achievable Economic RVT Potential | 0 | 0 | 0 | 0 | 0 | 0 | 0 | 0 | 0 | 0 | 0 | 0 | 0 | 0 | 0 | 0 | 0 | 0 | 0 | 0 | 0 | 0 | 0 | 0 | 0 | 0 | 0 | 0 | 0 | 0 | 0
F1_Industrial_Petroleum_Existing_Space Heating_Natural Gas_Gas Boiler - Insulate Steam Lines/Condensate Tank_A_Achievable Economic RVT Potential | F1 | Industrial | Petroleum | Existing | Space Heating | Natural Gas | Gas Boiler - Insulate Steam Lines/Condensate Tank | A | Integrated Unit Energy Savings (kWh or therms) | Achievable Economic RVT Potential | 0 | 0 | 0 | 0 | 0 | 1137.9062 | 1127.4226 | 1116.7422 | 1105.7334 | 1094.3233 | 1082.4054 | 1070.1175 | 1057.3026 | 1043.5645 | 1029.525 | 1015.2393 | 1001.3478 | 987.4621 | 973.8672 | 961.6136 | 950.0214 | 939.0956 | 929.2542 | 920.3093 | 911.7787 | 905.667 | 900.5238 | 895.8244 | 984.6366 | 980.5921 | 976.9006
F2_Industrial_Petroleum_Existing_Space Heating_Natural Gas_Gas Boiler - Insulate Steam Lines/Condensate Tank_A_Achievable Economic RVT Potential | F2 | Industrial | Petroleum | Existing | Space Heating | Natural Gas | Gas Boiler - Insulate Steam Lines/Condensate Tank | A | Integrated Unit Summer Peak Savings (kW) | Achievable Economic RVT Potential | 0 | 0 | 0 | 0 | 0 | 0 | 0 | 0 | 0 | 0 | 0 | 0 | 0 | 0 | 0 | 0 | 0 | 0 | 0 | 0 | 0 | 0 | 0 | 0 | 0 | 0 | 0 | 0 | 0 | 0 | 0
F3_Industrial_Petroleum_Existing_Space Heating_Natural Gas_Gas Boiler - Insulate Steam Lines/Condensate Tank_A_Achievable Economic RVT Potential | F3 | Industrial | Petroleum | Existing | Space Heating | Natural Gas | Gas Boiler - Insulate Steam Lines/Condensate Tank | A | Integrated Unit Winter Peak Savings (kW) | Achievable Economic RVT Potential | 0 | 0 | 0 | 0 | 0 | 0 | 0 | 0 | 0 | 0 | 0 | 0 | 0 | 0 | 0 | 0 | 0 | 0 | 0 | 0 | 0 | 0 | 0 | 0 | 0 | 0 | 0 | 0 | 0 | 0 | 0
F4_Industrial_Petroleum_Existing_Space Heating_Natural Gas_Gas Boiler - Insulate Steam Lines/Condensate Tank_A_Achievable Economic RVT Potential | F4 | Industrial | Petroleum | Existing | Space Heating | Natural Gas | Gas Boiler - Insulate Steam Lines/Condensate Tank | A | Incremental Energy Savings (MWh or mTherms) | Achievable Economic RVT Potential | 0 | 0 | 0 | 0 | 0 | 0 | 0 | 0 | 0 | 0 | 0 | 0 | 0 | 0 | 0 | 0 | 0 | 0 | 0 | 0 | 0 | 0 | 0 | 0 | 0 | 0 | 0 | 0 | 0 | 0 | 0
F5_Industrial_Petroleum_Existing_Space Heating_Natural Gas_Gas Boiler - Insulate Steam Lines/Condensate Tank_A_Achievable Economic RVT Potential | F5 | Industrial | Petroleum | Existing | Space Heating | Natural Gas | Gas Boiler - Insulate Steam Lines/Condensate Tank | A | Incremental Summer Peak Savings (MW) | Achievable Economic RVT Potential | 0 | 0 | 0 | 0 | 0 | 0 | 0 | 0 | 0 | 0 | 0 | 0 | 0 | 0 | 0 | 0 | 0 | 0 | 0 | 0 | 0 | 0 | 0 | 0 | 0 | 0 | 0 | 0 | 0 | 0 | 0
F6_Industrial_Petroleum_Existing_Space Heating_Natural Gas_Gas Boiler - Insulate Steam Lines/Condensate Tank_A_Achievable Economic RVT Potential | F6 | Industrial | Petroleum | Existing | Space Heating | Natural Gas | Gas Boiler - Insulate Steam Lines/Condensate Tank | A | Incremental Winter Peak Savings (MW) | Achievable Economic RVT Potential | 0 | 0 | 0 | 0 | 0 | 0 | 0 | 0 | 0 | 0 | 0 | 0 | 0 | 0 | 0 | 0 | 0 | 0 | 0 | 0 | 0 | 0 | 0 | 0 | 0 | 0 | 0 | 0 | 0 | 0 | 0
F7_Industrial_Petroleum_Existing_Space Heating_Natural Gas_Gas Boiler - Insulate Steam Lines/Condensate Tank_A_Achievable Economic RVT Potential | F7 | Industrial | Petroleum | Existing | Space Heating | Natural Gas | Gas Boiler - Insulate Steam Lines/Condensate Tank | A | Cumulative Energy Savings (MWh or mTherms) | Achievable Economic RVT Potential | 0 | 0 | 0 | 0 | 0 | 0 | 0 | 0 | 0 | 0 | 0 | 0 | 0 | 0 | 0 | 0 | 0 | 0 | 0 | 0 | 0 | 0 | 0 | 0 | 0 | 0 | 0 | 0 | 0 | 0 | 0
F8_Industrial_Petroleum_Existing_Space Heating_Natural Gas_Gas Boiler - Insulate Steam Lines/Condensate Tank_A_Achievable Economic RVT Potential | F8 | Industrial | Petroleum | Existing | Space Heating | Natural Gas | Gas Boiler - Insulate Steam Lines/Condensate Tank | A | Cumulative Summer Peak Savings (MW) | Achievable Economic RVT Potential | 0 | 0 | 0 | 0 | 0 | 0 | 0 | 0 | 0 | 0 | 0 | 0 | 0 | 0 | 0 | 0 | 0 | 0 | 0 | 0 | 0 | 0 | 0 | 0 | 0 | 0 | 0 | 0 | 0 | 0 | 0
F9_Industrial_Petroleum_Existing_Space Heating_Natural Gas_Gas Boiler - Insulate Steam Lines/Condensate Tank_A_Achievable Economic RVT Potential | F9 | Industrial | Petroleum | Existing | Space Heating | Natural Gas | Gas Boiler - Insulate Steam Lines/Condensate Tank | A | Cumulative Winter Peak Savings (MW) | Achievable Economic RVT Potential | 0 | 0 | 0 | 0 | 0 | 0 | 0 | 0 | 0 | 0 | 0 | 0 | 0 | 0 | 0 | 0 | 0 | 0 | 0 | 0 | 0 | 0 | 0 | 0 | 0 | 0 | 0 | 0 | 0 | 0 | 0
F10_Industrial_Petroleum_Existing_Space Heating_Natural Gas_Gas Boiler - Insulate Steam Lines/Condensate Tank_A_Achievable Economic RVT Potential | F10 | Industrial | Petroleum | Existing | Space Heating | Natural Gas | Gas Boiler - Insulate Steam Lines/Condensate Tank | A | Purchases (Incremental) | Achievable Economic RVT Potential | 0 | 0 | 0 | 0 | 0 | 0 | 0 | 0 | 0 | 0 | 0 | 0 | 0 | 0 | 0 | 0 | 0 | 0 | 0 | 0 | 0 | 0 | 0 | 0 | 0 | 0 | 0 | 0 | 0 | 0 | 0
F11_Industrial_Petroleum_Existing_Space Heating_Natural Gas_Gas Boiler - Insulate Steam Lines/Condensate Tank_A_Achievable Economic RVT Potential | F11 | Industrial | Petroleum | Existing | Space Heating | Natural Gas | Gas Boiler - Insulate Steam Lines/Condensate Tank | A | Purchases (Cumulative) | Achievable Economic RVT Potential | 0 | 0 | 0 | 0 | 0 | 0 | 0 | 0 | 0 | 0 | 0 | 0 | 0 | 0 | 0 | 0 | 0 | 0 | 0 | 0 | 0 | 0 | 0 | 0 | 0 | 0 | 0 | 0 | 0 | 0 | 0
F1_Industrial_Petroleum_Existing_Process_Natural Gas_Gas Boiler - Insulate Steam Lines/Condensate Tank_A_Achievable Economic RVT Potential | F1 | Industrial | Petroleum | Existing | Process | Natural Gas | Gas Boiler - Insulate Steam Lines/Condensate Tank | A | Integrated Unit Energy Savings (kWh or therms) | Achievable Economic RVT Potential | 0 | 0 | 0 | 0 | 0 | 5797.9082 | 5782.845 | 5767.6198 | 5752.5421 | 5737.3827 | 5721.6564 | 5707.6701 | 5694.6292 | 5680.7765 | 5670.1726 | 5658.5374 | 5649.0727 | 5639.4062 | 5629.5 | 5621.6782 | 5613.0725 | 5605.1038 | 5597.1747 | 5589.2813 | 5581.4253 | 5580.7594 | 5580.1477 | 5579.5904 | 5813.0737 | 5813.0737 | 5813.0737
F2_Industrial_Petroleum_Existing_Process_Natural Gas_Gas Boiler - Insulate Steam Lines/Condensate Tank_A_Achievable Economic RVT Potential | F2 | Industrial | Petroleum | Existing | Process | Natural Gas | Gas Boiler - Insulate Steam Lines/Condensate Tank | A | Integrated Unit Summer Peak Savings (kW) | Achievable Economic RVT Potential | 0 | 0 | 0 | 0 | 0 | 0 | 0 | 0 | 0 | 0 | 0 | 0 | 0 | 0 | 0 | 0 | 0 | 0 | 0 | 0 | 0 | 0 | 0 | 0 | 0 | 0 | 0 | 0 | 0 | 0 | 0
F3_Industrial_Petroleum_Existing_Process_Natural Gas_Gas Boiler - Insulate Steam Lines/Condensate Tank_A_Achievable Economic RVT Potential | F3 | Industrial | Petroleum | Existing | Process | Natural Gas | Gas Boiler - Insulate Steam Lines/Condensate Tank | A | Integrated Unit Winter Peak Savings (kW) | Achievable Economic RVT Potential | 0 | 0 | 0 | 0 | 0 | 0 | 0 | 0 | 0 | 0 | 0 | 0 | 0 | 0 | 0 | 0 | 0 | 0 | 0 | 0 | 0 | 0 | 0 | 0 | 0 | 0 | 0 | 0 | 0 | 0 | 0
F4_Industrial_Petroleum_Existing_Process_Natural Gas_Gas Boiler - Insulate Steam Lines/Condensate Tank_A_Achievable Economic RVT Potential | F4 | Industrial | Petroleum | Existing | Process | Natural Gas | Gas Boiler - Insulate Steam Lines/Condensate Tank | A | Incremental Energy Savings (MWh or mTherms) | Achievable Economic RVT Potential | 0 | 0 | 0 | 0 | 0 | 0 | 0 | 0 | 0 | 0 | 0 | 0 | 0 | 0 | 0 | 0 | 0 | 0 | 0 | 0 | 0 | 0 | 0 | 0 | 0 | 0 | 0 | 0 | 0 | 0 | 0
F5_Industrial_Petroleum_Existing_Process_Natural Gas_Gas Boiler - Insulate Steam Lines/Condensate Tank_A_Achievable Economic RVT Potential | F5 | Industrial | Petroleum | Existing | Process | Natural Gas | Gas Boiler - Insulate Steam Lines/Condensate Tank | A | Incremental Summer Peak Savings (MW) | Achievable Economic RVT Potential | 0 | 0 | 0 | 0 | 0 | 0 | 0 | 0 | 0 | 0 | 0 | 0 | 0 | 0 | 0 | 0 | 0 | 0 | 0 | 0 | 0 | 0 | 0 | 0 | 0 | 0 | 0 | 0 | 0 | 0 | 0
F6_Industrial_Petroleum_Existing_Process_Natural Gas_Gas Boiler - Insulate Steam Lines/Condensate Tank_A_Achievable Economic RVT Potential | F6 | Industrial | Petroleum | Existing | Process | Natural Gas | Gas Boiler - Insulate Steam Lines/Condensate Tank | A | Incremental Winter Peak Savings (MW) | Achievable Economic RVT Potential | 0 | 0 | 0 | 0 | 0 | 0 | 0 | 0 | 0 | 0 | 0 | 0 | 0 | 0 | 0 | 0 | 0 | 0 | 0 | 0 | 0 | 0 | 0 | 0 | 0 | 0 | 0 | 0 | 0 | 0 | 0
F7_Industrial_Petroleum_Existing_Process_Natural Gas_Gas Boiler - Insulate Steam Lines/Condensate Tank_A_Achievable Economic RVT Potential | F7 | Industrial | Petroleum | Existing | Process | Natural Gas | Gas Boiler - Insulate Steam Lines/Condensate Tank | A | Cumulative Energy Savings (MWh or mTherms) | Achievable Economic RVT Potential | 0 | 0 | 0 | 0 | 0 | 0 | 0 | 0 | 0 | 0 | 0 | 0 | 0 | 0 | 0 | 0 | 0 | 0 | 0 | 0 | 0 | 0 | 0 | 0 | 0 | 0 | 0 | 0 | 0 | 0 | 0
F8_Industrial_Petroleum_Existing_Process_Natural Gas_Gas Boiler - Insulate Steam Lines/Condensate Tank_A_Achievable Economic RVT Potential | F8 | Industrial | Petroleum | Existing | Process | Natural Gas | Gas Boiler - Insulate Steam Lines/Condensate Tank | A | Cumulative Summer Peak Savings (MW) | Achievable Economic RVT Potential | 0 | 0 | 0 | 0 | 0 | 0 | 0 | 0 | 0 | 0 | 0 | 0 | 0 | 0 | 0 | 0 | 0 | 0 | 0 | 0 | 0 | 0 | 0 | 0 | 0 | 0 | 0 | 0 | 0 | 0 | 0
F9_Industrial_Petroleum_Existing_Process_Natural Gas_Gas Boiler - Insulate Steam Lines/Condensate Tank_A_Achievable Economic RVT Potential | F9 | Industrial | Petroleum | Existing | Process | Natural Gas | Gas Boiler - Insulate Steam Lines/Condensate Tank | A | Cumulative Winter Peak Savings (MW) | Achievable Economic RVT Potential | 0 | 0 | 0 | 0 | 0 | 0 | 0 | 0 | 0 | 0 | 0 | 0 | 0 | 0 | 0 | 0 | 0 | 0 | 0 | 0 | 0 | 0 | 0 | 0 | 0 | 0 | 0 | 0 | 0 | 0 | 0
F10_Industrial_Petroleum_Existing_Process_Natural Gas_Gas Boiler - Insulate Steam Lines/Condensate Tank_A_Achievable Economic RVT Potential | F10 | Industrial | Petroleum | Existing | Process | Natural Gas | Gas Boiler - Insulate Steam Lines/Condensate Tank | A | Purchases (Incremental) | Achievable Economic RVT Potential | 0 | 0 | 0 | 0 | 0 | 0 | 0 | 0 | 0 | 0 | 0 | 0 | 0 | 0 | 0 | 0 | 0 | 0 | 0 | 0 | 0 | 0 | 0 | 0 | 0 | 0 | 0 | 0 | 0 | 0 | 0
F11_Industrial_Petroleum_Existing_Process_Natural Gas_Gas Boiler - Insulate Steam Lines/Condensate Tank_A_Achievable Economic RVT Potential | F11 | Industrial | Petroleum | Existing | Process | Natural Gas | Gas Boiler - Insulate Steam Lines/Condensate Tank | A | Purchases (Cumulative) | Achievable Economic RVT Potential | 0 | 0 | 0 | 0 | 0 | 0 | 0 | 0 | 0 | 0 | 0 | 0 | 0 | 0 | 0 | 0 | 0 | 0 | 0 | 0 | 0 | 0 | 0 | 0 | 0 | 0 | 0 | 0 | 0 | 0 | 0
F1_Industrial_Petroleum_Existing_Space Heating_Natural Gas_Gas Boiler - Insulate Hot Water Lines_A_Achievable Economic RVT Potential | F1 | Industrial | Petroleum | Existing | Space Heating | Natural Gas | Gas Boiler - Insulate Hot Water Lines | A | Integrated Unit Energy Savings (kWh or therms) | Achievable Economic RVT Potential | 0 | 0 | 0 | 0 | 0 | 1287.7287 | 1278.2415 | 1268.7735 | 1259.2296 | 1249.6641 | 1240.2473 | 1230.9485 | 1221.7715 | 1212.6578 | 1203.2966 | 1194.6624 | 1186.3293 | 1178.1829 | 1170.1884 | 1162.317 | 1154.6732 | 1146.7627 | 1139.1143 | 1131.701 | 1124.2479 | 1117.5996 | 1111.5226 | 1105.967 | 1112.949 | 1108.3775 | 1104.205
F2_Industrial_Petroleum_Existing_Space Heating_Natural Gas_Gas Boiler - Insulate Hot Water Lines_A_Achievable Economic RVT Potential | F2 | Industrial | Petroleum | Existing | Space Heating | Natural Gas | Gas Boiler - Insulate Hot Water Lines | A | Integrated Unit Summer Peak Savings (kW) | Achievable Economic RVT Potential | 0 | 0 | 0 | 0 | 0 | 0 | 0 | 0 | 0 | 0 | 0 | 0 | 0 | 0 | 0 | 0 | 0 | 0 | 0 | 0 | 0 | 0 | 0 | 0 | 0 | 0 | 0 | 0 | 0 | 0 | 0
F3_Industrial_Petroleum_Existing_Space Heating_Natural Gas_Gas Boiler - Insulate Hot Water Lines_A_Achievable Economic RVT Potential | F3 | Industrial | Petroleum | Existing | Space Heating | Natural Gas | Gas Boiler - Insulate Hot Water Lines | A | Integrated Unit Winter Peak Savings (kW) | Achievable Economic RVT Potential | 0 | 0 | 0 | 0 | 0 | 0 | 0 | 0 | 0 | 0 | 0 | 0 | 0 | 0 | 0 | 0 | 0 | 0 | 0 | 0 | 0 | 0 | 0 | 0 | 0 | 0 | 0 | 0 | 0 | 0 | 0
F4_Industrial_Petroleum_Existing_Space Heating_Natural Gas_Gas Boiler - Insulate Hot Water Lines_A_Achievable Economic RVT Potential | F4 | Industrial | Petroleum | Existing | Space Heating | Natural Gas | Gas Boiler - Insulate Hot Water Lines | A | Incremental Energy Savings (MWh or mTherms) | Achievable Economic RVT Potential | 0 | 0 | 0 | 0 | 0 | 0 | 0 | 0 | 0 | 0 | 0 | 0 | 0 | 0 | 0 | 0 | 0 | 0 | 0 | 0 | 0 | 0 | 0 | 0 | 0 | 0 | 0 | 0 | 0 | 0 | 0
F5_Industrial_Petroleum_Existing_Space Heating_Natural Gas_Gas Boiler - Insulate Hot Water Lines_A_Achievable Economic RVT Potential | F5 | Industrial | Petroleum | Existing | Space Heating | Natural Gas | Gas Boiler - Insulate Hot Water Lines | A | Incremental Summer Peak Savings (MW) | Achievable Economic RVT Potential | 0 | 0 | 0 | 0 | 0 | 0 | 0 | 0 | 0 | 0 | 0 | 0 | 0 | 0 | 0 | 0 | 0 | 0 | 0 | 0 | 0 | 0 | 0 | 0 | 0 | 0 | 0 | 0 | 0 | 0 | 0
F6_Industrial_Petroleum_Existing_Space Heating_Natural Gas_Gas Boiler - Insulate Hot Water Lines_A_Achievable Economic RVT Potential | F6 | Industrial | Petroleum | Existing | Space Heating | Natural Gas | Gas Boiler - Insulate Hot Water Lines | A | Incremental Winter Peak Savings (MW) | Achievable Economic RVT Potential | 0 | 0 | 0 | 0 | 0 | 0 | 0 | 0 | 0 | 0 | 0 | 0 | 0 | 0 | 0 | 0 | 0 | 0 | 0 | 0 | 0 | 0 | 0 | 0 | 0 | 0 | 0 | 0 | 0 | 0 | 0
F7_Industrial_Petroleum_Existing_Space Heating_Natural Gas_Gas Boiler - Insulate Hot Water Lines_A_Achievable Economic RVT Potential | F7 | Industrial | Petroleum | Existing | Space Heating | Natural Gas | Gas Boiler - Insulate Hot Water Lines | A | Cumulative Energy Savings (MWh or mTherms) | Achievable Economic RVT Potential | 0 | 0 | 0 | 0 | 0 | 0 | 0 | 0 | 0 | 0 | 0 | 0 | 0 | 0 | 0 | 0 | 0 | 0 | 0 | 0 | 0 | 0 | 0 | 0 | 0 | 0 | 0 | 0 | 0 | 0 | 0
F8_Industrial_Petroleum_Existing_Space Heating_Natural Gas_Gas Boiler - Insulate Hot Water Lines_A_Achievable Economic RVT Potential | F8 | Industrial | Petroleum | Existing | Space Heating | Natural Gas | Gas Boiler - Insulate Hot Water Lines | A | Cumulative Summer Peak Savings (MW) | Achievable Economic RVT Potential | 0 | 0 | 0 | 0 | 0 | 0 | 0 | 0 | 0 | 0 | 0 | 0 | 0 | 0 | 0 | 0 | 0 | 0 | 0 | 0 | 0 | 0 | 0 | 0 | 0 | 0 | 0 | 0 | 0 | 0 | 0
F9_Industrial_Petroleum_Existing_Space Heating_Natural Gas_Gas Boiler - Insulate Hot Water Lines_A_Achievable Economic RVT Potential | F9 | Industrial | Petroleum | Existing | Space Heating | Natural Gas | Gas Boiler - Insulate Hot Water Lines | A | Cumulative Winter Peak Savings (MW) | Achievable Economic RVT Potential | 0 | 0 | 0 | 0 | 0 | 0 | 0 | 0 | 0 | 0 | 0 | 0 | 0 | 0 | 0 | 0 | 0 | 0 | 0 | 0 | 0 | 0 | 0 | 0 | 0 | 0 | 0 | 0 | 0 | 0 | 0
F10_Industrial_Petroleum_Existing_Space Heating_Natural Gas_Gas Boiler - Insulate Hot Water Lines_A_Achievable Economic RVT Potential | F10 | Industrial | Petroleum | Existing | Space Heating | Natural Gas | Gas Boiler - Insulate Hot Water Lines | A | Purchases (Incremental) | Achievable Economic RVT Potential | 0 | 0 | 0 | 0 | 0 | 0 | 0 | 0 | 0 | 0 | 0 | 0 | 0 | 0 | 0 | 0 | 0 | 0 | 0 | 0 | 0 | 0 | 0 | 0 | 0 | 0 | 0 | 0 | 0 | 0 | 0
F11_Industrial_Petroleum_Existing_Space Heating_Natural Gas_Gas Boiler - Insulate Hot Water Lines_A_Achievable Economic RVT Potential | F11 | Industrial | Petroleum | Existing | Space Heating | Natural Gas | Gas Boiler - Insulate Hot Water Lines | A | Purchases (Cumulative) | Achievable Economic RVT Potential | 0 | 0 | 0 | 0 | 0 | 0 | 0 | 0 | 0 | 0 | 0 | 0 | 0 | 0 | 0 | 0 | 0 | 0 | 0 | 0 | 0 | 0 | 0 | 0 | 0 | 0 | 0 | 0 | 0 | 0 | 0
F1_Industrial_Petroleum_Existing_Process_Natural Gas_Gas Boiler - Insulate Hot Water Lines_A_Achievable Economic RVT Potential | F1 | Industrial | Petroleum | Existing | Process | Natural Gas | Gas Boiler - Insulate Hot Water Lines | A | Integrated Unit Energy Savings (kWh or therms) | Achievable Economic RVT Potential | 0 | 0 | 0 | 0 | 0 | 6561.4149 | 6552.3219 | 6543.1088 | 6533.929 | 6524.6163 | 6515.1686 | 6507.2968 | 6500.4626 | 6493.6011 | 6489.1194 | 6484.4979 | 6481.5595 | 6478.8826 | 6476.3785 | 6475.1732 | 6473.7028 | 6472.9617 | 6472.2582 | 6471.5837 | 6470.9361 | 6470.6467 | 6470.3808 | 6470.1385 | 6570.6015 | 6570.6015 | 6570.6015
F2_Industrial_Petroleum_Existing_Process_Natural Gas_Gas Boiler - Insulate Hot Water Lines_A_Achievable Economic RVT Potential | F2 | Industrial | Petroleum | Existing | Process | Natural Gas | Gas Boiler - Insulate Hot Water Lines | A | Integrated Unit Summer Peak Savings (kW) | Achievable Economic RVT Potential | 0 | 0 | 0 | 0 | 0 | 0 | 0 | 0 | 0 | 0 | 0 | 0 | 0 | 0 | 0 | 0 | 0 | 0 | 0 | 0 | 0 | 0 | 0 | 0 | 0 | 0 | 0 | 0 | 0 | 0 | 0
F3_Industrial_Petroleum_Existing_Process_Natural Gas_Gas Boiler - Insulate Hot Water Lines_A_Achievable Economic RVT Potential | F3 | Industrial | Petroleum | Existing | Process | Natural Gas | Gas Boiler - Insulate Hot Water Lines | A | Integrated Unit Winter Peak Savings (kW) | Achievable Economic RVT Potential | 0 | 0 | 0 | 0 | 0 | 0 | 0 | 0 | 0 | 0 | 0 | 0 | 0 | 0 | 0 | 0 | 0 | 0 | 0 | 0 | 0 | 0 | 0 | 0 | 0 | 0 | 0 | 0 | 0 | 0 | 0
F4_Industrial_Petroleum_Existing_Process_Natural Gas_Gas Boiler - Insulate Hot Water Lines_A_Achievable Economic RVT Potential | F4 | Industrial | Petroleum | Existing | Process | Natural Gas | Gas Boiler - Insulate Hot Water Lines | A | Incremental Energy Savings (MWh or mTherms) | Achievable Economic RVT Potential | 0 | 0 | 0 | 0 | 0 | 0 | 0 | 0 | 0 | 0 | 0 | 0 | 0 | 0 | 0 | 0 | 0 | 0 | 0 | 0 | 0 | 0 | 0 | 0 | 0 | 0 | 0 | 0 | 0 | 0 | 0
F5_Industrial_Petroleum_Existing_Process_Natural Gas_Gas Boiler - Insulate Hot Water Lines_A_Achievable Economic RVT Potential | F5 | Industrial | Petroleum | Existing | Process | Natural Gas | Gas Boiler - Insulate Hot Water Lines | A | Incremental Summer Peak Savings (MW) | Achievable Economic RVT Potential | 0 | 0 | 0 | 0 | 0 | 0 | 0 | 0 | 0 | 0 | 0 | 0 | 0 | 0 | 0 | 0 | 0 | 0 | 0 | 0 | 0 | 0 | 0 | 0 | 0 | 0 | 0 | 0 | 0 | 0 | 0
F6_Industrial_Petroleum_Existing_Process_Natural Gas_Gas Boiler - Insulate Hot Water Lines_A_Achievable Economic RVT Potential | F6 | Industrial | Petroleum | Existing | Process | Natural Gas | Gas Boiler - Insulate Hot Water Lines | A | Incremental Winter Peak Savings (MW) | Achievable Economic RVT Potential | 0 | 0 | 0 | 0 | 0 | 0 | 0 | 0 | 0 | 0 | 0 | 0 | 0 | 0 | 0 | 0 | 0 | 0 | 0 | 0 | 0 | 0 | 0 | 0 | 0 | 0 | 0 | 0 | 0 | 0 | 0
F7_Industrial_Petroleum_Existing_Process_Natural Gas_Gas Boiler - Insulate Hot Water Lines_A_Achievable Economic RVT Potential | F7 | Industrial | Petroleum | Existing | Process | Natural Gas | Gas Boiler - Insulate Hot Water Lines | A | Cumulative Energy Savings (MWh or mTherms) | Achievable Economic RVT Potential | 0 | 0 | 0 | 0 | 0 | 0 | 0 | 0 | 0 | 0 | 0 | 0 | 0 | 0 | 0 | 0 | 0 | 0 | 0 | 0 | 0 | 0 | 0 | 0 | 0 | 0 | 0 | 0 | 0 | 0 | 0
F8_Industrial_Petroleum_Existing_Process_Natural Gas_Gas Boiler - Insulate Hot Water Lines_A_Achievable Economic RVT Potential | F8 | Industrial | Petroleum | Existing | Process | Natural Gas | Gas Boiler - Insulate Hot Water Lines | A | Cumulative Summer Peak Savings (MW) | Achievable Economic RVT Potential | 0 | 0 | 0 | 0 | 0 | 0 | 0 | 0 | 0 | 0 | 0 | 0 | 0 | 0 | 0 | 0 | 0 | 0 | 0 | 0 | 0 | 0 | 0 | 0 | 0 | 0 | 0 | 0 | 0 | 0 | 0
F9_Industrial_Petroleum_Existing_Process_Natural Gas_Gas Boiler - Insulate Hot Water Lines_A_Achievable Economic RVT Potential | F9 | Industrial | Petroleum | Existing | Process | Natural Gas | Gas Boiler - Insulate Hot Water Lines | A | Cumulative Winter Peak Savings (MW) | Achievable Economic RVT Potential | 0 | 0 | 0 | 0 | 0 | 0 | 0 | 0 | 0 | 0 | 0 | 0 | 0 | 0 | 0 | 0 | 0 | 0 | 0 | 0 | 0 | 0 | 0 | 0 | 0 | 0 | 0 | 0 | 0 | 0 | 0
F10_Industrial_Petroleum_Existing_Process_Natural Gas_Gas Boiler - Insulate Hot Water Lines_A_Achievable Economic RVT Potential | F10 | Industrial | Petroleum | Existing | Process | Natural Gas | Gas Boiler - Insulate Hot Water Lines | A | Purchases (Incremental) | Achievable Economic RVT Potential | 0 | 0 | 0 | 0 | 0 | 0 | 0 | 0 | 0 | 0 | 0 | 0 | 0 | 0 | 0 | 0 | 0 | 0 | 0 | 0 | 0 | 0 | 0 | 0 | 0 | 0 | 0 | 0 | 0 | 0 | 0
F11_Industrial_Petroleum_Existing_Process_Natural Gas_Gas Boiler - Insulate Hot Water Lines_A_Achievable Economic RVT Potential | F11 | Industrial | Petroleum | Existing | Process | Natural Gas | Gas Boiler - Insulate Hot Water Lines | A | Purchases (Cumulative) | Achievable Economic RVT Potential | 0 | 0 | 0 | 0 | 0 | 0 | 0 | 0 | 0 | 0 | 0 | 0 | 0 | 0 | 0 | 0 | 0 | 0 | 0 | 0 | 0 | 0 | 0 | 0 | 0 | 0 | 0 | 0 | 0 | 0 | 0
F1_Industrial_Petroleum_Existing_Process_Natural Gas_Process - Insulate Heated Process Fluids_A_Achievable Economic RVT Potential | F1 | Industrial | Petroleum | Existing | Process | Natural Gas | Process - Insulate Heated Process Fluids | A | Integrated Unit Energy Savings (kWh or therms) | Achievable Economic RVT Potential | 0 | 0 | 0 | 0 | 0 | 11053.5796 | 11047.9014 | 11042.4939 | 11037.334 | 11032.2571 | 11027.2825 | 11023.3633 | 11020.0981 | 11016.7841 | 11014.6884 | 11012.3321 | 11010.6956 | 11009.0287 | 11007.3318 | 11006.2946 | 11005.0771 | 11004.2693 | 11003.4809 | 11002.7111 | 11001.96 | 11001.7916 | 11001.6369 | 11001.4959 | 11059.7224 | 11059.7224 | 11059.7224
F2_Industrial_Petroleum_Existing_Process_Natural Gas_Process - Insulate Heated Process Fluids_A_Achievable Economic RVT Potential | F2 | Industrial | Petroleum | Existing | Process | Natural Gas | Process - Insulate Heated Process Fluids | A | Integrated Unit Summer Peak Savings (kW) | Achievable Economic RVT Potential | 0 | 0 | 0 | 0 | 0 | 0 | 0 | 0 | 0 | 0 | 0 | 0 | 0 | 0 | 0 | 0 | 0 | 0 | 0 | 0 | 0 | 0 | 0 | 0 | 0 | 0 | 0 | 0 | 0 | 0 | 0
F3_Industrial_Petroleum_Existing_Process_Natural Gas_Process - Insulate Heated Process Fluids_A_Achievable Economic RVT Potential | F3 | Industrial | Petroleum | Existing | Process | Natural Gas | Process - Insulate Heated Process Fluids | A | Integrated Unit Winter Peak Savings (kW) | Achievable Economic RVT Potential | 0 | 0 | 0 | 0 | 0 | 0 | 0 | 0 | 0 | 0 | 0 | 0 | 0 | 0 | 0 | 0 | 0 | 0 | 0 | 0 | 0 | 0 | 0 | 0 | 0 | 0 | 0 | 0 | 0 | 0 | 0
F4_Industrial_Petroleum_Existing_Process_Natural Gas_Process - Insulate Heated Process Fluids_A_Achievable Economic RVT Potential | F4 | Industrial | Petroleum | Existing | Process | Natural Gas | Process - Insulate Heated Process Fluids | A | Incremental Energy Savings (MWh or mTherms) | Achievable Economic RVT Potential | 0 | 0 | 0 | 0 | 0 | 0 | 0 | 0 | 0 | 0 | 0 | 0 | 0 | 0 | 0 | 0 | 0 | 0 | 0 | 0 | 0 | 0 | 0 | 0 | 0 | 0 | 0 | 0 | 0 | 0 | 0
F5_Industrial_Petroleum_Existing_Process_Natural Gas_Process - Insulate Heated Process Fluids_A_Achievable Economic RVT Potential | F5 | Industrial | Petroleum | Existing | Process | Natural Gas | Process - Insulate Heated Process Fluids | A | Incremental Summer Peak Savings (MW) | Achievable Economic RVT Potential | 0 | 0 | 0 | 0 | 0 | 0 | 0 | 0 | 0 | 0 | 0 | 0 | 0 | 0 | 0 | 0 | 0 | 0 | 0 | 0 | 0 | 0 | 0 | 0 | 0 | 0 | 0 | 0 | 0 | 0 | 0
F6_Industrial_Petroleum_Existing_Process_Natural Gas_Process - Insulate Heated Process Fluids_A_Achievable Economic RVT Potential | F6 | Industrial | Petroleum | Existing | Process | Natural Gas | Process - Insulate Heated Process Fluids | A | Incremental Winter Peak Savings (MW) | Achievable Economic RVT Potential | 0 | 0 | 0 | 0 | 0 | 0 | 0 | 0 | 0 | 0 | 0 | 0 | 0 | 0 | 0 | 0 | 0 | 0 | 0 | 0 | 0 | 0 | 0 | 0 | 0 | 0 | 0 | 0 | 0 | 0 | 0
F7_Industrial_Petroleum_Existing_Process_Natural Gas_Process - Insulate Heated Process Fluids_A_Achievable Economic RVT Potential | F7 | Industrial | Petroleum | Existing | Process | Natural Gas | Process - Insulate Heated Process Fluids | A | Cumulative Energy Savings (MWh or mTherms) | Achievable Economic RVT Potential | 0 | 0 | 0 | 0 | 0 | 0 | 0 | 0 | 0 | 0 | 0 | 0 | 0 | 0 | 0 | 0 | 0 | 0 | 0 | 0 | 0 | 0 | 0 | 0 | 0 | 0 | 0 | 0 | 0 | 0 | 0
F8_Industrial_Petroleum_Existing_Process_Natural Gas_Process - Insulate Heated Process Fluids_A_Achievable Economic RVT Potential | F8 | Industrial | Petroleum | Existing | Process | Natural Gas | Process - Insulate Heated Process Fluids | A | Cumulative Summer Peak Savings (MW) | Achievable Economic RVT Potential | 0 | 0 | 0 | 0 | 0 | 0 | 0 | 0 | 0 | 0 | 0 | 0 | 0 | 0 | 0 | 0 | 0 | 0 | 0 | 0 | 0 | 0 | 0 | 0 | 0 | 0 | 0 | 0 | 0 | 0 | 0
F9_Industrial_Petroleum_Existing_Process_Natural Gas_Process - Insulate Heated Process Fluids_A_Achievable Economic RVT Potential | F9 | Industrial | Petroleum | Existing | Process | Natural Gas | Process - Insulate Heated Process Fluids | A | Cumulative Winter Peak Savings (MW) | Achievable Economic RVT Potential | 0 | 0 | 0 | 0 | 0 | 0 | 0 | 0 | 0 | 0 | 0 | 0 | 0 | 0 | 0 | 0 | 0 | 0 | 0 | 0 | 0 | 0 | 0 | 0 | 0 | 0 | 0 | 0 | 0 | 0 | 0
F10_Industrial_Petroleum_Existing_Process_Natural Gas_Process - Insulate Heated Process Fluids_A_Achievable Economic RVT Potential | F10 | Industrial | Petroleum | Existing | Process | Natural Gas | Process - Insulate Heated Process Fluids | A | Purchases (Incremental) | Achievable Economic RVT Potential | 0 | 0 | 0 | 0 | 0 | 0 | 0 | 0 | 0 | 0 | 0 | 0 | 0 | 0 | 0 | 0 | 0 | 0 | 0 | 0 | 0 | 0 | 0 | 0 | 0 | 0 | 0 | 0 | 0 | 0 | 0
F11_Industrial_Petroleum_Existing_Process_Natural Gas_Process - Insulate Heated Process Fluids_A_Achievable Economic RVT Potential | F11 | Industrial | Petroleum | Existing | Process | Natural Gas | Process - Insulate Heated Process Fluids | A | Purchases (Cumulative) | Achievable Economic RVT Potential | 0 | 0 | 0 | 0 | 0 | 0 | 0 | 0 | 0 | 0 | 0 | 0 | 0 | 0 | 0 | 0 | 0 | 0 | 0 | 0 | 0 | 0 | 0 | 0 | 0 | 0 | 0 | 0 | 0 | 0 | 0
F1_Industrial_Petroleum_Existing_Process_Natural Gas_Process Heat Recovery_A_Achievable Economic RVT Potential | F1 | Industrial | Petroleum | Existing | Process | Natural Gas | Process Heat Recovery | A | Integrated Unit Energy Savings (kWh or therms) | Achievable Economic RVT Potential | 0 | 0 | 0 | 0 | 0 | 33.6759 | 33.5773 | 33.477 | 33.3769 | 33.2753 | 33.1689 | 33.0729 | 32.9821 | 32.8853 | 32.81 | 32.7278 | 32.6606 | 32.5927 | 32.5239 | 32.47 | 32.4116 | 32.358 | 32.305 | 32.2527 | 32.2007 | 32.1962 | 32.1921 | 32.1883 | 0 | 0 | 0
F2_Industrial_Petroleum_Existing_Process_Natural Gas_Process Heat Recovery_A_Achievable Economic RVT Potential | F2 | Industrial | Petroleum | Existing | Process | Natural Gas | Process Heat Recovery | A | Integrated Unit Summer Peak Savings (kW) | Achievable Economic RVT Potential | 0 | 0 | 0 | 0 | 0 | 0 | 0 | 0 | 0 | 0 | 0 | 0 | 0 | 0 | 0 | 0 | 0 | 0 | 0 | 0 | 0 | 0 | 0 | 0 | 0 | 0 | 0 | 0 | 0 | 0 | 0
F3_Industrial_Petroleum_Existing_Process_Natural Gas_Process Heat Recovery_A_Achievable Economic RVT Potential | F3 | Industrial | Petroleum | Existing | Process | Natural Gas | Process Heat Recovery | A | Integrated Unit Winter Peak Savings (kW) | Achievable Economic RVT Potential | 0 | 0 | 0 | 0 | 0 | 0 | 0 | 0 | 0 | 0 | 0 | 0 | 0 | 0 | 0 | 0 | 0 | 0 | 0 | 0 | 0 | 0 | 0 | 0 | 0 | 0 | 0 | 0 | 0 | 0 | 0
F4_Industrial_Petroleum_Existing_Process_Natural Gas_Process Heat Recovery_A_Achievable Economic RVT Potential | F4 | Industrial | Petroleum | Existing | Process | Natural Gas | Process Heat Recovery | A | Incremental Energy Savings (MWh or mTherms) | Achievable Economic RVT Potential | 0 | 0 | 0 | 0 | 0 | 0 | 0 | 0 | 0 | 0 | 0 | 0 | 0 | 0 | 0 | 0 | 0 | 0 | 0 | 0 | 0 | 0 | 0 | 0 | 0 | 0 | 0 | 0 | 0 | 0 | 0
F5_Industrial_Petroleum_Existing_Process_Natural Gas_Process Heat Recovery_A_Achievable Economic RVT Potential | F5 | Industrial | Petroleum | Existing | Process | Natural Gas | Process Heat Recovery | A | Incremental Summer Peak Savings (MW) | Achievable Economic RVT Potential | 0 | 0 | 0 | 0 | 0 | 0 | 0 | 0 | 0 | 0 | 0 | 0 | 0 | 0 | 0 | 0 | 0 | 0 | 0 | 0 | 0 | 0 | 0 | 0 | 0 | 0 | 0 | 0 | 0 | 0 | 0
F6_Industrial_Petroleum_Existing_Process_Natural Gas_Process Heat Recovery_A_Achievable Economic RVT Potential | F6 | Industrial | Petroleum | Existing | Process | Natural Gas | Process Heat Recovery | A | Incremental Winter Peak Savings (MW) | Achievable Economic RVT Potential | 0 | 0 | 0 | 0 | 0 | 0 | 0 | 0 | 0 | 0 | 0 | 0 | 0 | 0 | 0 | 0 | 0 | 0 | 0 | 0 | 0 | 0 | 0 | 0 | 0 | 0 | 0 | 0 | 0 | 0 | 0
F7_Industrial_Petroleum_Existing_Process_Natural Gas_Process Heat Recovery_A_Achievable Economic RVT Potential | F7 | Industrial | Petroleum | Existing | Process | Natural Gas | Process Heat Recovery | A | Cumulative Energy Savings (MWh or mTherms) | Achievable Economic RVT Potential | 0 | 0 | 0 | 0 | 0 | 0 | 0 | 0 | 0 | 0 | 0 | 0 | 0 | 0 | 0 | 0 | 0 | 0 | 0 | 0 | 0 | 0 | 0 | 0 | 0 | 0 | 0 | 0 | 0 | 0 | 0
F8_Industrial_Petroleum_Existing_Process_Natural Gas_Process Heat Recovery_A_Achievable Economic RVT Potential | F8 | Industrial | Petroleum | Existing | Process | Natural Gas | Process Heat Recovery | A | Cumulative Summer Peak Savings (MW) | Achievable Economic RVT Potential | 0 | 0 | 0 | 0 | 0 | 0 | 0 | 0 | 0 | 0 | 0 | 0 | 0 | 0 | 0 | 0 | 0 | 0 | 0 | 0 | 0 | 0 | 0 | 0 | 0 | 0 | 0 | 0 | 0 | 0 | 0
F9_Industrial_Petroleum_Existing_Process_Natural Gas_Process Heat Recovery_A_Achievable Economic RVT Potential | F9 | Industrial | Petroleum | Existing | Process | Natural Gas | Process Heat Recovery | A | Cumulative Winter Peak Savings (MW) | Achievable Economic RVT Potential | 0 | 0 | 0 | 0 | 0 | 0 | 0 | 0 | 0 | 0 | 0 | 0 | 0 | 0 | 0 | 0 | 0 | 0 | 0 | 0 | 0 | 0 | 0 | 0 | 0 | 0 | 0 | 0 | 0 | 0 | 0
F10_Industrial_Petroleum_Existing_Process_Natural Gas_Process Heat Recovery_A_Achievable Economic RVT Potential | F10 | Industrial | Petroleum | Existing | Process | Natural Gas | Process Heat Recovery | A | Purchases (Incremental) | Achievable Economic RVT Potential | 0 | 0 | 0 | 0 | 0 | 0 | 0 | 0 | 0 | 0 | 0 | 0 | 0 | 0 | 0 | 0 | 0 | 0 | 0 | 0 | 0 | 0 | 0 | 0 | 0 | 0 | 0 | 0 | 0 | 0 | 0
F11_Industrial_Petroleum_Existing_Process_Natural Gas_Process Heat Recovery_A_Achievable Economic RVT Potential | F11 | Industrial | Petroleum | Existing | Process | Natural Gas | Process Heat Recovery | A | Purchases (Cumulative) | Achievable Economic RVT Potential | 0 | 0 | 0 | 0 | 0 | 0 | 0 | 0 | 0 | 0 | 0 | 0 | 0 | 0 | 0 | 0 | 0 | 0 | 0 | 0 | 0 | 0 | 0 | 0 | 0 | 0 | 0 | 0 | 0 | 0 | 0
F1_Industrial_Petroleum_Existing_Space Heating_Natural Gas_Building Automation System_A_Achievable Economic RVT Potential | F1 | Industrial | Petroleum | Existing | Space Heating | Natural Gas | Building Automation System | A | Integrated Unit Energy Savings (kWh or therms) | Achievable Economic RVT Potential | 0 | 0 | 0 | 0 | 0 | 0.015215 | 0.01506 | 0.014875 | 0.014689 | 0.014502 | 0.014316 | 0.014134 | 0.01396 | 0.013793 | 0.013629 | 0.01348 | 0.013342 | 0.01321 | 0.013083 | 0.01296 | 0.012838 | 0.012717 | 0.012594 | 0.012475 | 0.01236 | 0.012267 | 0.01218 | 0.012099 | 0 | 0 | 0
F2_Industrial_Petroleum_Existing_Space Heating_Natural Gas_Building Automation System_A_Achievable Economic RVT Potential | F2 | Industrial | Petroleum | Existing | Space Heating | Natural Gas | Building Automation System | A | Integrated Unit Summer Peak Savings (kW) | Achievable Economic RVT Potential | 0 | 0 | 0 | 0 | 0 | 0 | 0 | 0 | 0 | 0 | 0 | 0 | 0 | 0 | 0 | 0 | 0 | 0 | 0 | 0 | 0 | 0 | 0 | 0 | 0 | 0 | 0 | 0 | 0 | 0 | 0
F3_Industrial_Petroleum_Existing_Space Heating_Natural Gas_Building Automation System_A_Achievable Economic RVT Potential | F3 | Industrial | Petroleum | Existing | Space Heating | Natural Gas | Building Automation System | A | Integrated Unit Winter Peak Savings (kW) | Achievable Economic RVT Potential | 0 | 0 | 0 | 0 | 0 | 0 | 0 | 0 | 0 | 0 | 0 | 0 | 0 | 0 | 0 | 0 | 0 | 0 | 0 | 0 | 0 | 0 | 0 | 0 | 0 | 0 | 0 | 0 | 0 | 0 | 0
F4_Industrial_Petroleum_Existing_Space Heating_Natural Gas_Building Automation System_A_Achievable Economic RVT Potential | F4 | Industrial | Petroleum | Existing | Space Heating | Natural Gas | Building Automation System | A | Incremental Energy Savings (MWh or mTherms) | Achievable Economic RVT Potential | 0 | 0 | 0 | 0 | 0 | 0.00057015 | 0.0011274 | 0.0019656 | 0.0031589 | 0.0047376 | 0.0066135 | 0.0088573 | 0.011318 | 0.013611 | 0.015921 | 0.017499 | 0.018426 | 0.018228 | 0.016867 | 0.014707 | 0.011998 | 0.0090533 | 0.0061845 | 0.0039007 | 0.0025125 | 0 | 0 | 0 | 0 | 0 | 0
F5_Industrial_Petroleum_Existing_Space Heating_Natural Gas_Building Automation System_A_Achievable Economic RVT Potential | F5 | Industrial | Petroleum | Existing | Space Heating | Natural Gas | Building Automation System | A | Incremental Summer Peak Savings (MW) | Achievable Economic RVT Potential | 0 | 0 | 0 | 0 | 0 | 0 | 0 | 0 | 0 | 0 | 0 | 0 | 0 | 0 | 0 | 0 | 0 | 0 | 0 | 0 | 0 | 0 | 0 | 0 | 0 | 0 | 0 | 0 | 0 | 0 | 0
F6_Industrial_Petroleum_Existing_Space Heating_Natural Gas_Building Automation System_A_Achievable Economic RVT Potential | F6 | Industrial | Petroleum | Existing | Space Heating | Natural Gas | Building Automation System | A | Incremental Winter Peak Savings (MW) | Achievable Economic RVT Potential | 0 | 0 | 0 | 0 | 0 | 0 | 0 | 0 | 0 | 0 | 0 | 0 | 0 | 0 | 0 | 0 | 0 | 0 | 0 | 0 | 0 | 0 | 0 | 0 | 0 | 0 | 0 | 0 | 0 | 0 | 0
F7_Industrial_Petroleum_Existing_Space Heating_Natural Gas_Building Automation System_A_Achievable Economic RVT Potential | F7 | Industrial | Petroleum | Existing | Space Heating | Natural Gas | Building Automation System | A | Cumulative Energy Savings (MWh or mTherms) | Achievable Economic RVT Potential | 0 | 0 | 0 | 0 | 0 | 0.00057015 | 0.0016918 | 0.0036366 | 0.0067499 | 0.011402 | 0.017869 | 0.026499 | 0.037492 | 0.050654 | 0.065972 | 0.082751 | 0.10033 | 0.11756 | 0.1333 | 0.14675 | 0.15737 | 0.16494 | 0.16953 | 0.17183 | 0.17276 | 0.17146 | 0.17024 | 0.16911 | 0 | 0 | 0
F8_Industrial_Petroleum_Existing_Space Heating_Natural Gas_Building Automation System_A_Achievable Economic RVT Potential | F8 | Industrial | Petroleum | Existing | Space Heating | Natural Gas | Building Automation System | A | Cumulative Summer Peak Savings (MW) | Achievable Economic RVT Potential | 0 | 0 | 0 | 0 | 0 | 0 | 0 | 0 | 0 | 0 | 0 | 0 | 0 | 0 | 0 | 0 | 0 | 0 | 0 | 0 | 0 | 0 | 0 | 0 | 0 | 0 | 0 | 0 | 0 | 0 | 0
F9_Industrial_Petroleum_Existing_Space Heating_Natural Gas_Building Automation System_A_Achievable Economic RVT Potential | F9 | Industrial | Petroleum | Existing | Space Heating | Natural Gas | Building Automation System | A | Cumulative Winter Peak Savings (MW) | Achievable Economic RVT Potential | 0 | 0 | 0 | 0 | 0 | 0 | 0 | 0 | 0 | 0 | 0 | 0 | 0 | 0 | 0 | 0 | 0 | 0 | 0 | 0 | 0 | 0 | 0 | 0 | 0 | 0 | 0 | 0 | 0 | 0 | 0
F10_Industrial_Petroleum_Existing_Space Heating_Natural Gas_Building Automation System_A_Achievable Economic RVT Potential | F10 | Industrial | Petroleum | Existing | Space Heating | Natural Gas | Building Automation System | A | Purchases (Incremental) | Achievable Economic RVT Potential | 0 | 0 | 0 | 0 | 0 | 37.4721 | 74.8631 | 132.1389 | 215.0582 | 326.6983 | 461.9599 | 626.6751 | 810.7478 | 986.8318 | 1168.1522 | 1298.0927 | 1381.1054 | 1379.8912 | 1289.1773 | 1134.8178 | 934.601 | 711.9152 | 491.0685 | 312.672 | 203.2735 | 0 | 0 | 0 | 0 | 0 | 0
F11_Industrial_Petroleum_Existing_Space Heating_Natural Gas_Building Automation System_A_Achievable Economic RVT Potential | F11 | Industrial | Petroleum | Existing | Space Heating | Natural Gas | Building Automation System | A | Purchases (Cumulative) | Achievable Economic RVT Potential | 0 | 0 | 0 | 0 | 0 | 37.4721 | 112.3351 | 244.474 | 459.5323 | 786.2305 | 1248.1904 | 1874.8655 | 2685.6133 | 3672.4451 | 4840.5973 | 6138.69 | 7519.7955 | 8899.6867 | 10188.8639 | 11323.6818 | 12258.2827 | 12970.1979 | 13461.2664 | 13773.9384 | 13977.2119 | 13977.2119 | 13977.2119 | 13977.2119 | 13977.2119 | 13977.2119 | 13977.2119
F1_Industrial_Petroleum_Existing_Space Heating_Natural Gas_Steam System Efficiency Improvements_A_Achievable Economic RVT Potential | F1 | Industrial | Petroleum | Existing | Space Heating | Natural Gas | Steam System Efficiency Improvements | A | Integrated Unit Energy Savings (kWh or therms) | Achievable Economic RVT Potential | 0 | 0 | 0 | 0 | 0 | 0.137 | 0.1348 | 0.13209 | 0.12882 | 0.12502 | 0.12072 | 0.11629 | 0.11188 | 0.10741 | 0.10365 | 0.10008 | 0.097224 | 0.094672 | 0.092397 | 0.090764 | 0.089247 | 0.087927 | 0.086779 | 0.085847 | 0.084961 | 0.084318 | 0.083772 | 0.083274 | 0.11902 | 0.11854 | 0.11809
F2_Industrial_Petroleum_Existing_Space Heating_Natural Gas_Steam System Efficiency Improvements_A_Achievable Economic RVT Potential | F2 | Industrial | Petroleum | Existing | Space Heating | Natural Gas | Steam System Efficiency Improvements | A | Integrated Unit Summer Peak Savings (kW) | Achievable Economic RVT Potential | 0 | 0 | 0 | 0 | 0 | 0 | 0 | 0 | 0 | 0 | 0 | 0 | 0 | 0 | 0 | 0 | 0 | 0 | 0 | 0 | 0 | 0 | 0 | 0 | 0 | 0 | 0 | 0 | 0 | 0 | 0
F3_Industrial_Petroleum_Existing_Space Heating_Natural Gas_Steam System Efficiency Improvements_A_Achievable Economic RVT Potential | F3 | Industrial | Petroleum | Existing | Space Heating | Natural Gas | Steam System Efficiency Improvements | A | Integrated Unit Winter Peak Savings (kW) | Achievable Economic RVT Potential | 0 | 0 | 0 | 0 | 0 | 0 | 0 | 0 | 0 | 0 | 0 | 0 | 0 | 0 | 0 | 0 | 0 | 0 | 0 | 0 | 0 | 0 | 0 | 0 | 0 | 0 | 0 | 0 | 0 | 0 | 0
F4_Industrial_Petroleum_Existing_Space Heating_Natural Gas_Steam System Efficiency Improvements_A_Achievable Economic RVT Potential | F4 | Industrial | Petroleum | Existing | Space Heating | Natural Gas | Steam System Efficiency Improvements | A | Incremental Energy Savings (MWh or mTherms) | Achievable Economic RVT Potential | 0 | 0 | 0 | 0 | 0 | 0 | 0 | 0 | 0 | 0 | 0 | 0 | 0 | 0 | 0 | 0 | 0 | 0 | 0 | 0 | 0 | 0 | 0 | 0 | 0 | 0 | 0 | 0 | 0 | 0 | 0
F5_Industrial_Petroleum_Existing_Space Heating_Natural Gas_Steam System Efficiency Improvements_A_Achievable Economic RVT Potential | F5 | Industrial | Petroleum | Existing | Space Heating | Natural Gas | Steam System Efficiency Improvements | A | Incremental Summer Peak Savings (MW) | Achievable Economic RVT Potential | 0 | 0 | 0 | 0 | 0 | 0 | 0 | 0 | 0 | 0 | 0 | 0 | 0 | 0 | 0 | 0 | 0 | 0 | 0 | 0 | 0 | 0 | 0 | 0 | 0 | 0 | 0 | 0 | 0 | 0 | 0
F6_Industrial_Petroleum_Existing_Space Heating_Natural Gas_Steam System Efficiency Improvements_A_Achievable Economic RVT Potential | F6 | Industrial | Petroleum | Existing | Space Heating | Natural Gas | Steam System Efficiency Improvements | A | Incremental Winter Peak Savings (MW) | Achievable Economic RVT Potential | 0 | 0 | 0 | 0 | 0 | 0 | 0 | 0 | 0 | 0 | 0 | 0 | 0 | 0 | 0 | 0 | 0 | 0 | 0 | 0 | 0 | 0 | 0 | 0 | 0 | 0 | 0 | 0 | 0 | 0 | 0
F7_Industrial_Petroleum_Existing_Space Heating_Natural Gas_Steam System Efficiency Improvements_A_Achievable Economic RVT Potential | F7 | Industrial | Petroleum | Existing | Space Heating | Natural Gas | Steam System Efficiency Improvements | A | Cumulative Energy Savings (MWh or mTherms) | Achievable Economic RVT Potential | 0 | 0 | 0 | 0 | 0 | 0 | 0 | 0 | 0 | 0 | 0 | 0 | 0 | 0 | 0 | 0 | 0 | 0 | 0 | 0 | 0 | 0 | 0 | 0 | 0 | 0 | 0 | 0 | 0 | 0 | 0
F8_Industrial_Petroleum_Existing_Space Heating_Natural Gas_Steam System Efficiency Improvements_A_Achievable Economic RVT Potential | F8 | Industrial | Petroleum | Existing | Space Heating | Natural Gas | Steam System Efficiency Improvements | A | Cumulative Summer Peak Savings (MW) | Achievable Economic RVT Potential | 0 | 0 | 0 | 0 | 0 | 0 | 0 | 0 | 0 | 0 | 0 | 0 | 0 | 0 | 0 | 0 | 0 | 0 | 0 | 0 | 0 | 0 | 0 | 0 | 0 | 0 | 0 | 0 | 0 | 0 | 0
F9_Industrial_Petroleum_Existing_Space Heating_Natural Gas_Steam System Efficiency Improvements_A_Achievable Economic RVT Potential | F9 | Industrial | Petroleum | Existing | Space Heating | Natural Gas | Steam System Efficiency Improvements | A | Cumulative Winter Peak Savings (MW) | Achievable Economic RVT Potential | 0 | 0 | 0 | 0 | 0 | 0 | 0 | 0 | 0 | 0 | 0 | 0 | 0 | 0 | 0 | 0 | 0 | 0 | 0 | 0 | 0 | 0 | 0 | 0 | 0 | 0 | 0 | 0 | 0 | 0 | 0
F10_Industrial_Petroleum_Existing_Space Heating_Natural Gas_Steam System Efficiency Improvements_A_Achievable Economic RVT Potential | F10 | Industrial | Petroleum | Existing | Space Heating | Natural Gas | Steam System Efficiency Improvements | A | Purchases (Incremental) | Achievable Economic RVT Potential | 0 | 0 | 0 | 0 | 0 | 0 | 0 | 0 | 0 | 0 | 0 | 0 | 0 | 0 | 0 | 0 | 0 | 0 | 0 | 0 | 0 | 0 | 0 | 0 | 0 | 0 | 0 | 0 | 0 | 0 | 0
F11_Industrial_Petroleum_Existing_Space Heating_Natural Gas_Steam System Efficiency Improvements_A_Achievable Economic RVT Potential | F11 | Industrial | Petroleum | Existing | Space Heating | Natural Gas | Steam System Efficiency Improvements | A | Purchases (Cumulative) | Achievable Economic RVT Potential | 0 | 0 | 0 | 0 | 0 | 0 | 0 | 0 | 0 | 0 | 0 | 0 | 0 | 0 | 0 | 0 | 0 | 0 | 0 | 0 | 0 | 0 | 0 | 0 | 0 | 0 | 0 | 0 | 0 | 0 | 0
F1_Industrial_Petroleum_Existing_Process_Natural Gas_Steam System Efficiency Improvements_A_Achievable Economic RVT Potential | F1 | Industrial | Petroleum | Existing | Process | Natural Gas | Steam System Efficiency Improvements | A | Integrated Unit Energy Savings (kWh or therms) | Achievable Economic RVT Potential | 0 | 0 | 0 | 0 | 0 | 0.70063 | 0.69858 | 0.69649 | 0.69441 | 0.69229 | 0.69008 | 0.68808 | 0.68619 | 0.68418 | 0.68261 | 0.6809 | 0.6795 | 0.67809 | 0.67666 | 0.67554 | 0.67432 | 0.67321 | 0.67211 | 0.67102 | 0.66994 | 0.66984 | 0.66976 | 0.66968 | 0.70269 | 0.70269 | 0.70269
F2_Industrial_Petroleum_Existing_Process_Natural Gas_Steam System Efficiency Improvements_A_Achievable Economic RVT Potential | F2 | Industrial | Petroleum | Existing | Process | Natural Gas | Steam System Efficiency Improvements | A | Integrated Unit Summer Peak Savings (kW) | Achievable Economic RVT Potential | 0 | 0 | 0 | 0 | 0 | 0 | 0 | 0 | 0 | 0 | 0 | 0 | 0 | 0 | 0 | 0 | 0 | 0 | 0 | 0 | 0 | 0 | 0 | 0 | 0 | 0 | 0 | 0 | 0 | 0 | 0
F3_Industrial_Petroleum_Existing_Process_Natural Gas_Steam System Efficiency Improvements_A_Achievable Economic RVT Potential | F3 | Industrial | Petroleum | Existing | Process | Natural Gas | Steam System Efficiency Improvements | A | Integrated Unit Winter Peak Savings (kW) | Achievable Economic RVT Potential | 0 | 0 | 0 | 0 | 0 | 0 | 0 | 0 | 0 | 0 | 0 | 0 | 0 | 0 | 0 | 0 | 0 | 0 | 0 | 0 | 0 | 0 | 0 | 0 | 0 | 0 | 0 | 0 | 0 | 0 | 0
F4_Industrial_Petroleum_Existing_Process_Natural Gas_Steam System Efficiency Improvements_A_Achievable Economic RVT Potential | F4 | Industrial | Petroleum | Existing | Process | Natural Gas | Steam System Efficiency Improvements | A | Incremental Energy Savings (MWh or mTherms) | Achievable Economic RVT Potential | 0 | 0 | 0 | 0 | 0 | 0 | 0 | 0 | 0 | 0 | 0 | 0 | 0 | 0 | 0 | 0 | 0 | 0 | 0 | 0 | 0 | 0 | 0 | 0 | 0 | 0 | 0 | 0 | 0 | 0 | 0
F5_Industrial_Petroleum_Existing_Process_Natural Gas_Steam System Efficiency Improvements_A_Achievable Economic RVT Potential | F5 | Industrial | Petroleum | Existing | Process | Natural Gas | Steam System Efficiency Improvements | A | Incremental Summer Peak Savings (MW) | Achievable Economic RVT Potential | 0 | 0 | 0 | 0 | 0 | 0 | 0 | 0 | 0 | 0 | 0 | 0 | 0 | 0 | 0 | 0 | 0 | 0 | 0 | 0 | 0 | 0 | 0 | 0 | 0 | 0 | 0 | 0 | 0 | 0 | 0
F6_Industrial_Petroleum_Existing_Process_Natural Gas_Steam System Efficiency Improvements_A_Achievable Economic RVT Potential | F6 | Industrial | Petroleum | Existing | Process | Natural Gas | Steam System Efficiency Improvements | A | Incremental Winter Peak Savings (MW) | Achievable Economic RVT Potential | 0 | 0 | 0 | 0 | 0 | 0 | 0 | 0 | 0 | 0 | 0 | 0 | 0 | 0 | 0 | 0 | 0 | 0 | 0 | 0 | 0 | 0 | 0 | 0 | 0 | 0 | 0 | 0 | 0 | 0 | 0
F7_Industrial_Petroleum_Existing_Process_Natural Gas_Steam System Efficiency Improvements_A_Achievable Economic RVT Potential | F7 | Industrial | Petroleum | Existing | Process | Natural Gas | Steam System Efficiency Improvements | A | Cumulative Energy Savings (MWh or mTherms) | Achievable Economic RVT Potential | 0 | 0 | 0 | 0 | 0 | 0 | 0 | 0 | 0 | 0 | 0 | 0 | 0 | 0 | 0 | 0 | 0 | 0 | 0 | 0 | 0 | 0 | 0 | 0 | 0 | 0 | 0 | 0 | 0 | 0 | 0
F8_Industrial_Petroleum_Existing_Process_Natural Gas_Steam System Efficiency Improvements_A_Achievable Economic RVT Potential | F8 | Industrial | Petroleum | Existing | Process | Natural Gas | Steam System Efficiency Improvements | A | Cumulative Summer Peak Savings (MW) | Achievable Economic RVT Potential | 0 | 0 | 0 | 0 | 0 | 0 | 0 | 0 | 0 | 0 | 0 | 0 | 0 | 0 | 0 | 0 | 0 | 0 | 0 | 0 | 0 | 0 | 0 | 0 | 0 | 0 | 0 | 0 | 0 | 0 | 0
F9_Industrial_Petroleum_Existing_Process_Natural Gas_Steam System Efficiency Improvements_A_Achievable Economic RVT Potential | F9 | Industrial | Petroleum | Existing | Process | Natural Gas | Steam System Efficiency Improvements | A | Cumulative Winter Peak Savings (MW) | Achievable Economic RVT Potential | 0 | 0 | 0 | 0 | 0 | 0 | 0 | 0 | 0 | 0 | 0 | 0 | 0 | 0 | 0 | 0 | 0 | 0 | 0 | 0 | 0 | 0 | 0 | 0 | 0 | 0 | 0 | 0 | 0 | 0 | 0
F10_Industrial_Petroleum_Existing_Process_Natural Gas_Steam System Efficiency Improvements_A_Achievable Economic RVT Potential | F10 | Industrial | Petroleum | Existing | Process | Natural Gas | Steam System Efficiency Improvements | A | Purchases (Incremental) | Achievable Economic RVT Potential | 0 | 0 | 0 | 0 | 0 | 0 | 0 | 0 | 0 | 0 | 0 | 0 | 0 | 0 | 0 | 0 | 0 | 0 | 0 | 0 | 0 | 0 | 0 | 0 | 0 | 0 | 0 | 0 | 0 | 0 | 0
F11_Industrial_Petroleum_Existing_Process_Natural Gas_Steam System Efficiency Improvements_A_Achievable Economic RVT Potential | F11 | Industrial | Petroleum | Existing | Process | Natural Gas | Steam System Efficiency Improvements | A | Purchases (Cumulative) | Achievable Economic RVT Potential | 0 | 0 | 0 | 0 | 0 | 0 | 0 | 0 | 0 | 0 | 0 | 0 | 0 | 0 | 0 | 0 | 0 | 0 | 0 | 0 | 0 | 0 | 0 | 0 | 0 | 0 | 0 | 0 | 0 | 0 | 0
F1_Industrial_Petroleum_Existing_Space Heating_Natural Gas_Strategic Energy Management_A_Achievable Economic RVT Potential | F1 | Industrial | Petroleum | Existing | Space Heating | Natural Gas | Strategic Energy Management | A | Integrated Unit Energy Savings (kWh or therms) | Achievable Economic RVT Potential | 0 | 0 | 0 | 0 | 0 | 797.0456 | 789.5674 | 780.5322 | 771.374 | 762.1692 | 753.0926 | 744.1238 | 735.6128 | 727.4749 | 719.3917 | 712.1894 | 705.4604 | 699.0961 | 693.0515 | 687.0622 | 681.221 | 675.3877 | 669.4535 | 663.7373 | 658.1898 | 653.2677 | 648.6737 | 644.3852 | 0 | 0 | 0
F2_Industrial_Petroleum_Existing_Space Heating_Natural Gas_Strategic Energy Management_A_Achievable Economic RVT Potential | F2 | Industrial | Petroleum | Existing | Space Heating | Natural Gas | Strategic Energy Management | A | Integrated Unit Summer Peak Savings (kW) | Achievable Economic RVT Potential | 0 | 0 | 0 | 0 | 0 | 0 | 0 | 0 | 0 | 0 | 0 | 0 | 0 | 0 | 0 | 0 | 0 | 0 | 0 | 0 | 0 | 0 | 0 | 0 | 0 | 0 | 0 | 0 | 0 | 0 | 0
F3_Industrial_Petroleum_Existing_Space Heating_Natural Gas_Strategic Energy Management_A_Achievable Economic RVT Potential | F3 | Industrial | Petroleum | Existing | Space Heating | Natural Gas | Strategic Energy Management | A | Integrated Unit Winter Peak Savings (kW) | Achievable Economic RVT Potential | 0 | 0 | 0 | 0 | 0 | 0 | 0 | 0 | 0 | 0 | 0 | 0 | 0 | 0 | 0 | 0 | 0 | 0 | 0 | 0 | 0 | 0 | 0 | 0 | 0 | 0 | 0 | 0 | 0 | 0 | 0
F4_Industrial_Petroleum_Existing_Space Heating_Natural Gas_Strategic Energy Management_A_Achievable Economic RVT Potential | F4 | Industrial | Petroleum | Existing | Space Heating | Natural Gas | Strategic Energy Management | A | Incremental Energy Savings (MWh or mTherms) | Achievable Economic RVT Potential | 0 | 0 | 0 | 0 | 0 | 0 | 0 | 0 | 0 | 0 | 0 | 0 | 0 | 0 | 0 | 0 | 0 | 0 | 0 | 0 | 0 | 0 | 0 | 0 | 0 | 0 | 0 | 0 | 0 | 0 | 0
F5_Industrial_Petroleum_Existing_Space Heating_Natural Gas_Strategic Energy Management_A_Achievable Economic RVT Potential | F5 | Industrial | Petroleum | Existing | Space Heating | Natural Gas | Strategic Energy Management | A | Incremental Summer Peak Savings (MW) | Achievable Economic RVT Potential | 0 | 0 | 0 | 0 | 0 | 0 | 0 | 0 | 0 | 0 | 0 | 0 | 0 | 0 | 0 | 0 | 0 | 0 | 0 | 0 | 0 | 0 | 0 | 0 | 0 | 0 | 0 | 0 | 0 | 0 | 0
F6_Industrial_Petroleum_Existing_Space Heating_Natural Gas_Strategic Energy Management_A_Achievable Economic RVT Potential | F6 | Industrial | Petroleum | Existing | Space Heating | Natural Gas | Strategic Energy Management | A | Incremental Winter Peak Savings (MW) | Achievable Economic RVT Potential | 0 | 0 | 0 | 0 | 0 | 0 | 0 | 0 | 0 | 0 | 0 | 0 | 0 | 0 | 0 | 0 | 0 | 0 | 0 | 0 | 0 | 0 | 0 | 0 | 0 | 0 | 0 | 0 | 0 | 0 | 0
F7_Industrial_Petroleum_Existing_Space Heating_Natural Gas_Strategic Energy Management_A_Achievable Economic RVT Potential | F7 | Industrial | Petroleum | Existing | Space Heating | Natural Gas | Strategic Energy Management | A | Cumulative Energy Savings (MWh or mTherms) | Achievable Economic RVT Potential | 0 | 0 | 0 | 0 | 0 | 0 | 0 | 0 | 0 | 0 | 0 | 0 | 0 | 0 | 0 | 0 | 0 | 0 | 0 | 0 | 0 | 0 | 0 | 0 | 0 | 0 | 0 | 0 | 0 | 0 | 0
F8_Industrial_Petroleum_Existing_Space Heating_Natural Gas_Strategic Energy Management_A_Achievable Economic RVT Potential | F8 | Industrial | Petroleum | Existing | Space Heating | Natural Gas | Strategic Energy Management | A | Cumulative Summer Peak Savings (MW) | Achievable Economic RVT Potential | 0 | 0 | 0 | 0 | 0 | 0 | 0 | 0 | 0 | 0 | 0 | 0 | 0 | 0 | 0 | 0 | 0 | 0 | 0 | 0 | 0 | 0 | 0 | 0 | 0 | 0 | 0 | 0 | 0 | 0 | 0
F9_Industrial_Petroleum_Existing_Space Heating_Natural Gas_Strategic Energy Management_A_Achievable Economic RVT Potential | F9 | Industrial | Petroleum | Existing | Space Heating | Natural Gas | Strategic Energy Management | A | Cumulative Winter Peak Savings (MW) | Achievable Economic RVT Potential | 0 | 0 | 0 | 0 | 0 | 0 | 0 | 0 | 0 | 0 | 0 | 0 | 0 | 0 | 0 | 0 | 0 | 0 | 0 | 0 | 0 | 0 | 0 | 0 | 0 | 0 | 0 | 0 | 0 | 0 | 0
F10_Industrial_Petroleum_Existing_Space Heating_Natural Gas_Strategic Energy Management_A_Achievable Economic RVT Potential | F10 | Industrial | Petroleum | Existing | Space Heating | Natural Gas | Strategic Energy Management | A | Purchases (Incremental) | Achievable Economic RVT Potential | 0 | 0 | 0 | 0 | 0 | 0 | 0 | 0 | 0 | 0 | 0 | 0 | 0 | 0 | 0 | 0 | 0 | 0 | 0 | 0 | 0 | 0 | 0 | 0 | 0 | 0 | 0 | 0 | 0 | 0 | 0
F11_Industrial_Petroleum_Existing_Space Heating_Natural Gas_Strategic Energy Management_A_Achievable Economic RVT Potential | F11 | Industrial | Petroleum | Existing | Space Heating | Natural Gas | Strategic Energy Management | A | Purchases (Cumulative) | Achievable Economic RVT Potential | 0 | 0 | 0 | 0 | 0 | 0 | 0 | 0 | 0 | 0 | 0 | 0 | 0 | 0 | 0 | 0 | 0 | 0 | 0 | 0 | 0 | 0 | 0 | 0 | 0 | 0 | 0 | 0 | 0 | 0 | 0
F1_Industrial_Petroleum_Existing_Process_Natural Gas_Strategic Energy Management_A_Achievable Economic RVT Potential | F1 | Industrial | Petroleum | Existing | Process | Natural Gas | Strategic Energy Management | A | Integrated Unit Energy Savings (kWh or therms) | Achievable Economic RVT Potential | 0 | 0 | 0 | 0 | 0 | 767.6682 | 766.3048 | 764.9249 | 763.5537 | 762.1683 | 760.7478 | 759.5264 | 758.4275 | 757.2915 | 756.4827 | 755.6186 | 754.9805 | 754.3543 | 753.7313 | 753.3002 | 752.8144 | 752.4134 | 752.0169 | 751.6241 | 751.2348 | 751.1833 | 751.1359 | 751.0928 | 0 | 0 | 0
F2_Industrial_Petroleum_Existing_Process_Natural Gas_Strategic Energy Management_A_Achievable Economic RVT Potential | F2 | Industrial | Petroleum | Existing | Process | Natural Gas | Strategic Energy Management | A | Integrated Unit Summer Peak Savings (kW) | Achievable Economic RVT Potential | 0 | 0 | 0 | 0 | 0 | 0 | 0 | 0 | 0 | 0 | 0 | 0 | 0 | 0 | 0 | 0 | 0 | 0 | 0 | 0 | 0 | 0 | 0 | 0 | 0 | 0 | 0 | 0 | 0 | 0 | 0
F3_Industrial_Petroleum_Existing_Process_Natural Gas_Strategic Energy Management_A_Achievable Economic RVT Potential | F3 | Industrial | Petroleum | Existing | Process | Natural Gas | Strategic Energy Management | A | Integrated Unit Winter Peak Savings (kW) | Achievable Economic RVT Potential | 0 | 0 | 0 | 0 | 0 | 0 | 0 | 0 | 0 | 0 | 0 | 0 | 0 | 0 | 0 | 0 | 0 | 0 | 0 | 0 | 0 | 0 | 0 | 0 | 0 | 0 | 0 | 0 | 0 | 0 | 0
F4_Industrial_Petroleum_Existing_Process_Natural Gas_Strategic Energy Management_A_Achievable Economic RVT Potential | F4 | Industrial | Petroleum | Existing | Process | Natural Gas | Strategic Energy Management | A | Incremental Energy Savings (MWh or mTherms) | Achievable Economic RVT Potential | 0 | 0 | 0 | 0 | 0 | 0 | 0 | 0 | 0 | 0 | 0 | 0 | 0 | 0 | 0 | 0 | 0 | 0 | 0 | 0 | 0 | 0 | 0 | 0 | 0 | 0 | 0 | 0 | 0 | 0 | 0
F5_Industrial_Petroleum_Existing_Process_Natural Gas_Strategic Energy Management_A_Achievable Economic RVT Potential | F5 | Industrial | Petroleum | Existing | Process | Natural Gas | Strategic Energy Management | A | Incremental Summer Peak Savings (MW) | Achievable Economic RVT Potential | 0 | 0 | 0 | 0 | 0 | 0 | 0 | 0 | 0 | 0 | 0 | 0 | 0 | 0 | 0 | 0 | 0 | 0 | 0 | 0 | 0 | 0 | 0 | 0 | 0 | 0 | 0 | 0 | 0 | 0 | 0
F6_Industrial_Petroleum_Existing_Process_Natural Gas_Strategic Energy Management_A_Achievable Economic RVT Potential | F6 | Industrial | Petroleum | Existing | Process | Natural Gas | Strategic Energy Management | A | Incremental Winter Peak Savings (MW) | Achievable Economic RVT Potential | 0 | 0 | 0 | 0 | 0 | 0 | 0 | 0 | 0 | 0 | 0 | 0 | 0 | 0 | 0 | 0 | 0 | 0 | 0 | 0 | 0 | 0 | 0 | 0 | 0 | 0 | 0 | 0 | 0 | 0 | 0
F7_Industrial_Petroleum_Existing_Process_Natural Gas_Strategic Energy Management_A_Achievable Economic RVT Potential | F7 | Industrial | Petroleum | Existing | Process | Natural Gas | Strategic Energy Management | A | Cumulative Energy Savings (MWh or mTherms) | Achievable Economic RVT Potential | 0 | 0 | 0 | 0 | 0 | 0 | 0 | 0 | 0 | 0 | 0 | 0 | 0 | 0 | 0 | 0 | 0 | 0 | 0 | 0 | 0 | 0 | 0 | 0 | 0 | 0 | 0 | 0 | 0 | 0 | 0
F8_Industrial_Petroleum_Existing_Process_Natural Gas_Strategic Energy Management_A_Achievable Economic RVT Potential | F8 | Industrial | Petroleum | Existing | Process | Natural Gas | Strategic Energy Management | A | Cumulative Summer Peak Savings (MW) | Achievable Economic RVT Potential | 0 | 0 | 0 | 0 | 0 | 0 | 0 | 0 | 0 | 0 | 0 | 0 | 0 | 0 | 0 | 0 | 0 | 0 | 0 | 0 | 0 | 0 | 0 | 0 | 0 | 0 | 0 | 0 | 0 | 0 | 0
F9_Industrial_Petroleum_Existing_Process_Natural Gas_Strategic Energy Management_A_Achievable Economic RVT Potential | F9 | Industrial | Petroleum | Existing | Process | Natural Gas | Strategic Energy Management | A | Cumulative Winter Peak Savings (MW) | Achievable Economic RVT Potential | 0 | 0 | 0 | 0 | 0 | 0 | 0 | 0 | 0 | 0 | 0 | 0 | 0 | 0 | 0 | 0 | 0 | 0 | 0 | 0 | 0 | 0 | 0 | 0 | 0 | 0 | 0 | 0 | 0 | 0 | 0
F10_Industrial_Petroleum_Existing_Process_Natural Gas_Strategic Energy Management_A_Achievable Economic RVT Potential | F10 | Industrial | Petroleum | Existing | Process | Natural Gas | Strategic Energy Management | A | Purchases (Incremental) | Achievable Economic RVT Potential | 0 | 0 | 0 | 0 | 0 | 0 | 0 | 0 | 0 | 0 | 0 | 0 | 0 | 0 | 0 | 0 | 0 | 0 | 0 | 0 | 0 | 0 | 0 | 0 | 0 | 0 | 0 | 0 | 0 | 0 | 0
F11_Industrial_Petroleum_Existing_Process_Natural Gas_Strategic Energy Management_A_Achievable Economic RVT Potential | F11 | Industrial | Petroleum | Existing | Process | Natural Gas | Strategic Energy Management | A | Purchases (Cumulative) | Achievable Economic RVT Potential | 0 | 0 | 0 | 0 | 0 | 0 | 0 | 0 | 0 | 0 | 0 | 0 | 0 | 0 | 0 | 0 | 0 | 0 | 0 | 0 | 0 | 0 | 0 | 0 | 0 | 0 | 0 | 0 | 0 | 0 | 0
F1_Industrial_Petroleum_Existing_Miscellaneous_Natural Gas_Strategic Energy Management_A_Achievable Economic RVT Potential | F1 | Industrial | Petroleum | Existing | Miscellaneous | Natural Gas | Strategic Energy Management | A | Integrated Unit Energy Savings (kWh or therms) | Achievable Economic RVT Potential | 0 | 0 | 0 | 0 | 0 | 160.7723 | 160.7723 | 160.7723 | 160.7723 | 160.7723 | 160.7723 | 160.7723 | 160.7723 | 160.7723 | 160.7723 | 160.7723 | 160.7723 | 160.7723 | 160.7723 | 160.7723 | 160.7723 | 160.7723 | 160.7723 | 160.7723 | 160.7723 | 160.7723 | 160.7723 | 160.7723 | 0 | 0 | 0
F2_Industrial_Petroleum_Existing_Miscellaneous_Natural Gas_Strategic Energy Management_A_Achievable Economic RVT Potential | F2 | Industrial | Petroleum | Existing | Miscellaneous | Natural Gas | Strategic Energy Management | A | Integrated Unit Summer Peak Savings (kW) | Achievable Economic RVT Potential | 0 | 0 | 0 | 0 | 0 | 0 | 0 | 0 | 0 | 0 | 0 | 0 | 0 | 0 | 0 | 0 | 0 | 0 | 0 | 0 | 0 | 0 | 0 | 0 | 0 | 0 | 0 | 0 | 0 | 0 | 0
F3_Industrial_Petroleum_Existing_Miscellaneous_Natural Gas_Strategic Energy Management_A_Achievable Economic RVT Potential | F3 | Industrial | Petroleum | Existing | Miscellaneous | Natural Gas | Strategic Energy Management | A | Integrated Unit Winter Peak Savings (kW) | Achievable Economic RVT Potential | 0 | 0 | 0 | 0 | 0 | 0 | 0 | 0 | 0 | 0 | 0 | 0 | 0 | 0 | 0 | 0 | 0 | 0 | 0 | 0 | 0 | 0 | 0 | 0 | 0 | 0 | 0 | 0 | 0 | 0 | 0
F4_Industrial_Petroleum_Existing_Miscellaneous_Natural Gas_Strategic Energy Management_A_Achievable Economic RVT Potential | F4 | Industrial | Petroleum | Existing | Miscellaneous | Natural Gas | Strategic Energy Management | A | Incremental Energy Savings (MWh or mTherms) | Achievable Economic RVT Potential | 0 | 0 | 0 | 0 | 0 | 0 | 0 | 0 | 0 | 0 | 0 | 0 | 0 | 0 | 0 | 0 | 0 | 0 | 0 | 0 | 0 | 0 | 0 | 0 | 0 | 0 | 0 | 0 | 0 | 0 | 0
F5_Industrial_Petroleum_Existing_Miscellaneous_Natural Gas_Strategic Energy Management_A_Achievable Economic RVT Potential | F5 | Industrial | Petroleum | Existing | Miscellaneous | Natural Gas | Strategic Energy Management | A | Incremental Summer Peak Savings (MW) | Achievable Economic RVT Potential | 0 | 0 | 0 | 0 | 0 | 0 | 0 | 0 | 0 | 0 | 0 | 0 | 0 | 0 | 0 | 0 | 0 | 0 | 0 | 0 | 0 | 0 | 0 | 0 | 0 | 0 | 0 | 0 | 0 | 0 | 0
F6_Industrial_Petroleum_Existing_Miscellaneous_Natural Gas_Strategic Energy Management_A_Achievable Economic RVT Potential | F6 | Industrial | Petroleum | Existing | Miscellaneous | Natural Gas | Strategic Energy Management | A | Incremental Winter Peak Savings (MW) | Achievable Economic RVT Potential | 0 | 0 | 0 | 0 | 0 | 0 | 0 | 0 | 0 | 0 | 0 | 0 | 0 | 0 | 0 | 0 | 0 | 0 | 0 | 0 | 0 | 0 | 0 | 0 | 0 | 0 | 0 | 0 | 0 | 0 | 0
F7_Industrial_Petroleum_Existing_Miscellaneous_Natural Gas_Strategic Energy Management_A_Achievable Economic RVT Potential | F7 | Industrial | Petroleum | Existing | Miscellaneous | Natural Gas | Strategic Energy Management | A | Cumulative Energy Savings (MWh or mTherms) | Achievable Economic RVT Potential | 0 | 0 | 0 | 0 | 0 | 0 | 0 | 0 | 0 | 0 | 0 | 0 | 0 | 0 | 0 | 0 | 0 | 0 | 0 | 0 | 0 | 0 | 0 | 0 | 0 | 0 | 0 | 0 | 0 | 0 | 0
F8_Industrial_Petroleum_Existing_Miscellaneous_Natural Gas_Strategic Energy Management_A_Achievable Economic RVT Potential | F8 | Industrial | Petroleum | Existing | Miscellaneous | Natural Gas | Strategic Energy Management | A | Cumulative Summer Peak Savings (MW) | Achievable Economic RVT Potential | 0 | 0 | 0 | 0 | 0 | 0 | 0 | 0 | 0 | 0 | 0 | 0 | 0 | 0 | 0 | 0 | 0 | 0 | 0 | 0 | 0 | 0 | 0 | 0 | 0 | 0 | 0 | 0 | 0 | 0 | 0
F9_Industrial_Petroleum_Existing_Miscellaneous_Natural Gas_Strategic Energy Management_A_Achievable Economic RVT Potential | F9 | Industrial | Petroleum | Existing | Miscellaneous | Natural Gas | Strategic Energy Management | A | Cumulative Winter Peak Savings (MW) | Achievable Economic RVT Potential | 0 | 0 | 0 | 0 | 0 | 0 | 0 | 0 | 0 | 0 | 0 | 0 | 0 | 0 | 0 | 0 | 0 | 0 | 0 | 0 | 0 | 0 | 0 | 0 | 0 | 0 | 0 | 0 | 0 | 0 | 0
F10_Industrial_Petroleum_Existing_Miscellaneous_Natural Gas_Strategic Energy Management_A_Achievable Economic RVT Potential | F10 | Industrial | Petroleum | Existing | Miscellaneous | Natural Gas | Strategic Energy Management | A | Purchases (Incremental) | Achievable Economic RVT Potential | 0 | 0 | 0 | 0 | 0 | 0 | 0 | 0 | 0 | 0 | 0 | 0 | 0 | 0 | 0 | 0 | 0 | 0 | 0 | 0 | 0 | 0 | 0 | 0 | 0 | 0 | 0 | 0 | 0 | 0 | 0
F11_Industrial_Petroleum_Existing_Miscellaneous_Natural Gas_Strategic Energy Management_A_Achievable Economic RVT Potential | F11 | Industrial | Petroleum | Existing | Miscellaneous | Natural Gas | Strategic Energy Management | A | Purchases (Cumulative) | Achievable Economic RVT Potential | 0 | 0 | 0 | 0 | 0 | 0 | 0 | 0 | 0 | 0 | 0 | 0 | 0 | 0 | 0 | 0 | 0 | 0 | 0 | 0 | 0 | 0 | 0 | 0 | 0 | 0 | 0 | 0 | 0 | 0 | 0
F1_Industrial_Petroleum_Existing_Space Heating_Natural Gas_Commissioning_A_Achievable Economic RVT Potential | F1 | Industrial | Petroleum | Existing | Space Heating | Natural Gas | Commissioning | A | Integrated Unit Energy Savings (kWh or therms) | Achievable Economic RVT Potential | 0 | 0 | 0 | 0 | 0 | 17.1923 | 17.045 | 16.8644 | 16.6812 | 16.4974 | 16.3175 | 16.139 | 15.9699 | 15.8095 | 15.6465 | 15.5028 | 15.3663 | 15.2371 | 15.1145 | 14.9907 | 14.8708 | 14.7505 | 14.628 | 14.51 | 14.3956 | 14.2888 | 14.1892 | 14.0962 | 0 | 0 | 0
F2_Industrial_Petroleum_Existing_Space Heating_Natural Gas_Commissioning_A_Achievable Economic RVT Potential | F2 | Industrial | Petroleum | Existing | Space Heating | Natural Gas | Commissioning | A | Integrated Unit Summer Peak Savings (kW) | Achievable Economic RVT Potential | 0 | 0 | 0 | 0 | 0 | 0 | 0 | 0 | 0 | 0 | 0 | 0 | 0 | 0 | 0 | 0 | 0 | 0 | 0 | 0 | 0 | 0 | 0 | 0 | 0 | 0 | 0 | 0 | 0 | 0 | 0
F3_Industrial_Petroleum_Existing_Space Heating_Natural Gas_Commissioning_A_Achievable Economic RVT Potential | F3 | Industrial | Petroleum | Existing | Space Heating | Natural Gas | Commissioning | A | Integrated Unit Winter Peak Savings (kW) | Achievable Economic RVT Potential | 0 | 0 | 0 | 0 | 0 | 0 | 0 | 0 | 0 | 0 | 0 | 0 | 0 | 0 | 0 | 0 | 0 | 0 | 0 | 0 | 0 | 0 | 0 | 0 | 0 | 0 | 0 | 0 | 0 | 0 | 0
F4_Industrial_Petroleum_Existing_Space Heating_Natural Gas_Commissioning_A_Achievable Economic RVT Potential | F4 | Industrial | Petroleum | Existing | Space Heating | Natural Gas | Commissioning | A | Incremental Energy Savings (MWh or mTherms) | Achievable Economic RVT Potential | 0 | 0 | 0 | 0 | 0 | 0 | 0 | 0 | 0 | 0 | 0 | 0 | 0 | 0 | 0 | 0 | 0 | 0 | 0 | 0 | 0 | 0 | 0 | 0 | 0 | 0 | 0 | 0 | 0 | 0 | 0
F5_Industrial_Petroleum_Existing_Space Heating_Natural Gas_Commissioning_A_Achievable Economic RVT Potential | F5 | Industrial | Petroleum | Existing | Space Heating | Natural Gas | Commissioning | A | Incremental Summer Peak Savings (MW) | Achievable Economic RVT Potential | 0 | 0 | 0 | 0 | 0 | 0 | 0 | 0 | 0 | 0 | 0 | 0 | 0 | 0 | 0 | 0 | 0 | 0 | 0 | 0 | 0 | 0 | 0 | 0 | 0 | 0 | 0 | 0 | 0 | 0 | 0
F6_Industrial_Petroleum_Existing_Space Heating_Natural Gas_Commissioning_A_Achievable Economic RVT Potential | F6 | Industrial | Petroleum | Existing | Space Heating | Natural Gas | Commissioning | A | Incremental Winter Peak Savings (MW) | Achievable Economic RVT Potential | 0 | 0 | 0 | 0 | 0 | 0 | 0 | 0 | 0 | 0 | 0 | 0 | 0 | 0 | 0 | 0 | 0 | 0 | 0 | 0 | 0 | 0 | 0 | 0 | 0 | 0 | 0 | 0 | 0 | 0 | 0
F7_Industrial_Petroleum_Existing_Space Heating_Natural Gas_Commissioning_A_Achievable Economic RVT Potential | F7 | Industrial | Petroleum | Existing | Space Heating | Natural Gas | Commissioning | A | Cumulative Energy Savings (MWh or mTherms) | Achievable Economic RVT Potential | 0 | 0 | 0 | 0 | 0 | 0 | 0 | 0 | 0 | 0 | 0 | 0 | 0 | 0 | 0 | 0 | 0 | 0 | 0 | 0 | 0 | 0 | 0 | 0 | 0 | 0 | 0 | 0 | 0 | 0 | 0
F8_Industrial_Petroleum_Existing_Space Heating_Natural Gas_Commissioning_A_Achievable Economic RVT Potential | F8 | Industrial | Petroleum | Existing | Space Heating | Natural Gas | Commissioning | A | Cumulative Summer Peak Savings (MW) | Achievable Economic RVT Potential | 0 | 0 | 0 | 0 | 0 | 0 | 0 | 0 | 0 | 0 | 0 | 0 | 0 | 0 | 0 | 0 | 0 | 0 | 0 | 0 | 0 | 0 | 0 | 0 | 0 | 0 | 0 | 0 | 0 | 0 | 0
F9_Industrial_Petroleum_Existing_Space Heating_Natural Gas_Commissioning_A_Achievable Economic RVT Potential | F9 | Industrial | Petroleum | Existing | Space Heating | Natural Gas | Commissioning | A | Cumulative Winter Peak Savings (MW) | Achievable Economic RVT Potential | 0 | 0 | 0 | 0 | 0 | 0 | 0 | 0 | 0 | 0 | 0 | 0 | 0 | 0 | 0 | 0 | 0 | 0 | 0 | 0 | 0 | 0 | 0 | 0 | 0 | 0 | 0 | 0 | 0 | 0 | 0
F10_Industrial_Petroleum_Existing_Space Heating_Natural Gas_Commissioning_A_Achievable Economic RVT Potential | F10 | Industrial | Petroleum | Existing | Space Heating | Natural Gas | Commissioning | A | Purchases (Incremental) | Achievable Economic RVT Potential | 0 | 0 | 0 | 0 | 0 | 0 | 0 | 0 | 0 | 0 | 0 | 0 | 0 | 0 | 0 | 0 | 0 | 0 | 0 | 0 | 0 | 0 | 0 | 0 | 0 | 0 | 0 | 0 | 0 | 0 | 0
F11_Industrial_Petroleum_Existing_Space Heating_Natural Gas_Commissioning_A_Achievable Economic RVT Potential | F11 | Industrial | Petroleum | Existing | Space Heating | Natural Gas | Commissioning | A | Purchases (Cumulative) | Achievable Economic RVT Potential | 0 | 0 | 0 | 0 | 0 | 0 | 0 | 0 | 0 | 0 | 0 | 0 | 0 | 0 | 0 | 0 | 0 | 0 | 0 | 0 | 0 | 0 | 0 | 0 | 0 | 0 | 0 | 0 | 0 | 0 | 0
F1_Industrial_Petroleum_Existing_Process_Natural Gas_Commissioning_A_Achievable Economic RVT Potential | F1 | Industrial | Petroleum | Existing | Process | Natural Gas | Commissioning | A | Integrated Unit Energy Savings (kWh or therms) | Achievable Economic RVT Potential | 0 | 0 | 0 | 0 | 0 | 4292.3343 | 4292.3343 | 4292.3343 | 4292.3343 | 4292.3343 | 4292.3343 | 4292.3343 | 4292.3343 | 4292.3343 | 4292.3343 | 4292.3343 | 4292.3343 | 4292.3343 | 4292.3343 | 4292.3343 | 4292.3343 | 4292.3343 | 4292.3343 | 4292.3343 | 4292.3343 | 4292.3343 | 4292.3343 | 4292.3343 | 0 | 0 | 0
F2_Industrial_Petroleum_Existing_Process_Natural Gas_Commissioning_A_Achievable Economic RVT Potential | F2 | Industrial | Petroleum | Existing | Process | Natural Gas | Commissioning | A | Integrated Unit Summer Peak Savings (kW) | Achievable Economic RVT Potential | 0 | 0 | 0 | 0 | 0 | 0 | 0 | 0 | 0 | 0 | 0 | 0 | 0 | 0 | 0 | 0 | 0 | 0 | 0 | 0 | 0 | 0 | 0 | 0 | 0 | 0 | 0 | 0 | 0 | 0 | 0
F3_Industrial_Petroleum_Existing_Process_Natural Gas_Commissioning_A_Achievable Economic RVT Potential | F3 | Industrial | Petroleum | Existing | Process | Natural Gas | Commissioning | A | Integrated Unit Winter Peak Savings (kW) | Achievable Economic RVT Potential | 0 | 0 | 0 | 0 | 0 | 0 | 0 | 0 | 0 | 0 | 0 | 0 | 0 | 0 | 0 | 0 | 0 | 0 | 0 | 0 | 0 | 0 | 0 | 0 | 0 | 0 | 0 | 0 | 0 | 0 | 0
F4_Industrial_Petroleum_Existing_Process_Natural Gas_Commissioning_A_Achievable Economic RVT Potential | F4 | Industrial | Petroleum | Existing | Process | Natural Gas | Commissioning | A | Incremental Energy Savings (MWh or mTherms) | Achievable Economic RVT Potential | 0 | 0 | 0 | 0 | 0 | 0 | 0 | 0 | 0 | 0 | 0 | 0 | 0 | 0 | 0 | 0 | 0 | 0 | 0 | 0 | 0 | 0 | 0 | 0 | 0 | 0 | 0 | 0 | 0 | 0 | 0
F5_Industrial_Petroleum_Existing_Process_Natural Gas_Commissioning_A_Achievable Economic RVT Potential | F5 | Industrial | Petroleum | Existing | Process | Natural Gas | Commissioning | A | Incremental Summer Peak Savings (MW) | Achievable Economic RVT Potential | 0 | 0 | 0 | 0 | 0 | 0 | 0 | 0 | 0 | 0 | 0 | 0 | 0 | 0 | 0 | 0 | 0 | 0 | 0 | 0 | 0 | 0 | 0 | 0 | 0 | 0 | 0 | 0 | 0 | 0 | 0
F6_Industrial_Petroleum_Existing_Process_Natural Gas_Commissioning_A_Achievable Economic RVT Potential | F6 | Industrial | Petroleum | Existing | Process | Natural Gas | Commissioning | A | Incremental Winter Peak Savings (MW) | Achievable Economic RVT Potential | 0 | 0 | 0 | 0 | 0 | 0 | 0 | 0 | 0 | 0 | 0 | 0 | 0 | 0 | 0 | 0 | 0 | 0 | 0 | 0 | 0 | 0 | 0 | 0 | 0 | 0 | 0 | 0 | 0 | 0 | 0
F7_Industrial_Petroleum_Existing_Process_Natural Gas_Commissioning_A_Achievable Economic RVT Potential | F7 | Industrial | Petroleum | Existing | Process | Natural Gas | Commissioning | A | Cumulative Energy Savings (MWh or mTherms) | Achievable Economic RVT Potential | 0 | 0 | 0 | 0 | 0 | 0 | 0 | 0 | 0 | 0 | 0 | 0 | 0 | 0 | 0 | 0 | 0 | 0 | 0 | 0 | 0 | 0 | 0 | 0 | 0 | 0 | 0 | 0 | 0 | 0 | 0
F8_Industrial_Petroleum_Existing_Process_Natural Gas_Commissioning_A_Achievable Economic RVT Potential | F8 | Industrial | Petroleum | Existing | Process | Natural Gas | Commissioning | A | Cumulative Summer Peak Savings (MW) | Achievable Economic RVT Potential | 0 | 0 | 0 | 0 | 0 | 0 | 0 | 0 | 0 | 0 | 0 | 0 | 0 | 0 | 0 | 0 | 0 | 0 | 0 | 0 | 0 | 0 | 0 | 0 | 0 | 0 | 0 | 0 | 0 | 0 | 0
F9_Industrial_Petroleum_Existing_Process_Natural Gas_Commissioning_A_Achievable Economic RVT Potential | F9 | Industrial | Petroleum | Existing | Process | Natural Gas | Commissioning | A | Cumulative Winter Peak Savings (MW) | Achievable Economic RVT Potential | 0 | 0 | 0 | 0 | 0 | 0 | 0 | 0 | 0 | 0 | 0 | 0 | 0 | 0 | 0 | 0 | 0 | 0 | 0 | 0 | 0 | 0 | 0 | 0 | 0 | 0 | 0 | 0 | 0 | 0 | 0
F10_Industrial_Petroleum_Existing_Process_Natural Gas_Commissioning_A_Achievable Economic RVT Potential | F10 | Industrial | Petroleum | Existing | Process | Natural Gas | Commissioning | A | Purchases (Incremental) | Achievable Economic RVT Potential | 0 | 0 | 0 | 0 | 0 | 0 | 0 | 0 | 0 | 0 | 0 | 0 | 0 | 0 | 0 | 0 | 0 | 0 | 0 | 0 | 0 | 0 | 0 | 0 | 0 | 0 | 0 | 0 | 0 | 0 | 0
F11_Industrial_Petroleum_Existing_Process_Natural Gas_Commissioning_A_Achievable Economic RVT Potential | F11 | Industrial | Petroleum | Existing | Process | Natural Gas | Commissioning | A | Purchases (Cumulative) | Achievable Economic RVT Potential | 0 | 0 | 0 | 0 | 0 | 0 | 0 | 0 | 0 | 0 | 0 | 0 | 0 | 0 | 0 | 0 | 0 | 0 | 0 | 0 | 0 | 0 | 0 | 0 | 0 | 0 | 0 | 0 | 0 | 0 | 0
F1_Industrial_Petroleum_Existing_Space Heating_Natural Gas_Retrocommissioning_A_Achievable Economic RVT Potential | F1 | Industrial | Petroleum | Existing | Space Heating | Natural Gas | Retrocommissioning | A | Integrated Unit Energy Savings (kWh or therms) | Achievable Economic RVT Potential | 0 | 0 | 0 | 0 | 0 | 2.3873 | 2.3663 | 2.3407 | 2.3148 | 2.2888 | 2.2634 | 2.2383 | 2.2145 | 2.192 | 2.1692 | 2.1491 | 2.1301 | 2.1121 | 2.095 | 2.0778 | 2.0611 | 2.0444 | 2.0273 | 2.011 | 1.9951 | 1.9803 | 1.9664 | 1.9535 | 0 | 0 | 0
F2_Industrial_Petroleum_Existing_Space Heating_Natural Gas_Retrocommissioning_A_Achievable Economic RVT Potential | F2 | Industrial | Petroleum | Existing | Space Heating | Natural Gas | Retrocommissioning | A | Integrated Unit Summer Peak Savings (kW) | Achievable Economic RVT Potential | 0 | 0 | 0 | 0 | 0 | 0 | 0 | 0 | 0 | 0 | 0 | 0 | 0 | 0 | 0 | 0 | 0 | 0 | 0 | 0 | 0 | 0 | 0 | 0 | 0 | 0 | 0 | 0 | 0 | 0 | 0
F3_Industrial_Petroleum_Existing_Space Heating_Natural Gas_Retrocommissioning_A_Achievable Economic RVT Potential | F3 | Industrial | Petroleum | Existing | Space Heating | Natural Gas | Retrocommissioning | A | Integrated Unit Winter Peak Savings (kW) | Achievable Economic RVT Potential | 0 | 0 | 0 | 0 | 0 | 0 | 0 | 0 | 0 | 0 | 0 | 0 | 0 | 0 | 0 | 0 | 0 | 0 | 0 | 0 | 0 | 0 | 0 | 0 | 0 | 0 | 0 | 0 | 0 | 0 | 0
F4_Industrial_Petroleum_Existing_Space Heating_Natural Gas_Retrocommissioning_A_Achievable Economic RVT Potential | F4 | Industrial | Petroleum | Existing | Space Heating | Natural Gas | Retrocommissioning | A | Incremental Energy Savings (MWh or mTherms) | Achievable Economic RVT Potential | 0 | 0 | 0 | 0 | 0 | 0 | 0 | 0 | 0 | 0 | 0 | 0 | 0 | 0 | 0 | 0 | 0 | 0 | 0 | 0 | 0 | 0 | 0 | 0 | 0 | 0 | 0 | 0 | 0 | 0 | 0
F5_Industrial_Petroleum_Existing_Space Heating_Natural Gas_Retrocommissioning_A_Achievable Economic RVT Potential | F5 | Industrial | Petroleum | Existing | Space Heating | Natural Gas | Retrocommissioning | A | Incremental Summer Peak Savings (MW) | Achievable Economic RVT Potential | 0 | 0 | 0 | 0 | 0 | 0 | 0 | 0 | 0 | 0 | 0 | 0 | 0 | 0 | 0 | 0 | 0 | 0 | 0 | 0 | 0 | 0 | 0 | 0 | 0 | 0 | 0 | 0 | 0 | 0 | 0
F6_Industrial_Petroleum_Existing_Space Heating_Natural Gas_Retrocommissioning_A_Achievable Economic RVT Potential | F6 | Industrial | Petroleum | Existing | Space Heating | Natural Gas | Retrocommissioning | A | Incremental Winter Peak Savings (MW) | Achievable Economic RVT Potential | 0 | 0 | 0 | 0 | 0 | 0 | 0 | 0 | 0 | 0 | 0 | 0 | 0 | 0 | 0 | 0 | 0 | 0 | 0 | 0 | 0 | 0 | 0 | 0 | 0 | 0 | 0 | 0 | 0 | 0 | 0
F7_Industrial_Petroleum_Existing_Space Heating_Natural Gas_Retrocommissioning_A_Achievable Economic RVT Potential | F7 | Industrial | Petroleum | Existing | Space Heating | Natural Gas | Retrocommissioning | A | Cumulative Energy Savings (MWh or mTherms) | Achievable Economic RVT Potential | 0 | 0 | 0 | 0 | 0 | 0 | 0 | 0 | 0 | 0 | 0 | 0 | 0 | 0 | 0 | 0 | 0 | 0 | 0 | 0 | 0 | 0 | 0 | 0 | 0 | 0 | 0 | 0 | 0 | 0 | 0
F8_Industrial_Petroleum_Existing_Space Heating_Natural Gas_Retrocommissioning_A_Achievable Economic RVT Potential | F8 | Industrial | Petroleum | Existing | Space Heating | Natural Gas | Retrocommissioning | A | Cumulative Summer Peak Savings (MW) | Achievable Economic RVT Potential | 0 | 0 | 0 | 0 | 0 | 0 | 0 | 0 | 0 | 0 | 0 | 0 | 0 | 0 | 0 | 0 | 0 | 0 | 0 | 0 | 0 | 0 | 0 | 0 | 0 | 0 | 0 | 0 | 0 | 0 | 0
F9_Industrial_Petroleum_Existing_Space Heating_Natural Gas_Retrocommissioning_A_Achievable Economic RVT Potential | F9 | Industrial | Petroleum | Existing | Space Heating | Natural Gas | Retrocommissioning | A | Cumulative Winter Peak Savings (MW) | Achievable Economic RVT Potential | 0 | 0 | 0 | 0 | 0 | 0 | 0 | 0 | 0 | 0 | 0 | 0 | 0 | 0 | 0 | 0 | 0 | 0 | 0 | 0 | 0 | 0 | 0 | 0 | 0 | 0 | 0 | 0 | 0 | 0 | 0
F10_Industrial_Petroleum_Existing_Space Heating_Natural Gas_Retrocommissioning_A_Achievable Economic RVT Potential | F10 | Industrial | Petroleum | Existing | Space Heating | Natural Gas | Retrocommissioning | A | Purchases (Incremental) | Achievable Economic RVT Potential | 0 | 0 | 0 | 0 | 0 | 0 | 0 | 0 | 0 | 0 | 0 | 0 | 0 | 0 | 0 | 0 | 0 | 0 | 0 | 0 | 0 | 0 | 0 | 0 | 0 | 0 | 0 | 0 | 0 | 0 | 0
F11_Industrial_Petroleum_Existing_Space Heating_Natural Gas_Retrocommissioning_A_Achievable Economic RVT Potential | F11 | Industrial | Petroleum | Existing | Space Heating | Natural Gas | Retrocommissioning | A | Purchases (Cumulative) | Achievable Economic RVT Potential | 0 | 0 | 0 | 0 | 0 | 0 | 0 | 0 | 0 | 0 | 0 | 0 | 0 | 0 | 0 | 0 | 0 | 0 | 0 | 0 | 0 | 0 | 0 | 0 | 0 | 0 | 0 | 0 | 0 | 0 | 0
F1_Industrial_Petroleum_Existing_Process_Natural Gas_Retrocommissioning_A_Achievable Economic RVT Potential | F1 | Industrial | Petroleum | Existing | Process | Natural Gas | Retrocommissioning | A | Integrated Unit Energy Savings (kWh or therms) | Achievable Economic RVT Potential | 0 | 0 | 0 | 0 | 0 | 0 | 0 | 0 | 0 | 0 | 0 | 0 | 0 | 0 | 0 | 0 | 0 | 0 | 0 | 0 | 0 | 0 | 0 | 0 | 0 | 0 | 0 | 0 | 0 | 0 | 0
F2_Industrial_Petroleum_Existing_Process_Natural Gas_Retrocommissioning_A_Achievable Economic RVT Potential | F2 | Industrial | Petroleum | Existing | Process | Natural Gas | Retrocommissioning | A | Integrated Unit Summer Peak Savings (kW) | Achievable Economic RVT Potential | 0 | 0 | 0 | 0 | 0 | 0 | 0 | 0 | 0 | 0 | 0 | 0 | 0 | 0 | 0 | 0 | 0 | 0 | 0 | 0 | 0 | 0 | 0 | 0 | 0 | 0 | 0 | 0 | 0 | 0 | 0
F3_Industrial_Petroleum_Existing_Process_Natural Gas_Retrocommissioning_A_Achievable Economic RVT Potential | F3 | Industrial | Petroleum | Existing | Process | Natural Gas | Retrocommissioning | A | Integrated Unit Winter Peak Savings (kW) | Achievable Economic RVT Potential | 0 | 0 | 0 | 0 | 0 | 0 | 0 | 0 | 0 | 0 | 0 | 0 | 0 | 0 | 0 | 0 | 0 | 0 | 0 | 0 | 0 | 0 | 0 | 0 | 0 | 0 | 0 | 0 | 0 | 0 | 0
F4_Industrial_Petroleum_Existing_Process_Natural Gas_Retrocommissioning_A_Achievable Economic RVT Potential | F4 | Industrial | Petroleum | Existing | Process | Natural Gas | Retrocommissioning | A | Incremental Energy Savings (MWh or mTherms) | Achievable Economic RVT Potential | 0 | 0 | 0 | 0 | 0 | 0 | 0 | 0 | 0 | 0 | 0 | 0 | 0 | 0 | 0 | 0 | 0 | 0 | 0 | 0 | 0 | 0 | 0 | 0 | 0 | 0 | 0 | 0 | 0 | 0 | 0
F5_Industrial_Petroleum_Existing_Process_Natural Gas_Retrocommissioning_A_Achievable Economic RVT Potential | F5 | Industrial | Petroleum | Existing | Process | Natural Gas | Retrocommissioning | A | Incremental Summer Peak Savings (MW) | Achievable Economic RVT Potential | 0 | 0 | 0 | 0 | 0 | 0 | 0 | 0 | 0 | 0 | 0 | 0 | 0 | 0 | 0 | 0 | 0 | 0 | 0 | 0 | 0 | 0 | 0 | 0 | 0 | 0 | 0 | 0 | 0 | 0 | 0
F6_Industrial_Petroleum_Existing_Process_Natural Gas_Retrocommissioning_A_Achievable Economic RVT Potential | F6 | Industrial | Petroleum | Existing | Process | Natural Gas | Retrocommissioning | A | Incremental Winter Peak Savings (MW) | Achievable Economic RVT Potential | 0 | 0 | 0 | 0 | 0 | 0 | 0 | 0 | 0 | 0 | 0 | 0 | 0 | 0 | 0 | 0 | 0 | 0 | 0 | 0 | 0 | 0 | 0 | 0 | 0 | 0 | 0 | 0 | 0 | 0 | 0
F7_Industrial_Petroleum_Existing_Process_Natural Gas_Retrocommissioning_A_Achievable Economic RVT Potential | F7 | Industrial | Petroleum | Existing | Process | Natural Gas | Retrocommissioning | A | Cumulative Energy Savings (MWh or mTherms) | Achievable Economic RVT Potential | 0 | 0 | 0 | 0 | 0 | 0 | 0 | 0 | 0 | 0 | 0 | 0 | 0 | 0 | 0 | 0 | 0 | 0 | 0 | 0 | 0 | 0 | 0 | 0 | 0 | 0 | 0 | 0 | 0 | 0 | 0
F8_Industrial_Petroleum_Existing_Process_Natural Gas_Retrocommissioning_A_Achievable Economic RVT Potential | F8 | Industrial | Petroleum | Existing | Process | Natural Gas | Retrocommissioning | A | Cumulative Summer Peak Savings (MW) | Achievable Economic RVT Potential | 0 | 0 | 0 | 0 | 0 | 0 | 0 | 0 | 0 | 0 | 0 | 0 | 0 | 0 | 0 | 0 | 0 | 0 | 0 | 0 | 0 | 0 | 0 | 0 | 0 | 0 | 0 | 0 | 0 | 0 | 0
F9_Industrial_Petroleum_Existing_Process_Natural Gas_Retrocommissioning_A_Achievable Economic RVT Potential | F9 | Industrial | Petroleum | Existing | Process | Natural Gas | Retrocommissioning | A | Cumulative Winter Peak Savings (MW) | Achievable Economic RVT Potential | 0 | 0 | 0 | 0 | 0 | 0 | 0 | 0 | 0 | 0 | 0 | 0 | 0 | 0 | 0 | 0 | 0 | 0 | 0 | 0 | 0 | 0 | 0 | 0 | 0 | 0 | 0 | 0 | 0 | 0 | 0
F10_Industrial_Petroleum_Existing_Process_Natural Gas_Retrocommissioning_A_Achievable Economic RVT Potential | F10 | Industrial | Petroleum | Existing | Process | Natural Gas | Retrocommissioning | A | Purchases (Incremental) | Achievable Economic RVT Potential | 0 | 0 | 0 | 0 | 0 | 0 | 0 | 0 | 0 | 0 | 0 | 0 | 0 | 0 | 0 | 0 | 0 | 0 | 0 | 0 | 0 | 0 | 0 | 0 | 0 | 0 | 0 | 0 | 0 | 0 | 0
F11_Industrial_Petroleum_Existing_Process_Natural Gas_Retrocommissioning_A_Achievable Economic RVT Potential | F11 | Industrial | Petroleum | Existing | Process | Natural Gas | Retrocommissioning | A | Purchases (Cumulative) | Achievable Economic RVT Potential | 0 | 0 | 0 | 0 | 0 | 0 | 0 | 0 | 0 | 0 | 0 | 0 | 0 | 0 | 0 | 0 | 0 | 0 | 0 | 0 | 0 | 0 | 0 | 0 | 0 | 0 | 0 | 0 | 0 | 0 | 0
F1_Industrial_Petroleum_New_Space Heating_Natural Gas_Insulation - Roof/Ceiling_A_Achievable Economic RVT Potential | F1 | Industrial | Petroleum | New | Space Heating | Natural Gas | Insulation - Roof/Ceiling | A | Integrated Unit Energy Savings (kWh or therms) | Achievable Economic RVT Potential | 0 | 0 | 0 | 0 | 0 | 0 | 0 | 0 | 0 | 0 | 0 | 0 | 0 | 0 | 0 | 0 | 0 | 0 | 0 | 0 | 0 | 0 | 0 | 0 | 0 | 0 | 0 | 0 | 0 | 0 | 0
F2_Industrial_Petroleum_New_Space Heating_Natural Gas_Insulation - Roof/Ceiling_A_Achievable Economic RVT Potential | F2 | Industrial | Petroleum | New | Space Heating | Natural Gas | Insulation - Roof/Ceiling | A | Integrated Unit Summer Peak Savings (kW) | Achievable Economic RVT Potential | 0 | 0 | 0 | 0 | 0 | 0 | 0 | 0 | 0 | 0 | 0 | 0 | 0 | 0 | 0 | 0 | 0 | 0 | 0 | 0 | 0 | 0 | 0 | 0 | 0 | 0 | 0 | 0 | 0 | 0 | 0
F3_Industrial_Petroleum_New_Space Heating_Natural Gas_Insulation - Roof/Ceiling_A_Achievable Economic RVT Potential | F3 | Industrial | Petroleum | New | Space Heating | Natural Gas | Insulation - Roof/Ceiling | A | Integrated Unit Winter Peak Savings (kW) | Achievable Economic RVT Potential | 0 | 0 | 0 | 0 | 0 | 0 | 0 | 0 | 0 | 0 | 0 | 0 | 0 | 0 | 0 | 0 | 0 | 0 | 0 | 0 | 0 | 0 | 0 | 0 | 0 | 0 | 0 | 0 | 0 | 0 | 0
F4_Industrial_Petroleum_New_Space Heating_Natural Gas_Insulation - Roof/Ceiling_A_Achievable Economic RVT Potential | F4 | Industrial | Petroleum | New | Space Heating | Natural Gas | Insulation - Roof/Ceiling | A | Incremental Energy Savings (MWh or mTherms) | Achievable Economic RVT Potential | 0 | 0 | 0 | 0 | 0 | 0 | 0 | 0 | 0 | 0 | 0 | 0 | 0 | 0 | 0 | 0 | 0 | 0 | 0 | 0 | 0 | 0 | 0 | 0 | 0 | 0 | 0 | 0 | 0 | 0 | 0
F5_Industrial_Petroleum_New_Space Heating_Natural Gas_Insulation - Roof/Ceiling_A_Achievable Economic RVT Potential | F5 | Industrial | Petroleum | New | Space Heating | Natural Gas | Insulation - Roof/Ceiling | A | Incremental Summer Peak Savings (MW) | Achievable Economic RVT Potential | 0 | 0 | 0 | 0 | 0 | 0 | 0 | 0 | 0 | 0 | 0 | 0 | 0 | 0 | 0 | 0 | 0 | 0 | 0 | 0 | 0 | 0 | 0 | 0 | 0 | 0 | 0 | 0 | 0 | 0 | 0
F6_Industrial_Petroleum_New_Space Heating_Natural Gas_Insulation - Roof/Ceiling_A_Achievable Economic RVT Potential | F6 | Industrial | Petroleum | New | Space Heating | Natural Gas | Insulation - Roof/Ceiling | A | Incremental Winter Peak Savings (MW) | Achievable Economic RVT Potential | 0 | 0 | 0 | 0 | 0 | 0 | 0 | 0 | 0 | 0 | 0 | 0 | 0 | 0 | 0 | 0 | 0 | 0 | 0 | 0 | 0 | 0 | 0 | 0 | 0 | 0 | 0 | 0 | 0 | 0 | 0
F7_Industrial_Petroleum_New_Space Heating_Natural Gas_Insulation - Roof/Ceiling_A_Achievable Economic RVT Potential | F7 | Industrial | Petroleum | New | Space Heating | Natural Gas | Insulation - Roof/Ceiling | A | Cumulative Energy Savings (MWh or mTherms) | Achievable Economic RVT Potential | 0 | 0 | 0 | 0 | 0 | 0 | 0 | 0 | 0 | 0 | 0 | 0 | 0 | 0 | 0 | 0 | 0 | 0 | 0 | 0 | 0 | 0 | 0 | 0 | 0 | 0 | 0 | 0 | 0 | 0 | 0
F8_Industrial_Petroleum_New_Space Heating_Natural Gas_Insulation - Roof/Ceiling_A_Achievable Economic RVT Potential | F8 | Industrial | Petroleum | New | Space Heating | Natural Gas | Insulation - Roof/Ceiling | A | Cumulative Summer Peak Savings (MW) | Achievable Economic RVT Potential | 0 | 0 | 0 | 0 | 0 | 0 | 0 | 0 | 0 | 0 | 0 | 0 | 0 | 0 | 0 | 0 | 0 | 0 | 0 | 0 | 0 | 0 | 0 | 0 | 0 | 0 | 0 | 0 | 0 | 0 | 0
F9_Industrial_Petroleum_New_Space Heating_Natural Gas_Insulation - Roof/Ceiling_A_Achievable Economic RVT Potential | F9 | Industrial | Petroleum | New | Space Heating | Natural Gas | Insulation - Roof/Ceiling | A | Cumulative Winter Peak Savings (MW) | Achievable Economic RVT Potential | 0 | 0 | 0 | 0 | 0 | 0 | 0 | 0 | 0 | 0 | 0 | 0 | 0 | 0 | 0 | 0 | 0 | 0 | 0 | 0 | 0 | 0 | 0 | 0 | 0 | 0 | 0 | 0 | 0 | 0 | 0
F10_Industrial_Petroleum_New_Space Heating_Natural Gas_Insulation - Roof/Ceiling_A_Achievable Economic RVT Potential | F10 | Industrial | Petroleum | New | Space Heating | Natural Gas | Insulation - Roof/Ceiling | A | Purchases (Incremental) | Achievable Economic RVT Potential | 0 | 0 | 0 | 0 | 0 | 0 | 0 | 0 | 0 | 0 | 0 | 0 | 0 | 0 | 0 | 0 | 0 | 0 | 0 | 0 | 0 | 0 | 0 | 0 | 0 | 0 | 0 | 0 | 0 | 0 | 0
F11_Industrial_Petroleum_New_Space Heating_Natural Gas_Insulation - Roof/Ceiling_A_Achievable Economic RVT Potential | F11 | Industrial | Petroleum | New | Space Heating | Natural Gas | Insulation - Roof/Ceiling | A | Purchases (Cumulative) | Achievable Economic RVT Potential | 0 | 0 | 0 | 0 | 0 | 0 | 0 | 0 | 0 | 0 | 0 | 0 | 0 | 0 | 0 | 0 | 0 | 0 | 0 | 0 | 0 | 0 | 0 | 0 | 0 | 0 | 0 | 0 | 0 | 0 | 0
F1_Industrial_Petroleum_New_Space Heating_Natural Gas_Insulation - Wall Cavity_A_Achievable Economic RVT Potential | F1 | Industrial | Petroleum | New | Space Heating | Natural Gas | Insulation - Wall Cavity | A | Integrated Unit Energy Savings (kWh or therms) | Achievable Economic RVT Potential | 0 | 0 | 0 | 0 | 0 | 0 | 0 | 0 | 0 | 0 | 0 | 0 | 0 | 0 | 0 | 0 | 0 | 0 | 0 | 0 | 0 | 0 | 0 | 0 | 0 | 0 | 0 | 0 | 0 | 0 | 0
F2_Industrial_Petroleum_New_Space Heating_Natural Gas_Insulation - Wall Cavity_A_Achievable Economic RVT Potential | F2 | Industrial | Petroleum | New | Space Heating | Natural Gas | Insulation - Wall Cavity | A | Integrated Unit Summer Peak Savings (kW) | Achievable Economic RVT Potential | 0 | 0 | 0 | 0 | 0 | 0 | 0 | 0 | 0 | 0 | 0 | 0 | 0 | 0 | 0 | 0 | 0 | 0 | 0 | 0 | 0 | 0 | 0 | 0 | 0 | 0 | 0 | 0 | 0 | 0 | 0
F3_Industrial_Petroleum_New_Space Heating_Natural Gas_Insulation - Wall Cavity_A_Achievable Economic RVT Potential | F3 | Industrial | Petroleum | New | Space Heating | Natural Gas | Insulation - Wall Cavity | A | Integrated Unit Winter Peak Savings (kW) | Achievable Economic RVT Potential | 0 | 0 | 0 | 0 | 0 | 0 | 0 | 0 | 0 | 0 | 0 | 0 | 0 | 0 | 0 | 0 | 0 | 0 | 0 | 0 | 0 | 0 | 0 | 0 | 0 | 0 | 0 | 0 | 0 | 0 | 0
F4_Industrial_Petroleum_New_Space Heating_Natural Gas_Insulation - Wall Cavity_A_Achievable Economic RVT Potential | F4 | Industrial | Petroleum | New | Space Heating | Natural Gas | Insulation - Wall Cavity | A | Incremental Energy Savings (MWh or mTherms) | Achievable Economic RVT Potential | 0 | 0 | 0 | 0 | 0 | 0 | 0 | 0 | 0 | 0 | 0 | 0 | 0 | 0 | 0 | 0 | 0 | 0 | 0 | 0 | 0 | 0 | 0 | 0 | 0 | 0 | 0 | 0 | 0 | 0 | 0
F5_Industrial_Petroleum_New_Space Heating_Natural Gas_Insulation - Wall Cavity_A_Achievable Economic RVT Potential | F5 | Industrial | Petroleum | New | Space Heating | Natural Gas | Insulation - Wall Cavity | A | Incremental Summer Peak Savings (MW) | Achievable Economic RVT Potential | 0 | 0 | 0 | 0 | 0 | 0 | 0 | 0 | 0 | 0 | 0 | 0 | 0 | 0 | 0 | 0 | 0 | 0 | 0 | 0 | 0 | 0 | 0 | 0 | 0 | 0 | 0 | 0 | 0 | 0 | 0
F6_Industrial_Petroleum_New_Space Heating_Natural Gas_Insulation - Wall Cavity_A_Achievable Economic RVT Potential | F6 | Industrial | Petroleum | New | Space Heating | Natural Gas | Insulation - Wall Cavity | A | Incremental Winter Peak Savings (MW) | Achievable Economic RVT Potential | 0 | 0 | 0 | 0 | 0 | 0 | 0 | 0 | 0 | 0 | 0 | 0 | 0 | 0 | 0 | 0 | 0 | 0 | 0 | 0 | 0 | 0 | 0 | 0 | 0 | 0 | 0 | 0 | 0 | 0 | 0
F7_Industrial_Petroleum_New_Space Heating_Natural Gas_Insulation - Wall Cavity_A_Achievable Economic RVT Potential | F7 | Industrial | Petroleum | New | Space Heating | Natural Gas | Insulation - Wall Cavity | A | Cumulative Energy Savings (MWh or mTherms) | Achievable Economic RVT Potential | 0 | 0 | 0 | 0 | 0 | 0 | 0 | 0 | 0 | 0 | 0 | 0 | 0 | 0 | 0 | 0 | 0 | 0 | 0 | 0 | 0 | 0 | 0 | 0 | 0 | 0 | 0 | 0 | 0 | 0 | 0
F8_Industrial_Petroleum_New_Space Heating_Natural Gas_Insulation - Wall Cavity_A_Achievable Economic RVT Potential | F8 | Industrial | Petroleum | New | Space Heating | Natural Gas | Insulation - Wall Cavity | A | Cumulative Summer Peak Savings (MW) | Achievable Economic RVT Potential | 0 | 0 | 0 | 0 | 0 | 0 | 0 | 0 | 0 | 0 | 0 | 0 | 0 | 0 | 0 | 0 | 0 | 0 | 0 | 0 | 0 | 0 | 0 | 0 | 0 | 0 | 0 | 0 | 0 | 0 | 0
F9_Industrial_Petroleum_New_Space Heating_Natural Gas_Insulation - Wall Cavity_A_Achievable Economic RVT Potential | F9 | Industrial | Petroleum | New | Space Heating | Natural Gas | Insulation - Wall Cavity | A | Cumulative Winter Peak Savings (MW) | Achievable Economic RVT Potential | 0 | 0 | 0 | 0 | 0 | 0 | 0 | 0 | 0 | 0 | 0 | 0 | 0 | 0 | 0 | 0 | 0 | 0 | 0 | 0 | 0 | 0 | 0 | 0 | 0 | 0 | 0 | 0 | 0 | 0 | 0
F10_Industrial_Petroleum_New_Space Heating_Natural Gas_Insulation - Wall Cavity_A_Achievable Economic RVT Potential | F10 | Industrial | Petroleum | New | Space Heating | Natural Gas | Insulation - Wall Cavity | A | Purchases (Incremental) | Achievable Economic RVT Potential | 0 | 0 | 0 | 0 | 0 | 0 | 0 | 0 | 0 | 0 | 0 | 0 | 0 | 0 | 0 | 0 | 0 | 0 | 0 | 0 | 0 | 0 | 0 | 0 | 0 | 0 | 0 | 0 | 0 | 0 | 0
F11_Industrial_Petroleum_New_Space Heating_Natural Gas_Insulation - Wall Cavity_A_Achievable Economic RVT Potential | F11 | Industrial | Petroleum | New | Space Heating | Natural Gas | Insulation - Wall Cavity | A | Purchases (Cumulative) | Achievable Economic RVT Potential | 0 | 0 | 0 | 0 | 0 | 0 | 0 | 0 | 0 | 0 | 0 | 0 | 0 | 0 | 0 | 0 | 0 | 0 | 0 | 0 | 0 | 0 | 0 | 0 | 0 | 0 | 0 | 0 | 0 | 0 | 0
F1_Industrial_Petroleum_New_Space Heating_Natural Gas_Insulation - Ducting_A_Achievable Economic RVT Potential | F1 | Industrial | Petroleum | New | Space Heating | Natural Gas | Insulation - Ducting | A | Integrated Unit Energy Savings (kWh or therms) | Achievable Economic RVT Potential | 0 | 0 | 0 | 0 | 0 | 0 | 0 | 0 | 0 | 0 | 0 | 0 | 0 | 0 | 0 | 0 | 0 | 0 | 0 | 0 | 0 | 0 | 0 | 0 | 0 | 0 | 0 | 0 | 0 | 0 | 0
F2_Industrial_Petroleum_New_Space Heating_Natural Gas_Insulation - Ducting_A_Achievable Economic RVT Potential | F2 | Industrial | Petroleum | New | Space Heating | Natural Gas | Insulation - Ducting | A | Integrated Unit Summer Peak Savings (kW) | Achievable Economic RVT Potential | 0 | 0 | 0 | 0 | 0 | 0 | 0 | 0 | 0 | 0 | 0 | 0 | 0 | 0 | 0 | 0 | 0 | 0 | 0 | 0 | 0 | 0 | 0 | 0 | 0 | 0 | 0 | 0 | 0 | 0 | 0
F3_Industrial_Petroleum_New_Space Heating_Natural Gas_Insulation - Ducting_A_Achievable Economic RVT Potential | F3 | Industrial | Petroleum | New | Space Heating | Natural Gas | Insulation - Ducting | A | Integrated Unit Winter Peak Savings (kW) | Achievable Economic RVT Potential | 0 | 0 | 0 | 0 | 0 | 0 | 0 | 0 | 0 | 0 | 0 | 0 | 0 | 0 | 0 | 0 | 0 | 0 | 0 | 0 | 0 | 0 | 0 | 0 | 0 | 0 | 0 | 0 | 0 | 0 | 0
F4_Industrial_Petroleum_New_Space Heating_Natural Gas_Insulation - Ducting_A_Achievable Economic RVT Potential | F4 | Industrial | Petroleum | New | Space Heating | Natural Gas | Insulation - Ducting | A | Incremental Energy Savings (MWh or mTherms) | Achievable Economic RVT Potential | 0 | 0 | 0 | 0 | 0 | 0 | 0 | 0 | 0 | 0 | 0 | 0 | 0 | 0 | 0 | 0 | 0 | 0 | 0 | 0 | 0 | 0 | 0 | 0 | 0 | 0 | 0 | 0 | 0 | 0 | 0
F5_Industrial_Petroleum_New_Space Heating_Natural Gas_Insulation - Ducting_A_Achievable Economic RVT Potential | F5 | Industrial | Petroleum | New | Space Heating | Natural Gas | Insulation - Ducting | A | Incremental Summer Peak Savings (MW) | Achievable Economic RVT Potential | 0 | 0 | 0 | 0 | 0 | 0 | 0 | 0 | 0 | 0 | 0 | 0 | 0 | 0 | 0 | 0 | 0 | 0 | 0 | 0 | 0 | 0 | 0 | 0 | 0 | 0 | 0 | 0 | 0 | 0 | 0
F6_Industrial_Petroleum_New_Space Heating_Natural Gas_Insulation - Ducting_A_Achievable Economic RVT Potential | F6 | Industrial | Petroleum | New | Space Heating | Natural Gas | Insulation - Ducting | A | Incremental Winter Peak Savings (MW) | Achievable Economic RVT Potential | 0 | 0 | 0 | 0 | 0 | 0 | 0 | 0 | 0 | 0 | 0 | 0 | 0 | 0 | 0 | 0 | 0 | 0 | 0 | 0 | 0 | 0 | 0 | 0 | 0 | 0 | 0 | 0 | 0 | 0 | 0
F7_Industrial_Petroleum_New_Space Heating_Natural Gas_Insulation - Ducting_A_Achievable Economic RVT Potential | F7 | Industrial | Petroleum | New | Space Heating | Natural Gas | Insulation - Ducting | A | Cumulative Energy Savings (MWh or mTherms) | Achievable Economic RVT Potential | 0 | 0 | 0 | 0 | 0 | 0 | 0 | 0 | 0 | 0 | 0 | 0 | 0 | 0 | 0 | 0 | 0 | 0 | 0 | 0 | 0 | 0 | 0 | 0 | 0 | 0 | 0 | 0 | 0 | 0 | 0
F8_Industrial_Petroleum_New_Space Heating_Natural Gas_Insulation - Ducting_A_Achievable Economic RVT Potential | F8 | Industrial | Petroleum | New | Space Heating | Natural Gas | Insulation - Ducting | A | Cumulative Summer Peak Savings (MW) | Achievable Economic RVT Potential | 0 | 0 | 0 | 0 | 0 | 0 | 0 | 0 | 0 | 0 | 0 | 0 | 0 | 0 | 0 | 0 | 0 | 0 | 0 | 0 | 0 | 0 | 0 | 0 | 0 | 0 | 0 | 0 | 0 | 0 | 0
F9_Industrial_Petroleum_New_Space Heating_Natural Gas_Insulation - Ducting_A_Achievable Economic RVT Potential | F9 | Industrial | Petroleum | New | Space Heating | Natural Gas | Insulation - Ducting | A | Cumulative Winter Peak Savings (MW) | Achievable Economic RVT Potential | 0 | 0 | 0 | 0 | 0 | 0 | 0 | 0 | 0 | 0 | 0 | 0 | 0 | 0 | 0 | 0 | 0 | 0 | 0 | 0 | 0 | 0 | 0 | 0 | 0 | 0 | 0 | 0 | 0 | 0 | 0
F10_Industrial_Petroleum_New_Space Heating_Natural Gas_Insulation - Ducting_A_Achievable Economic RVT Potential | F10 | Industrial | Petroleum | New | Space Heating | Natural Gas | Insulation - Ducting | A | Purchases (Incremental) | Achievable Economic RVT Potential | 0 | 0 | 0 | 0 | 0 | 0 | 0 | 0 | 0 | 0 | 0 | 0 | 0 | 0 | 0 | 0 | 0 | 0 | 0 | 0 | 0 | 0 | 0 | 0 | 0 | 0 | 0 | 0 | 0 | 0 | 0
F11_Industrial_Petroleum_New_Space Heating_Natural Gas_Insulation - Ducting_A_Achievable Economic RVT Potential | F11 | Industrial | Petroleum | New | Space Heating | Natural Gas | Insulation - Ducting | A | Purchases (Cumulative) | Achievable Economic RVT Potential | 0 | 0 | 0 | 0 | 0 | 0 | 0 | 0 | 0 | 0 | 0 | 0 | 0 | 0 | 0 | 0 | 0 | 0 | 0 | 0 | 0 | 0 | 0 | 0 | 0 | 0 | 0 | 0 | 0 | 0 | 0
F1_Industrial_Petroleum_New_Space Heating_Natural Gas_HVAC - Duct Repair and Sealing_A_Achievable Economic RVT Potential | F1 | Industrial | Petroleum | New | Space Heating | Natural Gas | HVAC - Duct Repair and Sealing | A | Integrated Unit Energy Savings (kWh or therms) | Achievable Economic RVT Potential | 0 | 0 | 0 | 0 | 0 | 0 | 0 | 0 | 0 | 0 | 0 | 0 | 0 | 0 | 0 | 0 | 0 | 0 | 0 | 0 | 0 | 0 | 0 | 0 | 0 | 0 | 0 | 0 | 0 | 0 | 0
F2_Industrial_Petroleum_New_Space Heating_Natural Gas_HVAC - Duct Repair and Sealing_A_Achievable Economic RVT Potential | F2 | Industrial | Petroleum | New | Space Heating | Natural Gas | HVAC - Duct Repair and Sealing | A | Integrated Unit Summer Peak Savings (kW) | Achievable Economic RVT Potential | 0 | 0 | 0 | 0 | 0 | 0 | 0 | 0 | 0 | 0 | 0 | 0 | 0 | 0 | 0 | 0 | 0 | 0 | 0 | 0 | 0 | 0 | 0 | 0 | 0 | 0 | 0 | 0 | 0 | 0 | 0
F3_Industrial_Petroleum_New_Space Heating_Natural Gas_HVAC - Duct Repair and Sealing_A_Achievable Economic RVT Potential | F3 | Industrial | Petroleum | New | Space Heating | Natural Gas | HVAC - Duct Repair and Sealing | A | Integrated Unit Winter Peak Savings (kW) | Achievable Economic RVT Potential | 0 | 0 | 0 | 0 | 0 | 0 | 0 | 0 | 0 | 0 | 0 | 0 | 0 | 0 | 0 | 0 | 0 | 0 | 0 | 0 | 0 | 0 | 0 | 0 | 0 | 0 | 0 | 0 | 0 | 0 | 0
F4_Industrial_Petroleum_New_Space Heating_Natural Gas_HVAC - Duct Repair and Sealing_A_Achievable Economic RVT Potential | F4 | Industrial | Petroleum | New | Space Heating | Natural Gas | HVAC - Duct Repair and Sealing | A | Incremental Energy Savings (MWh or mTherms) | Achievable Economic RVT Potential | 0 | 0 | 0 | 0 | 0 | 0 | 0 | 0 | 0 | 0 | 0 | 0 | 0 | 0 | 0 | 0 | 0 | 0 | 0 | 0 | 0 | 0 | 0 | 0 | 0 | 0 | 0 | 0 | 0 | 0 | 0
F5_Industrial_Petroleum_New_Space Heating_Natural Gas_HVAC - Duct Repair and Sealing_A_Achievable Economic RVT Potential | F5 | Industrial | Petroleum | New | Space Heating | Natural Gas | HVAC - Duct Repair and Sealing | A | Incremental Summer Peak Savings (MW) | Achievable Economic RVT Potential | 0 | 0 | 0 | 0 | 0 | 0 | 0 | 0 | 0 | 0 | 0 | 0 | 0 | 0 | 0 | 0 | 0 | 0 | 0 | 0 | 0 | 0 | 0 | 0 | 0 | 0 | 0 | 0 | 0 | 0 | 0
F6_Industrial_Petroleum_New_Space Heating_Natural Gas_HVAC - Duct Repair and Sealing_A_Achievable Economic RVT Potential | F6 | Industrial | Petroleum | New | Space Heating | Natural Gas | HVAC - Duct Repair and Sealing | A | Incremental Winter Peak Savings (MW) | Achievable Economic RVT Potential | 0 | 0 | 0 | 0 | 0 | 0 | 0 | 0 | 0 | 0 | 0 | 0 | 0 | 0 | 0 | 0 | 0 | 0 | 0 | 0 | 0 | 0 | 0 | 0 | 0 | 0 | 0 | 0 | 0 | 0 | 0
F7_Industrial_Petroleum_New_Space Heating_Natural Gas_HVAC - Duct Repair and Sealing_A_Achievable Economic RVT Potential | F7 | Industrial | Petroleum | New | Space Heating | Natural Gas | HVAC - Duct Repair and Sealing | A | Cumulative Energy Savings (MWh or mTherms) | Achievable Economic RVT Potential | 0 | 0 | 0 | 0 | 0 | 0 | 0 | 0 | 0 | 0 | 0 | 0 | 0 | 0 | 0 | 0 | 0 | 0 | 0 | 0 | 0 | 0 | 0 | 0 | 0 | 0 | 0 | 0 | 0 | 0 | 0
F8_Industrial_Petroleum_New_Space Heating_Natural Gas_HVAC - Duct Repair and Sealing_A_Achievable Economic RVT Potential | F8 | Industrial | Petroleum | New | Space Heating | Natural Gas | HVAC - Duct Repair and Sealing | A | Cumulative Summer Peak Savings (MW) | Achievable Economic RVT Potential | 0 | 0 | 0 | 0 | 0 | 0 | 0 | 0 | 0 | 0 | 0 | 0 | 0 | 0 | 0 | 0 | 0 | 0 | 0 | 0 | 0 | 0 | 0 | 0 | 0 | 0 | 0 | 0 | 0 | 0 | 0
F9_Industrial_Petroleum_New_Space Heating_Natural Gas_HVAC - Duct Repair and Sealing_A_Achievable Economic RVT Potential | F9 | Industrial | Petroleum | New | Space Heating | Natural Gas | HVAC - Duct Repair and Sealing | A | Cumulative Winter Peak Savings (MW) | Achievable Economic RVT Potential | 0 | 0 | 0 | 0 | 0 | 0 | 0 | 0 | 0 | 0 | 0 | 0 | 0 | 0 | 0 | 0 | 0 | 0 | 0 | 0 | 0 | 0 | 0 | 0 | 0 | 0 | 0 | 0 | 0 | 0 | 0
F10_Industrial_Petroleum_New_Space Heating_Natural Gas_HVAC - Duct Repair and Sealing_A_Achievable Economic RVT Potential | F10 | Industrial | Petroleum | New | Space Heating | Natural Gas | HVAC - Duct Repair and Sealing | A | Purchases (Incremental) | Achievable Economic RVT Potential | 0 | 0 | 0 | 0 | 0 | 0 | 0 | 0 | 0 | 0 | 0 | 0 | 0 | 0 | 0 | 0 | 0 | 0 | 0 | 0 | 0 | 0 | 0 | 0 | 0 | 0 | 0 | 0 | 0 | 0 | 0
F11_Industrial_Petroleum_New_Space Heating_Natural Gas_HVAC - Duct Repair and Sealing_A_Achievable Economic RVT Potential | F11 | Industrial | Petroleum | New | Space Heating | Natural Gas | HVAC - Duct Repair and Sealing | A | Purchases (Cumulative) | Achievable Economic RVT Potential | 0 | 0 | 0 | 0 | 0 | 0 | 0 | 0 | 0 | 0 | 0 | 0 | 0 | 0 | 0 | 0 | 0 | 0 | 0 | 0 | 0 | 0 | 0 | 0 | 0 | 0 | 0 | 0 | 0 | 0 | 0
F1_Industrial_Petroleum_New_Space Heating_Natural Gas_Windows - High Efficiency_A_Achievable Economic RVT Potential | F1 | Industrial | Petroleum | New | Space Heating | Natural Gas | Windows - High Efficiency | A | Integrated Unit Energy Savings (kWh or therms) | Achievable Economic RVT Potential | 0 | 0 | 0 | 0 | 0 | 0 | 0 | 0 | 0 | 0 | 0 | 0 | 0 | 0 | 0 | 0 | 0 | 0 | 0 | 0 | 0 | 0 | 0 | 0 | 0 | 0 | 0 | 0 | 0 | 0 | 0
F2_Industrial_Petroleum_New_Space Heating_Natural Gas_Windows - High Efficiency_A_Achievable Economic RVT Potential | F2 | Industrial | Petroleum | New | Space Heating | Natural Gas | Windows - High Efficiency | A | Integrated Unit Summer Peak Savings (kW) | Achievable Economic RVT Potential | 0 | 0 | 0 | 0 | 0 | 0 | 0 | 0 | 0 | 0 | 0 | 0 | 0 | 0 | 0 | 0 | 0 | 0 | 0 | 0 | 0 | 0 | 0 | 0 | 0 | 0 | 0 | 0 | 0 | 0 | 0
F3_Industrial_Petroleum_New_Space Heating_Natural Gas_Windows - High Efficiency_A_Achievable Economic RVT Potential | F3 | Industrial | Petroleum | New | Space Heating | Natural Gas | Windows - High Efficiency | A | Integrated Unit Winter Peak Savings (kW) | Achievable Economic RVT Potential | 0 | 0 | 0 | 0 | 0 | 0 | 0 | 0 | 0 | 0 | 0 | 0 | 0 | 0 | 0 | 0 | 0 | 0 | 0 | 0 | 0 | 0 | 0 | 0 | 0 | 0 | 0 | 0 | 0 | 0 | 0
F4_Industrial_Petroleum_New_Space Heating_Natural Gas_Windows - High Efficiency_A_Achievable Economic RVT Potential | F4 | Industrial | Petroleum | New | Space Heating | Natural Gas | Windows - High Efficiency | A | Incremental Energy Savings (MWh or mTherms) | Achievable Economic RVT Potential | 0 | 0 | 0 | 0 | 0 | 0 | 0 | 0 | 0 | 0 | 0 | 0 | 0 | 0 | 0 | 0 | 0 | 0 | 0 | 0 | 0 | 0 | 0 | 0 | 0 | 0 | 0 | 0 | 0 | 0 | 0
F5_Industrial_Petroleum_New_Space Heating_Natural Gas_Windows - High Efficiency_A_Achievable Economic RVT Potential | F5 | Industrial | Petroleum | New | Space Heating | Natural Gas | Windows - High Efficiency | A | Incremental Summer Peak Savings (MW) | Achievable Economic RVT Potential | 0 | 0 | 0 | 0 | 0 | 0 | 0 | 0 | 0 | 0 | 0 | 0 | 0 | 0 | 0 | 0 | 0 | 0 | 0 | 0 | 0 | 0 | 0 | 0 | 0 | 0 | 0 | 0 | 0 | 0 | 0
F6_Industrial_Petroleum_New_Space Heating_Natural Gas_Windows - High Efficiency_A_Achievable Economic RVT Potential | F6 | Industrial | Petroleum | New | Space Heating | Natural Gas | Windows - High Efficiency | A | Incremental Winter Peak Savings (MW) | Achievable Economic RVT Potential | 0 | 0 | 0 | 0 | 0 | 0 | 0 | 0 | 0 | 0 | 0 | 0 | 0 | 0 | 0 | 0 | 0 | 0 | 0 | 0 | 0 | 0 | 0 | 0 | 0 | 0 | 0 | 0 | 0 | 0 | 0
F7_Industrial_Petroleum_New_Space Heating_Natural Gas_Windows - High Efficiency_A_Achievable Economic RVT Potential | F7 | Industrial | Petroleum | New | Space Heating | Natural Gas | Windows - High Efficiency | A | Cumulative Energy Savings (MWh or mTherms) | Achievable Economic RVT Potential | 0 | 0 | 0 | 0 | 0 | 0 | 0 | 0 | 0 | 0 | 0 | 0 | 0 | 0 | 0 | 0 | 0 | 0 | 0 | 0 | 0 | 0 | 0 | 0 | 0 | 0 | 0 | 0 | 0 | 0 | 0
F8_Industrial_Petroleum_New_Space Heating_Natural Gas_Windows - High Efficiency_A_Achievable Economic RVT Potential | F8 | Industrial | Petroleum | New | Space Heating | Natural Gas | Windows - High Efficiency | A | Cumulative Summer Peak Savings (MW) | Achievable Economic RVT Potential | 0 | 0 | 0 | 0 | 0 | 0 | 0 | 0 | 0 | 0 | 0 | 0 | 0 | 0 | 0 | 0 | 0 | 0 | 0 | 0 | 0 | 0 | 0 | 0 | 0 | 0 | 0 | 0 | 0 | 0 | 0
F9_Industrial_Petroleum_New_Space Heating_Natural Gas_Windows - High Efficiency_A_Achievable Economic RVT Potential | F9 | Industrial | Petroleum | New | Space Heating | Natural Gas | Windows - High Efficiency | A | Cumulative Winter Peak Savings (MW) | Achievable Economic RVT Potential | 0 | 0 | 0 | 0 | 0 | 0 | 0 | 0 | 0 | 0 | 0 | 0 | 0 | 0 | 0 | 0 | 0 | 0 | 0 | 0 | 0 | 0 | 0 | 0 | 0 | 0 | 0 | 0 | 0 | 0 | 0
F10_Industrial_Petroleum_New_Space Heating_Natural Gas_Windows - High Efficiency_A_Achievable Economic RVT Potential | F10 | Industrial | Petroleum | New | Space Heating | Natural Gas | Windows - High Efficiency | A | Purchases (Incremental) | Achievable Economic RVT Potential | 0 | 0 | 0 | 0 | 0 | 0 | 0 | 0 | 0 | 0 | 0 | 0 | 0 | 0 | 0 | 0 | 0 | 0 | 0 | 0 | 0 | 0 | 0 | 0 | 0 | 0 | 0 | 0 | 0 | 0 | 0
F11_Industrial_Petroleum_New_Space Heating_Natural Gas_Windows - High Efficiency_A_Achievable Economic RVT Potential | F11 | Industrial | Petroleum | New | Space Heating | Natural Gas | Windows - High Efficiency | A | Purchases (Cumulative) | Achievable Economic RVT Potential | 0 | 0 | 0 | 0 | 0 | 0 | 0 | 0 | 0 | 0 | 0 | 0 | 0 | 0 | 0 | 0 | 0 | 0 | 0 | 0 | 0 | 0 | 0 | 0 | 0 | 0 | 0 | 0 | 0 | 0 | 0
F1_Industrial_Petroleum_New_Space Heating_Natural Gas_Gas Boiler - Maintenance_A_Achievable Economic RVT Potential | F1 | Industrial | Petroleum | New | Space Heating | Natural Gas | Gas Boiler - Maintenance | A | Integrated Unit Energy Savings (kWh or therms) | Achievable Economic RVT Potential | 0 | 0 | 0 | 0 | 0 | 0 | 0 | 0 | 0 | 0 | 0 | 0 | 0 | 0 | 0 | 0 | 0 | 0 | 0 | 0 | 0 | 0 | 0 | 0 | 0 | 0 | 0 | 0 | 0 | 0 | 0
F2_Industrial_Petroleum_New_Space Heating_Natural Gas_Gas Boiler - Maintenance_A_Achievable Economic RVT Potential | F2 | Industrial | Petroleum | New | Space Heating | Natural Gas | Gas Boiler - Maintenance | A | Integrated Unit Summer Peak Savings (kW) | Achievable Economic RVT Potential | 0 | 0 | 0 | 0 | 0 | 0 | 0 | 0 | 0 | 0 | 0 | 0 | 0 | 0 | 0 | 0 | 0 | 0 | 0 | 0 | 0 | 0 | 0 | 0 | 0 | 0 | 0 | 0 | 0 | 0 | 0
F3_Industrial_Petroleum_New_Space Heating_Natural Gas_Gas Boiler - Maintenance_A_Achievable Economic RVT Potential | F3 | Industrial | Petroleum | New | Space Heating | Natural Gas | Gas Boiler - Maintenance | A | Integrated Unit Winter Peak Savings (kW) | Achievable Economic RVT Potential | 0 | 0 | 0 | 0 | 0 | 0 | 0 | 0 | 0 | 0 | 0 | 0 | 0 | 0 | 0 | 0 | 0 | 0 | 0 | 0 | 0 | 0 | 0 | 0 | 0 | 0 | 0 | 0 | 0 | 0 | 0
F4_Industrial_Petroleum_New_Space Heating_Natural Gas_Gas Boiler - Maintenance_A_Achievable Economic RVT Potential | F4 | Industrial | Petroleum | New | Space Heating | Natural Gas | Gas Boiler - Maintenance | A | Incremental Energy Savings (MWh or mTherms) | Achievable Economic RVT Potential | 0 | 0 | 0 | 0 | 0 | 0 | 0 | 0 | 0 | 0 | 0 | 0 | 0 | 0 | 0 | 0 | 0 | 0 | 0 | 0 | 0 | 0 | 0 | 0 | 0 | 0 | 0 | 0 | 0 | 0 | 0
F5_Industrial_Petroleum_New_Space Heating_Natural Gas_Gas Boiler - Maintenance_A_Achievable Economic RVT Potential | F5 | Industrial | Petroleum | New | Space Heating | Natural Gas | Gas Boiler - Maintenance | A | Incremental Summer Peak Savings (MW) | Achievable Economic RVT Potential | 0 | 0 | 0 | 0 | 0 | 0 | 0 | 0 | 0 | 0 | 0 | 0 | 0 | 0 | 0 | 0 | 0 | 0 | 0 | 0 | 0 | 0 | 0 | 0 | 0 | 0 | 0 | 0 | 0 | 0 | 0
F6_Industrial_Petroleum_New_Space Heating_Natural Gas_Gas Boiler - Maintenance_A_Achievable Economic RVT Potential | F6 | Industrial | Petroleum | New | Space Heating | Natural Gas | Gas Boiler - Maintenance | A | Incremental Winter Peak Savings (MW) | Achievable Economic RVT Potential | 0 | 0 | 0 | 0 | 0 | 0 | 0 | 0 | 0 | 0 | 0 | 0 | 0 | 0 | 0 | 0 | 0 | 0 | 0 | 0 | 0 | 0 | 0 | 0 | 0 | 0 | 0 | 0 | 0 | 0 | 0
F7_Industrial_Petroleum_New_Space Heating_Natural Gas_Gas Boiler - Maintenance_A_Achievable Economic RVT Potential | F7 | Industrial | Petroleum | New | Space Heating | Natural Gas | Gas Boiler - Maintenance | A | Cumulative Energy Savings (MWh or mTherms) | Achievable Economic RVT Potential | 0 | 0 | 0 | 0 | 0 | 0 | 0 | 0 | 0 | 0 | 0 | 0 | 0 | 0 | 0 | 0 | 0 | 0 | 0 | 0 | 0 | 0 | 0 | 0 | 0 | 0 | 0 | 0 | 0 | 0 | 0
F8_Industrial_Petroleum_New_Space Heating_Natural Gas_Gas Boiler - Maintenance_A_Achievable Economic RVT Potential | F8 | Industrial | Petroleum | New | Space Heating | Natural Gas | Gas Boiler - Maintenance | A | Cumulative Summer Peak Savings (MW) | Achievable Economic RVT Potential | 0 | 0 | 0 | 0 | 0 | 0 | 0 | 0 | 0 | 0 | 0 | 0 | 0 | 0 | 0 | 0 | 0 | 0 | 0 | 0 | 0 | 0 | 0 | 0 | 0 | 0 | 0 | 0 | 0 | 0 | 0
F9_Industrial_Petroleum_New_Space Heating_Natural Gas_Gas Boiler - Maintenance_A_Achievable Economic RVT Potential | F9 | Industrial | Petroleum | New | Space Heating | Natural Gas | Gas Boiler - Maintenance | A | Cumulative Winter Peak Savings (MW) | Achievable Economic RVT Potential | 0 | 0 | 0 | 0 | 0 | 0 | 0 | 0 | 0 | 0 | 0 | 0 | 0 | 0 | 0 | 0 | 0 | 0 | 0 | 0 | 0 | 0 | 0 | 0 | 0 | 0 | 0 | 0 | 0 | 0 | 0
F10_Industrial_Petroleum_New_Space Heating_Natural Gas_Gas Boiler - Maintenance_A_Achievable Economic RVT Potential | F10 | Industrial | Petroleum | New | Space Heating | Natural Gas | Gas Boiler - Maintenance | A | Purchases (Incremental) | Achievable Economic RVT Potential | 0 | 0 | 0 | 0 | 0 | 0 | 0 | 0 | 0 | 0 | 0 | 0 | 0 | 0 | 0 | 0 | 0 | 0 | 0 | 0 | 0 | 0 | 0 | 0 | 0 | 0 | 0 | 0 | 0 | 0 | 0
F11_Industrial_Petroleum_New_Space Heating_Natural Gas_Gas Boiler - Maintenance_A_Achievable Economic RVT Potential | F11 | Industrial | Petroleum | New | Space Heating | Natural Gas | Gas Boiler - Maintenance | A | Purchases (Cumulative) | Achievable Economic RVT Potential | 0 | 0 | 0 | 0 | 0 | 0 | 0 | 0 | 0 | 0 | 0 | 0 | 0 | 0 | 0 | 0 | 0 | 0 | 0 | 0 | 0 | 0 | 0 | 0 | 0 | 0 | 0 | 0 | 0 | 0 | 0
F1_Industrial_Petroleum_New_Process_Natural Gas_Gas Boiler - Maintenance_A_Achievable Economic RVT Potential | F1 | Industrial | Petroleum | New | Process | Natural Gas | Gas Boiler - Maintenance | A | Integrated Unit Energy Savings (kWh or therms) | Achievable Economic RVT Potential | 0 | 0 | 0 | 0 | 0 | 536.7637 | 536.7637 | 536.7637 | 536.7637 | 536.7637 | 536.7637 | 536.7637 | 536.7637 | 536.7637 | 536.7637 | 536.7637 | 536.7637 | 536.7637 | 536.7637 | 536.7637 | 536.7637 | 536.7637 | 536.7637 | 536.7637 | 536.7637 | 536.7637 | 536.7637 | 536.7637 | 536.7637 | 536.7637 | 536.7637
F2_Industrial_Petroleum_New_Process_Natural Gas_Gas Boiler - Maintenance_A_Achievable Economic RVT Potential | F2 | Industrial | Petroleum | New | Process | Natural Gas | Gas Boiler - Maintenance | A | Integrated Unit Summer Peak Savings (kW) | Achievable Economic RVT Potential | 0 | 0 | 0 | 0 | 0 | 0 | 0 | 0 | 0 | 0 | 0 | 0 | 0 | 0 | 0 | 0 | 0 | 0 | 0 | 0 | 0 | 0 | 0 | 0 | 0 | 0 | 0 | 0 | 0 | 0 | 0
F3_Industrial_Petroleum_New_Process_Natural Gas_Gas Boiler - Maintenance_A_Achievable Economic RVT Potential | F3 | Industrial | Petroleum | New | Process | Natural Gas | Gas Boiler - Maintenance | A | Integrated Unit Winter Peak Savings (kW) | Achievable Economic RVT Potential | 0 | 0 | 0 | 0 | 0 | 0 | 0 | 0 | 0 | 0 | 0 | 0 | 0 | 0 | 0 | 0 | 0 | 0 | 0 | 0 | 0 | 0 | 0 | 0 | 0 | 0 | 0 | 0 | 0 | 0 | 0
F4_Industrial_Petroleum_New_Process_Natural Gas_Gas Boiler - Maintenance_A_Achievable Economic RVT Potential | F4 | Industrial | Petroleum | New | Process | Natural Gas | Gas Boiler - Maintenance | A | Incremental Energy Savings (MWh or mTherms) | Achievable Economic RVT Potential | 0 | 0 | 0 | 0 | 0 | 0 | 0 | 0 | 0 | 0 | 0 | 0 | 0 | 0 | 0 | 0 | 0 | 0 | 0 | 0 | 0 | 0 | 0 | 0 | 0 | 0 | 0 | 0 | 0 | 0 | 0
F5_Industrial_Petroleum_New_Process_Natural Gas_Gas Boiler - Maintenance_A_Achievable Economic RVT Potential | F5 | Industrial | Petroleum | New | Process | Natural Gas | Gas Boiler - Maintenance | A | Incremental Summer Peak Savings (MW) | Achievable Economic RVT Potential | 0 | 0 | 0 | 0 | 0 | 0 | 0 | 0 | 0 | 0 | 0 | 0 | 0 | 0 | 0 | 0 | 0 | 0 | 0 | 0 | 0 | 0 | 0 | 0 | 0 | 0 | 0 | 0 | 0 | 0 | 0
F6_Industrial_Petroleum_New_Process_Natural Gas_Gas Boiler - Maintenance_A_Achievable Economic RVT Potential | F6 | Industrial | Petroleum | New | Process | Natural Gas | Gas Boiler - Maintenance | A | Incremental Winter Peak Savings (MW) | Achievable Economic RVT Potential | 0 | 0 | 0 | 0 | 0 | 0 | 0 | 0 | 0 | 0 | 0 | 0 | 0 | 0 | 0 | 0 | 0 | 0 | 0 | 0 | 0 | 0 | 0 | 0 | 0 | 0 | 0 | 0 | 0 | 0 | 0
F7_Industrial_Petroleum_New_Process_Natural Gas_Gas Boiler - Maintenance_A_Achievable Economic RVT Potential | F7 | Industrial | Petroleum | New | Process | Natural Gas | Gas Boiler - Maintenance | A | Cumulative Energy Savings (MWh or mTherms) | Achievable Economic RVT Potential | 0 | 0 | 0 | 0 | 0 | 0 | 0 | 0 | 0 | 0 | 0 | 0 | 0 | 0 | 0 | 0 | 0 | 0 | 0 | 0 | 0 | 0 | 0 | 0 | 0 | 0 | 0 | 0 | 0 | 0 | 0
F8_Industrial_Petroleum_New_Process_Natural Gas_Gas Boiler - Maintenance_A_Achievable Economic RVT Potential | F8 | Industrial | Petroleum | New | Process | Natural Gas | Gas Boiler - Maintenance | A | Cumulative Summer Peak Savings (MW) | Achievable Economic RVT Potential | 0 | 0 | 0 | 0 | 0 | 0 | 0 | 0 | 0 | 0 | 0 | 0 | 0 | 0 | 0 | 0 | 0 | 0 | 0 | 0 | 0 | 0 | 0 | 0 | 0 | 0 | 0 | 0 | 0 | 0 | 0
F9_Industrial_Petroleum_New_Process_Natural Gas_Gas Boiler - Maintenance_A_Achievable Economic RVT Potential | F9 | Industrial | Petroleum | New | Process | Natural Gas | Gas Boiler - Maintenance | A | Cumulative Winter Peak Savings (MW) | Achievable Economic RVT Potential | 0 | 0 | 0 | 0 | 0 | 0 | 0 | 0 | 0 | 0 | 0 | 0 | 0 | 0 | 0 | 0 | 0 | 0 | 0 | 0 | 0 | 0 | 0 | 0 | 0 | 0 | 0 | 0 | 0 | 0 | 0
F10_Industrial_Petroleum_New_Process_Natural Gas_Gas Boiler - Maintenance_A_Achievable Economic RVT Potential | F10 | Industrial | Petroleum | New | Process | Natural Gas | Gas Boiler - Maintenance | A | Purchases (Incremental) | Achievable Economic RVT Potential | 0 | 0 | 0 | 0 | 0 | 0 | 0 | 0 | 0 | 0 | 0 | 0 | 0 | 0 | 0 | 0 | 0 | 0 | 0 | 0 | 0 | 0 | 0 | 0 | 0 | 0 | 0 | 0 | 0 | 0 | 0
F11_Industrial_Petroleum_New_Process_Natural Gas_Gas Boiler - Maintenance_A_Achievable Economic RVT Potential | F11 | Industrial | Petroleum | New | Process | Natural Gas | Gas Boiler - Maintenance | A | Purchases (Cumulative) | Achievable Economic RVT Potential | 0 | 0 | 0 | 0 | 0 | 0 | 0 | 0 | 0 | 0 | 0 | 0 | 0 | 0 | 0 | 0 | 0 | 0 | 0 | 0 | 0 | 0 | 0 | 0 | 0 | 0 | 0 | 0 | 0 | 0 | 0
F1_Industrial_Petroleum_New_Space Heating_Natural Gas_Gas Furnace - Maintenance_A_Achievable Economic RVT Potential | F1 | Industrial | Petroleum | New | Space Heating | Natural Gas | Gas Furnace - Maintenance | A | Integrated Unit Energy Savings (kWh or therms) | Achievable Economic RVT Potential | 0 | 0 | 0 | 0 | 0 | 0 | 0 | 0 | 0 | 0 | 0 | 0 | 0 | 0 | 0 | 0 | 0 | 0 | 0 | 0 | 0 | 0 | 0 | 0 | 0 | 0 | 0 | 0 | 0 | 0 | 0
F2_Industrial_Petroleum_New_Space Heating_Natural Gas_Gas Furnace - Maintenance_A_Achievable Economic RVT Potential | F2 | Industrial | Petroleum | New | Space Heating | Natural Gas | Gas Furnace - Maintenance | A | Integrated Unit Summer Peak Savings (kW) | Achievable Economic RVT Potential | 0 | 0 | 0 | 0 | 0 | 0 | 0 | 0 | 0 | 0 | 0 | 0 | 0 | 0 | 0 | 0 | 0 | 0 | 0 | 0 | 0 | 0 | 0 | 0 | 0 | 0 | 0 | 0 | 0 | 0 | 0
F3_Industrial_Petroleum_New_Space Heating_Natural Gas_Gas Furnace - Maintenance_A_Achievable Economic RVT Potential | F3 | Industrial | Petroleum | New | Space Heating | Natural Gas | Gas Furnace - Maintenance | A | Integrated Unit Winter Peak Savings (kW) | Achievable Economic RVT Potential | 0 | 0 | 0 | 0 | 0 | 0 | 0 | 0 | 0 | 0 | 0 | 0 | 0 | 0 | 0 | 0 | 0 | 0 | 0 | 0 | 0 | 0 | 0 | 0 | 0 | 0 | 0 | 0 | 0 | 0 | 0
F4_Industrial_Petroleum_New_Space Heating_Natural Gas_Gas Furnace - Maintenance_A_Achievable Economic RVT Potential | F4 | Industrial | Petroleum | New | Space Heating | Natural Gas | Gas Furnace - Maintenance | A | Incremental Energy Savings (MWh or mTherms) | Achievable Economic RVT Potential | 0 | 0 | 0 | 0 | 0 | 0 | 0 | 0 | 0 | 0 | 0 | 0 | 0 | 0 | 0 | 0 | 0 | 0 | 0 | 0 | 0 | 0 | 0 | 0 | 0 | 0 | 0 | 0 | 0 | 0 | 0
F5_Industrial_Petroleum_New_Space Heating_Natural Gas_Gas Furnace - Maintenance_A_Achievable Economic RVT Potential | F5 | Industrial | Petroleum | New | Space Heating | Natural Gas | Gas Furnace - Maintenance | A | Incremental Summer Peak Savings (MW) | Achievable Economic RVT Potential | 0 | 0 | 0 | 0 | 0 | 0 | 0 | 0 | 0 | 0 | 0 | 0 | 0 | 0 | 0 | 0 | 0 | 0 | 0 | 0 | 0 | 0 | 0 | 0 | 0 | 0 | 0 | 0 | 0 | 0 | 0
F6_Industrial_Petroleum_New_Space Heating_Natural Gas_Gas Furnace - Maintenance_A_Achievable Economic RVT Potential | F6 | Industrial | Petroleum | New | Space Heating | Natural Gas | Gas Furnace - Maintenance | A | Incremental Winter Peak Savings (MW) | Achievable Economic RVT Potential | 0 | 0 | 0 | 0 | 0 | 0 | 0 | 0 | 0 | 0 | 0 | 0 | 0 | 0 | 0 | 0 | 0 | 0 | 0 | 0 | 0 | 0 | 0 | 0 | 0 | 0 | 0 | 0 | 0 | 0 | 0
F7_Industrial_Petroleum_New_Space Heating_Natural Gas_Gas Furnace - Maintenance_A_Achievable Economic RVT Potential | F7 | Industrial | Petroleum | New | Space Heating | Natural Gas | Gas Furnace - Maintenance | A | Cumulative Energy Savings (MWh or mTherms) | Achievable Economic RVT Potential | 0 | 0 | 0 | 0 | 0 | 0 | 0 | 0 | 0 | 0 | 0 | 0 | 0 | 0 | 0 | 0 | 0 | 0 | 0 | 0 | 0 | 0 | 0 | 0 | 0 | 0 | 0 | 0 | 0 | 0 | 0
F8_Industrial_Petroleum_New_Space Heating_Natural Gas_Gas Furnace - Maintenance_A_Achievable Economic RVT Potential | F8 | Industrial | Petroleum | New | Space Heating | Natural Gas | Gas Furnace - Maintenance | A | Cumulative Summer Peak Savings (MW) | Achievable Economic RVT Potential | 0 | 0 | 0 | 0 | 0 | 0 | 0 | 0 | 0 | 0 | 0 | 0 | 0 | 0 | 0 | 0 | 0 | 0 | 0 | 0 | 0 | 0 | 0 | 0 | 0 | 0 | 0 | 0 | 0 | 0 | 0
F9_Industrial_Petroleum_New_Space Heating_Natural Gas_Gas Furnace - Maintenance_A_Achievable Economic RVT Potential | F9 | Industrial | Petroleum | New | Space Heating | Natural Gas | Gas Furnace - Maintenance | A | Cumulative Winter Peak Savings (MW) | Achievable Economic RVT Potential | 0 | 0 | 0 | 0 | 0 | 0 | 0 | 0 | 0 | 0 | 0 | 0 | 0 | 0 | 0 | 0 | 0 | 0 | 0 | 0 | 0 | 0 | 0 | 0 | 0 | 0 | 0 | 0 | 0 | 0 | 0
F10_Industrial_Petroleum_New_Space Heating_Natural Gas_Gas Furnace - Maintenance_A_Achievable Economic RVT Potential | F10 | Industrial | Petroleum | New | Space Heating | Natural Gas | Gas Furnace - Maintenance | A | Purchases (Incremental) | Achievable Economic RVT Potential | 0 | 0 | 0 | 0 | 0 | 0 | 0 | 0 | 0 | 0 | 0 | 0 | 0 | 0 | 0 | 0 | 0 | 0 | 0 | 0 | 0 | 0 | 0 | 0 | 0 | 0 | 0 | 0 | 0 | 0 | 0
F11_Industrial_Petroleum_New_Space Heating_Natural Gas_Gas Furnace - Maintenance_A_Achievable Economic RVT Potential | F11 | Industrial | Petroleum | New | Space Heating | Natural Gas | Gas Furnace - Maintenance | A | Purchases (Cumulative) | Achievable Economic RVT Potential | 0 | 0 | 0 | 0 | 0 | 0 | 0 | 0 | 0 | 0 | 0 | 0 | 0 | 0 | 0 | 0 | 0 | 0 | 0 | 0 | 0 | 0 | 0 | 0 | 0 | 0 | 0 | 0 | 0 | 0 | 0
F1_Industrial_Petroleum_New_Space Heating_Natural Gas_Gas Boiler - Hot Water Reset_A_Achievable Economic RVT Potential | F1 | Industrial | Petroleum | New | Space Heating | Natural Gas | Gas Boiler - Hot Water Reset | A | Integrated Unit Energy Savings (kWh or therms) | Achievable Economic RVT Potential | 0 | 0 | 0 | 0 | 0 | 0 | 0 | 0 | 0 | 0 | 0 | 0 | 0 | 0 | 0 | 0 | 0 | 0 | 0 | 0 | 0 | 0 | 0 | 0 | 0 | 0 | 0 | 0 | 0 | 0 | 0
F2_Industrial_Petroleum_New_Space Heating_Natural Gas_Gas Boiler - Hot Water Reset_A_Achievable Economic RVT Potential | F2 | Industrial | Petroleum | New | Space Heating | Natural Gas | Gas Boiler - Hot Water Reset | A | Integrated Unit Summer Peak Savings (kW) | Achievable Economic RVT Potential | 0 | 0 | 0 | 0 | 0 | 0 | 0 | 0 | 0 | 0 | 0 | 0 | 0 | 0 | 0 | 0 | 0 | 0 | 0 | 0 | 0 | 0 | 0 | 0 | 0 | 0 | 0 | 0 | 0 | 0 | 0
F3_Industrial_Petroleum_New_Space Heating_Natural Gas_Gas Boiler - Hot Water Reset_A_Achievable Economic RVT Potential | F3 | Industrial | Petroleum | New | Space Heating | Natural Gas | Gas Boiler - Hot Water Reset | A | Integrated Unit Winter Peak Savings (kW) | Achievable Economic RVT Potential | 0 | 0 | 0 | 0 | 0 | 0 | 0 | 0 | 0 | 0 | 0 | 0 | 0 | 0 | 0 | 0 | 0 | 0 | 0 | 0 | 0 | 0 | 0 | 0 | 0 | 0 | 0 | 0 | 0 | 0 | 0
F4_Industrial_Petroleum_New_Space Heating_Natural Gas_Gas Boiler - Hot Water Reset_A_Achievable Economic RVT Potential | F4 | Industrial | Petroleum | New | Space Heating | Natural Gas | Gas Boiler - Hot Water Reset | A | Incremental Energy Savings (MWh or mTherms) | Achievable Economic RVT Potential | 0 | 0 | 0 | 0 | 0 | 0 | 0 | 0 | 0 | 0 | 0 | 0 | 0 | 0 | 0 | 0 | 0 | 0 | 0 | 0 | 0 | 0 | 0 | 0 | 0 | 0 | 0 | 0 | 0 | 0 | 0
F5_Industrial_Petroleum_New_Space Heating_Natural Gas_Gas Boiler - Hot Water Reset_A_Achievable Economic RVT Potential | F5 | Industrial | Petroleum | New | Space Heating | Natural Gas | Gas Boiler - Hot Water Reset | A | Incremental Summer Peak Savings (MW) | Achievable Economic RVT Potential | 0 | 0 | 0 | 0 | 0 | 0 | 0 | 0 | 0 | 0 | 0 | 0 | 0 | 0 | 0 | 0 | 0 | 0 | 0 | 0 | 0 | 0 | 0 | 0 | 0 | 0 | 0 | 0 | 0 | 0 | 0
F6_Industrial_Petroleum_New_Space Heating_Natural Gas_Gas Boiler - Hot Water Reset_A_Achievable Economic RVT Potential | F6 | Industrial | Petroleum | New | Space Heating | Natural Gas | Gas Boiler - Hot Water Reset | A | Incremental Winter Peak Savings (MW) | Achievable Economic RVT Potential | 0 | 0 | 0 | 0 | 0 | 0 | 0 | 0 | 0 | 0 | 0 | 0 | 0 | 0 | 0 | 0 | 0 | 0 | 0 | 0 | 0 | 0 | 0 | 0 | 0 | 0 | 0 | 0 | 0 | 0 | 0
F7_Industrial_Petroleum_New_Space Heating_Natural Gas_Gas Boiler - Hot Water Reset_A_Achievable Economic RVT Potential | F7 | Industrial | Petroleum | New | Space Heating | Natural Gas | Gas Boiler - Hot Water Reset | A | Cumulative Energy Savings (MWh or mTherms) | Achievable Economic RVT Potential | 0 | 0 | 0 | 0 | 0 | 0 | 0 | 0 | 0 | 0 | 0 | 0 | 0 | 0 | 0 | 0 | 0 | 0 | 0 | 0 | 0 | 0 | 0 | 0 | 0 | 0 | 0 | 0 | 0 | 0 | 0
F8_Industrial_Petroleum_New_Space Heating_Natural Gas_Gas Boiler - Hot Water Reset_A_Achievable Economic RVT Potential | F8 | Industrial | Petroleum | New | Space Heating | Natural Gas | Gas Boiler - Hot Water Reset | A | Cumulative Summer Peak Savings (MW) | Achievable Economic RVT Potential | 0 | 0 | 0 | 0 | 0 | 0 | 0 | 0 | 0 | 0 | 0 | 0 | 0 | 0 | 0 | 0 | 0 | 0 | 0 | 0 | 0 | 0 | 0 | 0 | 0 | 0 | 0 | 0 | 0 | 0 | 0
F9_Industrial_Petroleum_New_Space Heating_Natural Gas_Gas Boiler - Hot Water Reset_A_Achievable Economic RVT Potential | F9 | Industrial | Petroleum | New | Space Heating | Natural Gas | Gas Boiler - Hot Water Reset | A | Cumulative Winter Peak Savings (MW) | Achievable Economic RVT Potential | 0 | 0 | 0 | 0 | 0 | 0 | 0 | 0 | 0 | 0 | 0 | 0 | 0 | 0 | 0 | 0 | 0 | 0 | 0 | 0 | 0 | 0 | 0 | 0 | 0 | 0 | 0 | 0 | 0 | 0 | 0
F10_Industrial_Petroleum_New_Space Heating_Natural Gas_Gas Boiler - Hot Water Reset_A_Achievable Economic RVT Potential | F10 | Industrial | Petroleum | New | Space Heating | Natural Gas | Gas Boiler - Hot Water Reset | A | Purchases (Incremental) | Achievable Economic RVT Potential | 0 | 0 | 0 | 0 | 0 | 0 | 0 | 0 | 0 | 0 | 0 | 0 | 0 | 0 | 0 | 0 | 0 | 0 | 0 | 0 | 0 | 0 | 0 | 0 | 0 | 0 | 0 | 0 | 0 | 0 | 0
F11_Industrial_Petroleum_New_Space Heating_Natural Gas_Gas Boiler - Hot Water Reset_A_Achievable Economic RVT Potential | F11 | Industrial | Petroleum | New | Space Heating | Natural Gas | Gas Boiler - Hot Water Reset | A | Purchases (Cumulative) | Achievable Economic RVT Potential | 0 | 0 | 0 | 0 | 0 | 0 | 0 | 0 | 0 | 0 | 0 | 0 | 0 | 0 | 0 | 0 | 0 | 0 | 0 | 0 | 0 | 0 | 0 | 0 | 0 | 0 | 0 | 0 | 0 | 0 | 0
F1_Industrial_Petroleum_New_Process_Natural Gas_Gas Boiler - Hot Water Reset_A_Achievable Economic RVT Potential | F1 | Industrial | Petroleum | New | Process | Natural Gas | Gas Boiler - Hot Water Reset | A | Integrated Unit Energy Savings (kWh or therms) | Achievable Economic RVT Potential | 0 | 0 | 0 | 0 | 0 | 974.8076 | 973.878 | 973.0651 | 972.3477 | 971.6707 | 971.1283 | 970.7828 | 970.5828 | 970.4884 | 970.4654 | 970.4998 | 970.571 | 970.6701 | 970.7869 | 970.9137 | 971.0827 | 971.2997 | 971.4977 | 971.6788 | 971.8453 | 971.9988 | 972.1407 | 972.2725 | 975.934 | 975.934 | 975.934
F2_Industrial_Petroleum_New_Process_Natural Gas_Gas Boiler - Hot Water Reset_A_Achievable Economic RVT Potential | F2 | Industrial | Petroleum | New | Process | Natural Gas | Gas Boiler - Hot Water Reset | A | Integrated Unit Summer Peak Savings (kW) | Achievable Economic RVT Potential | 0 | 0 | 0 | 0 | 0 | 0 | 0 | 0 | 0 | 0 | 0 | 0 | 0 | 0 | 0 | 0 | 0 | 0 | 0 | 0 | 0 | 0 | 0 | 0 | 0 | 0 | 0 | 0 | 0 | 0 | 0
F3_Industrial_Petroleum_New_Process_Natural Gas_Gas Boiler - Hot Water Reset_A_Achievable Economic RVT Potential | F3 | Industrial | Petroleum | New | Process | Natural Gas | Gas Boiler - Hot Water Reset | A | Integrated Unit Winter Peak Savings (kW) | Achievable Economic RVT Potential | 0 | 0 | 0 | 0 | 0 | 0 | 0 | 0 | 0 | 0 | 0 | 0 | 0 | 0 | 0 | 0 | 0 | 0 | 0 | 0 | 0 | 0 | 0 | 0 | 0 | 0 | 0 | 0 | 0 | 0 | 0
F4_Industrial_Petroleum_New_Process_Natural Gas_Gas Boiler - Hot Water Reset_A_Achievable Economic RVT Potential | F4 | Industrial | Petroleum | New | Process | Natural Gas | Gas Boiler - Hot Water Reset | A | Incremental Energy Savings (MWh or mTherms) | Achievable Economic RVT Potential | 0 | 0 | 0 | 0 | 0 | 0 | 0 | 0 | 0 | 0 | 0 | 0 | 0 | 0 | 0 | 0 | 0 | 0 | 0 | 0 | 0 | 0 | 0 | 0 | 0 | 0 | 0 | 0 | 0 | 0 | 0
F5_Industrial_Petroleum_New_Process_Natural Gas_Gas Boiler - Hot Water Reset_A_Achievable Economic RVT Potential | F5 | Industrial | Petroleum | New | Process | Natural Gas | Gas Boiler - Hot Water Reset | A | Incremental Summer Peak Savings (MW) | Achievable Economic RVT Potential | 0 | 0 | 0 | 0 | 0 | 0 | 0 | 0 | 0 | 0 | 0 | 0 | 0 | 0 | 0 | 0 | 0 | 0 | 0 | 0 | 0 | 0 | 0 | 0 | 0 | 0 | 0 | 0 | 0 | 0 | 0
F6_Industrial_Petroleum_New_Process_Natural Gas_Gas Boiler - Hot Water Reset_A_Achievable Economic RVT Potential | F6 | Industrial | Petroleum | New | Process | Natural Gas | Gas Boiler - Hot Water Reset | A | Incremental Winter Peak Savings (MW) | Achievable Economic RVT Potential | 0 | 0 | 0 | 0 | 0 | 0 | 0 | 0 | 0 | 0 | 0 | 0 | 0 | 0 | 0 | 0 | 0 | 0 | 0 | 0 | 0 | 0 | 0 | 0 | 0 | 0 | 0 | 0 | 0 | 0 | 0
F7_Industrial_Petroleum_New_Process_Natural Gas_Gas Boiler - Hot Water Reset_A_Achievable Economic RVT Potential | F7 | Industrial | Petroleum | New | Process | Natural Gas | Gas Boiler - Hot Water Reset | A | Cumulative Energy Savings (MWh or mTherms) | Achievable Economic RVT Potential | 0 | 0 | 0 | 0 | 0 | 0 | 0 | 0 | 0 | 0 | 0 | 0 | 0 | 0 | 0 | 0 | 0 | 0 | 0 | 0 | 0 | 0 | 0 | 0 | 0 | 0 | 0 | 0 | 0 | 0 | 0
F8_Industrial_Petroleum_New_Process_Natural Gas_Gas Boiler - Hot Water Reset_A_Achievable Economic RVT Potential | F8 | Industrial | Petroleum | New | Process | Natural Gas | Gas Boiler - Hot Water Reset | A | Cumulative Summer Peak Savings (MW) | Achievable Economic RVT Potential | 0 | 0 | 0 | 0 | 0 | 0 | 0 | 0 | 0 | 0 | 0 | 0 | 0 | 0 | 0 | 0 | 0 | 0 | 0 | 0 | 0 | 0 | 0 | 0 | 0 | 0 | 0 | 0 | 0 | 0 | 0
F9_Industrial_Petroleum_New_Process_Natural Gas_Gas Boiler - Hot Water Reset_A_Achievable Economic RVT Potential | F9 | Industrial | Petroleum | New | Process | Natural Gas | Gas Boiler - Hot Water Reset | A | Cumulative Winter Peak Savings (MW) | Achievable Economic RVT Potential | 0 | 0 | 0 | 0 | 0 | 0 | 0 | 0 | 0 | 0 | 0 | 0 | 0 | 0 | 0 | 0 | 0 | 0 | 0 | 0 | 0 | 0 | 0 | 0 | 0 | 0 | 0 | 0 | 0 | 0 | 0
F10_Industrial_Petroleum_New_Process_Natural Gas_Gas Boiler - Hot Water Reset_A_Achievable Economic RVT Potential | F10 | Industrial | Petroleum | New | Process | Natural Gas | Gas Boiler - Hot Water Reset | A | Purchases (Incremental) | Achievable Economic RVT Potential | 0 | 0 | 0 | 0 | 0 | 0 | 0 | 0 | 0 | 0 | 0 | 0 | 0 | 0 | 0 | 0 | 0 | 0 | 0 | 0 | 0 | 0 | 0 | 0 | 0 | 0 | 0 | 0 | 0 | 0 | 0
F11_Industrial_Petroleum_New_Process_Natural Gas_Gas Boiler - Hot Water Reset_A_Achievable Economic RVT Potential | F11 | Industrial | Petroleum | New | Process | Natural Gas | Gas Boiler - Hot Water Reset | A | Purchases (Cumulative) | Achievable Economic RVT Potential | 0 | 0 | 0 | 0 | 0 | 0 | 0 | 0 | 0 | 0 | 0 | 0 | 0 | 0 | 0 | 0 | 0 | 0 | 0 | 0 | 0 | 0 | 0 | 0 | 0 | 0 | 0 | 0 | 0 | 0 | 0
F1_Industrial_Petroleum_New_Space Heating_Natural Gas_Steam Trap Maintenance_A_Achievable Economic RVT Potential | F1 | Industrial | Petroleum | New | Space Heating | Natural Gas | Steam Trap Maintenance | A | Integrated Unit Energy Savings (kWh or therms) | Achievable Economic RVT Potential | 0 | 0 | 0 | 0 | 0 | 0 | 0 | 0 | 0 | 0 | 0 | 0 | 0 | 0 | 0 | 0 | 0 | 0 | 0 | 0 | 0 | 0 | 0 | 0 | 0 | 0 | 0 | 0 | 0 | 0 | 0
F2_Industrial_Petroleum_New_Space Heating_Natural Gas_Steam Trap Maintenance_A_Achievable Economic RVT Potential | F2 | Industrial | Petroleum | New | Space Heating | Natural Gas | Steam Trap Maintenance | A | Integrated Unit Summer Peak Savings (kW) | Achievable Economic RVT Potential | 0 | 0 | 0 | 0 | 0 | 0 | 0 | 0 | 0 | 0 | 0 | 0 | 0 | 0 | 0 | 0 | 0 | 0 | 0 | 0 | 0 | 0 | 0 | 0 | 0 | 0 | 0 | 0 | 0 | 0 | 0
F3_Industrial_Petroleum_New_Space Heating_Natural Gas_Steam Trap Maintenance_A_Achievable Economic RVT Potential | F3 | Industrial | Petroleum | New | Space Heating | Natural Gas | Steam Trap Maintenance | A | Integrated Unit Winter Peak Savings (kW) | Achievable Economic RVT Potential | 0 | 0 | 0 | 0 | 0 | 0 | 0 | 0 | 0 | 0 | 0 | 0 | 0 | 0 | 0 | 0 | 0 | 0 | 0 | 0 | 0 | 0 | 0 | 0 | 0 | 0 | 0 | 0 | 0 | 0 | 0
F4_Industrial_Petroleum_New_Space Heating_Natural Gas_Steam Trap Maintenance_A_Achievable Economic RVT Potential | F4 | Industrial | Petroleum | New | Space Heating | Natural Gas | Steam Trap Maintenance | A | Incremental Energy Savings (MWh or mTherms) | Achievable Economic RVT Potential | 0 | 0 | 0 | 0 | 0 | 0 | 0 | 0 | 0 | 0 | 0 | 0 | 0 | 0 | 0 | 0 | 0 | 0 | 0 | 0 | 0 | 0 | 0 | 0 | 0 | 0 | 0 | 0 | 0 | 0 | 0
F5_Industrial_Petroleum_New_Space Heating_Natural Gas_Steam Trap Maintenance_A_Achievable Economic RVT Potential | F5 | Industrial | Petroleum | New | Space Heating | Natural Gas | Steam Trap Maintenance | A | Incremental Summer Peak Savings (MW) | Achievable Economic RVT Potential | 0 | 0 | 0 | 0 | 0 | 0 | 0 | 0 | 0 | 0 | 0 | 0 | 0 | 0 | 0 | 0 | 0 | 0 | 0 | 0 | 0 | 0 | 0 | 0 | 0 | 0 | 0 | 0 | 0 | 0 | 0
F6_Industrial_Petroleum_New_Space Heating_Natural Gas_Steam Trap Maintenance_A_Achievable Economic RVT Potential | F6 | Industrial | Petroleum | New | Space Heating | Natural Gas | Steam Trap Maintenance | A | Incremental Winter Peak Savings (MW) | Achievable Economic RVT Potential | 0 | 0 | 0 | 0 | 0 | 0 | 0 | 0 | 0 | 0 | 0 | 0 | 0 | 0 | 0 | 0 | 0 | 0 | 0 | 0 | 0 | 0 | 0 | 0 | 0 | 0 | 0 | 0 | 0 | 0 | 0
F7_Industrial_Petroleum_New_Space Heating_Natural Gas_Steam Trap Maintenance_A_Achievable Economic RVT Potential | F7 | Industrial | Petroleum | New | Space Heating | Natural Gas | Steam Trap Maintenance | A | Cumulative Energy Savings (MWh or mTherms) | Achievable Economic RVT Potential | 0 | 0 | 0 | 0 | 0 | 0 | 0 | 0 | 0 | 0 | 0 | 0 | 0 | 0 | 0 | 0 | 0 | 0 | 0 | 0 | 0 | 0 | 0 | 0 | 0 | 0 | 0 | 0 | 0 | 0 | 0
F8_Industrial_Petroleum_New_Space Heating_Natural Gas_Steam Trap Maintenance_A_Achievable Economic RVT Potential | F8 | Industrial | Petroleum | New | Space Heating | Natural Gas | Steam Trap Maintenance | A | Cumulative Summer Peak Savings (MW) | Achievable Economic RVT Potential | 0 | 0 | 0 | 0 | 0 | 0 | 0 | 0 | 0 | 0 | 0 | 0 | 0 | 0 | 0 | 0 | 0 | 0 | 0 | 0 | 0 | 0 | 0 | 0 | 0 | 0 | 0 | 0 | 0 | 0 | 0
F9_Industrial_Petroleum_New_Space Heating_Natural Gas_Steam Trap Maintenance_A_Achievable Economic RVT Potential | F9 | Industrial | Petroleum | New | Space Heating | Natural Gas | Steam Trap Maintenance | A | Cumulative Winter Peak Savings (MW) | Achievable Economic RVT Potential | 0 | 0 | 0 | 0 | 0 | 0 | 0 | 0 | 0 | 0 | 0 | 0 | 0 | 0 | 0 | 0 | 0 | 0 | 0 | 0 | 0 | 0 | 0 | 0 | 0 | 0 | 0 | 0 | 0 | 0 | 0
F10_Industrial_Petroleum_New_Space Heating_Natural Gas_Steam Trap Maintenance_A_Achievable Economic RVT Potential | F10 | Industrial | Petroleum | New | Space Heating | Natural Gas | Steam Trap Maintenance | A | Purchases (Incremental) | Achievable Economic RVT Potential | 0 | 0 | 0 | 0 | 0 | 0 | 0 | 0 | 0 | 0 | 0 | 0 | 0 | 0 | 0 | 0 | 0 | 0 | 0 | 0 | 0 | 0 | 0 | 0 | 0 | 0 | 0 | 0 | 0 | 0 | 0
F11_Industrial_Petroleum_New_Space Heating_Natural Gas_Steam Trap Maintenance_A_Achievable Economic RVT Potential | F11 | Industrial | Petroleum | New | Space Heating | Natural Gas | Steam Trap Maintenance | A | Purchases (Cumulative) | Achievable Economic RVT Potential | 0 | 0 | 0 | 0 | 0 | 0 | 0 | 0 | 0 | 0 | 0 | 0 | 0 | 0 | 0 | 0 | 0 | 0 | 0 | 0 | 0 | 0 | 0 | 0 | 0 | 0 | 0 | 0 | 0 | 0 | 0
F1_Industrial_Petroleum_New_Process_Natural Gas_Steam Trap Maintenance_A_Achievable Economic RVT Potential | F1 | Industrial | Petroleum | New | Process | Natural Gas | Steam Trap Maintenance | A | Integrated Unit Energy Savings (kWh or therms) | Achievable Economic RVT Potential | 0 | 0 | 0 | 0 | 0 | 689.2535 | 689.0144 | 688.8117 | 688.6476 | 688.4916 | 688.3666 | 688.2878 | 688.2431 | 688.2231 | 688.2198 | 688.23 | 688.2486 | 688.2738 | 688.303 | 688.3344 | 688.392 | 688.4441 | 688.4916 | 688.5351 | 688.575 | 688.6117 | 688.6458 | 688.6773 | 689.554 | 689.554 | 689.554
F2_Industrial_Petroleum_New_Process_Natural Gas_Steam Trap Maintenance_A_Achievable Economic RVT Potential | F2 | Industrial | Petroleum | New | Process | Natural Gas | Steam Trap Maintenance | A | Integrated Unit Summer Peak Savings (kW) | Achievable Economic RVT Potential | 0 | 0 | 0 | 0 | 0 | 0 | 0 | 0 | 0 | 0 | 0 | 0 | 0 | 0 | 0 | 0 | 0 | 0 | 0 | 0 | 0 | 0 | 0 | 0 | 0 | 0 | 0 | 0 | 0 | 0 | 0
F3_Industrial_Petroleum_New_Process_Natural Gas_Steam Trap Maintenance_A_Achievable Economic RVT Potential | F3 | Industrial | Petroleum | New | Process | Natural Gas | Steam Trap Maintenance | A | Integrated Unit Winter Peak Savings (kW) | Achievable Economic RVT Potential | 0 | 0 | 0 | 0 | 0 | 0 | 0 | 0 | 0 | 0 | 0 | 0 | 0 | 0 | 0 | 0 | 0 | 0 | 0 | 0 | 0 | 0 | 0 | 0 | 0 | 0 | 0 | 0 | 0 | 0 | 0
F4_Industrial_Petroleum_New_Process_Natural Gas_Steam Trap Maintenance_A_Achievable Economic RVT Potential | F4 | Industrial | Petroleum | New | Process | Natural Gas | Steam Trap Maintenance | A | Incremental Energy Savings (MWh or mTherms) | Achievable Economic RVT Potential | 0 | 0 | 0 | 0 | 0 | 0 | 0 | 0 | 0 | 0 | 0 | 0 | 0 | 0 | 0 | 0 | 0 | 0 | 0 | 0 | 0 | 0 | 0 | 0 | 0 | 0 | 0 | 0 | 0 | 0 | 0
F5_Industrial_Petroleum_New_Process_Natural Gas_Steam Trap Maintenance_A_Achievable Economic RVT Potential | F5 | Industrial | Petroleum | New | Process | Natural Gas | Steam Trap Maintenance | A | Incremental Summer Peak Savings (MW) | Achievable Economic RVT Potential | 0 | 0 | 0 | 0 | 0 | 0 | 0 | 0 | 0 | 0 | 0 | 0 | 0 | 0 | 0 | 0 | 0 | 0 | 0 | 0 | 0 | 0 | 0 | 0 | 0 | 0 | 0 | 0 | 0 | 0 | 0
F6_Industrial_Petroleum_New_Process_Natural Gas_Steam Trap Maintenance_A_Achievable Economic RVT Potential | F6 | Industrial | Petroleum | New | Process | Natural Gas | Steam Trap Maintenance | A | Incremental Winter Peak Savings (MW) | Achievable Economic RVT Potential | 0 | 0 | 0 | 0 | 0 | 0 | 0 | 0 | 0 | 0 | 0 | 0 | 0 | 0 | 0 | 0 | 0 | 0 | 0 | 0 | 0 | 0 | 0 | 0 | 0 | 0 | 0 | 0 | 0 | 0 | 0
F7_Industrial_Petroleum_New_Process_Natural Gas_Steam Trap Maintenance_A_Achievable Economic RVT Potential | F7 | Industrial | Petroleum | New | Process | Natural Gas | Steam Trap Maintenance | A | Cumulative Energy Savings (MWh or mTherms) | Achievable Economic RVT Potential | 0 | 0 | 0 | 0 | 0 | 0 | 0 | 0 | 0 | 0 | 0 | 0 | 0 | 0 | 0 | 0 | 0 | 0 | 0 | 0 | 0 | 0 | 0 | 0 | 0 | 0 | 0 | 0 | 0 | 0 | 0
F8_Industrial_Petroleum_New_Process_Natural Gas_Steam Trap Maintenance_A_Achievable Economic RVT Potential | F8 | Industrial | Petroleum | New | Process | Natural Gas | Steam Trap Maintenance | A | Cumulative Summer Peak Savings (MW) | Achievable Economic RVT Potential | 0 | 0 | 0 | 0 | 0 | 0 | 0 | 0 | 0 | 0 | 0 | 0 | 0 | 0 | 0 | 0 | 0 | 0 | 0 | 0 | 0 | 0 | 0 | 0 | 0 | 0 | 0 | 0 | 0 | 0 | 0
F9_Industrial_Petroleum_New_Process_Natural Gas_Steam Trap Maintenance_A_Achievable Economic RVT Potential | F9 | Industrial | Petroleum | New | Process | Natural Gas | Steam Trap Maintenance | A | Cumulative Winter Peak Savings (MW) | Achievable Economic RVT Potential | 0 | 0 | 0 | 0 | 0 | 0 | 0 | 0 | 0 | 0 | 0 | 0 | 0 | 0 | 0 | 0 | 0 | 0 | 0 | 0 | 0 | 0 | 0 | 0 | 0 | 0 | 0 | 0 | 0 | 0 | 0
F10_Industrial_Petroleum_New_Process_Natural Gas_Steam Trap Maintenance_A_Achievable Economic RVT Potential | F10 | Industrial | Petroleum | New | Process | Natural Gas | Steam Trap Maintenance | A | Purchases (Incremental) | Achievable Economic RVT Potential | 0 | 0 | 0 | 0 | 0 | 0 | 0 | 0 | 0 | 0 | 0 | 0 | 0 | 0 | 0 | 0 | 0 | 0 | 0 | 0 | 0 | 0 | 0 | 0 | 0 | 0 | 0 | 0 | 0 | 0 | 0
F11_Industrial_Petroleum_New_Process_Natural Gas_Steam Trap Maintenance_A_Achievable Economic RVT Potential | F11 | Industrial | Petroleum | New | Process | Natural Gas | Steam Trap Maintenance | A | Purchases (Cumulative) | Achievable Economic RVT Potential | 0 | 0 | 0 | 0 | 0 | 0 | 0 | 0 | 0 | 0 | 0 | 0 | 0 | 0 | 0 | 0 | 0 | 0 | 0 | 0 | 0 | 0 | 0 | 0 | 0 | 0 | 0 | 0 | 0 | 0 | 0
F1_Industrial_Petroleum_New_Space Heating_Natural Gas_Gas Boiler - High Turndown_A_Achievable Economic RVT Potential | F1 | Industrial | Petroleum | New | Space Heating | Natural Gas | Gas Boiler - High Turndown | A | Integrated Unit Energy Savings (kWh or therms) | Achievable Economic RVT Potential | 0 | 0 | 0 | 0 | 0 | 0 | 0 | 0 | 0 | 0 | 0 | 0 | 0 | 0 | 0 | 0 | 0 | 0 | 0 | 0 | 0 | 0 | 0 | 0 | 0 | 0 | 0 | 0 | 0 | 0 | 0
F2_Industrial_Petroleum_New_Space Heating_Natural Gas_Gas Boiler - High Turndown_A_Achievable Economic RVT Potential | F2 | Industrial | Petroleum | New | Space Heating | Natural Gas | Gas Boiler - High Turndown | A | Integrated Unit Summer Peak Savings (kW) | Achievable Economic RVT Potential | 0 | 0 | 0 | 0 | 0 | 0 | 0 | 0 | 0 | 0 | 0 | 0 | 0 | 0 | 0 | 0 | 0 | 0 | 0 | 0 | 0 | 0 | 0 | 0 | 0 | 0 | 0 | 0 | 0 | 0 | 0
F3_Industrial_Petroleum_New_Space Heating_Natural Gas_Gas Boiler - High Turndown_A_Achievable Economic RVT Potential | F3 | Industrial | Petroleum | New | Space Heating | Natural Gas | Gas Boiler - High Turndown | A | Integrated Unit Winter Peak Savings (kW) | Achievable Economic RVT Potential | 0 | 0 | 0 | 0 | 0 | 0 | 0 | 0 | 0 | 0 | 0 | 0 | 0 | 0 | 0 | 0 | 0 | 0 | 0 | 0 | 0 | 0 | 0 | 0 | 0 | 0 | 0 | 0 | 0 | 0 | 0
F4_Industrial_Petroleum_New_Space Heating_Natural Gas_Gas Boiler - High Turndown_A_Achievable Economic RVT Potential | F4 | Industrial | Petroleum | New | Space Heating | Natural Gas | Gas Boiler - High Turndown | A | Incremental Energy Savings (MWh or mTherms) | Achievable Economic RVT Potential | 0 | 0 | 0 | 0 | 0 | 0 | 0 | 0 | 0 | 0 | 0 | 0 | 0 | 0 | 0 | 0 | 0 | 0 | 0 | 0 | 0 | 0 | 0 | 0 | 0 | 0 | 0 | 0 | 0 | 0 | 0
F5_Industrial_Petroleum_New_Space Heating_Natural Gas_Gas Boiler - High Turndown_A_Achievable Economic RVT Potential | F5 | Industrial | Petroleum | New | Space Heating | Natural Gas | Gas Boiler - High Turndown | A | Incremental Summer Peak Savings (MW) | Achievable Economic RVT Potential | 0 | 0 | 0 | 0 | 0 | 0 | 0 | 0 | 0 | 0 | 0 | 0 | 0 | 0 | 0 | 0 | 0 | 0 | 0 | 0 | 0 | 0 | 0 | 0 | 0 | 0 | 0 | 0 | 0 | 0 | 0
F6_Industrial_Petroleum_New_Space Heating_Natural Gas_Gas Boiler - High Turndown_A_Achievable Economic RVT Potential | F6 | Industrial | Petroleum | New | Space Heating | Natural Gas | Gas Boiler - High Turndown | A | Incremental Winter Peak Savings (MW) | Achievable Economic RVT Potential | 0 | 0 | 0 | 0 | 0 | 0 | 0 | 0 | 0 | 0 | 0 | 0 | 0 | 0 | 0 | 0 | 0 | 0 | 0 | 0 | 0 | 0 | 0 | 0 | 0 | 0 | 0 | 0 | 0 | 0 | 0
F7_Industrial_Petroleum_New_Space Heating_Natural Gas_Gas Boiler - High Turndown_A_Achievable Economic RVT Potential | F7 | Industrial | Petroleum | New | Space Heating | Natural Gas | Gas Boiler - High Turndown | A | Cumulative Energy Savings (MWh or mTherms) | Achievable Economic RVT Potential | 0 | 0 | 0 | 0 | 0 | 0 | 0 | 0 | 0 | 0 | 0 | 0 | 0 | 0 | 0 | 0 | 0 | 0 | 0 | 0 | 0 | 0 | 0 | 0 | 0 | 0 | 0 | 0 | 0 | 0 | 0
F8_Industrial_Petroleum_New_Space Heating_Natural Gas_Gas Boiler - High Turndown_A_Achievable Economic RVT Potential | F8 | Industrial | Petroleum | New | Space Heating | Natural Gas | Gas Boiler - High Turndown | A | Cumulative Summer Peak Savings (MW) | Achievable Economic RVT Potential | 0 | 0 | 0 | 0 | 0 | 0 | 0 | 0 | 0 | 0 | 0 | 0 | 0 | 0 | 0 | 0 | 0 | 0 | 0 | 0 | 0 | 0 | 0 | 0 | 0 | 0 | 0 | 0 | 0 | 0 | 0
F9_Industrial_Petroleum_New_Space Heating_Natural Gas_Gas Boiler - High Turndown_A_Achievable Economic RVT Potential | F9 | Industrial | Petroleum | New | Space Heating | Natural Gas | Gas Boiler - High Turndown | A | Cumulative Winter Peak Savings (MW) | Achievable Economic RVT Potential | 0 | 0 | 0 | 0 | 0 | 0 | 0 | 0 | 0 | 0 | 0 | 0 | 0 | 0 | 0 | 0 | 0 | 0 | 0 | 0 | 0 | 0 | 0 | 0 | 0 | 0 | 0 | 0 | 0 | 0 | 0
F10_Industrial_Petroleum_New_Space Heating_Natural Gas_Gas Boiler - High Turndown_A_Achievable Economic RVT Potential | F10 | Industrial | Petroleum | New | Space Heating | Natural Gas | Gas Boiler - High Turndown | A | Purchases (Incremental) | Achievable Economic RVT Potential | 0 | 0 | 0 | 0 | 0 | 0 | 0 | 0 | 0 | 0 | 0 | 0 | 0 | 0 | 0 | 0 | 0 | 0 | 0 | 0 | 0 | 0 | 0 | 0 | 0 | 0 | 0 | 0 | 0 | 0 | 0
F11_Industrial_Petroleum_New_Space Heating_Natural Gas_Gas Boiler - High Turndown_A_Achievable Economic RVT Potential | F11 | Industrial | Petroleum | New | Space Heating | Natural Gas | Gas Boiler - High Turndown | A | Purchases (Cumulative) | Achievable Economic RVT Potential | 0 | 0 | 0 | 0 | 0 | 0 | 0 | 0 | 0 | 0 | 0 | 0 | 0 | 0 | 0 | 0 | 0 | 0 | 0 | 0 | 0 | 0 | 0 | 0 | 0 | 0 | 0 | 0 | 0 | 0 | 0
F1_Industrial_Petroleum_New_Process_Natural Gas_Gas Boiler - High Turndown_A_Achievable Economic RVT Potential | F1 | Industrial | Petroleum | New | Process | Natural Gas | Gas Boiler - High Turndown | A | Integrated Unit Energy Savings (kWh or therms) | Achievable Economic RVT Potential | 0 | 0 | 0 | 0 | 0 | 730.1448 | 728.618 | 727.2472 | 725.9879 | 724.7827 | 723.9941 | 723.3541 | 722.8391 | 722.4335 | 722.1204 | 721.9041 | 721.7669 | 721.6931 | 721.6595 | 721.6443 | 721.666 | 721.724 | 721.7646 | 721.79 | 721.802 | 722.1812 | 722.5321 | 722.8578 | 731.9505 | 731.9505 | 731.9505
F2_Industrial_Petroleum_New_Process_Natural Gas_Gas Boiler - High Turndown_A_Achievable Economic RVT Potential | F2 | Industrial | Petroleum | New | Process | Natural Gas | Gas Boiler - High Turndown | A | Integrated Unit Summer Peak Savings (kW) | Achievable Economic RVT Potential | 0 | 0 | 0 | 0 | 0 | 0 | 0 | 0 | 0 | 0 | 0 | 0 | 0 | 0 | 0 | 0 | 0 | 0 | 0 | 0 | 0 | 0 | 0 | 0 | 0 | 0 | 0 | 0 | 0 | 0 | 0
F3_Industrial_Petroleum_New_Process_Natural Gas_Gas Boiler - High Turndown_A_Achievable Economic RVT Potential | F3 | Industrial | Petroleum | New | Process | Natural Gas | Gas Boiler - High Turndown | A | Integrated Unit Winter Peak Savings (kW) | Achievable Economic RVT Potential | 0 | 0 | 0 | 0 | 0 | 0 | 0 | 0 | 0 | 0 | 0 | 0 | 0 | 0 | 0 | 0 | 0 | 0 | 0 | 0 | 0 | 0 | 0 | 0 | 0 | 0 | 0 | 0 | 0 | 0 | 0
F4_Industrial_Petroleum_New_Process_Natural Gas_Gas Boiler - High Turndown_A_Achievable Economic RVT Potential | F4 | Industrial | Petroleum | New | Process | Natural Gas | Gas Boiler - High Turndown | A | Incremental Energy Savings (MWh or mTherms) | Achievable Economic RVT Potential | 0 | 0 | 0 | 0 | 0 | 0 | 0 | 0 | 0 | 0 | 0 | 0 | 0 | 0 | 0 | 0 | 0 | 0 | 0 | 0 | 0 | 0 | 0 | 0 | 0 | 0 | 0 | 0 | 0 | 0 | 0
F5_Industrial_Petroleum_New_Process_Natural Gas_Gas Boiler - High Turndown_A_Achievable Economic RVT Potential | F5 | Industrial | Petroleum | New | Process | Natural Gas | Gas Boiler - High Turndown | A | Incremental Summer Peak Savings (MW) | Achievable Economic RVT Potential | 0 | 0 | 0 | 0 | 0 | 0 | 0 | 0 | 0 | 0 | 0 | 0 | 0 | 0 | 0 | 0 | 0 | 0 | 0 | 0 | 0 | 0 | 0 | 0 | 0 | 0 | 0 | 0 | 0 | 0 | 0
F6_Industrial_Petroleum_New_Process_Natural Gas_Gas Boiler - High Turndown_A_Achievable Economic RVT Potential | F6 | Industrial | Petroleum | New | Process | Natural Gas | Gas Boiler - High Turndown | A | Incremental Winter Peak Savings (MW) | Achievable Economic RVT Potential | 0 | 0 | 0 | 0 | 0 | 0 | 0 | 0 | 0 | 0 | 0 | 0 | 0 | 0 | 0 | 0 | 0 | 0 | 0 | 0 | 0 | 0 | 0 | 0 | 0 | 0 | 0 | 0 | 0 | 0 | 0
F7_Industrial_Petroleum_New_Process_Natural Gas_Gas Boiler - High Turndown_A_Achievable Economic RVT Potential | F7 | Industrial | Petroleum | New | Process | Natural Gas | Gas Boiler - High Turndown | A | Cumulative Energy Savings (MWh or mTherms) | Achievable Economic RVT Potential | 0 | 0 | 0 | 0 | 0 | 0 | 0 | 0 | 0 | 0 | 0 | 0 | 0 | 0 | 0 | 0 | 0 | 0 | 0 | 0 | 0 | 0 | 0 | 0 | 0 | 0 | 0 | 0 | 0 | 0 | 0
F8_Industrial_Petroleum_New_Process_Natural Gas_Gas Boiler - High Turndown_A_Achievable Economic RVT Potential | F8 | Industrial | Petroleum | New | Process | Natural Gas | Gas Boiler - High Turndown | A | Cumulative Summer Peak Savings (MW) | Achievable Economic RVT Potential | 0 | 0 | 0 | 0 | 0 | 0 | 0 | 0 | 0 | 0 | 0 | 0 | 0 | 0 | 0 | 0 | 0 | 0 | 0 | 0 | 0 | 0 | 0 | 0 | 0 | 0 | 0 | 0 | 0 | 0 | 0
F9_Industrial_Petroleum_New_Process_Natural Gas_Gas Boiler - High Turndown_A_Achievable Economic RVT Potential | F9 | Industrial | Petroleum | New | Process | Natural Gas | Gas Boiler - High Turndown | A | Cumulative Winter Peak Savings (MW) | Achievable Economic RVT Potential | 0 | 0 | 0 | 0 | 0 | 0 | 0 | 0 | 0 | 0 | 0 | 0 | 0 | 0 | 0 | 0 | 0 | 0 | 0 | 0 | 0 | 0 | 0 | 0 | 0 | 0 | 0 | 0 | 0 | 0 | 0
F10_Industrial_Petroleum_New_Process_Natural Gas_Gas Boiler - High Turndown_A_Achievable Economic RVT Potential | F10 | Industrial | Petroleum | New | Process | Natural Gas | Gas Boiler - High Turndown | A | Purchases (Incremental) | Achievable Economic RVT Potential | 0 | 0 | 0 | 0 | 0 | 0 | 0 | 0 | 0 | 0 | 0 | 0 | 0 | 0 | 0 | 0 | 0 | 0 | 0 | 0 | 0 | 0 | 0 | 0 | 0 | 0 | 0 | 0 | 0 | 0 | 0
F11_Industrial_Petroleum_New_Process_Natural Gas_Gas Boiler - High Turndown_A_Achievable Economic RVT Potential | F11 | Industrial | Petroleum | New | Process | Natural Gas | Gas Boiler - High Turndown | A | Purchases (Cumulative) | Achievable Economic RVT Potential | 0 | 0 | 0 | 0 | 0 | 0 | 0 | 0 | 0 | 0 | 0 | 0 | 0 | 0 | 0 | 0 | 0 | 0 | 0 | 0 | 0 | 0 | 0 | 0 | 0 | 0 | 0 | 0 | 0 | 0 | 0
F1_Industrial_Petroleum_New_Space Heating_Natural Gas_Gas Boiler - Burner Control Optimization_A_Achievable Economic RVT Potential | F1 | Industrial | Petroleum | New | Space Heating | Natural Gas | Gas Boiler - Burner Control Optimization | A | Integrated Unit Energy Savings (kWh or therms) | Achievable Economic RVT Potential | 0 | 0 | 0 | 0 | 0 | 0 | 0 | 0 | 0 | 0 | 0 | 0 | 0 | 0 | 0 | 0 | 0 | 0 | 0 | 0 | 0 | 0 | 0 | 0 | 0 | 0 | 0 | 0 | 0 | 0 | 0
F2_Industrial_Petroleum_New_Space Heating_Natural Gas_Gas Boiler - Burner Control Optimization_A_Achievable Economic RVT Potential | F2 | Industrial | Petroleum | New | Space Heating | Natural Gas | Gas Boiler - Burner Control Optimization | A | Integrated Unit Summer Peak Savings (kW) | Achievable Economic RVT Potential | 0 | 0 | 0 | 0 | 0 | 0 | 0 | 0 | 0 | 0 | 0 | 0 | 0 | 0 | 0 | 0 | 0 | 0 | 0 | 0 | 0 | 0 | 0 | 0 | 0 | 0 | 0 | 0 | 0 | 0 | 0
F3_Industrial_Petroleum_New_Space Heating_Natural Gas_Gas Boiler - Burner Control Optimization_A_Achievable Economic RVT Potential | F3 | Industrial | Petroleum | New | Space Heating | Natural Gas | Gas Boiler - Burner Control Optimization | A | Integrated Unit Winter Peak Savings (kW) | Achievable Economic RVT Potential | 0 | 0 | 0 | 0 | 0 | 0 | 0 | 0 | 0 | 0 | 0 | 0 | 0 | 0 | 0 | 0 | 0 | 0 | 0 | 0 | 0 | 0 | 0 | 0 | 0 | 0 | 0 | 0 | 0 | 0 | 0
F4_Industrial_Petroleum_New_Space Heating_Natural Gas_Gas Boiler - Burner Control Optimization_A_Achievable Economic RVT Potential | F4 | Industrial | Petroleum | New | Space Heating | Natural Gas | Gas Boiler - Burner Control Optimization | A | Incremental Energy Savings (MWh or mTherms) | Achievable Economic RVT Potential | 0 | 0 | 0 | 0 | 0 | 0 | 0 | 0 | 0 | 0 | 0 | 0 | 0 | 0 | 0 | 0 | 0 | 0 | 0 | 0 | 0 | 0 | 0 | 0 | 0 | 0 | 0 | 0 | 0 | 0 | 0
F5_Industrial_Petroleum_New_Space Heating_Natural Gas_Gas Boiler - Burner Control Optimization_A_Achievable Economic RVT Potential | F5 | Industrial | Petroleum | New | Space Heating | Natural Gas | Gas Boiler - Burner Control Optimization | A | Incremental Summer Peak Savings (MW) | Achievable Economic RVT Potential | 0 | 0 | 0 | 0 | 0 | 0 | 0 | 0 | 0 | 0 | 0 | 0 | 0 | 0 | 0 | 0 | 0 | 0 | 0 | 0 | 0 | 0 | 0 | 0 | 0 | 0 | 0 | 0 | 0 | 0 | 0
F6_Industrial_Petroleum_New_Space Heating_Natural Gas_Gas Boiler - Burner Control Optimization_A_Achievable Economic RVT Potential | F6 | Industrial | Petroleum | New | Space Heating | Natural Gas | Gas Boiler - Burner Control Optimization | A | Incremental Winter Peak Savings (MW) | Achievable Economic RVT Potential | 0 | 0 | 0 | 0 | 0 | 0 | 0 | 0 | 0 | 0 | 0 | 0 | 0 | 0 | 0 | 0 | 0 | 0 | 0 | 0 | 0 | 0 | 0 | 0 | 0 | 0 | 0 | 0 | 0 | 0 | 0
F7_Industrial_Petroleum_New_Space Heating_Natural Gas_Gas Boiler - Burner Control Optimization_A_Achievable Economic RVT Potential | F7 | Industrial | Petroleum | New | Space Heating | Natural Gas | Gas Boiler - Burner Control Optimization | A | Cumulative Energy Savings (MWh or mTherms) | Achievable Economic RVT Potential | 0 | 0 | 0 | 0 | 0 | 0 | 0 | 0 | 0 | 0 | 0 | 0 | 0 | 0 | 0 | 0 | 0 | 0 | 0 | 0 | 0 | 0 | 0 | 0 | 0 | 0 | 0 | 0 | 0 | 0 | 0
F8_Industrial_Petroleum_New_Space Heating_Natural Gas_Gas Boiler - Burner Control Optimization_A_Achievable Economic RVT Potential | F8 | Industrial | Petroleum | New | Space Heating | Natural Gas | Gas Boiler - Burner Control Optimization | A | Cumulative Summer Peak Savings (MW) | Achievable Economic RVT Potential | 0 | 0 | 0 | 0 | 0 | 0 | 0 | 0 | 0 | 0 | 0 | 0 | 0 | 0 | 0 | 0 | 0 | 0 | 0 | 0 | 0 | 0 | 0 | 0 | 0 | 0 | 0 | 0 | 0 | 0 | 0
F9_Industrial_Petroleum_New_Space Heating_Natural Gas_Gas Boiler - Burner Control Optimization_A_Achievable Economic RVT Potential | F9 | Industrial | Petroleum | New | Space Heating | Natural Gas | Gas Boiler - Burner Control Optimization | A | Cumulative Winter Peak Savings (MW) | Achievable Economic RVT Potential | 0 | 0 | 0 | 0 | 0 | 0 | 0 | 0 | 0 | 0 | 0 | 0 | 0 | 0 | 0 | 0 | 0 | 0 | 0 | 0 | 0 | 0 | 0 | 0 | 0 | 0 | 0 | 0 | 0 | 0 | 0
F10_Industrial_Petroleum_New_Space Heating_Natural Gas_Gas Boiler - Burner Control Optimization_A_Achievable Economic RVT Potential | F10 | Industrial | Petroleum | New | Space Heating | Natural Gas | Gas Boiler - Burner Control Optimization | A | Purchases (Incremental) | Achievable Economic RVT Potential | 0 | 0 | 0 | 0 | 0 | 0 | 0 | 0 | 0 | 0 | 0 | 0 | 0 | 0 | 0 | 0 | 0 | 0 | 0 | 0 | 0 | 0 | 0 | 0 | 0 | 0 | 0 | 0 | 0 | 0 | 0
F11_Industrial_Petroleum_New_Space Heating_Natural Gas_Gas Boiler - Burner Control Optimization_A_Achievable Economic RVT Potential | F11 | Industrial | Petroleum | New | Space Heating | Natural Gas | Gas Boiler - Burner Control Optimization | A | Purchases (Cumulative) | Achievable Economic RVT Potential | 0 | 0 | 0 | 0 | 0 | 0 | 0 | 0 | 0 | 0 | 0 | 0 | 0 | 0 | 0 | 0 | 0 | 0 | 0 | 0 | 0 | 0 | 0 | 0 | 0 | 0 | 0 | 0 | 0 | 0 | 0
F1_Industrial_Petroleum_New_Process_Natural Gas_Gas Boiler - Burner Control Optimization_A_Achievable Economic RVT Potential | F1 | Industrial | Petroleum | New | Process | Natural Gas | Gas Boiler - Burner Control Optimization | A | Integrated Unit Energy Savings (kWh or therms) | Achievable Economic RVT Potential | 0 | 0 | 0 | 0 | 0 | 211.7118 | 211.2436 | 210.8236 | 210.4377 | 210.0688 | 209.8246 | 209.6291 | 209.474 | 209.3536 | 209.2621 | 209.2003 | 209.1624 | 209.1438 | 209.1372 | 209.1364 | 209.1493 | 209.1721 | 209.1893 | 209.2017 | 209.2098 | 209.3239 | 209.4295 | 209.5276 | 212.2656 | 212.2656 | 212.2656
F2_Industrial_Petroleum_New_Process_Natural Gas_Gas Boiler - Burner Control Optimization_A_Achievable Economic RVT Potential | F2 | Industrial | Petroleum | New | Process | Natural Gas | Gas Boiler - Burner Control Optimization | A | Integrated Unit Summer Peak Savings (kW) | Achievable Economic RVT Potential | 0 | 0 | 0 | 0 | 0 | 0 | 0 | 0 | 0 | 0 | 0 | 0 | 0 | 0 | 0 | 0 | 0 | 0 | 0 | 0 | 0 | 0 | 0 | 0 | 0 | 0 | 0 | 0 | 0 | 0 | 0
F3_Industrial_Petroleum_New_Process_Natural Gas_Gas Boiler - Burner Control Optimization_A_Achievable Economic RVT Potential | F3 | Industrial | Petroleum | New | Process | Natural Gas | Gas Boiler - Burner Control Optimization | A | Integrated Unit Winter Peak Savings (kW) | Achievable Economic RVT Potential | 0 | 0 | 0 | 0 | 0 | 0 | 0 | 0 | 0 | 0 | 0 | 0 | 0 | 0 | 0 | 0 | 0 | 0 | 0 | 0 | 0 | 0 | 0 | 0 | 0 | 0 | 0 | 0 | 0 | 0 | 0
F4_Industrial_Petroleum_New_Process_Natural Gas_Gas Boiler - Burner Control Optimization_A_Achievable Economic RVT Potential | F4 | Industrial | Petroleum | New | Process | Natural Gas | Gas Boiler - Burner Control Optimization | A | Incremental Energy Savings (MWh or mTherms) | Achievable Economic RVT Potential | 0 | 0 | 0 | 0 | 0 | 0 | 0 | 0 | 0 | 0 | 0 | 0 | 0 | 0 | 0 | 0 | 0 | 0 | 0 | 0 | 0 | 0 | 0 | 0 | 0 | 0 | 0 | 0 | 0 | 0 | 0
F5_Industrial_Petroleum_New_Process_Natural Gas_Gas Boiler - Burner Control Optimization_A_Achievable Economic RVT Potential | F5 | Industrial | Petroleum | New | Process | Natural Gas | Gas Boiler - Burner Control Optimization | A | Incremental Summer Peak Savings (MW) | Achievable Economic RVT Potential | 0 | 0 | 0 | 0 | 0 | 0 | 0 | 0 | 0 | 0 | 0 | 0 | 0 | 0 | 0 | 0 | 0 | 0 | 0 | 0 | 0 | 0 | 0 | 0 | 0 | 0 | 0 | 0 | 0 | 0 | 0
F6_Industrial_Petroleum_New_Process_Natural Gas_Gas Boiler - Burner Control Optimization_A_Achievable Economic RVT Potential | F6 | Industrial | Petroleum | New | Process | Natural Gas | Gas Boiler - Burner Control Optimization | A | Incremental Winter Peak Savings (MW) | Achievable Economic RVT Potential | 0 | 0 | 0 | 0 | 0 | 0 | 0 | 0 | 0 | 0 | 0 | 0 | 0 | 0 | 0 | 0 | 0 | 0 | 0 | 0 | 0 | 0 | 0 | 0 | 0 | 0 | 0 | 0 | 0 | 0 | 0
F7_Industrial_Petroleum_New_Process_Natural Gas_Gas Boiler - Burner Control Optimization_A_Achievable Economic RVT Potential | F7 | Industrial | Petroleum | New | Process | Natural Gas | Gas Boiler - Burner Control Optimization | A | Cumulative Energy Savings (MWh or mTherms) | Achievable Economic RVT Potential | 0 | 0 | 0 | 0 | 0 | 0 | 0 | 0 | 0 | 0 | 0 | 0 | 0 | 0 | 0 | 0 | 0 | 0 | 0 | 0 | 0 | 0 | 0 | 0 | 0 | 0 | 0 | 0 | 0 | 0 | 0
F8_Industrial_Petroleum_New_Process_Natural Gas_Gas Boiler - Burner Control Optimization_A_Achievable Economic RVT Potential | F8 | Industrial | Petroleum | New | Process | Natural Gas | Gas Boiler - Burner Control Optimization | A | Cumulative Summer Peak Savings (MW) | Achievable Economic RVT Potential | 0 | 0 | 0 | 0 | 0 | 0 | 0 | 0 | 0 | 0 | 0 | 0 | 0 | 0 | 0 | 0 | 0 | 0 | 0 | 0 | 0 | 0 | 0 | 0 | 0 | 0 | 0 | 0 | 0 | 0 | 0
F9_Industrial_Petroleum_New_Process_Natural Gas_Gas Boiler - Burner Control Optimization_A_Achievable Economic RVT Potential | F9 | Industrial | Petroleum | New | Process | Natural Gas | Gas Boiler - Burner Control Optimization | A | Cumulative Winter Peak Savings (MW) | Achievable Economic RVT Potential | 0 | 0 | 0 | 0 | 0 | 0 | 0 | 0 | 0 | 0 | 0 | 0 | 0 | 0 | 0 | 0 | 0 | 0 | 0 | 0 | 0 | 0 | 0 | 0 | 0 | 0 | 0 | 0 | 0 | 0 | 0
F10_Industrial_Petroleum_New_Process_Natural Gas_Gas Boiler - Burner Control Optimization_A_Achievable Economic RVT Potential | F10 | Industrial | Petroleum | New | Process | Natural Gas | Gas Boiler - Burner Control Optimization | A | Purchases (Incremental) | Achievable Economic RVT Potential | 0 | 0 | 0 | 0 | 0 | 0 | 0 | 0 | 0 | 0 | 0 | 0 | 0 | 0 | 0 | 0 | 0 | 0 | 0 | 0 | 0 | 0 | 0 | 0 | 0 | 0 | 0 | 0 | 0 | 0 | 0
F11_Industrial_Petroleum_New_Process_Natural Gas_Gas Boiler - Burner Control Optimization_A_Achievable Economic RVT Potential | F11 | Industrial | Petroleum | New | Process | Natural Gas | Gas Boiler - Burner Control Optimization | A | Purchases (Cumulative) | Achievable Economic RVT Potential | 0 | 0 | 0 | 0 | 0 | 0 | 0 | 0 | 0 | 0 | 0 | 0 | 0 | 0 | 0 | 0 | 0 | 0 | 0 | 0 | 0 | 0 | 0 | 0 | 0 | 0 | 0 | 0 | 0 | 0 | 0
F1_Industrial_Petroleum_New_Space Heating_Natural Gas_HVAC - Demand Controlled Ventilation_A_Achievable Economic RVT Potential | F1 | Industrial | Petroleum | New | Space Heating | Natural Gas | HVAC - Demand Controlled Ventilation | A | Integrated Unit Energy Savings (kWh or therms) | Achievable Economic RVT Potential | 0 | 0 | 0 | 0 | 0 | 0 | 0 | 0 | 0 | 0 | 0 | 0 | 0 | 0 | 0 | 0 | 0 | 0 | 0 | 0 | 0 | 0 | 0 | 0 | 0 | 0 | 0 | 0 | 0 | 0 | 0
F2_Industrial_Petroleum_New_Space Heating_Natural Gas_HVAC - Demand Controlled Ventilation_A_Achievable Economic RVT Potential | F2 | Industrial | Petroleum | New | Space Heating | Natural Gas | HVAC - Demand Controlled Ventilation | A | Integrated Unit Summer Peak Savings (kW) | Achievable Economic RVT Potential | 0 | 0 | 0 | 0 | 0 | 0 | 0 | 0 | 0 | 0 | 0 | 0 | 0 | 0 | 0 | 0 | 0 | 0 | 0 | 0 | 0 | 0 | 0 | 0 | 0 | 0 | 0 | 0 | 0 | 0 | 0
F3_Industrial_Petroleum_New_Space Heating_Natural Gas_HVAC - Demand Controlled Ventilation_A_Achievable Economic RVT Potential | F3 | Industrial | Petroleum | New | Space Heating | Natural Gas | HVAC - Demand Controlled Ventilation | A | Integrated Unit Winter Peak Savings (kW) | Achievable Economic RVT Potential | 0 | 0 | 0 | 0 | 0 | 0 | 0 | 0 | 0 | 0 | 0 | 0 | 0 | 0 | 0 | 0 | 0 | 0 | 0 | 0 | 0 | 0 | 0 | 0 | 0 | 0 | 0 | 0 | 0 | 0 | 0
F4_Industrial_Petroleum_New_Space Heating_Natural Gas_HVAC - Demand Controlled Ventilation_A_Achievable Economic RVT Potential | F4 | Industrial | Petroleum | New | Space Heating | Natural Gas | HVAC - Demand Controlled Ventilation | A | Incremental Energy Savings (MWh or mTherms) | Achievable Economic RVT Potential | 0 | 0 | 0 | 0 | 0 | 0 | 0 | 0 | 0 | 0 | 0 | 0 | 0 | 0 | 0 | 0 | 0 | 0 | 0 | 0 | 0 | 0 | 0 | 0 | 0 | 0 | 0 | 0 | 0 | 0 | 0
F5_Industrial_Petroleum_New_Space Heating_Natural Gas_HVAC - Demand Controlled Ventilation_A_Achievable Economic RVT Potential | F5 | Industrial | Petroleum | New | Space Heating | Natural Gas | HVAC - Demand Controlled Ventilation | A | Incremental Summer Peak Savings (MW) | Achievable Economic RVT Potential | 0 | 0 | 0 | 0 | 0 | 0 | 0 | 0 | 0 | 0 | 0 | 0 | 0 | 0 | 0 | 0 | 0 | 0 | 0 | 0 | 0 | 0 | 0 | 0 | 0 | 0 | 0 | 0 | 0 | 0 | 0
F6_Industrial_Petroleum_New_Space Heating_Natural Gas_HVAC - Demand Controlled Ventilation_A_Achievable Economic RVT Potential | F6 | Industrial | Petroleum | New | Space Heating | Natural Gas | HVAC - Demand Controlled Ventilation | A | Incremental Winter Peak Savings (MW) | Achievable Economic RVT Potential | 0 | 0 | 0 | 0 | 0 | 0 | 0 | 0 | 0 | 0 | 0 | 0 | 0 | 0 | 0 | 0 | 0 | 0 | 0 | 0 | 0 | 0 | 0 | 0 | 0 | 0 | 0 | 0 | 0 | 0 | 0
F7_Industrial_Petroleum_New_Space Heating_Natural Gas_HVAC - Demand Controlled Ventilation_A_Achievable Economic RVT Potential | F7 | Industrial | Petroleum | New | Space Heating | Natural Gas | HVAC - Demand Controlled Ventilation | A | Cumulative Energy Savings (MWh or mTherms) | Achievable Economic RVT Potential | 0 | 0 | 0 | 0 | 0 | 0 | 0 | 0 | 0 | 0 | 0 | 0 | 0 | 0 | 0 | 0 | 0 | 0 | 0 | 0 | 0 | 0 | 0 | 0 | 0 | 0 | 0 | 0 | 0 | 0 | 0
F8_Industrial_Petroleum_New_Space Heating_Natural Gas_HVAC - Demand Controlled Ventilation_A_Achievable Economic RVT Potential | F8 | Industrial | Petroleum | New | Space Heating | Natural Gas | HVAC - Demand Controlled Ventilation | A | Cumulative Summer Peak Savings (MW) | Achievable Economic RVT Potential | 0 | 0 | 0 | 0 | 0 | 0 | 0 | 0 | 0 | 0 | 0 | 0 | 0 | 0 | 0 | 0 | 0 | 0 | 0 | 0 | 0 | 0 | 0 | 0 | 0 | 0 | 0 | 0 | 0 | 0 | 0
F9_Industrial_Petroleum_New_Space Heating_Natural Gas_HVAC - Demand Controlled Ventilation_A_Achievable Economic RVT Potential | F9 | Industrial | Petroleum | New | Space Heating | Natural Gas | HVAC - Demand Controlled Ventilation | A | Cumulative Winter Peak Savings (MW) | Achievable Economic RVT Potential | 0 | 0 | 0 | 0 | 0 | 0 | 0 | 0 | 0 | 0 | 0 | 0 | 0 | 0 | 0 | 0 | 0 | 0 | 0 | 0 | 0 | 0 | 0 | 0 | 0 | 0 | 0 | 0 | 0 | 0 | 0
F10_Industrial_Petroleum_New_Space Heating_Natural Gas_HVAC - Demand Controlled Ventilation_A_Achievable Economic RVT Potential | F10 | Industrial | Petroleum | New | Space Heating | Natural Gas | HVAC - Demand Controlled Ventilation | A | Purchases (Incremental) | Achievable Economic RVT Potential | 0 | 0 | 0 | 0 | 0 | 0 | 0 | 0 | 0 | 0 | 0 | 0 | 0 | 0 | 0 | 0 | 0 | 0 | 0 | 0 | 0 | 0 | 0 | 0 | 0 | 0 | 0 | 0 | 0 | 0 | 0
F11_Industrial_Petroleum_New_Space Heating_Natural Gas_HVAC - Demand Controlled Ventilation_A_Achievable Economic RVT Potential | F11 | Industrial | Petroleum | New | Space Heating | Natural Gas | HVAC - Demand Controlled Ventilation | A | Purchases (Cumulative) | Achievable Economic RVT Potential | 0 | 0 | 0 | 0 | 0 | 0 | 0 | 0 | 0 | 0 | 0 | 0 | 0 | 0 | 0 | 0 | 0 | 0 | 0 | 0 | 0 | 0 | 0 | 0 | 0 | 0 | 0 | 0 | 0 | 0 | 0
F1_Industrial_Petroleum_New_Space Heating_Natural Gas_Gas Boiler - Stack Economizer_A_Achievable Economic RVT Potential | F1 | Industrial | Petroleum | New | Space Heating | Natural Gas | Gas Boiler - Stack Economizer | A | Integrated Unit Energy Savings (kWh or therms) | Achievable Economic RVT Potential | 0 | 0 | 0 | 0 | 0 | 0 | 0 | 0 | 0 | 0 | 0 | 0 | 0 | 0 | 0 | 0 | 0 | 0 | 0 | 0 | 0 | 0 | 0 | 0 | 0 | 0 | 0 | 0 | 0 | 0 | 0
F2_Industrial_Petroleum_New_Space Heating_Natural Gas_Gas Boiler - Stack Economizer_A_Achievable Economic RVT Potential | F2 | Industrial | Petroleum | New | Space Heating | Natural Gas | Gas Boiler - Stack Economizer | A | Integrated Unit Summer Peak Savings (kW) | Achievable Economic RVT Potential | 0 | 0 | 0 | 0 | 0 | 0 | 0 | 0 | 0 | 0 | 0 | 0 | 0 | 0 | 0 | 0 | 0 | 0 | 0 | 0 | 0 | 0 | 0 | 0 | 0 | 0 | 0 | 0 | 0 | 0 | 0
F3_Industrial_Petroleum_New_Space Heating_Natural Gas_Gas Boiler - Stack Economizer_A_Achievable Economic RVT Potential | F3 | Industrial | Petroleum | New | Space Heating | Natural Gas | Gas Boiler - Stack Economizer | A | Integrated Unit Winter Peak Savings (kW) | Achievable Economic RVT Potential | 0 | 0 | 0 | 0 | 0 | 0 | 0 | 0 | 0 | 0 | 0 | 0 | 0 | 0 | 0 | 0 | 0 | 0 | 0 | 0 | 0 | 0 | 0 | 0 | 0 | 0 | 0 | 0 | 0 | 0 | 0
F4_Industrial_Petroleum_New_Space Heating_Natural Gas_Gas Boiler - Stack Economizer_A_Achievable Economic RVT Potential | F4 | Industrial | Petroleum | New | Space Heating | Natural Gas | Gas Boiler - Stack Economizer | A | Incremental Energy Savings (MWh or mTherms) | Achievable Economic RVT Potential | 0 | 0 | 0 | 0 | 0 | 0 | 0 | 0 | 0 | 0 | 0 | 0 | 0 | 0 | 0 | 0 | 0 | 0 | 0 | 0 | 0 | 0 | 0 | 0 | 0 | 0 | 0 | 0 | 0 | 0 | 0
F5_Industrial_Petroleum_New_Space Heating_Natural Gas_Gas Boiler - Stack Economizer_A_Achievable Economic RVT Potential | F5 | Industrial | Petroleum | New | Space Heating | Natural Gas | Gas Boiler - Stack Economizer | A | Incremental Summer Peak Savings (MW) | Achievable Economic RVT Potential | 0 | 0 | 0 | 0 | 0 | 0 | 0 | 0 | 0 | 0 | 0 | 0 | 0 | 0 | 0 | 0 | 0 | 0 | 0 | 0 | 0 | 0 | 0 | 0 | 0 | 0 | 0 | 0 | 0 | 0 | 0
F6_Industrial_Petroleum_New_Space Heating_Natural Gas_Gas Boiler - Stack Economizer_A_Achievable Economic RVT Potential | F6 | Industrial | Petroleum | New | Space Heating | Natural Gas | Gas Boiler - Stack Economizer | A | Incremental Winter Peak Savings (MW) | Achievable Economic RVT Potential | 0 | 0 | 0 | 0 | 0 | 0 | 0 | 0 | 0 | 0 | 0 | 0 | 0 | 0 | 0 | 0 | 0 | 0 | 0 | 0 | 0 | 0 | 0 | 0 | 0 | 0 | 0 | 0 | 0 | 0 | 0
F7_Industrial_Petroleum_New_Space Heating_Natural Gas_Gas Boiler - Stack Economizer_A_Achievable Economic RVT Potential | F7 | Industrial | Petroleum | New | Space Heating | Natural Gas | Gas Boiler - Stack Economizer | A | Cumulative Energy Savings (MWh or mTherms) | Achievable Economic RVT Potential | 0 | 0 | 0 | 0 | 0 | 0 | 0 | 0 | 0 | 0 | 0 | 0 | 0 | 0 | 0 | 0 | 0 | 0 | 0 | 0 | 0 | 0 | 0 | 0 | 0 | 0 | 0 | 0 | 0 | 0 | 0
F8_Industrial_Petroleum_New_Space Heating_Natural Gas_Gas Boiler - Stack Economizer_A_Achievable Economic RVT Potential | F8 | Industrial | Petroleum | New | Space Heating | Natural Gas | Gas Boiler - Stack Economizer | A | Cumulative Summer Peak Savings (MW) | Achievable Economic RVT Potential | 0 | 0 | 0 | 0 | 0 | 0 | 0 | 0 | 0 | 0 | 0 | 0 | 0 | 0 | 0 | 0 | 0 | 0 | 0 | 0 | 0 | 0 | 0 | 0 | 0 | 0 | 0 | 0 | 0 | 0 | 0
F9_Industrial_Petroleum_New_Space Heating_Natural Gas_Gas Boiler - Stack Economizer_A_Achievable Economic RVT Potential | F9 | Industrial | Petroleum | New | Space Heating | Natural Gas | Gas Boiler - Stack Economizer | A | Cumulative Winter Peak Savings (MW) | Achievable Economic RVT Potential | 0 | 0 | 0 | 0 | 0 | 0 | 0 | 0 | 0 | 0 | 0 | 0 | 0 | 0 | 0 | 0 | 0 | 0 | 0 | 0 | 0 | 0 | 0 | 0 | 0 | 0 | 0 | 0 | 0 | 0 | 0
F10_Industrial_Petroleum_New_Space Heating_Natural Gas_Gas Boiler - Stack Economizer_A_Achievable Economic RVT Potential | F10 | Industrial | Petroleum | New | Space Heating | Natural Gas | Gas Boiler - Stack Economizer | A | Purchases (Incremental) | Achievable Economic RVT Potential | 0 | 0 | 0 | 0 | 0 | 0 | 0 | 0 | 0 | 0 | 0 | 0 | 0 | 0 | 0 | 0 | 0 | 0 | 0 | 0 | 0 | 0 | 0 | 0 | 0 | 0 | 0 | 0 | 0 | 0 | 0
F11_Industrial_Petroleum_New_Space Heating_Natural Gas_Gas Boiler - Stack Economizer_A_Achievable Economic RVT Potential | F11 | Industrial | Petroleum | New | Space Heating | Natural Gas | Gas Boiler - Stack Economizer | A | Purchases (Cumulative) | Achievable Economic RVT Potential | 0 | 0 | 0 | 0 | 0 | 0 | 0 | 0 | 0 | 0 | 0 | 0 | 0 | 0 | 0 | 0 | 0 | 0 | 0 | 0 | 0 | 0 | 0 | 0 | 0 | 0 | 0 | 0 | 0 | 0 | 0
F1_Industrial_Petroleum_New_Process_Natural Gas_Gas Boiler - Stack Economizer_A_Achievable Economic RVT Potential | F1 | Industrial | Petroleum | New | Process | Natural Gas | Gas Boiler - Stack Economizer | A | Integrated Unit Energy Savings (kWh or therms) | Achievable Economic RVT Potential | 0 | 0 | 0 | 0 | 0 | 702.6229 | 702.5959 | 702.5821 | 702.5928 | 702.6012 | 702.6081 | 702.6136 | 702.6183 | 702.6223 | 702.6256 | 702.6286 | 702.6312 | 702.6335 | 702.6355 | 702.6374 | 702.639 | 702.6405 | 702.6419 | 702.6431 | 702.6443 | 702.6453 | 702.6463 | 702.6472 | 702.6725 | 702.6725 | 702.6725
F2_Industrial_Petroleum_New_Process_Natural Gas_Gas Boiler - Stack Economizer_A_Achievable Economic RVT Potential | F2 | Industrial | Petroleum | New | Process | Natural Gas | Gas Boiler - Stack Economizer | A | Integrated Unit Summer Peak Savings (kW) | Achievable Economic RVT Potential | 0 | 0 | 0 | 0 | 0 | 0 | 0 | 0 | 0 | 0 | 0 | 0 | 0 | 0 | 0 | 0 | 0 | 0 | 0 | 0 | 0 | 0 | 0 | 0 | 0 | 0 | 0 | 0 | 0 | 0 | 0
F3_Industrial_Petroleum_New_Process_Natural Gas_Gas Boiler - Stack Economizer_A_Achievable Economic RVT Potential | F3 | Industrial | Petroleum | New | Process | Natural Gas | Gas Boiler - Stack Economizer | A | Integrated Unit Winter Peak Savings (kW) | Achievable Economic RVT Potential | 0 | 0 | 0 | 0 | 0 | 0 | 0 | 0 | 0 | 0 | 0 | 0 | 0 | 0 | 0 | 0 | 0 | 0 | 0 | 0 | 0 | 0 | 0 | 0 | 0 | 0 | 0 | 0 | 0 | 0 | 0
F4_Industrial_Petroleum_New_Process_Natural Gas_Gas Boiler - Stack Economizer_A_Achievable Economic RVT Potential | F4 | Industrial | Petroleum | New | Process | Natural Gas | Gas Boiler - Stack Economizer | A | Incremental Energy Savings (MWh or mTherms) | Achievable Economic RVT Potential | 0 | 0 | 0 | 0 | 0 | 0 | 0 | 0 | 0 | 0 | 0 | 0 | 0 | 0 | 0 | 0 | 0 | 0 | 0 | 0 | 0 | 0 | 0 | 0 | 0 | 0 | 0 | 0 | 0 | 0 | 0
F5_Industrial_Petroleum_New_Process_Natural Gas_Gas Boiler - Stack Economizer_A_Achievable Economic RVT Potential | F5 | Industrial | Petroleum | New | Process | Natural Gas | Gas Boiler - Stack Economizer | A | Incremental Summer Peak Savings (MW) | Achievable Economic RVT Potential | 0 | 0 | 0 | 0 | 0 | 0 | 0 | 0 | 0 | 0 | 0 | 0 | 0 | 0 | 0 | 0 | 0 | 0 | 0 | 0 | 0 | 0 | 0 | 0 | 0 | 0 | 0 | 0 | 0 | 0 | 0
F6_Industrial_Petroleum_New_Process_Natural Gas_Gas Boiler - Stack Economizer_A_Achievable Economic RVT Potential | F6 | Industrial | Petroleum | New | Process | Natural Gas | Gas Boiler - Stack Economizer | A | Incremental Winter Peak Savings (MW) | Achievable Economic RVT Potential | 0 | 0 | 0 | 0 | 0 | 0 | 0 | 0 | 0 | 0 | 0 | 0 | 0 | 0 | 0 | 0 | 0 | 0 | 0 | 0 | 0 | 0 | 0 | 0 | 0 | 0 | 0 | 0 | 0 | 0 | 0
F7_Industrial_Petroleum_New_Process_Natural Gas_Gas Boiler - Stack Economizer_A_Achievable Economic RVT Potential | F7 | Industrial | Petroleum | New | Process | Natural Gas | Gas Boiler - Stack Economizer | A | Cumulative Energy Savings (MWh or mTherms) | Achievable Economic RVT Potential | 0 | 0 | 0 | 0 | 0 | 0 | 0 | 0 | 0 | 0 | 0 | 0 | 0 | 0 | 0 | 0 | 0 | 0 | 0 | 0 | 0 | 0 | 0 | 0 | 0 | 0 | 0 | 0 | 0 | 0 | 0
F8_Industrial_Petroleum_New_Process_Natural Gas_Gas Boiler - Stack Economizer_A_Achievable Economic RVT Potential | F8 | Industrial | Petroleum | New | Process | Natural Gas | Gas Boiler - Stack Economizer | A | Cumulative Summer Peak Savings (MW) | Achievable Economic RVT Potential | 0 | 0 | 0 | 0 | 0 | 0 | 0 | 0 | 0 | 0 | 0 | 0 | 0 | 0 | 0 | 0 | 0 | 0 | 0 | 0 | 0 | 0 | 0 | 0 | 0 | 0 | 0 | 0 | 0 | 0 | 0
F9_Industrial_Petroleum_New_Process_Natural Gas_Gas Boiler - Stack Economizer_A_Achievable Economic RVT Potential | F9 | Industrial | Petroleum | New | Process | Natural Gas | Gas Boiler - Stack Economizer | A | Cumulative Winter Peak Savings (MW) | Achievable Economic RVT Potential | 0 | 0 | 0 | 0 | 0 | 0 | 0 | 0 | 0 | 0 | 0 | 0 | 0 | 0 | 0 | 0 | 0 | 0 | 0 | 0 | 0 | 0 | 0 | 0 | 0 | 0 | 0 | 0 | 0 | 0 | 0
F10_Industrial_Petroleum_New_Process_Natural Gas_Gas Boiler - Stack Economizer_A_Achievable Economic RVT Potential | F10 | Industrial | Petroleum | New | Process | Natural Gas | Gas Boiler - Stack Economizer | A | Purchases (Incremental) | Achievable Economic RVT Potential | 0 | 0 | 0 | 0 | 0 | 0 | 0 | 0 | 0 | 0 | 0 | 0 | 0 | 0 | 0 | 0 | 0 | 0 | 0 | 0 | 0 | 0 | 0 | 0 | 0 | 0 | 0 | 0 | 0 | 0 | 0
F11_Industrial_Petroleum_New_Process_Natural Gas_Gas Boiler - Stack Economizer_A_Achievable Economic RVT Potential | F11 | Industrial | Petroleum | New | Process | Natural Gas | Gas Boiler - Stack Economizer | A | Purchases (Cumulative) | Achievable Economic RVT Potential | 0 | 0 | 0 | 0 | 0 | 0 | 0 | 0 | 0 | 0 | 0 | 0 | 0 | 0 | 0 | 0 | 0 | 0 | 0 | 0 | 0 | 0 | 0 | 0 | 0 | 0 | 0 | 0 | 0 | 0 | 0
F1_Industrial_Petroleum_New_Space Heating_Natural Gas_Gas Furnace Tube Inserts_A_Achievable Economic RVT Potential | F1 | Industrial | Petroleum | New | Space Heating | Natural Gas | Gas Furnace Tube Inserts | A | Integrated Unit Energy Savings (kWh or therms) | Achievable Economic RVT Potential | 0 | 0 | 0 | 0 | 0 | 0 | 0 | 0 | 0 | 0 | 0 | 0 | 0 | 0 | 0 | 0 | 0 | 0 | 0 | 0 | 0 | 0 | 0 | 0 | 0 | 0 | 0 | 0 | 0 | 0 | 0
F2_Industrial_Petroleum_New_Space Heating_Natural Gas_Gas Furnace Tube Inserts_A_Achievable Economic RVT Potential | F2 | Industrial | Petroleum | New | Space Heating | Natural Gas | Gas Furnace Tube Inserts | A | Integrated Unit Summer Peak Savings (kW) | Achievable Economic RVT Potential | 0 | 0 | 0 | 0 | 0 | 0 | 0 | 0 | 0 | 0 | 0 | 0 | 0 | 0 | 0 | 0 | 0 | 0 | 0 | 0 | 0 | 0 | 0 | 0 | 0 | 0 | 0 | 0 | 0 | 0 | 0
F3_Industrial_Petroleum_New_Space Heating_Natural Gas_Gas Furnace Tube Inserts_A_Achievable Economic RVT Potential | F3 | Industrial | Petroleum | New | Space Heating | Natural Gas | Gas Furnace Tube Inserts | A | Integrated Unit Winter Peak Savings (kW) | Achievable Economic RVT Potential | 0 | 0 | 0 | 0 | 0 | 0 | 0 | 0 | 0 | 0 | 0 | 0 | 0 | 0 | 0 | 0 | 0 | 0 | 0 | 0 | 0 | 0 | 0 | 0 | 0 | 0 | 0 | 0 | 0 | 0 | 0
F4_Industrial_Petroleum_New_Space Heating_Natural Gas_Gas Furnace Tube Inserts_A_Achievable Economic RVT Potential | F4 | Industrial | Petroleum | New | Space Heating | Natural Gas | Gas Furnace Tube Inserts | A | Incremental Energy Savings (MWh or mTherms) | Achievable Economic RVT Potential | 0 | 0 | 0 | 0 | 0 | 0 | 0 | 0 | 0 | 0 | 0 | 0 | 0 | 0 | 0 | 0 | 0 | 0 | 0 | 0 | 0 | 0 | 0 | 0 | 0 | 0 | 0 | 0 | 0 | 0 | 0
F5_Industrial_Petroleum_New_Space Heating_Natural Gas_Gas Furnace Tube Inserts_A_Achievable Economic RVT Potential | F5 | Industrial | Petroleum | New | Space Heating | Natural Gas | Gas Furnace Tube Inserts | A | Incremental Summer Peak Savings (MW) | Achievable Economic RVT Potential | 0 | 0 | 0 | 0 | 0 | 0 | 0 | 0 | 0 | 0 | 0 | 0 | 0 | 0 | 0 | 0 | 0 | 0 | 0 | 0 | 0 | 0 | 0 | 0 | 0 | 0 | 0 | 0 | 0 | 0 | 0
F6_Industrial_Petroleum_New_Space Heating_Natural Gas_Gas Furnace Tube Inserts_A_Achievable Economic RVT Potential | F6 | Industrial | Petroleum | New | Space Heating | Natural Gas | Gas Furnace Tube Inserts | A | Incremental Winter Peak Savings (MW) | Achievable Economic RVT Potential | 0 | 0 | 0 | 0 | 0 | 0 | 0 | 0 | 0 | 0 | 0 | 0 | 0 | 0 | 0 | 0 | 0 | 0 | 0 | 0 | 0 | 0 | 0 | 0 | 0 | 0 | 0 | 0 | 0 | 0 | 0
F7_Industrial_Petroleum_New_Space Heating_Natural Gas_Gas Furnace Tube Inserts_A_Achievable Economic RVT Potential | F7 | Industrial | Petroleum | New | Space Heating | Natural Gas | Gas Furnace Tube Inserts | A | Cumulative Energy Savings (MWh or mTherms) | Achievable Economic RVT Potential | 0 | 0 | 0 | 0 | 0 | 0 | 0 | 0 | 0 | 0 | 0 | 0 | 0 | 0 | 0 | 0 | 0 | 0 | 0 | 0 | 0 | 0 | 0 | 0 | 0 | 0 | 0 | 0 | 0 | 0 | 0
F8_Industrial_Petroleum_New_Space Heating_Natural Gas_Gas Furnace Tube Inserts_A_Achievable Economic RVT Potential | F8 | Industrial | Petroleum | New | Space Heating | Natural Gas | Gas Furnace Tube Inserts | A | Cumulative Summer Peak Savings (MW) | Achievable Economic RVT Potential | 0 | 0 | 0 | 0 | 0 | 0 | 0 | 0 | 0 | 0 | 0 | 0 | 0 | 0 | 0 | 0 | 0 | 0 | 0 | 0 | 0 | 0 | 0 | 0 | 0 | 0 | 0 | 0 | 0 | 0 | 0
F9_Industrial_Petroleum_New_Space Heating_Natural Gas_Gas Furnace Tube Inserts_A_Achievable Economic RVT Potential | F9 | Industrial | Petroleum | New | Space Heating | Natural Gas | Gas Furnace Tube Inserts | A | Cumulative Winter Peak Savings (MW) | Achievable Economic RVT Potential | 0 | 0 | 0 | 0 | 0 | 0 | 0 | 0 | 0 | 0 | 0 | 0 | 0 | 0 | 0 | 0 | 0 | 0 | 0 | 0 | 0 | 0 | 0 | 0 | 0 | 0 | 0 | 0 | 0 | 0 | 0
F10_Industrial_Petroleum_New_Space Heating_Natural Gas_Gas Furnace Tube Inserts_A_Achievable Economic RVT Potential | F10 | Industrial | Petroleum | New | Space Heating | Natural Gas | Gas Furnace Tube Inserts | A | Purchases (Incremental) | Achievable Economic RVT Potential | 0 | 0 | 0 | 0 | 0 | 0 | 0 | 0 | 0 | 0 | 0 | 0 | 0 | 0 | 0 | 0 | 0 | 0 | 0 | 0 | 0 | 0 | 0 | 0 | 0 | 0 | 0 | 0 | 0 | 0 | 0
F11_Industrial_Petroleum_New_Space Heating_Natural Gas_Gas Furnace Tube Inserts_A_Achievable Economic RVT Potential | F11 | Industrial | Petroleum | New | Space Heating | Natural Gas | Gas Furnace Tube Inserts | A | Purchases (Cumulative) | Achievable Economic RVT Potential | 0 | 0 | 0 | 0 | 0 | 0 | 0 | 0 | 0 | 0 | 0 | 0 | 0 | 0 | 0 | 0 | 0 | 0 | 0 | 0 | 0 | 0 | 0 | 0 | 0 | 0 | 0 | 0 | 0 | 0 | 0
F1_Industrial_Petroleum_New_Space Heating_Natural Gas_Space Heating - Heat Recovery Ventilator_A_Achievable Economic RVT Potential | F1 | Industrial | Petroleum | New | Space Heating | Natural Gas | Space Heating - Heat Recovery Ventilator | A | Integrated Unit Energy Savings (kWh or therms) | Achievable Economic RVT Potential | 0 | 0 | 0 | 0 | 0 | 0 | 0 | 0 | 0 | 0 | 0 | 0 | 0 | 0 | 0 | 0 | 0 | 0 | 0 | 0 | 0 | 0 | 0 | 0 | 0 | 0 | 0 | 0 | 0 | 0 | 0
F2_Industrial_Petroleum_New_Space Heating_Natural Gas_Space Heating - Heat Recovery Ventilator_A_Achievable Economic RVT Potential | F2 | Industrial | Petroleum | New | Space Heating | Natural Gas | Space Heating - Heat Recovery Ventilator | A | Integrated Unit Summer Peak Savings (kW) | Achievable Economic RVT Potential | 0 | 0 | 0 | 0 | 0 | 0 | 0 | 0 | 0 | 0 | 0 | 0 | 0 | 0 | 0 | 0 | 0 | 0 | 0 | 0 | 0 | 0 | 0 | 0 | 0 | 0 | 0 | 0 | 0 | 0 | 0
F3_Industrial_Petroleum_New_Space Heating_Natural Gas_Space Heating - Heat Recovery Ventilator_A_Achievable Economic RVT Potential | F3 | Industrial | Petroleum | New | Space Heating | Natural Gas | Space Heating - Heat Recovery Ventilator | A | Integrated Unit Winter Peak Savings (kW) | Achievable Economic RVT Potential | 0 | 0 | 0 | 0 | 0 | 0 | 0 | 0 | 0 | 0 | 0 | 0 | 0 | 0 | 0 | 0 | 0 | 0 | 0 | 0 | 0 | 0 | 0 | 0 | 0 | 0 | 0 | 0 | 0 | 0 | 0
F4_Industrial_Petroleum_New_Space Heating_Natural Gas_Space Heating - Heat Recovery Ventilator_A_Achievable Economic RVT Potential | F4 | Industrial | Petroleum | New | Space Heating | Natural Gas | Space Heating - Heat Recovery Ventilator | A | Incremental Energy Savings (MWh or mTherms) | Achievable Economic RVT Potential | 0 | 0 | 0 | 0 | 0 | 0 | 0 | 0 | 0 | 0 | 0 | 0 | 0 | 0 | 0 | 0 | 0 | 0 | 0 | 0 | 0 | 0 | 0 | 0 | 0 | 0 | 0 | 0 | 0 | 0 | 0
F5_Industrial_Petroleum_New_Space Heating_Natural Gas_Space Heating - Heat Recovery Ventilator_A_Achievable Economic RVT Potential | F5 | Industrial | Petroleum | New | Space Heating | Natural Gas | Space Heating - Heat Recovery Ventilator | A | Incremental Summer Peak Savings (MW) | Achievable Economic RVT Potential | 0 | 0 | 0 | 0 | 0 | 0 | 0 | 0 | 0 | 0 | 0 | 0 | 0 | 0 | 0 | 0 | 0 | 0 | 0 | 0 | 0 | 0 | 0 | 0 | 0 | 0 | 0 | 0 | 0 | 0 | 0
F6_Industrial_Petroleum_New_Space Heating_Natural Gas_Space Heating - Heat Recovery Ventilator_A_Achievable Economic RVT Potential | F6 | Industrial | Petroleum | New | Space Heating | Natural Gas | Space Heating - Heat Recovery Ventilator | A | Incremental Winter Peak Savings (MW) | Achievable Economic RVT Potential | 0 | 0 | 0 | 0 | 0 | 0 | 0 | 0 | 0 | 0 | 0 | 0 | 0 | 0 | 0 | 0 | 0 | 0 | 0 | 0 | 0 | 0 | 0 | 0 | 0 | 0 | 0 | 0 | 0 | 0 | 0
F7_Industrial_Petroleum_New_Space Heating_Natural Gas_Space Heating - Heat Recovery Ventilator_A_Achievable Economic RVT Potential | F7 | Industrial | Petroleum | New | Space Heating | Natural Gas | Space Heating - Heat Recovery Ventilator | A | Cumulative Energy Savings (MWh or mTherms) | Achievable Economic RVT Potential | 0 | 0 | 0 | 0 | 0 | 0 | 0 | 0 | 0 | 0 | 0 | 0 | 0 | 0 | 0 | 0 | 0 | 0 | 0 | 0 | 0 | 0 | 0 | 0 | 0 | 0 | 0 | 0 | 0 | 0 | 0
F8_Industrial_Petroleum_New_Space Heating_Natural Gas_Space Heating - Heat Recovery Ventilator_A_Achievable Economic RVT Potential | F8 | Industrial | Petroleum | New | Space Heating | Natural Gas | Space Heating - Heat Recovery Ventilator | A | Cumulative Summer Peak Savings (MW) | Achievable Economic RVT Potential | 0 | 0 | 0 | 0 | 0 | 0 | 0 | 0 | 0 | 0 | 0 | 0 | 0 | 0 | 0 | 0 | 0 | 0 | 0 | 0 | 0 | 0 | 0 | 0 | 0 | 0 | 0 | 0 | 0 | 0 | 0
F9_Industrial_Petroleum_New_Space Heating_Natural Gas_Space Heating - Heat Recovery Ventilator_A_Achievable Economic RVT Potential | F9 | Industrial | Petroleum | New | Space Heating | Natural Gas | Space Heating - Heat Recovery Ventilator | A | Cumulative Winter Peak Savings (MW) | Achievable Economic RVT Potential | 0 | 0 | 0 | 0 | 0 | 0 | 0 | 0 | 0 | 0 | 0 | 0 | 0 | 0 | 0 | 0 | 0 | 0 | 0 | 0 | 0 | 0 | 0 | 0 | 0 | 0 | 0 | 0 | 0 | 0 | 0
F10_Industrial_Petroleum_New_Space Heating_Natural Gas_Space Heating - Heat Recovery Ventilator_A_Achievable Economic RVT Potential | F10 | Industrial | Petroleum | New | Space Heating | Natural Gas | Space Heating - Heat Recovery Ventilator | A | Purchases (Incremental) | Achievable Economic RVT Potential | 0 | 0 | 0 | 0 | 0 | 0 | 0 | 0 | 0 | 0 | 0 | 0 | 0 | 0 | 0 | 0 | 0 | 0 | 0 | 0 | 0 | 0 | 0 | 0 | 0 | 0 | 0 | 0 | 0 | 0 | 0
F11_Industrial_Petroleum_New_Space Heating_Natural Gas_Space Heating - Heat Recovery Ventilator_A_Achievable Economic RVT Potential | F11 | Industrial | Petroleum | New | Space Heating | Natural Gas | Space Heating - Heat Recovery Ventilator | A | Purchases (Cumulative) | Achievable Economic RVT Potential | 0 | 0 | 0 | 0 | 0 | 0 | 0 | 0 | 0 | 0 | 0 | 0 | 0 | 0 | 0 | 0 | 0 | 0 | 0 | 0 | 0 | 0 | 0 | 0 | 0 | 0 | 0 | 0 | 0 | 0 | 0
F1_Industrial_Petroleum_New_Space Heating_Natural Gas_Thermostat - Programmable_A_Achievable Economic RVT Potential | F1 | Industrial | Petroleum | New | Space Heating | Natural Gas | Thermostat - Programmable | A | Integrated Unit Energy Savings (kWh or therms) | Achievable Economic RVT Potential | 0 | 0 | 0 | 0 | 0 | 0 | 0 | 0 | 0 | 0 | 0 | 0 | 0 | 0 | 0 | 0 | 0 | 0 | 0 | 0 | 0 | 0 | 0 | 0 | 0 | 0 | 0 | 0 | 0 | 0 | 0
F2_Industrial_Petroleum_New_Space Heating_Natural Gas_Thermostat - Programmable_A_Achievable Economic RVT Potential | F2 | Industrial | Petroleum | New | Space Heating | Natural Gas | Thermostat - Programmable | A | Integrated Unit Summer Peak Savings (kW) | Achievable Economic RVT Potential | 0 | 0 | 0 | 0 | 0 | 0 | 0 | 0 | 0 | 0 | 0 | 0 | 0 | 0 | 0 | 0 | 0 | 0 | 0 | 0 | 0 | 0 | 0 | 0 | 0 | 0 | 0 | 0 | 0 | 0 | 0
F3_Industrial_Petroleum_New_Space Heating_Natural Gas_Thermostat - Programmable_A_Achievable Economic RVT Potential | F3 | Industrial | Petroleum | New | Space Heating | Natural Gas | Thermostat - Programmable | A | Integrated Unit Winter Peak Savings (kW) | Achievable Economic RVT Potential | 0 | 0 | 0 | 0 | 0 | 0 | 0 | 0 | 0 | 0 | 0 | 0 | 0 | 0 | 0 | 0 | 0 | 0 | 0 | 0 | 0 | 0 | 0 | 0 | 0 | 0 | 0 | 0 | 0 | 0 | 0
F4_Industrial_Petroleum_New_Space Heating_Natural Gas_Thermostat - Programmable_A_Achievable Economic RVT Potential | F4 | Industrial | Petroleum | New | Space Heating | Natural Gas | Thermostat - Programmable | A | Incremental Energy Savings (MWh or mTherms) | Achievable Economic RVT Potential | 0 | 0 | 0 | 0 | 0 | 0 | 0 | 0 | 0 | 0 | 0 | 0 | 0 | 0 | 0 | 0 | 0 | 0 | 0 | 0 | 0 | 0 | 0 | 0 | 0 | 0 | 0 | 0 | 0 | 0 | 0
F5_Industrial_Petroleum_New_Space Heating_Natural Gas_Thermostat - Programmable_A_Achievable Economic RVT Potential | F5 | Industrial | Petroleum | New | Space Heating | Natural Gas | Thermostat - Programmable | A | Incremental Summer Peak Savings (MW) | Achievable Economic RVT Potential | 0 | 0 | 0 | 0 | 0 | 0 | 0 | 0 | 0 | 0 | 0 | 0 | 0 | 0 | 0 | 0 | 0 | 0 | 0 | 0 | 0 | 0 | 0 | 0 | 0 | 0 | 0 | 0 | 0 | 0 | 0
F6_Industrial_Petroleum_New_Space Heating_Natural Gas_Thermostat - Programmable_A_Achievable Economic RVT Potential | F6 | Industrial | Petroleum | New | Space Heating | Natural Gas | Thermostat - Programmable | A | Incremental Winter Peak Savings (MW) | Achievable Economic RVT Potential | 0 | 0 | 0 | 0 | 0 | 0 | 0 | 0 | 0 | 0 | 0 | 0 | 0 | 0 | 0 | 0 | 0 | 0 | 0 | 0 | 0 | 0 | 0 | 0 | 0 | 0 | 0 | 0 | 0 | 0 | 0
F7_Industrial_Petroleum_New_Space Heating_Natural Gas_Thermostat - Programmable_A_Achievable Economic RVT Potential | F7 | Industrial | Petroleum | New | Space Heating | Natural Gas | Thermostat - Programmable | A | Cumulative Energy Savings (MWh or mTherms) | Achievable Economic RVT Potential | 0 | 0 | 0 | 0 | 0 | 0 | 0 | 0 | 0 | 0 | 0 | 0 | 0 | 0 | 0 | 0 | 0 | 0 | 0 | 0 | 0 | 0 | 0 | 0 | 0 | 0 | 0 | 0 | 0 | 0 | 0
F8_Industrial_Petroleum_New_Space Heating_Natural Gas_Thermostat - Programmable_A_Achievable Economic RVT Potential | F8 | Industrial | Petroleum | New | Space Heating | Natural Gas | Thermostat - Programmable | A | Cumulative Summer Peak Savings (MW) | Achievable Economic RVT Potential | 0 | 0 | 0 | 0 | 0 | 0 | 0 | 0 | 0 | 0 | 0 | 0 | 0 | 0 | 0 | 0 | 0 | 0 | 0 | 0 | 0 | 0 | 0 | 0 | 0 | 0 | 0 | 0 | 0 | 0 | 0
F9_Industrial_Petroleum_New_Space Heating_Natural Gas_Thermostat - Programmable_A_Achievable Economic RVT Potential | F9 | Industrial | Petroleum | New | Space Heating | Natural Gas | Thermostat - Programmable | A | Cumulative Winter Peak Savings (MW) | Achievable Economic RVT Potential | 0 | 0 | 0 | 0 | 0 | 0 | 0 | 0 | 0 | 0 | 0 | 0 | 0 | 0 | 0 | 0 | 0 | 0 | 0 | 0 | 0 | 0 | 0 | 0 | 0 | 0 | 0 | 0 | 0 | 0 | 0
F10_Industrial_Petroleum_New_Space Heating_Natural Gas_Thermostat - Programmable_A_Achievable Economic RVT Potential | F10 | Industrial | Petroleum | New | Space Heating | Natural Gas | Thermostat - Programmable | A | Purchases (Incremental) | Achievable Economic RVT Potential | 0 | 0 | 0 | 0 | 0 | 0 | 0 | 0 | 0 | 0 | 0 | 0 | 0 | 0 | 0 | 0 | 0 | 0 | 0 | 0 | 0 | 0 | 0 | 0 | 0 | 0 | 0 | 0 | 0 | 0 | 0
F11_Industrial_Petroleum_New_Space Heating_Natural Gas_Thermostat - Programmable_A_Achievable Economic RVT Potential | F11 | Industrial | Petroleum | New | Space Heating | Natural Gas | Thermostat - Programmable | A | Purchases (Cumulative) | Achievable Economic RVT Potential | 0 | 0 | 0 | 0 | 0 | 0 | 0 | 0 | 0 | 0 | 0 | 0 | 0 | 0 | 0 | 0 | 0 | 0 | 0 | 0 | 0 | 0 | 0 | 0 | 0 | 0 | 0 | 0 | 0 | 0 | 0
F1_Industrial_Petroleum_New_Space Heating_Natural Gas_ENERGY STAR Connected Thermostat_A_Achievable Economic RVT Potential | F1 | Industrial | Petroleum | New | Space Heating | Natural Gas | ENERGY STAR Connected Thermostat | A | Integrated Unit Energy Savings (kWh or therms) | Achievable Economic RVT Potential | 0 | 0 | 0 | 0 | 0 | 0 | 0 | 0 | 0 | 0 | 0 | 0 | 0 | 0 | 0 | 0 | 0 | 0 | 0 | 0 | 0 | 0 | 0 | 0 | 0 | 0 | 0 | 0 | 0 | 0 | 0
F2_Industrial_Petroleum_New_Space Heating_Natural Gas_ENERGY STAR Connected Thermostat_A_Achievable Economic RVT Potential | F2 | Industrial | Petroleum | New | Space Heating | Natural Gas | ENERGY STAR Connected Thermostat | A | Integrated Unit Summer Peak Savings (kW) | Achievable Economic RVT Potential | 0 | 0 | 0 | 0 | 0 | 0 | 0 | 0 | 0 | 0 | 0 | 0 | 0 | 0 | 0 | 0 | 0 | 0 | 0 | 0 | 0 | 0 | 0 | 0 | 0 | 0 | 0 | 0 | 0 | 0 | 0
F3_Industrial_Petroleum_New_Space Heating_Natural Gas_ENERGY STAR Connected Thermostat_A_Achievable Economic RVT Potential | F3 | Industrial | Petroleum | New | Space Heating | Natural Gas | ENERGY STAR Connected Thermostat | A | Integrated Unit Winter Peak Savings (kW) | Achievable Economic RVT Potential | 0 | 0 | 0 | 0 | 0 | 0 | 0 | 0 | 0 | 0 | 0 | 0 | 0 | 0 | 0 | 0 | 0 | 0 | 0 | 0 | 0 | 0 | 0 | 0 | 0 | 0 | 0 | 0 | 0 | 0 | 0
F4_Industrial_Petroleum_New_Space Heating_Natural Gas_ENERGY STAR Connected Thermostat_A_Achievable Economic RVT Potential | F4 | Industrial | Petroleum | New | Space Heating | Natural Gas | ENERGY STAR Connected Thermostat | A | Incremental Energy Savings (MWh or mTherms) | Achievable Economic RVT Potential | 0 | 0 | 0 | 0 | 0 | 0 | 0 | 0 | 0 | 0 | 0 | 0 | 0 | 0 | 0 | 0 | 0 | 0 | 0 | 0 | 0 | 0 | 0 | 0 | 0 | 0 | 0 | 0 | 0 | 0 | 0
F5_Industrial_Petroleum_New_Space Heating_Natural Gas_ENERGY STAR Connected Thermostat_A_Achievable Economic RVT Potential | F5 | Industrial | Petroleum | New | Space Heating | Natural Gas | ENERGY STAR Connected Thermostat | A | Incremental Summer Peak Savings (MW) | Achievable Economic RVT Potential | 0 | 0 | 0 | 0 | 0 | 0 | 0 | 0 | 0 | 0 | 0 | 0 | 0 | 0 | 0 | 0 | 0 | 0 | 0 | 0 | 0 | 0 | 0 | 0 | 0 | 0 | 0 | 0 | 0 | 0 | 0
F6_Industrial_Petroleum_New_Space Heating_Natural Gas_ENERGY STAR Connected Thermostat_A_Achievable Economic RVT Potential | F6 | Industrial | Petroleum | New | Space Heating | Natural Gas | ENERGY STAR Connected Thermostat | A | Incremental Winter Peak Savings (MW) | Achievable Economic RVT Potential | 0 | 0 | 0 | 0 | 0 | 0 | 0 | 0 | 0 | 0 | 0 | 0 | 0 | 0 | 0 | 0 | 0 | 0 | 0 | 0 | 0 | 0 | 0 | 0 | 0 | 0 | 0 | 0 | 0 | 0 | 0
F7_Industrial_Petroleum_New_Space Heating_Natural Gas_ENERGY STAR Connected Thermostat_A_Achievable Economic RVT Potential | F7 | Industrial | Petroleum | New | Space Heating | Natural Gas | ENERGY STAR Connected Thermostat | A | Cumulative Energy Savings (MWh or mTherms) | Achievable Economic RVT Potential | 0 | 0 | 0 | 0 | 0 | 0 | 0 | 0 | 0 | 0 | 0 | 0 | 0 | 0 | 0 | 0 | 0 | 0 | 0 | 0 | 0 | 0 | 0 | 0 | 0 | 0 | 0 | 0 | 0 | 0 | 0
F8_Industrial_Petroleum_New_Space Heating_Natural Gas_ENERGY STAR Connected Thermostat_A_Achievable Economic RVT Potential | F8 | Industrial | Petroleum | New | Space Heating | Natural Gas | ENERGY STAR Connected Thermostat | A | Cumulative Summer Peak Savings (MW) | Achievable Economic RVT Potential | 0 | 0 | 0 | 0 | 0 | 0 | 0 | 0 | 0 | 0 | 0 | 0 | 0 | 0 | 0 | 0 | 0 | 0 | 0 | 0 | 0 | 0 | 0 | 0 | 0 | 0 | 0 | 0 | 0 | 0 | 0
F9_Industrial_Petroleum_New_Space Heating_Natural Gas_ENERGY STAR Connected Thermostat_A_Achievable Economic RVT Potential | F9 | Industrial | Petroleum | New | Space Heating | Natural Gas | ENERGY STAR Connected Thermostat | A | Cumulative Winter Peak Savings (MW) | Achievable Economic RVT Potential | 0 | 0 | 0 | 0 | 0 | 0 | 0 | 0 | 0 | 0 | 0 | 0 | 0 | 0 | 0 | 0 | 0 | 0 | 0 | 0 | 0 | 0 | 0 | 0 | 0 | 0 | 0 | 0 | 0 | 0 | 0
F10_Industrial_Petroleum_New_Space Heating_Natural Gas_ENERGY STAR Connected Thermostat_A_Achievable Economic RVT Potential | F10 | Industrial | Petroleum | New | Space Heating | Natural Gas | ENERGY STAR Connected Thermostat | A | Purchases (Incremental) | Achievable Economic RVT Potential | 0 | 0 | 0 | 0 | 0 | 0 | 0 | 0 | 0 | 0 | 0 | 0 | 0 | 0 | 0 | 0 | 0 | 0 | 0 | 0 | 0 | 0 | 0 | 0 | 0 | 0 | 0 | 0 | 0 | 0 | 0
F11_Industrial_Petroleum_New_Space Heating_Natural Gas_ENERGY STAR Connected Thermostat_A_Achievable Economic RVT Potential | F11 | Industrial | Petroleum | New | Space Heating | Natural Gas | ENERGY STAR Connected Thermostat | A | Purchases (Cumulative) | Achievable Economic RVT Potential | 0 | 0 | 0 | 0 | 0 | 0 | 0 | 0 | 0 | 0 | 0 | 0 | 0 | 0 | 0 | 0 | 0 | 0 | 0 | 0 | 0 | 0 | 0 | 0 | 0 | 0 | 0 | 0 | 0 | 0 | 0
F1_Industrial_Petroleum_New_Space Heating_Natural Gas_Destratification Fans (HVLS)_A_Achievable Economic RVT Potential | F1 | Industrial | Petroleum | New | Space Heating | Natural Gas | Destratification Fans (HVLS) | A | Integrated Unit Energy Savings (kWh or therms) | Achievable Economic RVT Potential | 0 | 0 | 0 | 0 | 0 | 0 | 0 | 0 | 0 | 0 | 0 | 0 | 0 | 0 | 0 | 0 | 0 | 0 | 0 | 0 | 0 | 0 | 0 | 0 | 0 | 0 | 0 | 0 | 0 | 0 | 0
F2_Industrial_Petroleum_New_Space Heating_Natural Gas_Destratification Fans (HVLS)_A_Achievable Economic RVT Potential | F2 | Industrial | Petroleum | New | Space Heating | Natural Gas | Destratification Fans (HVLS) | A | Integrated Unit Summer Peak Savings (kW) | Achievable Economic RVT Potential | 0 | 0 | 0 | 0 | 0 | 0 | 0 | 0 | 0 | 0 | 0 | 0 | 0 | 0 | 0 | 0 | 0 | 0 | 0 | 0 | 0 | 0 | 0 | 0 | 0 | 0 | 0 | 0 | 0 | 0 | 0
F3_Industrial_Petroleum_New_Space Heating_Natural Gas_Destratification Fans (HVLS)_A_Achievable Economic RVT Potential | F3 | Industrial | Petroleum | New | Space Heating | Natural Gas | Destratification Fans (HVLS) | A | Integrated Unit Winter Peak Savings (kW) | Achievable Economic RVT Potential | 0 | 0 | 0 | 0 | 0 | 0 | 0 | 0 | 0 | 0 | 0 | 0 | 0 | 0 | 0 | 0 | 0 | 0 | 0 | 0 | 0 | 0 | 0 | 0 | 0 | 0 | 0 | 0 | 0 | 0 | 0
F4_Industrial_Petroleum_New_Space Heating_Natural Gas_Destratification Fans (HVLS)_A_Achievable Economic RVT Potential | F4 | Industrial | Petroleum | New | Space Heating | Natural Gas | Destratification Fans (HVLS) | A | Incremental Energy Savings (MWh or mTherms) | Achievable Economic RVT Potential | 0 | 0 | 0 | 0 | 0 | 0 | 0 | 0 | 0 | 0 | 0 | 0 | 0 | 0 | 0 | 0 | 0 | 0 | 0 | 0 | 0 | 0 | 0 | 0 | 0 | 0 | 0 | 0 | 0 | 0 | 0
F5_Industrial_Petroleum_New_Space Heating_Natural Gas_Destratification Fans (HVLS)_A_Achievable Economic RVT Potential | F5 | Industrial | Petroleum | New | Space Heating | Natural Gas | Destratification Fans (HVLS) | A | Incremental Summer Peak Savings (MW) | Achievable Economic RVT Potential | 0 | 0 | 0 | 0 | 0 | 0 | 0 | 0 | 0 | 0 | 0 | 0 | 0 | 0 | 0 | 0 | 0 | 0 | 0 | 0 | 0 | 0 | 0 | 0 | 0 | 0 | 0 | 0 | 0 | 0 | 0
F6_Industrial_Petroleum_New_Space Heating_Natural Gas_Destratification Fans (HVLS)_A_Achievable Economic RVT Potential | F6 | Industrial | Petroleum | New | Space Heating | Natural Gas | Destratification Fans (HVLS) | A | Incremental Winter Peak Savings (MW) | Achievable Economic RVT Potential | 0 | 0 | 0 | 0 | 0 | 0 | 0 | 0 | 0 | 0 | 0 | 0 | 0 | 0 | 0 | 0 | 0 | 0 | 0 | 0 | 0 | 0 | 0 | 0 | 0 | 0 | 0 | 0 | 0 | 0 | 0
F7_Industrial_Petroleum_New_Space Heating_Natural Gas_Destratification Fans (HVLS)_A_Achievable Economic RVT Potential | F7 | Industrial | Petroleum | New | Space Heating | Natural Gas | Destratification Fans (HVLS) | A | Cumulative Energy Savings (MWh or mTherms) | Achievable Economic RVT Potential | 0 | 0 | 0 | 0 | 0 | 0 | 0 | 0 | 0 | 0 | 0 | 0 | 0 | 0 | 0 | 0 | 0 | 0 | 0 | 0 | 0 | 0 | 0 | 0 | 0 | 0 | 0 | 0 | 0 | 0 | 0
F8_Industrial_Petroleum_New_Space Heating_Natural Gas_Destratification Fans (HVLS)_A_Achievable Economic RVT Potential | F8 | Industrial | Petroleum | New | Space Heating | Natural Gas | Destratification Fans (HVLS) | A | Cumulative Summer Peak Savings (MW) | Achievable Economic RVT Potential | 0 | 0 | 0 | 0 | 0 | 0 | 0 | 0 | 0 | 0 | 0 | 0 | 0 | 0 | 0 | 0 | 0 | 0 | 0 | 0 | 0 | 0 | 0 | 0 | 0 | 0 | 0 | 0 | 0 | 0 | 0
F9_Industrial_Petroleum_New_Space Heating_Natural Gas_Destratification Fans (HVLS)_A_Achievable Economic RVT Potential | F9 | Industrial | Petroleum | New | Space Heating | Natural Gas | Destratification Fans (HVLS) | A | Cumulative Winter Peak Savings (MW) | Achievable Economic RVT Potential | 0 | 0 | 0 | 0 | 0 | 0 | 0 | 0 | 0 | 0 | 0 | 0 | 0 | 0 | 0 | 0 | 0 | 0 | 0 | 0 | 0 | 0 | 0 | 0 | 0 | 0 | 0 | 0 | 0 | 0 | 0
F10_Industrial_Petroleum_New_Space Heating_Natural Gas_Destratification Fans (HVLS)_A_Achievable Economic RVT Potential | F10 | Industrial | Petroleum | New | Space Heating | Natural Gas | Destratification Fans (HVLS) | A | Purchases (Incremental) | Achievable Economic RVT Potential | 0 | 0 | 0 | 0 | 0 | 0 | 0 | 0 | 0 | 0 | 0 | 0 | 0 | 0 | 0 | 0 | 0 | 0 | 0 | 0 | 0 | 0 | 0 | 0 | 0 | 0 | 0 | 0 | 0 | 0 | 0
F11_Industrial_Petroleum_New_Space Heating_Natural Gas_Destratification Fans (HVLS)_A_Achievable Economic RVT Potential | F11 | Industrial | Petroleum | New | Space Heating | Natural Gas | Destratification Fans (HVLS) | A | Purchases (Cumulative) | Achievable Economic RVT Potential | 0 | 0 | 0 | 0 | 0 | 0 | 0 | 0 | 0 | 0 | 0 | 0 | 0 | 0 | 0 | 0 | 0 | 0 | 0 | 0 | 0 | 0 | 0 | 0 | 0 | 0 | 0 | 0 | 0 | 0 | 0
F1_Industrial_Petroleum_New_Space Heating_Natural Gas_Gas Boiler - Insulate Steam Lines/Condensate Tank_A_Achievable Economic RVT Potential | F1 | Industrial | Petroleum | New | Space Heating | Natural Gas | Gas Boiler - Insulate Steam Lines/Condensate Tank | A | Integrated Unit Energy Savings (kWh or therms) | Achievable Economic RVT Potential | 0 | 0 | 0 | 0 | 0 | 0 | 0 | 0 | 0 | 0 | 0 | 0 | 0 | 0 | 0 | 0 | 0 | 0 | 0 | 0 | 0 | 0 | 0 | 0 | 0 | 0 | 0 | 0 | 0 | 0 | 0
F2_Industrial_Petroleum_New_Space Heating_Natural Gas_Gas Boiler - Insulate Steam Lines/Condensate Tank_A_Achievable Economic RVT Potential | F2 | Industrial | Petroleum | New | Space Heating | Natural Gas | Gas Boiler - Insulate Steam Lines/Condensate Tank | A | Integrated Unit Summer Peak Savings (kW) | Achievable Economic RVT Potential | 0 | 0 | 0 | 0 | 0 | 0 | 0 | 0 | 0 | 0 | 0 | 0 | 0 | 0 | 0 | 0 | 0 | 0 | 0 | 0 | 0 | 0 | 0 | 0 | 0 | 0 | 0 | 0 | 0 | 0 | 0
F3_Industrial_Petroleum_New_Space Heating_Natural Gas_Gas Boiler - Insulate Steam Lines/Condensate Tank_A_Achievable Economic RVT Potential | F3 | Industrial | Petroleum | New | Space Heating | Natural Gas | Gas Boiler - Insulate Steam Lines/Condensate Tank | A | Integrated Unit Winter Peak Savings (kW) | Achievable Economic RVT Potential | 0 | 0 | 0 | 0 | 0 | 0 | 0 | 0 | 0 | 0 | 0 | 0 | 0 | 0 | 0 | 0 | 0 | 0 | 0 | 0 | 0 | 0 | 0 | 0 | 0 | 0 | 0 | 0 | 0 | 0 | 0
F4_Industrial_Petroleum_New_Space Heating_Natural Gas_Gas Boiler - Insulate Steam Lines/Condensate Tank_A_Achievable Economic RVT Potential | F4 | Industrial | Petroleum | New | Space Heating | Natural Gas | Gas Boiler - Insulate Steam Lines/Condensate Tank | A | Incremental Energy Savings (MWh or mTherms) | Achievable Economic RVT Potential | 0 | 0 | 0 | 0 | 0 | 0 | 0 | 0 | 0 | 0 | 0 | 0 | 0 | 0 | 0 | 0 | 0 | 0 | 0 | 0 | 0 | 0 | 0 | 0 | 0 | 0 | 0 | 0 | 0 | 0 | 0
F5_Industrial_Petroleum_New_Space Heating_Natural Gas_Gas Boiler - Insulate Steam Lines/Condensate Tank_A_Achievable Economic RVT Potential | F5 | Industrial | Petroleum | New | Space Heating | Natural Gas | Gas Boiler - Insulate Steam Lines/Condensate Tank | A | Incremental Summer Peak Savings (MW) | Achievable Economic RVT Potential | 0 | 0 | 0 | 0 | 0 | 0 | 0 | 0 | 0 | 0 | 0 | 0 | 0 | 0 | 0 | 0 | 0 | 0 | 0 | 0 | 0 | 0 | 0 | 0 | 0 | 0 | 0 | 0 | 0 | 0 | 0
F6_Industrial_Petroleum_New_Space Heating_Natural Gas_Gas Boiler - Insulate Steam Lines/Condensate Tank_A_Achievable Economic RVT Potential | F6 | Industrial | Petroleum | New | Space Heating | Natural Gas | Gas Boiler - Insulate Steam Lines/Condensate Tank | A | Incremental Winter Peak Savings (MW) | Achievable Economic RVT Potential | 0 | 0 | 0 | 0 | 0 | 0 | 0 | 0 | 0 | 0 | 0 | 0 | 0 | 0 | 0 | 0 | 0 | 0 | 0 | 0 | 0 | 0 | 0 | 0 | 0 | 0 | 0 | 0 | 0 | 0 | 0
F7_Industrial_Petroleum_New_Space Heating_Natural Gas_Gas Boiler - Insulate Steam Lines/Condensate Tank_A_Achievable Economic RVT Potential | F7 | Industrial | Petroleum | New | Space Heating | Natural Gas | Gas Boiler - Insulate Steam Lines/Condensate Tank | A | Cumulative Energy Savings (MWh or mTherms) | Achievable Economic RVT Potential | 0 | 0 | 0 | 0 | 0 | 0 | 0 | 0 | 0 | 0 | 0 | 0 | 0 | 0 | 0 | 0 | 0 | 0 | 0 | 0 | 0 | 0 | 0 | 0 | 0 | 0 | 0 | 0 | 0 | 0 | 0
F8_Industrial_Petroleum_New_Space Heating_Natural Gas_Gas Boiler - Insulate Steam Lines/Condensate Tank_A_Achievable Economic RVT Potential | F8 | Industrial | Petroleum | New | Space Heating | Natural Gas | Gas Boiler - Insulate Steam Lines/Condensate Tank | A | Cumulative Summer Peak Savings (MW) | Achievable Economic RVT Potential | 0 | 0 | 0 | 0 | 0 | 0 | 0 | 0 | 0 | 0 | 0 | 0 | 0 | 0 | 0 | 0 | 0 | 0 | 0 | 0 | 0 | 0 | 0 | 0 | 0 | 0 | 0 | 0 | 0 | 0 | 0
F9_Industrial_Petroleum_New_Space Heating_Natural Gas_Gas Boiler - Insulate Steam Lines/Condensate Tank_A_Achievable Economic RVT Potential | F9 | Industrial | Petroleum | New | Space Heating | Natural Gas | Gas Boiler - Insulate Steam Lines/Condensate Tank | A | Cumulative Winter Peak Savings (MW) | Achievable Economic RVT Potential | 0 | 0 | 0 | 0 | 0 | 0 | 0 | 0 | 0 | 0 | 0 | 0 | 0 | 0 | 0 | 0 | 0 | 0 | 0 | 0 | 0 | 0 | 0 | 0 | 0 | 0 | 0 | 0 | 0 | 0 | 0
F10_Industrial_Petroleum_New_Space Heating_Natural Gas_Gas Boiler - Insulate Steam Lines/Condensate Tank_A_Achievable Economic RVT Potential | F10 | Industrial | Petroleum | New | Space Heating | Natural Gas | Gas Boiler - Insulate Steam Lines/Condensate Tank | A | Purchases (Incremental) | Achievable Economic RVT Potential | 0 | 0 | 0 | 0 | 0 | 0 | 0 | 0 | 0 | 0 | 0 | 0 | 0 | 0 | 0 | 0 | 0 | 0 | 0 | 0 | 0 | 0 | 0 | 0 | 0 | 0 | 0 | 0 | 0 | 0 | 0
F11_Industrial_Petroleum_New_Space Heating_Natural Gas_Gas Boiler - Insulate Steam Lines/Condensate Tank_A_Achievable Economic RVT Potential | F11 | Industrial | Petroleum | New | Space Heating | Natural Gas | Gas Boiler - Insulate Steam Lines/Condensate Tank | A | Purchases (Cumulative) | Achievable Economic RVT Potential | 0 | 0 | 0 | 0 | 0 | 0 | 0 | 0 | 0 | 0 | 0 | 0 | 0 | 0 | 0 | 0 | 0 | 0 | 0 | 0 | 0 | 0 | 0 | 0 | 0 | 0 | 0 | 0 | 0 | 0 | 0
F1_Industrial_Petroleum_New_Process_Natural Gas_Gas Boiler - Insulate Steam Lines/Condensate Tank_A_Achievable Economic RVT Potential | F1 | Industrial | Petroleum | New | Process | Natural Gas | Gas Boiler - Insulate Steam Lines/Condensate Tank | A | Integrated Unit Energy Savings (kWh or therms) | Achievable Economic RVT Potential | 0 | 0 | 0 | 0 | 0 | 5799.7344 | 5788.4504 | 5778.3104 | 5768.9954 | 5760.068 | 5754.4196 | 5749.9349 | 5746.4276 | 5743.7763 | 5741.8561 | 5740.695 | 5740.1587 | 5740.1208 | 5740.3987 | 5740.822 | 5741.5336 | 5742.5322 | 5743.3912 | 5744.1278 | 5744.7562 | 5747.3117 | 5749.6762 | 5751.8709 | 5813.0737 | 5813.0737 | 5813.0737
F2_Industrial_Petroleum_New_Process_Natural Gas_Gas Boiler - Insulate Steam Lines/Condensate Tank_A_Achievable Economic RVT Potential | F2 | Industrial | Petroleum | New | Process | Natural Gas | Gas Boiler - Insulate Steam Lines/Condensate Tank | A | Integrated Unit Summer Peak Savings (kW) | Achievable Economic RVT Potential | 0 | 0 | 0 | 0 | 0 | 0 | 0 | 0 | 0 | 0 | 0 | 0 | 0 | 0 | 0 | 0 | 0 | 0 | 0 | 0 | 0 | 0 | 0 | 0 | 0 | 0 | 0 | 0 | 0 | 0 | 0
F3_Industrial_Petroleum_New_Process_Natural Gas_Gas Boiler - Insulate Steam Lines/Condensate Tank_A_Achievable Economic RVT Potential | F3 | Industrial | Petroleum | New | Process | Natural Gas | Gas Boiler - Insulate Steam Lines/Condensate Tank | A | Integrated Unit Winter Peak Savings (kW) | Achievable Economic RVT Potential | 0 | 0 | 0 | 0 | 0 | 0 | 0 | 0 | 0 | 0 | 0 | 0 | 0 | 0 | 0 | 0 | 0 | 0 | 0 | 0 | 0 | 0 | 0 | 0 | 0 | 0 | 0 | 0 | 0 | 0 | 0
F4_Industrial_Petroleum_New_Process_Natural Gas_Gas Boiler - Insulate Steam Lines/Condensate Tank_A_Achievable Economic RVT Potential | F4 | Industrial | Petroleum | New | Process | Natural Gas | Gas Boiler - Insulate Steam Lines/Condensate Tank | A | Incremental Energy Savings (MWh or mTherms) | Achievable Economic RVT Potential | 0 | 0 | 0 | 0 | 0 | 0 | 0 | 0 | 0 | 0 | 0 | 0 | 0 | 0 | 0 | 0 | 0 | 0 | 0 | 0 | 0 | 0 | 0 | 0 | 0 | 0 | 0 | 0 | 0 | 0 | 0
F5_Industrial_Petroleum_New_Process_Natural Gas_Gas Boiler - Insulate Steam Lines/Condensate Tank_A_Achievable Economic RVT Potential | F5 | Industrial | Petroleum | New | Process | Natural Gas | Gas Boiler - Insulate Steam Lines/Condensate Tank | A | Incremental Summer Peak Savings (MW) | Achievable Economic RVT Potential | 0 | 0 | 0 | 0 | 0 | 0 | 0 | 0 | 0 | 0 | 0 | 0 | 0 | 0 | 0 | 0 | 0 | 0 | 0 | 0 | 0 | 0 | 0 | 0 | 0 | 0 | 0 | 0 | 0 | 0 | 0
F6_Industrial_Petroleum_New_Process_Natural Gas_Gas Boiler - Insulate Steam Lines/Condensate Tank_A_Achievable Economic RVT Potential | F6 | Industrial | Petroleum | New | Process | Natural Gas | Gas Boiler - Insulate Steam Lines/Condensate Tank | A | Incremental Winter Peak Savings (MW) | Achievable Economic RVT Potential | 0 | 0 | 0 | 0 | 0 | 0 | 0 | 0 | 0 | 0 | 0 | 0 | 0 | 0 | 0 | 0 | 0 | 0 | 0 | 0 | 0 | 0 | 0 | 0 | 0 | 0 | 0 | 0 | 0 | 0 | 0
F7_Industrial_Petroleum_New_Process_Natural Gas_Gas Boiler - Insulate Steam Lines/Condensate Tank_A_Achievable Economic RVT Potential | F7 | Industrial | Petroleum | New | Process | Natural Gas | Gas Boiler - Insulate Steam Lines/Condensate Tank | A | Cumulative Energy Savings (MWh or mTherms) | Achievable Economic RVT Potential | 0 | 0 | 0 | 0 | 0 | 0 | 0 | 0 | 0 | 0 | 0 | 0 | 0 | 0 | 0 | 0 | 0 | 0 | 0 | 0 | 0 | 0 | 0 | 0 | 0 | 0 | 0 | 0 | 0 | 0 | 0
F8_Industrial_Petroleum_New_Process_Natural Gas_Gas Boiler - Insulate Steam Lines/Condensate Tank_A_Achievable Economic RVT Potential | F8 | Industrial | Petroleum | New | Process | Natural Gas | Gas Boiler - Insulate Steam Lines/Condensate Tank | A | Cumulative Summer Peak Savings (MW) | Achievable Economic RVT Potential | 0 | 0 | 0 | 0 | 0 | 0 | 0 | 0 | 0 | 0 | 0 | 0 | 0 | 0 | 0 | 0 | 0 | 0 | 0 | 0 | 0 | 0 | 0 | 0 | 0 | 0 | 0 | 0 | 0 | 0 | 0
F9_Industrial_Petroleum_New_Process_Natural Gas_Gas Boiler - Insulate Steam Lines/Condensate Tank_A_Achievable Economic RVT Potential | F9 | Industrial | Petroleum | New | Process | Natural Gas | Gas Boiler - Insulate Steam Lines/Condensate Tank | A | Cumulative Winter Peak Savings (MW) | Achievable Economic RVT Potential | 0 | 0 | 0 | 0 | 0 | 0 | 0 | 0 | 0 | 0 | 0 | 0 | 0 | 0 | 0 | 0 | 0 | 0 | 0 | 0 | 0 | 0 | 0 | 0 | 0 | 0 | 0 | 0 | 0 | 0 | 0
F10_Industrial_Petroleum_New_Process_Natural Gas_Gas Boiler - Insulate Steam Lines/Condensate Tank_A_Achievable Economic RVT Potential | F10 | Industrial | Petroleum | New | Process | Natural Gas | Gas Boiler - Insulate Steam Lines/Condensate Tank | A | Purchases (Incremental) | Achievable Economic RVT Potential | 0 | 0 | 0 | 0 | 0 | 0 | 0 | 0 | 0 | 0 | 0 | 0 | 0 | 0 | 0 | 0 | 0 | 0 | 0 | 0 | 0 | 0 | 0 | 0 | 0 | 0 | 0 | 0 | 0 | 0 | 0
F11_Industrial_Petroleum_New_Process_Natural Gas_Gas Boiler - Insulate Steam Lines/Condensate Tank_A_Achievable Economic RVT Potential | F11 | Industrial | Petroleum | New | Process | Natural Gas | Gas Boiler - Insulate Steam Lines/Condensate Tank | A | Purchases (Cumulative) | Achievable Economic RVT Potential | 0 | 0 | 0 | 0 | 0 | 0 | 0 | 0 | 0 | 0 | 0 | 0 | 0 | 0 | 0 | 0 | 0 | 0 | 0 | 0 | 0 | 0 | 0 | 0 | 0 | 0 | 0 | 0 | 0 | 0 | 0
F1_Industrial_Petroleum_New_Space Heating_Natural Gas_Gas Boiler - Insulate Hot Water Lines_A_Achievable Economic RVT Potential | F1 | Industrial | Petroleum | New | Space Heating | Natural Gas | Gas Boiler - Insulate Hot Water Lines | A | Integrated Unit Energy Savings (kWh or therms) | Achievable Economic RVT Potential | 0 | 0 | 0 | 0 | 0 | 0 | 0 | 0 | 0 | 0 | 0 | 0 | 0 | 0 | 0 | 0 | 0 | 0 | 0 | 0 | 0 | 0 | 0 | 0 | 0 | 0 | 0 | 0 | 0 | 0 | 0
F2_Industrial_Petroleum_New_Space Heating_Natural Gas_Gas Boiler - Insulate Hot Water Lines_A_Achievable Economic RVT Potential | F2 | Industrial | Petroleum | New | Space Heating | Natural Gas | Gas Boiler - Insulate Hot Water Lines | A | Integrated Unit Summer Peak Savings (kW) | Achievable Economic RVT Potential | 0 | 0 | 0 | 0 | 0 | 0 | 0 | 0 | 0 | 0 | 0 | 0 | 0 | 0 | 0 | 0 | 0 | 0 | 0 | 0 | 0 | 0 | 0 | 0 | 0 | 0 | 0 | 0 | 0 | 0 | 0
F3_Industrial_Petroleum_New_Space Heating_Natural Gas_Gas Boiler - Insulate Hot Water Lines_A_Achievable Economic RVT Potential | F3 | Industrial | Petroleum | New | Space Heating | Natural Gas | Gas Boiler - Insulate Hot Water Lines | A | Integrated Unit Winter Peak Savings (kW) | Achievable Economic RVT Potential | 0 | 0 | 0 | 0 | 0 | 0 | 0 | 0 | 0 | 0 | 0 | 0 | 0 | 0 | 0 | 0 | 0 | 0 | 0 | 0 | 0 | 0 | 0 | 0 | 0 | 0 | 0 | 0 | 0 | 0 | 0
F4_Industrial_Petroleum_New_Space Heating_Natural Gas_Gas Boiler - Insulate Hot Water Lines_A_Achievable Economic RVT Potential | F4 | Industrial | Petroleum | New | Space Heating | Natural Gas | Gas Boiler - Insulate Hot Water Lines | A | Incremental Energy Savings (MWh or mTherms) | Achievable Economic RVT Potential | 0 | 0 | 0 | 0 | 0 | 0 | 0 | 0 | 0 | 0 | 0 | 0 | 0 | 0 | 0 | 0 | 0 | 0 | 0 | 0 | 0 | 0 | 0 | 0 | 0 | 0 | 0 | 0 | 0 | 0 | 0
F5_Industrial_Petroleum_New_Space Heating_Natural Gas_Gas Boiler - Insulate Hot Water Lines_A_Achievable Economic RVT Potential | F5 | Industrial | Petroleum | New | Space Heating | Natural Gas | Gas Boiler - Insulate Hot Water Lines | A | Incremental Summer Peak Savings (MW) | Achievable Economic RVT Potential | 0 | 0 | 0 | 0 | 0 | 0 | 0 | 0 | 0 | 0 | 0 | 0 | 0 | 0 | 0 | 0 | 0 | 0 | 0 | 0 | 0 | 0 | 0 | 0 | 0 | 0 | 0 | 0 | 0 | 0 | 0
F6_Industrial_Petroleum_New_Space Heating_Natural Gas_Gas Boiler - Insulate Hot Water Lines_A_Achievable Economic RVT Potential | F6 | Industrial | Petroleum | New | Space Heating | Natural Gas | Gas Boiler - Insulate Hot Water Lines | A | Incremental Winter Peak Savings (MW) | Achievable Economic RVT Potential | 0 | 0 | 0 | 0 | 0 | 0 | 0 | 0 | 0 | 0 | 0 | 0 | 0 | 0 | 0 | 0 | 0 | 0 | 0 | 0 | 0 | 0 | 0 | 0 | 0 | 0 | 0 | 0 | 0 | 0 | 0
F7_Industrial_Petroleum_New_Space Heating_Natural Gas_Gas Boiler - Insulate Hot Water Lines_A_Achievable Economic RVT Potential | F7 | Industrial | Petroleum | New | Space Heating | Natural Gas | Gas Boiler - Insulate Hot Water Lines | A | Cumulative Energy Savings (MWh or mTherms) | Achievable Economic RVT Potential | 0 | 0 | 0 | 0 | 0 | 0 | 0 | 0 | 0 | 0 | 0 | 0 | 0 | 0 | 0 | 0 | 0 | 0 | 0 | 0 | 0 | 0 | 0 | 0 | 0 | 0 | 0 | 0 | 0 | 0 | 0
F8_Industrial_Petroleum_New_Space Heating_Natural Gas_Gas Boiler - Insulate Hot Water Lines_A_Achievable Economic RVT Potential | F8 | Industrial | Petroleum | New | Space Heating | Natural Gas | Gas Boiler - Insulate Hot Water Lines | A | Cumulative Summer Peak Savings (MW) | Achievable Economic RVT Potential | 0 | 0 | 0 | 0 | 0 | 0 | 0 | 0 | 0 | 0 | 0 | 0 | 0 | 0 | 0 | 0 | 0 | 0 | 0 | 0 | 0 | 0 | 0 | 0 | 0 | 0 | 0 | 0 | 0 | 0 | 0
F9_Industrial_Petroleum_New_Space Heating_Natural Gas_Gas Boiler - Insulate Hot Water Lines_A_Achievable Economic RVT Potential | F9 | Industrial | Petroleum | New | Space Heating | Natural Gas | Gas Boiler - Insulate Hot Water Lines | A | Cumulative Winter Peak Savings (MW) | Achievable Economic RVT Potential | 0 | 0 | 0 | 0 | 0 | 0 | 0 | 0 | 0 | 0 | 0 | 0 | 0 | 0 | 0 | 0 | 0 | 0 | 0 | 0 | 0 | 0 | 0 | 0 | 0 | 0 | 0 | 0 | 0 | 0 | 0
F10_Industrial_Petroleum_New_Space Heating_Natural Gas_Gas Boiler - Insulate Hot Water Lines_A_Achievable Economic RVT Potential | F10 | Industrial | Petroleum | New | Space Heating | Natural Gas | Gas Boiler - Insulate Hot Water Lines | A | Purchases (Incremental) | Achievable Economic RVT Potential | 0 | 0 | 0 | 0 | 0 | 0 | 0 | 0 | 0 | 0 | 0 | 0 | 0 | 0 | 0 | 0 | 0 | 0 | 0 | 0 | 0 | 0 | 0 | 0 | 0 | 0 | 0 | 0 | 0 | 0 | 0
F11_Industrial_Petroleum_New_Space Heating_Natural Gas_Gas Boiler - Insulate Hot Water Lines_A_Achievable Economic RVT Potential | F11 | Industrial | Petroleum | New | Space Heating | Natural Gas | Gas Boiler - Insulate Hot Water Lines | A | Purchases (Cumulative) | Achievable Economic RVT Potential | 0 | 0 | 0 | 0 | 0 | 0 | 0 | 0 | 0 | 0 | 0 | 0 | 0 | 0 | 0 | 0 | 0 | 0 | 0 | 0 | 0 | 0 | 0 | 0 | 0 | 0 | 0 | 0 | 0 | 0 | 0
F1_Industrial_Petroleum_New_Process_Natural Gas_Gas Boiler - Insulate Hot Water Lines_A_Achievable Economic RVT Potential | F1 | Industrial | Petroleum | New | Process | Natural Gas | Gas Boiler - Insulate Hot Water Lines | A | Integrated Unit Energy Savings (kWh or therms) | Achievable Economic RVT Potential | 0 | 0 | 0 | 0 | 0 | 6562.2003 | 6555.0661 | 6548.5958 | 6542.6622 | 6536.8855 | 6531.8201 | 6527.9723 | 6525.1342 | 6523.1908 | 6522.0398 | 6521.6833 | 6522.0078 | 6522.8583 | 6524.0425 | 6525.3796 | 6527.0164 | 6528.9656 | 6530.7428 | 6532.3695 | 6533.8639 | 6535.2418 | 6536.5165 | 6537.6994 | 6570.6015 | 6570.6015 | 6570.6015
F2_Industrial_Petroleum_New_Process_Natural Gas_Gas Boiler - Insulate Hot Water Lines_A_Achievable Economic RVT Potential | F2 | Industrial | Petroleum | New | Process | Natural Gas | Gas Boiler - Insulate Hot Water Lines | A | Integrated Unit Summer Peak Savings (kW) | Achievable Economic RVT Potential | 0 | 0 | 0 | 0 | 0 | 0 | 0 | 0 | 0 | 0 | 0 | 0 | 0 | 0 | 0 | 0 | 0 | 0 | 0 | 0 | 0 | 0 | 0 | 0 | 0 | 0 | 0 | 0 | 0 | 0 | 0
F3_Industrial_Petroleum_New_Process_Natural Gas_Gas Boiler - Insulate Hot Water Lines_A_Achievable Economic RVT Potential | F3 | Industrial | Petroleum | New | Process | Natural Gas | Gas Boiler - Insulate Hot Water Lines | A | Integrated Unit Winter Peak Savings (kW) | Achievable Economic RVT Potential | 0 | 0 | 0 | 0 | 0 | 0 | 0 | 0 | 0 | 0 | 0 | 0 | 0 | 0 | 0 | 0 | 0 | 0 | 0 | 0 | 0 | 0 | 0 | 0 | 0 | 0 | 0 | 0 | 0 | 0 | 0
F4_Industrial_Petroleum_New_Process_Natural Gas_Gas Boiler - Insulate Hot Water Lines_A_Achievable Economic RVT Potential | F4 | Industrial | Petroleum | New | Process | Natural Gas | Gas Boiler - Insulate Hot Water Lines | A | Incremental Energy Savings (MWh or mTherms) | Achievable Economic RVT Potential | 0 | 0 | 0 | 0 | 0 | 0 | 0 | 0 | 0 | 0 | 0 | 0 | 0 | 0 | 0 | 0 | 0 | 0 | 0 | 0 | 0 | 0 | 0 | 0 | 0 | 0 | 0 | 0 | 0 | 0 | 0
F5_Industrial_Petroleum_New_Process_Natural Gas_Gas Boiler - Insulate Hot Water Lines_A_Achievable Economic RVT Potential | F5 | Industrial | Petroleum | New | Process | Natural Gas | Gas Boiler - Insulate Hot Water Lines | A | Incremental Summer Peak Savings (MW) | Achievable Economic RVT Potential | 0 | 0 | 0 | 0 | 0 | 0 | 0 | 0 | 0 | 0 | 0 | 0 | 0 | 0 | 0 | 0 | 0 | 0 | 0 | 0 | 0 | 0 | 0 | 0 | 0 | 0 | 0 | 0 | 0 | 0 | 0
F6_Industrial_Petroleum_New_Process_Natural Gas_Gas Boiler - Insulate Hot Water Lines_A_Achievable Economic RVT Potential | F6 | Industrial | Petroleum | New | Process | Natural Gas | Gas Boiler - Insulate Hot Water Lines | A | Incremental Winter Peak Savings (MW) | Achievable Economic RVT Potential | 0 | 0 | 0 | 0 | 0 | 0 | 0 | 0 | 0 | 0 | 0 | 0 | 0 | 0 | 0 | 0 | 0 | 0 | 0 | 0 | 0 | 0 | 0 | 0 | 0 | 0 | 0 | 0 | 0 | 0 | 0
F7_Industrial_Petroleum_New_Process_Natural Gas_Gas Boiler - Insulate Hot Water Lines_A_Achievable Economic RVT Potential | F7 | Industrial | Petroleum | New | Process | Natural Gas | Gas Boiler - Insulate Hot Water Lines | A | Cumulative Energy Savings (MWh or mTherms) | Achievable Economic RVT Potential | 0 | 0 | 0 | 0 | 0 | 0 | 0 | 0 | 0 | 0 | 0 | 0 | 0 | 0 | 0 | 0 | 0 | 0 | 0 | 0 | 0 | 0 | 0 | 0 | 0 | 0 | 0 | 0 | 0 | 0 | 0
F8_Industrial_Petroleum_New_Process_Natural Gas_Gas Boiler - Insulate Hot Water Lines_A_Achievable Economic RVT Potential | F8 | Industrial | Petroleum | New | Process | Natural Gas | Gas Boiler - Insulate Hot Water Lines | A | Cumulative Summer Peak Savings (MW) | Achievable Economic RVT Potential | 0 | 0 | 0 | 0 | 0 | 0 | 0 | 0 | 0 | 0 | 0 | 0 | 0 | 0 | 0 | 0 | 0 | 0 | 0 | 0 | 0 | 0 | 0 | 0 | 0 | 0 | 0 | 0 | 0 | 0 | 0
F9_Industrial_Petroleum_New_Process_Natural Gas_Gas Boiler - Insulate Hot Water Lines_A_Achievable Economic RVT Potential | F9 | Industrial | Petroleum | New | Process | Natural Gas | Gas Boiler - Insulate Hot Water Lines | A | Cumulative Winter Peak Savings (MW) | Achievable Economic RVT Potential | 0 | 0 | 0 | 0 | 0 | 0 | 0 | 0 | 0 | 0 | 0 | 0 | 0 | 0 | 0 | 0 | 0 | 0 | 0 | 0 | 0 | 0 | 0 | 0 | 0 | 0 | 0 | 0 | 0 | 0 | 0
F10_Industrial_Petroleum_New_Process_Natural Gas_Gas Boiler - Insulate Hot Water Lines_A_Achievable Economic RVT Potential | F10 | Industrial | Petroleum | New | Process | Natural Gas | Gas Boiler - Insulate Hot Water Lines | A | Purchases (Incremental) | Achievable Economic RVT Potential | 0 | 0 | 0 | 0 | 0 | 0 | 0 | 0 | 0 | 0 | 0 | 0 | 0 | 0 | 0 | 0 | 0 | 0 | 0 | 0 | 0 | 0 | 0 | 0 | 0 | 0 | 0 | 0 | 0 | 0 | 0
F11_Industrial_Petroleum_New_Process_Natural Gas_Gas Boiler - Insulate Hot Water Lines_A_Achievable Economic RVT Potential | F11 | Industrial | Petroleum | New | Process | Natural Gas | Gas Boiler - Insulate Hot Water Lines | A | Purchases (Cumulative) | Achievable Economic RVT Potential | 0 | 0 | 0 | 0 | 0 | 0 | 0 | 0 | 0 | 0 | 0 | 0 | 0 | 0 | 0 | 0 | 0 | 0 | 0 | 0 | 0 | 0 | 0 | 0 | 0 | 0 | 0 | 0 | 0 | 0 | 0
F1_Industrial_Petroleum_New_Process_Natural Gas_Process - Insulate Heated Process Fluids_A_Achievable Economic RVT Potential | F1 | Industrial | Petroleum | New | Process | Natural Gas | Process - Insulate Heated Process Fluids | A | Integrated Unit Energy Savings (kWh or therms) | Achievable Economic RVT Potential | 0 | 0 | 0 | 0 | 0 | 11054.9028 | 11051.0684 | 11047.8176 | 11045.1852 | 11042.6831 | 11040.6783 | 11039.414 | 11038.6971 | 11038.377 | 11038.3242 | 11038.4868 | 11038.7861 | 11039.1897 | 11039.6579 | 11040.1624 | 11041.0853 | 11041.9218 | 11042.6835 | 11043.3803 | 11044.0202 | 11044.6101 | 11045.1558 | 11045.6621 | 11059.7224 | 11059.7224 | 11059.7224
F2_Industrial_Petroleum_New_Process_Natural Gas_Process - Insulate Heated Process Fluids_A_Achievable Economic RVT Potential | F2 | Industrial | Petroleum | New | Process | Natural Gas | Process - Insulate Heated Process Fluids | A | Integrated Unit Summer Peak Savings (kW) | Achievable Economic RVT Potential | 0 | 0 | 0 | 0 | 0 | 0 | 0 | 0 | 0 | 0 | 0 | 0 | 0 | 0 | 0 | 0 | 0 | 0 | 0 | 0 | 0 | 0 | 0 | 0 | 0 | 0 | 0 | 0 | 0 | 0 | 0
F3_Industrial_Petroleum_New_Process_Natural Gas_Process - Insulate Heated Process Fluids_A_Achievable Economic RVT Potential | F3 | Industrial | Petroleum | New | Process | Natural Gas | Process - Insulate Heated Process Fluids | A | Integrated Unit Winter Peak Savings (kW) | Achievable Economic RVT Potential | 0 | 0 | 0 | 0 | 0 | 0 | 0 | 0 | 0 | 0 | 0 | 0 | 0 | 0 | 0 | 0 | 0 | 0 | 0 | 0 | 0 | 0 | 0 | 0 | 0 | 0 | 0 | 0 | 0 | 0 | 0
F4_Industrial_Petroleum_New_Process_Natural Gas_Process - Insulate Heated Process Fluids_A_Achievable Economic RVT Potential | F4 | Industrial | Petroleum | New | Process | Natural Gas | Process - Insulate Heated Process Fluids | A | Incremental Energy Savings (MWh or mTherms) | Achievable Economic RVT Potential | 0 | 0 | 0 | 0 | 0 | 0 | 0 | 0 | 0 | 0 | 0 | 0 | 0 | 0 | 0 | 0 | 0 | 0 | 0 | 0 | 0 | 0 | 0 | 0 | 0 | 0 | 0 | 0 | 0 | 0 | 0
F5_Industrial_Petroleum_New_Process_Natural Gas_Process - Insulate Heated Process Fluids_A_Achievable Economic RVT Potential | F5 | Industrial | Petroleum | New | Process | Natural Gas | Process - Insulate Heated Process Fluids | A | Incremental Summer Peak Savings (MW) | Achievable Economic RVT Potential | 0 | 0 | 0 | 0 | 0 | 0 | 0 | 0 | 0 | 0 | 0 | 0 | 0 | 0 | 0 | 0 | 0 | 0 | 0 | 0 | 0 | 0 | 0 | 0 | 0 | 0 | 0 | 0 | 0 | 0 | 0
F6_Industrial_Petroleum_New_Process_Natural Gas_Process - Insulate Heated Process Fluids_A_Achievable Economic RVT Potential | F6 | Industrial | Petroleum | New | Process | Natural Gas | Process - Insulate Heated Process Fluids | A | Incremental Winter Peak Savings (MW) | Achievable Economic RVT Potential | 0 | 0 | 0 | 0 | 0 | 0 | 0 | 0 | 0 | 0 | 0 | 0 | 0 | 0 | 0 | 0 | 0 | 0 | 0 | 0 | 0 | 0 | 0 | 0 | 0 | 0 | 0 | 0 | 0 | 0 | 0
F7_Industrial_Petroleum_New_Process_Natural Gas_Process - Insulate Heated Process Fluids_A_Achievable Economic RVT Potential | F7 | Industrial | Petroleum | New | Process | Natural Gas | Process - Insulate Heated Process Fluids | A | Cumulative Energy Savings (MWh or mTherms) | Achievable Economic RVT Potential | 0 | 0 | 0 | 0 | 0 | 0 | 0 | 0 | 0 | 0 | 0 | 0 | 0 | 0 | 0 | 0 | 0 | 0 | 0 | 0 | 0 | 0 | 0 | 0 | 0 | 0 | 0 | 0 | 0 | 0 | 0
F8_Industrial_Petroleum_New_Process_Natural Gas_Process - Insulate Heated Process Fluids_A_Achievable Economic RVT Potential | F8 | Industrial | Petroleum | New | Process | Natural Gas | Process - Insulate Heated Process Fluids | A | Cumulative Summer Peak Savings (MW) | Achievable Economic RVT Potential | 0 | 0 | 0 | 0 | 0 | 0 | 0 | 0 | 0 | 0 | 0 | 0 | 0 | 0 | 0 | 0 | 0 | 0 | 0 | 0 | 0 | 0 | 0 | 0 | 0 | 0 | 0 | 0 | 0 | 0 | 0
F9_Industrial_Petroleum_New_Process_Natural Gas_Process - Insulate Heated Process Fluids_A_Achievable Economic RVT Potential | F9 | Industrial | Petroleum | New | Process | Natural Gas | Process - Insulate Heated Process Fluids | A | Cumulative Winter Peak Savings (MW) | Achievable Economic RVT Potential | 0 | 0 | 0 | 0 | 0 | 0 | 0 | 0 | 0 | 0 | 0 | 0 | 0 | 0 | 0 | 0 | 0 | 0 | 0 | 0 | 0 | 0 | 0 | 0 | 0 | 0 | 0 | 0 | 0 | 0 | 0
F10_Industrial_Petroleum_New_Process_Natural Gas_Process - Insulate Heated Process Fluids_A_Achievable Economic RVT Potential | F10 | Industrial | Petroleum | New | Process | Natural Gas | Process - Insulate Heated Process Fluids | A | Purchases (Incremental) | Achievable Economic RVT Potential | 0 | 0 | 0 | 0 | 0 | 0 | 0 | 0 | 0 | 0 | 0 | 0 | 0 | 0 | 0 | 0 | 0 | 0 | 0 | 0 | 0 | 0 | 0 | 0 | 0 | 0 | 0 | 0 | 0 | 0 | 0
F11_Industrial_Petroleum_New_Process_Natural Gas_Process - Insulate Heated Process Fluids_A_Achievable Economic RVT Potential | F11 | Industrial | Petroleum | New | Process | Natural Gas | Process - Insulate Heated Process Fluids | A | Purchases (Cumulative) | Achievable Economic RVT Potential | 0 | 0 | 0 | 0 | 0 | 0 | 0 | 0 | 0 | 0 | 0 | 0 | 0 | 0 | 0 | 0 | 0 | 0 | 0 | 0 | 0 | 0 | 0 | 0 | 0 | 0 | 0 | 0 | 0 | 0 | 0
F1_Industrial_Petroleum_New_Process_Natural Gas_Process Heat Recovery_A_Achievable Economic RVT Potential | F1 | Industrial | Petroleum | New | Process | Natural Gas | Process Heat Recovery | A | Integrated Unit Energy Savings (kWh or therms) | Achievable Economic RVT Potential | 0 | 0 | 0 | 0 | 0 | 33.6866 | 33.6115 | 33.5436 | 33.4804 | 33.4189 | 33.3762 | 33.3404 | 33.3103 | 33.2855 | 33.2656 | 33.2511 | 33.2414 | 33.2359 | 33.2334 | 33.2327 | 33.2349 | 33.2392 | 33.243 | 33.2463 | 33.249 | 33.2687 | 33.2868 | 33.3037 | 0 | 0 | 0
F2_Industrial_Petroleum_New_Process_Natural Gas_Process Heat Recovery_A_Achievable Economic RVT Potential | F2 | Industrial | Petroleum | New | Process | Natural Gas | Process Heat Recovery | A | Integrated Unit Summer Peak Savings (kW) | Achievable Economic RVT Potential | 0 | 0 | 0 | 0 | 0 | 0 | 0 | 0 | 0 | 0 | 0 | 0 | 0 | 0 | 0 | 0 | 0 | 0 | 0 | 0 | 0 | 0 | 0 | 0 | 0 | 0 | 0 | 0 | 0 | 0 | 0
F3_Industrial_Petroleum_New_Process_Natural Gas_Process Heat Recovery_A_Achievable Economic RVT Potential | F3 | Industrial | Petroleum | New | Process | Natural Gas | Process Heat Recovery | A | Integrated Unit Winter Peak Savings (kW) | Achievable Economic RVT Potential | 0 | 0 | 0 | 0 | 0 | 0 | 0 | 0 | 0 | 0 | 0 | 0 | 0 | 0 | 0 | 0 | 0 | 0 | 0 | 0 | 0 | 0 | 0 | 0 | 0 | 0 | 0 | 0 | 0 | 0 | 0
F4_Industrial_Petroleum_New_Process_Natural Gas_Process Heat Recovery_A_Achievable Economic RVT Potential | F4 | Industrial | Petroleum | New | Process | Natural Gas | Process Heat Recovery | A | Incremental Energy Savings (MWh or mTherms) | Achievable Economic RVT Potential | 0 | 0 | 0 | 0 | 0 | 0 | 0 | 0 | 0 | 0 | 0 | 0 | 0 | 0 | 0 | 0 | 0 | 0 | 0 | 0 | 0 | 0 | 0 | 0 | 0 | 0 | 0 | 0 | 0 | 0 | 0
F5_Industrial_Petroleum_New_Process_Natural Gas_Process Heat Recovery_A_Achievable Economic RVT Potential | F5 | Industrial | Petroleum | New | Process | Natural Gas | Process Heat Recovery | A | Incremental Summer Peak Savings (MW) | Achievable Economic RVT Potential | 0 | 0 | 0 | 0 | 0 | 0 | 0 | 0 | 0 | 0 | 0 | 0 | 0 | 0 | 0 | 0 | 0 | 0 | 0 | 0 | 0 | 0 | 0 | 0 | 0 | 0 | 0 | 0 | 0 | 0 | 0
F6_Industrial_Petroleum_New_Process_Natural Gas_Process Heat Recovery_A_Achievable Economic RVT Potential | F6 | Industrial | Petroleum | New | Process | Natural Gas | Process Heat Recovery | A | Incremental Winter Peak Savings (MW) | Achievable Economic RVT Potential | 0 | 0 | 0 | 0 | 0 | 0 | 0 | 0 | 0 | 0 | 0 | 0 | 0 | 0 | 0 | 0 | 0 | 0 | 0 | 0 | 0 | 0 | 0 | 0 | 0 | 0 | 0 | 0 | 0 | 0 | 0
F7_Industrial_Petroleum_New_Process_Natural Gas_Process Heat Recovery_A_Achievable Economic RVT Potential | F7 | Industrial | Petroleum | New | Process | Natural Gas | Process Heat Recovery | A | Cumulative Energy Savings (MWh or mTherms) | Achievable Economic RVT Potential | 0 | 0 | 0 | 0 | 0 | 0 | 0 | 0 | 0 | 0 | 0 | 0 | 0 | 0 | 0 | 0 | 0 | 0 | 0 | 0 | 0 | 0 | 0 | 0 | 0 | 0 | 0 | 0 | 0 | 0 | 0
F8_Industrial_Petroleum_New_Process_Natural Gas_Process Heat Recovery_A_Achievable Economic RVT Potential | F8 | Industrial | Petroleum | New | Process | Natural Gas | Process Heat Recovery | A | Cumulative Summer Peak Savings (MW) | Achievable Economic RVT Potential | 0 | 0 | 0 | 0 | 0 | 0 | 0 | 0 | 0 | 0 | 0 | 0 | 0 | 0 | 0 | 0 | 0 | 0 | 0 | 0 | 0 | 0 | 0 | 0 | 0 | 0 | 0 | 0 | 0 | 0 | 0
F9_Industrial_Petroleum_New_Process_Natural Gas_Process Heat Recovery_A_Achievable Economic RVT Potential | F9 | Industrial | Petroleum | New | Process | Natural Gas | Process Heat Recovery | A | Cumulative Winter Peak Savings (MW) | Achievable Economic RVT Potential | 0 | 0 | 0 | 0 | 0 | 0 | 0 | 0 | 0 | 0 | 0 | 0 | 0 | 0 | 0 | 0 | 0 | 0 | 0 | 0 | 0 | 0 | 0 | 0 | 0 | 0 | 0 | 0 | 0 | 0 | 0
F10_Industrial_Petroleum_New_Process_Natural Gas_Process Heat Recovery_A_Achievable Economic RVT Potential | F10 | Industrial | Petroleum | New | Process | Natural Gas | Process Heat Recovery | A | Purchases (Incremental) | Achievable Economic RVT Potential | 0 | 0 | 0 | 0 | 0 | 0 | 0 | 0 | 0 | 0 | 0 | 0 | 0 | 0 | 0 | 0 | 0 | 0 | 0 | 0 | 0 | 0 | 0 | 0 | 0 | 0 | 0 | 0 | 0 | 0 | 0
F11_Industrial_Petroleum_New_Process_Natural Gas_Process Heat Recovery_A_Achievable Economic RVT Potential | F11 | Industrial | Petroleum | New | Process | Natural Gas | Process Heat Recovery | A | Purchases (Cumulative) | Achievable Economic RVT Potential | 0 | 0 | 0 | 0 | 0 | 0 | 0 | 0 | 0 | 0 | 0 | 0 | 0 | 0 | 0 | 0 | 0 | 0 | 0 | 0 | 0 | 0 | 0 | 0 | 0 | 0 | 0 | 0 | 0 | 0 | 0
F1_Industrial_Petroleum_New_Space Heating_Natural Gas_Building Automation System_A_Achievable Economic RVT Potential | F1 | Industrial | Petroleum | New | Space Heating | Natural Gas | Building Automation System | A | Integrated Unit Energy Savings (kWh or therms) | Achievable Economic RVT Potential | 0 | 0 | 0 | 0 | 0 | 0 | 0 | 0 | 0 | 0 | 0 | 0 | 0 | 0 | 0 | 0 | 0 | 0 | 0 | 0 | 0 | 0 | 0 | 0 | 0 | 0 | 0 | 0 | 0 | 0 | 0
F2_Industrial_Petroleum_New_Space Heating_Natural Gas_Building Automation System_A_Achievable Economic RVT Potential | F2 | Industrial | Petroleum | New | Space Heating | Natural Gas | Building Automation System | A | Integrated Unit Summer Peak Savings (kW) | Achievable Economic RVT Potential | 0 | 0 | 0 | 0 | 0 | 0 | 0 | 0 | 0 | 0 | 0 | 0 | 0 | 0 | 0 | 0 | 0 | 0 | 0 | 0 | 0 | 0 | 0 | 0 | 0 | 0 | 0 | 0 | 0 | 0 | 0
F3_Industrial_Petroleum_New_Space Heating_Natural Gas_Building Automation System_A_Achievable Economic RVT Potential | F3 | Industrial | Petroleum | New | Space Heating | Natural Gas | Building Automation System | A | Integrated Unit Winter Peak Savings (kW) | Achievable Economic RVT Potential | 0 | 0 | 0 | 0 | 0 | 0 | 0 | 0 | 0 | 0 | 0 | 0 | 0 | 0 | 0 | 0 | 0 | 0 | 0 | 0 | 0 | 0 | 0 | 0 | 0 | 0 | 0 | 0 | 0 | 0 | 0
F4_Industrial_Petroleum_New_Space Heating_Natural Gas_Building Automation System_A_Achievable Economic RVT Potential | F4 | Industrial | Petroleum | New | Space Heating | Natural Gas | Building Automation System | A | Incremental Energy Savings (MWh or mTherms) | Achievable Economic RVT Potential | 0 | 0 | 0 | 0 | 0 | 0 | 0 | 0 | 0 | 0 | 0 | 0 | 0 | 0 | 0 | 0 | 0 | 0 | 0 | 0 | 0 | 0 | 0 | 0 | 0 | 0 | 0 | 0 | 0 | 0 | 0
F5_Industrial_Petroleum_New_Space Heating_Natural Gas_Building Automation System_A_Achievable Economic RVT Potential | F5 | Industrial | Petroleum | New | Space Heating | Natural Gas | Building Automation System | A | Incremental Summer Peak Savings (MW) | Achievable Economic RVT Potential | 0 | 0 | 0 | 0 | 0 | 0 | 0 | 0 | 0 | 0 | 0 | 0 | 0 | 0 | 0 | 0 | 0 | 0 | 0 | 0 | 0 | 0 | 0 | 0 | 0 | 0 | 0 | 0 | 0 | 0 | 0
F6_Industrial_Petroleum_New_Space Heating_Natural Gas_Building Automation System_A_Achievable Economic RVT Potential | F6 | Industrial | Petroleum | New | Space Heating | Natural Gas | Building Automation System | A | Incremental Winter Peak Savings (MW) | Achievable Economic RVT Potential | 0 | 0 | 0 | 0 | 0 | 0 | 0 | 0 | 0 | 0 | 0 | 0 | 0 | 0 | 0 | 0 | 0 | 0 | 0 | 0 | 0 | 0 | 0 | 0 | 0 | 0 | 0 | 0 | 0 | 0 | 0
F7_Industrial_Petroleum_New_Space Heating_Natural Gas_Building Automation System_A_Achievable Economic RVT Potential | F7 | Industrial | Petroleum | New | Space Heating | Natural Gas | Building Automation System | A | Cumulative Energy Savings (MWh or mTherms) | Achievable Economic RVT Potential | 0 | 0 | 0 | 0 | 0 | 0 | 0 | 0 | 0 | 0 | 0 | 0 | 0 | 0 | 0 | 0 | 0 | 0 | 0 | 0 | 0 | 0 | 0 | 0 | 0 | 0 | 0 | 0 | 0 | 0 | 0
F8_Industrial_Petroleum_New_Space Heating_Natural Gas_Building Automation System_A_Achievable Economic RVT Potential | F8 | Industrial | Petroleum | New | Space Heating | Natural Gas | Building Automation System | A | Cumulative Summer Peak Savings (MW) | Achievable Economic RVT Potential | 0 | 0 | 0 | 0 | 0 | 0 | 0 | 0 | 0 | 0 | 0 | 0 | 0 | 0 | 0 | 0 | 0 | 0 | 0 | 0 | 0 | 0 | 0 | 0 | 0 | 0 | 0 | 0 | 0 | 0 | 0
F9_Industrial_Petroleum_New_Space Heating_Natural Gas_Building Automation System_A_Achievable Economic RVT Potential | F9 | Industrial | Petroleum | New | Space Heating | Natural Gas | Building Automation System | A | Cumulative Winter Peak Savings (MW) | Achievable Economic RVT Potential | 0 | 0 | 0 | 0 | 0 | 0 | 0 | 0 | 0 | 0 | 0 | 0 | 0 | 0 | 0 | 0 | 0 | 0 | 0 | 0 | 0 | 0 | 0 | 0 | 0 | 0 | 0 | 0 | 0 | 0 | 0
F10_Industrial_Petroleum_New_Space Heating_Natural Gas_Building Automation System_A_Achievable Economic RVT Potential | F10 | Industrial | Petroleum | New | Space Heating | Natural Gas | Building Automation System | A | Purchases (Incremental) | Achievable Economic RVT Potential | 0 | 0 | 0 | 0 | 0 | 0 | 0 | 0 | 0 | 0 | 0 | 0 | 0 | 0 | 0 | 0 | 0 | 0 | 0 | 0 | 0 | 0 | 0 | 0 | 0 | 0 | 0 | 0 | 0 | 0 | 0
F11_Industrial_Petroleum_New_Space Heating_Natural Gas_Building Automation System_A_Achievable Economic RVT Potential | F11 | Industrial | Petroleum | New | Space Heating | Natural Gas | Building Automation System | A | Purchases (Cumulative) | Achievable Economic RVT Potential | 0 | 0 | 0 | 0 | 0 | 0 | 0 | 0 | 0 | 0 | 0 | 0 | 0 | 0 | 0 | 0 | 0 | 0 | 0 | 0 | 0 | 0 | 0 | 0 | 0 | 0 | 0 | 0 | 0 | 0 | 0
F1_Industrial_Petroleum_New_Space Heating_Natural Gas_Steam System Efficiency Improvements_A_Achievable Economic RVT Potential | F1 | Industrial | Petroleum | New | Space Heating | Natural Gas | Steam System Efficiency Improvements | A | Integrated Unit Energy Savings (kWh or therms) | Achievable Economic RVT Potential | 0 | 0 | 0 | 0 | 0 | 0 | 0 | 0 | 0 | 0 | 0 | 0 | 0 | 0 | 0 | 0 | 0 | 0 | 0 | 0 | 0 | 0 | 0 | 0 | 0 | 0 | 0 | 0 | 0 | 0 | 0
F2_Industrial_Petroleum_New_Space Heating_Natural Gas_Steam System Efficiency Improvements_A_Achievable Economic RVT Potential | F2 | Industrial | Petroleum | New | Space Heating | Natural Gas | Steam System Efficiency Improvements | A | Integrated Unit Summer Peak Savings (kW) | Achievable Economic RVT Potential | 0 | 0 | 0 | 0 | 0 | 0 | 0 | 0 | 0 | 0 | 0 | 0 | 0 | 0 | 0 | 0 | 0 | 0 | 0 | 0 | 0 | 0 | 0 | 0 | 0 | 0 | 0 | 0 | 0 | 0 | 0
F3_Industrial_Petroleum_New_Space Heating_Natural Gas_Steam System Efficiency Improvements_A_Achievable Economic RVT Potential | F3 | Industrial | Petroleum | New | Space Heating | Natural Gas | Steam System Efficiency Improvements | A | Integrated Unit Winter Peak Savings (kW) | Achievable Economic RVT Potential | 0 | 0 | 0 | 0 | 0 | 0 | 0 | 0 | 0 | 0 | 0 | 0 | 0 | 0 | 0 | 0 | 0 | 0 | 0 | 0 | 0 | 0 | 0 | 0 | 0 | 0 | 0 | 0 | 0 | 0 | 0
F4_Industrial_Petroleum_New_Space Heating_Natural Gas_Steam System Efficiency Improvements_A_Achievable Economic RVT Potential | F4 | Industrial | Petroleum | New | Space Heating | Natural Gas | Steam System Efficiency Improvements | A | Incremental Energy Savings (MWh or mTherms) | Achievable Economic RVT Potential | 0 | 0 | 0 | 0 | 0 | 0 | 0 | 0 | 0 | 0 | 0 | 0 | 0 | 0 | 0 | 0 | 0 | 0 | 0 | 0 | 0 | 0 | 0 | 0 | 0 | 0 | 0 | 0 | 0 | 0 | 0
F5_Industrial_Petroleum_New_Space Heating_Natural Gas_Steam System Efficiency Improvements_A_Achievable Economic RVT Potential | F5 | Industrial | Petroleum | New | Space Heating | Natural Gas | Steam System Efficiency Improvements | A | Incremental Summer Peak Savings (MW) | Achievable Economic RVT Potential | 0 | 0 | 0 | 0 | 0 | 0 | 0 | 0 | 0 | 0 | 0 | 0 | 0 | 0 | 0 | 0 | 0 | 0 | 0 | 0 | 0 | 0 | 0 | 0 | 0 | 0 | 0 | 0 | 0 | 0 | 0
F6_Industrial_Petroleum_New_Space Heating_Natural Gas_Steam System Efficiency Improvements_A_Achievable Economic RVT Potential | F6 | Industrial | Petroleum | New | Space Heating | Natural Gas | Steam System Efficiency Improvements | A | Incremental Winter Peak Savings (MW) | Achievable Economic RVT Potential | 0 | 0 | 0 | 0 | 0 | 0 | 0 | 0 | 0 | 0 | 0 | 0 | 0 | 0 | 0 | 0 | 0 | 0 | 0 | 0 | 0 | 0 | 0 | 0 | 0 | 0 | 0 | 0 | 0 | 0 | 0
F7_Industrial_Petroleum_New_Space Heating_Natural Gas_Steam System Efficiency Improvements_A_Achievable Economic RVT Potential | F7 | Industrial | Petroleum | New | Space Heating | Natural Gas | Steam System Efficiency Improvements | A | Cumulative Energy Savings (MWh or mTherms) | Achievable Economic RVT Potential | 0 | 0 | 0 | 0 | 0 | 0 | 0 | 0 | 0 | 0 | 0 | 0 | 0 | 0 | 0 | 0 | 0 | 0 | 0 | 0 | 0 | 0 | 0 | 0 | 0 | 0 | 0 | 0 | 0 | 0 | 0
F8_Industrial_Petroleum_New_Space Heating_Natural Gas_Steam System Efficiency Improvements_A_Achievable Economic RVT Potential | F8 | Industrial | Petroleum | New | Space Heating | Natural Gas | Steam System Efficiency Improvements | A | Cumulative Summer Peak Savings (MW) | Achievable Economic RVT Potential | 0 | 0 | 0 | 0 | 0 | 0 | 0 | 0 | 0 | 0 | 0 | 0 | 0 | 0 | 0 | 0 | 0 | 0 | 0 | 0 | 0 | 0 | 0 | 0 | 0 | 0 | 0 | 0 | 0 | 0 | 0
F9_Industrial_Petroleum_New_Space Heating_Natural Gas_Steam System Efficiency Improvements_A_Achievable Economic RVT Potential | F9 | Industrial | Petroleum | New | Space Heating | Natural Gas | Steam System Efficiency Improvements | A | Cumulative Winter Peak Savings (MW) | Achievable Economic RVT Potential | 0 | 0 | 0 | 0 | 0 | 0 | 0 | 0 | 0 | 0 | 0 | 0 | 0 | 0 | 0 | 0 | 0 | 0 | 0 | 0 | 0 | 0 | 0 | 0 | 0 | 0 | 0 | 0 | 0 | 0 | 0
F10_Industrial_Petroleum_New_Space Heating_Natural Gas_Steam System Efficiency Improvements_A_Achievable Economic RVT Potential | F10 | Industrial | Petroleum | New | Space Heating | Natural Gas | Steam System Efficiency Improvements | A | Purchases (Incremental) | Achievable Economic RVT Potential | 0 | 0 | 0 | 0 | 0 | 0 | 0 | 0 | 0 | 0 | 0 | 0 | 0 | 0 | 0 | 0 | 0 | 0 | 0 | 0 | 0 | 0 | 0 | 0 | 0 | 0 | 0 | 0 | 0 | 0 | 0
F11_Industrial_Petroleum_New_Space Heating_Natural Gas_Steam System Efficiency Improvements_A_Achievable Economic RVT Potential | F11 | Industrial | Petroleum | New | Space Heating | Natural Gas | Steam System Efficiency Improvements | A | Purchases (Cumulative) | Achievable Economic RVT Potential | 0 | 0 | 0 | 0 | 0 | 0 | 0 | 0 | 0 | 0 | 0 | 0 | 0 | 0 | 0 | 0 | 0 | 0 | 0 | 0 | 0 | 0 | 0 | 0 | 0 | 0 | 0 | 0 | 0 | 0 | 0
F1_Industrial_Petroleum_New_Process_Natural Gas_Steam System Efficiency Improvements_A_Achievable Economic RVT Potential | F1 | Industrial | Petroleum | New | Process | Natural Gas | Steam System Efficiency Improvements | A | Integrated Unit Energy Savings (kWh or therms) | Achievable Economic RVT Potential | 0 | 0 | 0 | 0 | 0 | 0.70085 | 0.69929 | 0.69788 | 0.69656 | 0.69528 | 0.69439 | 0.69365 | 0.69302 | 0.69251 | 0.69209 | 0.69179 | 0.69159 | 0.69147 | 0.69142 | 0.69141 | 0.69145 | 0.69154 | 0.69162 | 0.69169 | 0.69175 | 0.69216 | 0.69253 | 0.69288 | 0.70269 | 0.70269 | 0.70269
F2_Industrial_Petroleum_New_Process_Natural Gas_Steam System Efficiency Improvements_A_Achievable Economic RVT Potential | F2 | Industrial | Petroleum | New | Process | Natural Gas | Steam System Efficiency Improvements | A | Integrated Unit Summer Peak Savings (kW) | Achievable Economic RVT Potential | 0 | 0 | 0 | 0 | 0 | 0 | 0 | 0 | 0 | 0 | 0 | 0 | 0 | 0 | 0 | 0 | 0 | 0 | 0 | 0 | 0 | 0 | 0 | 0 | 0 | 0 | 0 | 0 | 0 | 0 | 0
F3_Industrial_Petroleum_New_Process_Natural Gas_Steam System Efficiency Improvements_A_Achievable Economic RVT Potential | F3 | Industrial | Petroleum | New | Process | Natural Gas | Steam System Efficiency Improvements | A | Integrated Unit Winter Peak Savings (kW) | Achievable Economic RVT Potential | 0 | 0 | 0 | 0 | 0 | 0 | 0 | 0 | 0 | 0 | 0 | 0 | 0 | 0 | 0 | 0 | 0 | 0 | 0 | 0 | 0 | 0 | 0 | 0 | 0 | 0 | 0 | 0 | 0 | 0 | 0
F4_Industrial_Petroleum_New_Process_Natural Gas_Steam System Efficiency Improvements_A_Achievable Economic RVT Potential | F4 | Industrial | Petroleum | New | Process | Natural Gas | Steam System Efficiency Improvements | A | Incremental Energy Savings (MWh or mTherms) | Achievable Economic RVT Potential | 0 | 0 | 0 | 0 | 0 | 0 | 0 | 0 | 0 | 0 | 0 | 0 | 0 | 0 | 0 | 0 | 0 | 0 | 0 | 0 | 0 | 0 | 0 | 0 | 0 | 0 | 0 | 0 | 0 | 0 | 0
F5_Industrial_Petroleum_New_Process_Natural Gas_Steam System Efficiency Improvements_A_Achievable Economic RVT Potential | F5 | Industrial | Petroleum | New | Process | Natural Gas | Steam System Efficiency Improvements | A | Incremental Summer Peak Savings (MW) | Achievable Economic RVT Potential | 0 | 0 | 0 | 0 | 0 | 0 | 0 | 0 | 0 | 0 | 0 | 0 | 0 | 0 | 0 | 0 | 0 | 0 | 0 | 0 | 0 | 0 | 0 | 0 | 0 | 0 | 0 | 0 | 0 | 0 | 0
F6_Industrial_Petroleum_New_Process_Natural Gas_Steam System Efficiency Improvements_A_Achievable Economic RVT Potential | F6 | Industrial | Petroleum | New | Process | Natural Gas | Steam System Efficiency Improvements | A | Incremental Winter Peak Savings (MW) | Achievable Economic RVT Potential | 0 | 0 | 0 | 0 | 0 | 0 | 0 | 0 | 0 | 0 | 0 | 0 | 0 | 0 | 0 | 0 | 0 | 0 | 0 | 0 | 0 | 0 | 0 | 0 | 0 | 0 | 0 | 0 | 0 | 0 | 0
F7_Industrial_Petroleum_New_Process_Natural Gas_Steam System Efficiency Improvements_A_Achievable Economic RVT Potential | F7 | Industrial | Petroleum | New | Process | Natural Gas | Steam System Efficiency Improvements | A | Cumulative Energy Savings (MWh or mTherms) | Achievable Economic RVT Potential | 0 | 0 | 0 | 0 | 0 | 0 | 0 | 0 | 0 | 0 | 0 | 0 | 0 | 0 | 0 | 0 | 0 | 0 | 0 | 0 | 0 | 0 | 0 | 0 | 0 | 0 | 0 | 0 | 0 | 0 | 0
F8_Industrial_Petroleum_New_Process_Natural Gas_Steam System Efficiency Improvements_A_Achievable Economic RVT Potential | F8 | Industrial | Petroleum | New | Process | Natural Gas | Steam System Efficiency Improvements | A | Cumulative Summer Peak Savings (MW) | Achievable Economic RVT Potential | 0 | 0 | 0 | 0 | 0 | 0 | 0 | 0 | 0 | 0 | 0 | 0 | 0 | 0 | 0 | 0 | 0 | 0 | 0 | 0 | 0 | 0 | 0 | 0 | 0 | 0 | 0 | 0 | 0 | 0 | 0
F9_Industrial_Petroleum_New_Process_Natural Gas_Steam System Efficiency Improvements_A_Achievable Economic RVT Potential | F9 | Industrial | Petroleum | New | Process | Natural Gas | Steam System Efficiency Improvements | A | Cumulative Winter Peak Savings (MW) | Achievable Economic RVT Potential | 0 | 0 | 0 | 0 | 0 | 0 | 0 | 0 | 0 | 0 | 0 | 0 | 0 | 0 | 0 | 0 | 0 | 0 | 0 | 0 | 0 | 0 | 0 | 0 | 0 | 0 | 0 | 0 | 0 | 0 | 0
F10_Industrial_Petroleum_New_Process_Natural Gas_Steam System Efficiency Improvements_A_Achievable Economic RVT Potential | F10 | Industrial | Petroleum | New | Process | Natural Gas | Steam System Efficiency Improvements | A | Purchases (Incremental) | Achievable Economic RVT Potential | 0 | 0 | 0 | 0 | 0 | 0 | 0 | 0 | 0 | 0 | 0 | 0 | 0 | 0 | 0 | 0 | 0 | 0 | 0 | 0 | 0 | 0 | 0 | 0 | 0 | 0 | 0 | 0 | 0 | 0 | 0
F11_Industrial_Petroleum_New_Process_Natural Gas_Steam System Efficiency Improvements_A_Achievable Economic RVT Potential | F11 | Industrial | Petroleum | New | Process | Natural Gas | Steam System Efficiency Improvements | A | Purchases (Cumulative) | Achievable Economic RVT Potential | 0 | 0 | 0 | 0 | 0 | 0 | 0 | 0 | 0 | 0 | 0 | 0 | 0 | 0 | 0 | 0 | 0 | 0 | 0 | 0 | 0 | 0 | 0 | 0 | 0 | 0 | 0 | 0 | 0 | 0 | 0
F1_Industrial_Petroleum_New_Space Heating_Natural Gas_Strategic Energy Management_A_Achievable Economic RVT Potential | F1 | Industrial | Petroleum | New | Space Heating | Natural Gas | Strategic Energy Management | A | Integrated Unit Energy Savings (kWh or therms) | Achievable Economic RVT Potential | 0 | 0 | 0 | 0 | 0 | 0 | 0 | 0 | 0 | 0 | 0 | 0 | 0 | 0 | 0 | 0 | 0 | 0 | 0 | 0 | 0 | 0 | 0 | 0 | 0 | 0 | 0 | 0 | 0 | 0 | 0
F2_Industrial_Petroleum_New_Space Heating_Natural Gas_Strategic Energy Management_A_Achievable Economic RVT Potential | F2 | Industrial | Petroleum | New | Space Heating | Natural Gas | Strategic Energy Management | A | Integrated Unit Summer Peak Savings (kW) | Achievable Economic RVT Potential | 0 | 0 | 0 | 0 | 0 | 0 | 0 | 0 | 0 | 0 | 0 | 0 | 0 | 0 | 0 | 0 | 0 | 0 | 0 | 0 | 0 | 0 | 0 | 0 | 0 | 0 | 0 | 0 | 0 | 0 | 0
F3_Industrial_Petroleum_New_Space Heating_Natural Gas_Strategic Energy Management_A_Achievable Economic RVT Potential | F3 | Industrial | Petroleum | New | Space Heating | Natural Gas | Strategic Energy Management | A | Integrated Unit Winter Peak Savings (kW) | Achievable Economic RVT Potential | 0 | 0 | 0 | 0 | 0 | 0 | 0 | 0 | 0 | 0 | 0 | 0 | 0 | 0 | 0 | 0 | 0 | 0 | 0 | 0 | 0 | 0 | 0 | 0 | 0 | 0 | 0 | 0 | 0 | 0 | 0
F4_Industrial_Petroleum_New_Space Heating_Natural Gas_Strategic Energy Management_A_Achievable Economic RVT Potential | F4 | Industrial | Petroleum | New | Space Heating | Natural Gas | Strategic Energy Management | A | Incremental Energy Savings (MWh or mTherms) | Achievable Economic RVT Potential | 0 | 0 | 0 | 0 | 0 | 0 | 0 | 0 | 0 | 0 | 0 | 0 | 0 | 0 | 0 | 0 | 0 | 0 | 0 | 0 | 0 | 0 | 0 | 0 | 0 | 0 | 0 | 0 | 0 | 0 | 0
F5_Industrial_Petroleum_New_Space Heating_Natural Gas_Strategic Energy Management_A_Achievable Economic RVT Potential | F5 | Industrial | Petroleum | New | Space Heating | Natural Gas | Strategic Energy Management | A | Incremental Summer Peak Savings (MW) | Achievable Economic RVT Potential | 0 | 0 | 0 | 0 | 0 | 0 | 0 | 0 | 0 | 0 | 0 | 0 | 0 | 0 | 0 | 0 | 0 | 0 | 0 | 0 | 0 | 0 | 0 | 0 | 0 | 0 | 0 | 0 | 0 | 0 | 0
F6_Industrial_Petroleum_New_Space Heating_Natural Gas_Strategic Energy Management_A_Achievable Economic RVT Potential | F6 | Industrial | Petroleum | New | Space Heating | Natural Gas | Strategic Energy Management | A | Incremental Winter Peak Savings (MW) | Achievable Economic RVT Potential | 0 | 0 | 0 | 0 | 0 | 0 | 0 | 0 | 0 | 0 | 0 | 0 | 0 | 0 | 0 | 0 | 0 | 0 | 0 | 0 | 0 | 0 | 0 | 0 | 0 | 0 | 0 | 0 | 0 | 0 | 0
F7_Industrial_Petroleum_New_Space Heating_Natural Gas_Strategic Energy Management_A_Achievable Economic RVT Potential | F7 | Industrial | Petroleum | New | Space Heating | Natural Gas | Strategic Energy Management | A | Cumulative Energy Savings (MWh or mTherms) | Achievable Economic RVT Potential | 0 | 0 | 0 | 0 | 0 | 0 | 0 | 0 | 0 | 0 | 0 | 0 | 0 | 0 | 0 | 0 | 0 | 0 | 0 | 0 | 0 | 0 | 0 | 0 | 0 | 0 | 0 | 0 | 0 | 0 | 0
F8_Industrial_Petroleum_New_Space Heating_Natural Gas_Strategic Energy Management_A_Achievable Economic RVT Potential | F8 | Industrial | Petroleum | New | Space Heating | Natural Gas | Strategic Energy Management | A | Cumulative Summer Peak Savings (MW) | Achievable Economic RVT Potential | 0 | 0 | 0 | 0 | 0 | 0 | 0 | 0 | 0 | 0 | 0 | 0 | 0 | 0 | 0 | 0 | 0 | 0 | 0 | 0 | 0 | 0 | 0 | 0 | 0 | 0 | 0 | 0 | 0 | 0 | 0
F9_Industrial_Petroleum_New_Space Heating_Natural Gas_Strategic Energy Management_A_Achievable Economic RVT Potential | F9 | Industrial | Petroleum | New | Space Heating | Natural Gas | Strategic Energy Management | A | Cumulative Winter Peak Savings (MW) | Achievable Economic RVT Potential | 0 | 0 | 0 | 0 | 0 | 0 | 0 | 0 | 0 | 0 | 0 | 0 | 0 | 0 | 0 | 0 | 0 | 0 | 0 | 0 | 0 | 0 | 0 | 0 | 0 | 0 | 0 | 0 | 0 | 0 | 0
F10_Industrial_Petroleum_New_Space Heating_Natural Gas_Strategic Energy Management_A_Achievable Economic RVT Potential | F10 | Industrial | Petroleum | New | Space Heating | Natural Gas | Strategic Energy Management | A | Purchases (Incremental) | Achievable Economic RVT Potential | 0 | 0 | 0 | 0 | 0 | 0 | 0 | 0 | 0 | 0 | 0 | 0 | 0 | 0 | 0 | 0 | 0 | 0 | 0 | 0 | 0 | 0 | 0 | 0 | 0 | 0 | 0 | 0 | 0 | 0 | 0
F11_Industrial_Petroleum_New_Space Heating_Natural Gas_Strategic Energy Management_A_Achievable Economic RVT Potential | F11 | Industrial | Petroleum | New | Space Heating | Natural Gas | Strategic Energy Management | A | Purchases (Cumulative) | Achievable Economic RVT Potential | 0 | 0 | 0 | 0 | 0 | 0 | 0 | 0 | 0 | 0 | 0 | 0 | 0 | 0 | 0 | 0 | 0 | 0 | 0 | 0 | 0 | 0 | 0 | 0 | 0 | 0 | 0 | 0 | 0 | 0 | 0
F1_Industrial_Petroleum_New_Process_Natural Gas_Strategic Energy Management_A_Achievable Economic RVT Potential | F1 | Industrial | Petroleum | New | Process | Natural Gas | Strategic Energy Management | A | Integrated Unit Energy Savings (kWh or therms) | Achievable Economic RVT Potential | 0 | 0 | 0 | 0 | 0 | 767.91 | 766.9488 | 766.0794 | 765.2816 | 764.5085 | 763.8232 | 763.2828 | 762.863 | 762.5497 | 762.3297 | 762.2042 | 762.1589 | 762.1759 | 762.2324 | 762.3069 | 762.4172 | 762.5642 | 762.6913 | 762.801 | 762.8955 | 763.1258 | 763.3389 | 763.5367 | 0 | 0 | 0
F2_Industrial_Petroleum_New_Process_Natural Gas_Strategic Energy Management_A_Achievable Economic RVT Potential | F2 | Industrial | Petroleum | New | Process | Natural Gas | Strategic Energy Management | A | Integrated Unit Summer Peak Savings (kW) | Achievable Economic RVT Potential | 0 | 0 | 0 | 0 | 0 | 0 | 0 | 0 | 0 | 0 | 0 | 0 | 0 | 0 | 0 | 0 | 0 | 0 | 0 | 0 | 0 | 0 | 0 | 0 | 0 | 0 | 0 | 0 | 0 | 0 | 0
F3_Industrial_Petroleum_New_Process_Natural Gas_Strategic Energy Management_A_Achievable Economic RVT Potential | F3 | Industrial | Petroleum | New | Process | Natural Gas | Strategic Energy Management | A | Integrated Unit Winter Peak Savings (kW) | Achievable Economic RVT Potential | 0 | 0 | 0 | 0 | 0 | 0 | 0 | 0 | 0 | 0 | 0 | 0 | 0 | 0 | 0 | 0 | 0 | 0 | 0 | 0 | 0 | 0 | 0 | 0 | 0 | 0 | 0 | 0 | 0 | 0 | 0
F4_Industrial_Petroleum_New_Process_Natural Gas_Strategic Energy Management_A_Achievable Economic RVT Potential | F4 | Industrial | Petroleum | New | Process | Natural Gas | Strategic Energy Management | A | Incremental Energy Savings (MWh or mTherms) | Achievable Economic RVT Potential | 0 | 0 | 0 | 0 | 0 | 0 | 0 | 0 | 0 | 0 | 0 | 0 | 0 | 0 | 0 | 0 | 0 | 0 | 0 | 0 | 0 | 0 | 0 | 0 | 0 | 0 | 0 | 0 | 0 | 0 | 0
F5_Industrial_Petroleum_New_Process_Natural Gas_Strategic Energy Management_A_Achievable Economic RVT Potential | F5 | Industrial | Petroleum | New | Process | Natural Gas | Strategic Energy Management | A | Incremental Summer Peak Savings (MW) | Achievable Economic RVT Potential | 0 | 0 | 0 | 0 | 0 | 0 | 0 | 0 | 0 | 0 | 0 | 0 | 0 | 0 | 0 | 0 | 0 | 0 | 0 | 0 | 0 | 0 | 0 | 0 | 0 | 0 | 0 | 0 | 0 | 0 | 0
F6_Industrial_Petroleum_New_Process_Natural Gas_Strategic Energy Management_A_Achievable Economic RVT Potential | F6 | Industrial | Petroleum | New | Process | Natural Gas | Strategic Energy Management | A | Incremental Winter Peak Savings (MW) | Achievable Economic RVT Potential | 0 | 0 | 0 | 0 | 0 | 0 | 0 | 0 | 0 | 0 | 0 | 0 | 0 | 0 | 0 | 0 | 0 | 0 | 0 | 0 | 0 | 0 | 0 | 0 | 0 | 0 | 0 | 0 | 0 | 0 | 0
F7_Industrial_Petroleum_New_Process_Natural Gas_Strategic Energy Management_A_Achievable Economic RVT Potential | F7 | Industrial | Petroleum | New | Process | Natural Gas | Strategic Energy Management | A | Cumulative Energy Savings (MWh or mTherms) | Achievable Economic RVT Potential | 0 | 0 | 0 | 0 | 0 | 0 | 0 | 0 | 0 | 0 | 0 | 0 | 0 | 0 | 0 | 0 | 0 | 0 | 0 | 0 | 0 | 0 | 0 | 0 | 0 | 0 | 0 | 0 | 0 | 0 | 0
F8_Industrial_Petroleum_New_Process_Natural Gas_Strategic Energy Management_A_Achievable Economic RVT Potential | F8 | Industrial | Petroleum | New | Process | Natural Gas | Strategic Energy Management | A | Cumulative Summer Peak Savings (MW) | Achievable Economic RVT Potential | 0 | 0 | 0 | 0 | 0 | 0 | 0 | 0 | 0 | 0 | 0 | 0 | 0 | 0 | 0 | 0 | 0 | 0 | 0 | 0 | 0 | 0 | 0 | 0 | 0 | 0 | 0 | 0 | 0 | 0 | 0
F9_Industrial_Petroleum_New_Process_Natural Gas_Strategic Energy Management_A_Achievable Economic RVT Potential | F9 | Industrial | Petroleum | New | Process | Natural Gas | Strategic Energy Management | A | Cumulative Winter Peak Savings (MW) | Achievable Economic RVT Potential | 0 | 0 | 0 | 0 | 0 | 0 | 0 | 0 | 0 | 0 | 0 | 0 | 0 | 0 | 0 | 0 | 0 | 0 | 0 | 0 | 0 | 0 | 0 | 0 | 0 | 0 | 0 | 0 | 0 | 0 | 0
F10_Industrial_Petroleum_New_Process_Natural Gas_Strategic Energy Management_A_Achievable Economic RVT Potential | F10 | Industrial | Petroleum | New | Process | Natural Gas | Strategic Energy Management | A | Purchases (Incremental) | Achievable Economic RVT Potential | 0 | 0 | 0 | 0 | 0 | 0 | 0 | 0 | 0 | 0 | 0 | 0 | 0 | 0 | 0 | 0 | 0 | 0 | 0 | 0 | 0 | 0 | 0 | 0 | 0 | 0 | 0 | 0 | 0 | 0 | 0
F11_Industrial_Petroleum_New_Process_Natural Gas_Strategic Energy Management_A_Achievable Economic RVT Potential | F11 | Industrial | Petroleum | New | Process | Natural Gas | Strategic Energy Management | A | Purchases (Cumulative) | Achievable Economic RVT Potential | 0 | 0 | 0 | 0 | 0 | 0 | 0 | 0 | 0 | 0 | 0 | 0 | 0 | 0 | 0 | 0 | 0 | 0 | 0 | 0 | 0 | 0 | 0 | 0 | 0 | 0 | 0 | 0 | 0 | 0 | 0
F1_Industrial_Petroleum_New_Miscellaneous_Natural Gas_Strategic Energy Management_A_Achievable Economic RVT Potential | F1 | Industrial | Petroleum | New | Miscellaneous | Natural Gas | Strategic Energy Management | A | Integrated Unit Energy Savings (kWh or therms) | Achievable Economic RVT Potential | 0 | 0 | 0 | 0 | 0 | 160.7723 | 160.7723 | 160.7723 | 160.7723 | 160.7723 | 160.7723 | 160.7723 | 160.7723 | 160.7723 | 160.7723 | 160.7723 | 160.7723 | 160.7723 | 160.7723 | 160.7723 | 160.7723 | 160.7723 | 160.7723 | 160.7723 | 160.7723 | 160.7723 | 160.7723 | 160.7723 | 0 | 0 | 0
F2_Industrial_Petroleum_New_Miscellaneous_Natural Gas_Strategic Energy Management_A_Achievable Economic RVT Potential | F2 | Industrial | Petroleum | New | Miscellaneous | Natural Gas | Strategic Energy Management | A | Integrated Unit Summer Peak Savings (kW) | Achievable Economic RVT Potential | 0 | 0 | 0 | 0 | 0 | 0 | 0 | 0 | 0 | 0 | 0 | 0 | 0 | 0 | 0 | 0 | 0 | 0 | 0 | 0 | 0 | 0 | 0 | 0 | 0 | 0 | 0 | 0 | 0 | 0 | 0
F3_Industrial_Petroleum_New_Miscellaneous_Natural Gas_Strategic Energy Management_A_Achievable Economic RVT Potential | F3 | Industrial | Petroleum | New | Miscellaneous | Natural Gas | Strategic Energy Management | A | Integrated Unit Winter Peak Savings (kW) | Achievable Economic RVT Potential | 0 | 0 | 0 | 0 | 0 | 0 | 0 | 0 | 0 | 0 | 0 | 0 | 0 | 0 | 0 | 0 | 0 | 0 | 0 | 0 | 0 | 0 | 0 | 0 | 0 | 0 | 0 | 0 | 0 | 0 | 0
F4_Industrial_Petroleum_New_Miscellaneous_Natural Gas_Strategic Energy Management_A_Achievable Economic RVT Potential | F4 | Industrial | Petroleum | New | Miscellaneous | Natural Gas | Strategic Energy Management | A | Incremental Energy Savings (MWh or mTherms) | Achievable Economic RVT Potential | 0 | 0 | 0 | 0 | 0 | 0 | 0 | 0 | 0 | 0 | 0 | 0 | 0 | 0 | 0 | 0 | 0 | 0 | 0 | 0 | 0 | 0 | 0 | 0 | 0 | 0 | 0 | 0 | 0 | 0 | 0
F5_Industrial_Petroleum_New_Miscellaneous_Natural Gas_Strategic Energy Management_A_Achievable Economic RVT Potential | F5 | Industrial | Petroleum | New | Miscellaneous | Natural Gas | Strategic Energy Management | A | Incremental Summer Peak Savings (MW) | Achievable Economic RVT Potential | 0 | 0 | 0 | 0 | 0 | 0 | 0 | 0 | 0 | 0 | 0 | 0 | 0 | 0 | 0 | 0 | 0 | 0 | 0 | 0 | 0 | 0 | 0 | 0 | 0 | 0 | 0 | 0 | 0 | 0 | 0
F6_Industrial_Petroleum_New_Miscellaneous_Natural Gas_Strategic Energy Management_A_Achievable Economic RVT Potential | F6 | Industrial | Petroleum | New | Miscellaneous | Natural Gas | Strategic Energy Management | A | Incremental Winter Peak Savings (MW) | Achievable Economic RVT Potential | 0 | 0 | 0 | 0 | 0 | 0 | 0 | 0 | 0 | 0 | 0 | 0 | 0 | 0 | 0 | 0 | 0 | 0 | 0 | 0 | 0 | 0 | 0 | 0 | 0 | 0 | 0 | 0 | 0 | 0 | 0
F7_Industrial_Petroleum_New_Miscellaneous_Natural Gas_Strategic Energy Management_A_Achievable Economic RVT Potential | F7 | Industrial | Petroleum | New | Miscellaneous | Natural Gas | Strategic Energy Management | A | Cumulative Energy Savings (MWh or mTherms) | Achievable Economic RVT Potential | 0 | 0 | 0 | 0 | 0 | 0 | 0 | 0 | 0 | 0 | 0 | 0 | 0 | 0 | 0 | 0 | 0 | 0 | 0 | 0 | 0 | 0 | 0 | 0 | 0 | 0 | 0 | 0 | 0 | 0 | 0
F8_Industrial_Petroleum_New_Miscellaneous_Natural Gas_Strategic Energy Management_A_Achievable Economic RVT Potential | F8 | Industrial | Petroleum | New | Miscellaneous | Natural Gas | Strategic Energy Management | A | Cumulative Summer Peak Savings (MW) | Achievable Economic RVT Potential | 0 | 0 | 0 | 0 | 0 | 0 | 0 | 0 | 0 | 0 | 0 | 0 | 0 | 0 | 0 | 0 | 0 | 0 | 0 | 0 | 0 | 0 | 0 | 0 | 0 | 0 | 0 | 0 | 0 | 0 | 0
F9_Industrial_Petroleum_New_Miscellaneous_Natural Gas_Strategic Energy Management_A_Achievable Economic RVT Potential | F9 | Industrial | Petroleum | New | Miscellaneous | Natural Gas | Strategic Energy Management | A | Cumulative Winter Peak Savings (MW) | Achievable Economic RVT Potential | 0 | 0 | 0 | 0 | 0 | 0 | 0 | 0 | 0 | 0 | 0 | 0 | 0 | 0 | 0 | 0 | 0 | 0 | 0 | 0 | 0 | 0 | 0 | 0 | 0 | 0 | 0 | 0 | 0 | 0 | 0
F10_Industrial_Petroleum_New_Miscellaneous_Natural Gas_Strategic Energy Management_A_Achievable Economic RVT Potential | F10 | Industrial | Petroleum | New | Miscellaneous | Natural Gas | Strategic Energy Management | A | Purchases (Incremental) | Achievable Economic RVT Potential | 0 | 0 | 0 | 0 | 0 | 0 | 0 | 0 | 0 | 0 | 0 | 0 | 0 | 0 | 0 | 0 | 0 | 0 | 0 | 0 | 0 | 0 | 0 | 0 | 0 | 0 | 0 | 0 | 0 | 0 | 0
F11_Industrial_Petroleum_New_Miscellaneous_Natural Gas_Strategic Energy Management_A_Achievable Economic RVT Potential | F11 | Industrial | Petroleum | New | Miscellaneous | Natural Gas | Strategic Energy Management | A | Purchases (Cumulative) | Achievable Economic RVT Potential | 0 | 0 | 0 | 0 | 0 | 0 | 0 | 0 | 0 | 0 | 0 | 0 | 0 | 0 | 0 | 0 | 0 | 0 | 0 | 0 | 0 | 0 | 0 | 0 | 0 | 0 | 0 | 0 | 0 | 0 | 0
F1_Industrial_Petroleum_New_Space Heating_Natural Gas_Commissioning_A_Achievable Economic RVT Potential | F1 | Industrial | Petroleum | New | Space Heating | Natural Gas | Commissioning | A | Integrated Unit Energy Savings (kWh or therms) | Achievable Economic RVT Potential | 0 | 0 | 0 | 0 | 0 | 0 | 0 | 0 | 0 | 0 | 0 | 0 | 0 | 0 | 0 | 0 | 0 | 0 | 0 | 0 | 0 | 0 | 0 | 0 | 0 | 0 | 0 | 0 | 0 | 0 | 0
F2_Industrial_Petroleum_New_Space Heating_Natural Gas_Commissioning_A_Achievable Economic RVT Potential | F2 | Industrial | Petroleum | New | Space Heating | Natural Gas | Commissioning | A | Integrated Unit Summer Peak Savings (kW) | Achievable Economic RVT Potential | 0 | 0 | 0 | 0 | 0 | 0 | 0 | 0 | 0 | 0 | 0 | 0 | 0 | 0 | 0 | 0 | 0 | 0 | 0 | 0 | 0 | 0 | 0 | 0 | 0 | 0 | 0 | 0 | 0 | 0 | 0
F3_Industrial_Petroleum_New_Space Heating_Natural Gas_Commissioning_A_Achievable Economic RVT Potential | F3 | Industrial | Petroleum | New | Space Heating | Natural Gas | Commissioning | A | Integrated Unit Winter Peak Savings (kW) | Achievable Economic RVT Potential | 0 | 0 | 0 | 0 | 0 | 0 | 0 | 0 | 0 | 0 | 0 | 0 | 0 | 0 | 0 | 0 | 0 | 0 | 0 | 0 | 0 | 0 | 0 | 0 | 0 | 0 | 0 | 0 | 0 | 0 | 0
F4_Industrial_Petroleum_New_Space Heating_Natural Gas_Commissioning_A_Achievable Economic RVT Potential | F4 | Industrial | Petroleum | New | Space Heating | Natural Gas | Commissioning | A | Incremental Energy Savings (MWh or mTherms) | Achievable Economic RVT Potential | 0 | 0 | 0 | 0 | 0 | 0 | 0 | 0 | 0 | 0 | 0 | 0 | 0 | 0 | 0 | 0 | 0 | 0 | 0 | 0 | 0 | 0 | 0 | 0 | 0 | 0 | 0 | 0 | 0 | 0 | 0
F5_Industrial_Petroleum_New_Space Heating_Natural Gas_Commissioning_A_Achievable Economic RVT Potential | F5 | Industrial | Petroleum | New | Space Heating | Natural Gas | Commissioning | A | Incremental Summer Peak Savings (MW) | Achievable Economic RVT Potential | 0 | 0 | 0 | 0 | 0 | 0 | 0 | 0 | 0 | 0 | 0 | 0 | 0 | 0 | 0 | 0 | 0 | 0 | 0 | 0 | 0 | 0 | 0 | 0 | 0 | 0 | 0 | 0 | 0 | 0 | 0
F6_Industrial_Petroleum_New_Space Heating_Natural Gas_Commissioning_A_Achievable Economic RVT Potential | F6 | Industrial | Petroleum | New | Space Heating | Natural Gas | Commissioning | A | Incremental Winter Peak Savings (MW) | Achievable Economic RVT Potential | 0 | 0 | 0 | 0 | 0 | 0 | 0 | 0 | 0 | 0 | 0 | 0 | 0 | 0 | 0 | 0 | 0 | 0 | 0 | 0 | 0 | 0 | 0 | 0 | 0 | 0 | 0 | 0 | 0 | 0 | 0
F7_Industrial_Petroleum_New_Space Heating_Natural Gas_Commissioning_A_Achievable Economic RVT Potential | F7 | Industrial | Petroleum | New | Space Heating | Natural Gas | Commissioning | A | Cumulative Energy Savings (MWh or mTherms) | Achievable Economic RVT Potential | 0 | 0 | 0 | 0 | 0 | 0 | 0 | 0 | 0 | 0 | 0 | 0 | 0 | 0 | 0 | 0 | 0 | 0 | 0 | 0 | 0 | 0 | 0 | 0 | 0 | 0 | 0 | 0 | 0 | 0 | 0
F8_Industrial_Petroleum_New_Space Heating_Natural Gas_Commissioning_A_Achievable Economic RVT Potential | F8 | Industrial | Petroleum | New | Space Heating | Natural Gas | Commissioning | A | Cumulative Summer Peak Savings (MW) | Achievable Economic RVT Potential | 0 | 0 | 0 | 0 | 0 | 0 | 0 | 0 | 0 | 0 | 0 | 0 | 0 | 0 | 0 | 0 | 0 | 0 | 0 | 0 | 0 | 0 | 0 | 0 | 0 | 0 | 0 | 0 | 0 | 0 | 0
F9_Industrial_Petroleum_New_Space Heating_Natural Gas_Commissioning_A_Achievable Economic RVT Potential | F9 | Industrial | Petroleum | New | Space Heating | Natural Gas | Commissioning | A | Cumulative Winter Peak Savings (MW) | Achievable Economic RVT Potential | 0 | 0 | 0 | 0 | 0 | 0 | 0 | 0 | 0 | 0 | 0 | 0 | 0 | 0 | 0 | 0 | 0 | 0 | 0 | 0 | 0 | 0 | 0 | 0 | 0 | 0 | 0 | 0 | 0 | 0 | 0
F10_Industrial_Petroleum_New_Space Heating_Natural Gas_Commissioning_A_Achievable Economic RVT Potential | F10 | Industrial | Petroleum | New | Space Heating | Natural Gas | Commissioning | A | Purchases (Incremental) | Achievable Economic RVT Potential | 0 | 0 | 0 | 0 | 0 | 0 | 0 | 0 | 0 | 0 | 0 | 0 | 0 | 0 | 0 | 0 | 0 | 0 | 0 | 0 | 0 | 0 | 0 | 0 | 0 | 0 | 0 | 0 | 0 | 0 | 0
F11_Industrial_Petroleum_New_Space Heating_Natural Gas_Commissioning_A_Achievable Economic RVT Potential | F11 | Industrial | Petroleum | New | Space Heating | Natural Gas | Commissioning | A | Purchases (Cumulative) | Achievable Economic RVT Potential | 0 | 0 | 0 | 0 | 0 | 0 | 0 | 0 | 0 | 0 | 0 | 0 | 0 | 0 | 0 | 0 | 0 | 0 | 0 | 0 | 0 | 0 | 0 | 0 | 0 | 0 | 0 | 0 | 0 | 0 | 0
F1_Industrial_Petroleum_New_Process_Natural Gas_Commissioning_A_Achievable Economic RVT Potential | F1 | Industrial | Petroleum | New | Process | Natural Gas | Commissioning | A | Integrated Unit Energy Savings (kWh or therms) | Achievable Economic RVT Potential | 0 | 0 | 0 | 0 | 0 | 4292.3343 | 4292.3343 | 4292.3343 | 4292.3343 | 4292.3343 | 4292.3343 | 4292.3343 | 4292.3343 | 4292.3343 | 4292.3343 | 4292.3343 | 4292.3343 | 4292.3343 | 4292.3343 | 4292.3343 | 4292.3343 | 4292.3343 | 4292.3343 | 4292.3343 | 4292.3343 | 4292.3343 | 4292.3343 | 4292.3343 | 0 | 0 | 0
F2_Industrial_Petroleum_New_Process_Natural Gas_Commissioning_A_Achievable Economic RVT Potential | F2 | Industrial | Petroleum | New | Process | Natural Gas | Commissioning | A | Integrated Unit Summer Peak Savings (kW) | Achievable Economic RVT Potential | 0 | 0 | 0 | 0 | 0 | 0 | 0 | 0 | 0 | 0 | 0 | 0 | 0 | 0 | 0 | 0 | 0 | 0 | 0 | 0 | 0 | 0 | 0 | 0 | 0 | 0 | 0 | 0 | 0 | 0 | 0
F3_Industrial_Petroleum_New_Process_Natural Gas_Commissioning_A_Achievable Economic RVT Potential | F3 | Industrial | Petroleum | New | Process | Natural Gas | Commissioning | A | Integrated Unit Winter Peak Savings (kW) | Achievable Economic RVT Potential | 0 | 0 | 0 | 0 | 0 | 0 | 0 | 0 | 0 | 0 | 0 | 0 | 0 | 0 | 0 | 0 | 0 | 0 | 0 | 0 | 0 | 0 | 0 | 0 | 0 | 0 | 0 | 0 | 0 | 0 | 0
F4_Industrial_Petroleum_New_Process_Natural Gas_Commissioning_A_Achievable Economic RVT Potential | F4 | Industrial | Petroleum | New | Process | Natural Gas | Commissioning | A | Incremental Energy Savings (MWh or mTherms) | Achievable Economic RVT Potential | 0 | 0 | 0 | 0 | 0 | 0 | 0 | 0 | 0 | 0 | 0 | 0 | 0 | 0 | 0 | 0 | 0 | 0 | 0 | 0 | 0 | 0 | 0 | 0 | 0 | 0 | 0 | 0 | 0 | 0 | 0
F5_Industrial_Petroleum_New_Process_Natural Gas_Commissioning_A_Achievable Economic RVT Potential | F5 | Industrial | Petroleum | New | Process | Natural Gas | Commissioning | A | Incremental Summer Peak Savings (MW) | Achievable Economic RVT Potential | 0 | 0 | 0 | 0 | 0 | 0 | 0 | 0 | 0 | 0 | 0 | 0 | 0 | 0 | 0 | 0 | 0 | 0 | 0 | 0 | 0 | 0 | 0 | 0 | 0 | 0 | 0 | 0 | 0 | 0 | 0
F6_Industrial_Petroleum_New_Process_Natural Gas_Commissioning_A_Achievable Economic RVT Potential | F6 | Industrial | Petroleum | New | Process | Natural Gas | Commissioning | A | Incremental Winter Peak Savings (MW) | Achievable Economic RVT Potential | 0 | 0 | 0 | 0 | 0 | 0 | 0 | 0 | 0 | 0 | 0 | 0 | 0 | 0 | 0 | 0 | 0 | 0 | 0 | 0 | 0 | 0 | 0 | 0 | 0 | 0 | 0 | 0 | 0 | 0 | 0
F7_Industrial_Petroleum_New_Process_Natural Gas_Commissioning_A_Achievable Economic RVT Potential | F7 | Industrial | Petroleum | New | Process | Natural Gas | Commissioning | A | Cumulative Energy Savings (MWh or mTherms) | Achievable Economic RVT Potential | 0 | 0 | 0 | 0 | 0 | 0 | 0 | 0 | 0 | 0 | 0 | 0 | 0 | 0 | 0 | 0 | 0 | 0 | 0 | 0 | 0 | 0 | 0 | 0 | 0 | 0 | 0 | 0 | 0 | 0 | 0
F8_Industrial_Petroleum_New_Process_Natural Gas_Commissioning_A_Achievable Economic RVT Potential | F8 | Industrial | Petroleum | New | Process | Natural Gas | Commissioning | A | Cumulative Summer Peak Savings (MW) | Achievable Economic RVT Potential | 0 | 0 | 0 | 0 | 0 | 0 | 0 | 0 | 0 | 0 | 0 | 0 | 0 | 0 | 0 | 0 | 0 | 0 | 0 | 0 | 0 | 0 | 0 | 0 | 0 | 0 | 0 | 0 | 0 | 0 | 0
F9_Industrial_Petroleum_New_Process_Natural Gas_Commissioning_A_Achievable Economic RVT Potential | F9 | Industrial | Petroleum | New | Process | Natural Gas | Commissioning | A | Cumulative Winter Peak Savings (MW) | Achievable Economic RVT Potential | 0 | 0 | 0 | 0 | 0 | 0 | 0 | 0 | 0 | 0 | 0 | 0 | 0 | 0 | 0 | 0 | 0 | 0 | 0 | 0 | 0 | 0 | 0 | 0 | 0 | 0 | 0 | 0 | 0 | 0 | 0
F10_Industrial_Petroleum_New_Process_Natural Gas_Commissioning_A_Achievable Economic RVT Potential | F10 | Industrial | Petroleum | New | Process | Natural Gas | Commissioning | A | Purchases (Incremental) | Achievable Economic RVT Potential | 0 | 0 | 0 | 0 | 0 | 0 | 0 | 0 | 0 | 0 | 0 | 0 | 0 | 0 | 0 | 0 | 0 | 0 | 0 | 0 | 0 | 0 | 0 | 0 | 0 | 0 | 0 | 0 | 0 | 0 | 0
F11_Industrial_Petroleum_New_Process_Natural Gas_Commissioning_A_Achievable Economic RVT Potential | F11 | Industrial | Petroleum | New | Process | Natural Gas | Commissioning | A | Purchases (Cumulative) | Achievable Economic RVT Potential | 0 | 0 | 0 | 0 | 0 | 0 | 0 | 0 | 0 | 0 | 0 | 0 | 0 | 0 | 0 | 0 | 0 | 0 | 0 | 0 | 0 | 0 | 0 | 0 | 0 | 0 | 0 | 0 | 0 | 0 | 0
F1_Industrial_Petroleum_New_Space Heating_Natural Gas_Retrocommissioning_A_Achievable Economic RVT Potential | F1 | Industrial | Petroleum | New | Space Heating | Natural Gas | Retrocommissioning | A | Integrated Unit Energy Savings (kWh or therms) | Achievable Economic RVT Potential | 0 | 0 | 0 | 0 | 0 | 0 | 0 | 0 | 0 | 0 | 0 | 0 | 0 | 0 | 0 | 0 | 0 | 0 | 0 | 0 | 0 | 0 | 0 | 0 | 0 | 0 | 0 | 0 | 0 | 0 | 0
F2_Industrial_Petroleum_New_Space Heating_Natural Gas_Retrocommissioning_A_Achievable Economic RVT Potential | F2 | Industrial | Petroleum | New | Space Heating | Natural Gas | Retrocommissioning | A | Integrated Unit Summer Peak Savings (kW) | Achievable Economic RVT Potential | 0 | 0 | 0 | 0 | 0 | 0 | 0 | 0 | 0 | 0 | 0 | 0 | 0 | 0 | 0 | 0 | 0 | 0 | 0 | 0 | 0 | 0 | 0 | 0 | 0 | 0 | 0 | 0 | 0 | 0 | 0
F3_Industrial_Petroleum_New_Space Heating_Natural Gas_Retrocommissioning_A_Achievable Economic RVT Potential | F3 | Industrial | Petroleum | New | Space Heating | Natural Gas | Retrocommissioning | A | Integrated Unit Winter Peak Savings (kW) | Achievable Economic RVT Potential | 0 | 0 | 0 | 0 | 0 | 0 | 0 | 0 | 0 | 0 | 0 | 0 | 0 | 0 | 0 | 0 | 0 | 0 | 0 | 0 | 0 | 0 | 0 | 0 | 0 | 0 | 0 | 0 | 0 | 0 | 0
F4_Industrial_Petroleum_New_Space Heating_Natural Gas_Retrocommissioning_A_Achievable Economic RVT Potential | F4 | Industrial | Petroleum | New | Space Heating | Natural Gas | Retrocommissioning | A | Incremental Energy Savings (MWh or mTherms) | Achievable Economic RVT Potential | 0 | 0 | 0 | 0 | 0 | 0 | 0 | 0 | 0 | 0 | 0 | 0 | 0 | 0 | 0 | 0 | 0 | 0 | 0 | 0 | 0 | 0 | 0 | 0 | 0 | 0 | 0 | 0 | 0 | 0 | 0
F5_Industrial_Petroleum_New_Space Heating_Natural Gas_Retrocommissioning_A_Achievable Economic RVT Potential | F5 | Industrial | Petroleum | New | Space Heating | Natural Gas | Retrocommissioning | A | Incremental Summer Peak Savings (MW) | Achievable Economic RVT Potential | 0 | 0 | 0 | 0 | 0 | 0 | 0 | 0 | 0 | 0 | 0 | 0 | 0 | 0 | 0 | 0 | 0 | 0 | 0 | 0 | 0 | 0 | 0 | 0 | 0 | 0 | 0 | 0 | 0 | 0 | 0
F6_Industrial_Petroleum_New_Space Heating_Natural Gas_Retrocommissioning_A_Achievable Economic RVT Potential | F6 | Industrial | Petroleum | New | Space Heating | Natural Gas | Retrocommissioning | A | Incremental Winter Peak Savings (MW) | Achievable Economic RVT Potential | 0 | 0 | 0 | 0 | 0 | 0 | 0 | 0 | 0 | 0 | 0 | 0 | 0 | 0 | 0 | 0 | 0 | 0 | 0 | 0 | 0 | 0 | 0 | 0 | 0 | 0 | 0 | 0 | 0 | 0 | 0
F7_Industrial_Petroleum_New_Space Heating_Natural Gas_Retrocommissioning_A_Achievable Economic RVT Potential | F7 | Industrial | Petroleum | New | Space Heating | Natural Gas | Retrocommissioning | A | Cumulative Energy Savings (MWh or mTherms) | Achievable Economic RVT Potential | 0 | 0 | 0 | 0 | 0 | 0 | 0 | 0 | 0 | 0 | 0 | 0 | 0 | 0 | 0 | 0 | 0 | 0 | 0 | 0 | 0 | 0 | 0 | 0 | 0 | 0 | 0 | 0 | 0 | 0 | 0
F8_Industrial_Petroleum_New_Space Heating_Natural Gas_Retrocommissioning_A_Achievable Economic RVT Potential | F8 | Industrial | Petroleum | New | Space Heating | Natural Gas | Retrocommissioning | A | Cumulative Summer Peak Savings (MW) | Achievable Economic RVT Potential | 0 | 0 | 0 | 0 | 0 | 0 | 0 | 0 | 0 | 0 | 0 | 0 | 0 | 0 | 0 | 0 | 0 | 0 | 0 | 0 | 0 | 0 | 0 | 0 | 0 | 0 | 0 | 0 | 0 | 0 | 0
F9_Industrial_Petroleum_New_Space Heating_Natural Gas_Retrocommissioning_A_Achievable Economic RVT Potential | F9 | Industrial | Petroleum | New | Space Heating | Natural Gas | Retrocommissioning | A | Cumulative Winter Peak Savings (MW) | Achievable Economic RVT Potential | 0 | 0 | 0 | 0 | 0 | 0 | 0 | 0 | 0 | 0 | 0 | 0 | 0 | 0 | 0 | 0 | 0 | 0 | 0 | 0 | 0 | 0 | 0 | 0 | 0 | 0 | 0 | 0 | 0 | 0 | 0
F10_Industrial_Petroleum_New_Space Heating_Natural Gas_Retrocommissioning_A_Achievable Economic RVT Potential | F10 | Industrial | Petroleum | New | Space Heating | Natural Gas | Retrocommissioning | A | Purchases (Incremental) | Achievable Economic RVT Potential | 0 | 0 | 0 | 0 | 0 | 0 | 0 | 0 | 0 | 0 | 0 | 0 | 0 | 0 | 0 | 0 | 0 | 0 | 0 | 0 | 0 | 0 | 0 | 0 | 0 | 0 | 0 | 0 | 0 | 0 | 0
F11_Industrial_Petroleum_New_Space Heating_Natural Gas_Retrocommissioning_A_Achievable Economic RVT Potential | F11 | Industrial | Petroleum | New | Space Heating | Natural Gas | Retrocommissioning | A | Purchases (Cumulative) | Achievable Economic RVT Potential | 0 | 0 | 0 | 0 | 0 | 0 | 0 | 0 | 0 | 0 | 0 | 0 | 0 | 0 | 0 | 0 | 0 | 0 | 0 | 0 | 0 | 0 | 0 | 0 | 0 | 0 | 0 | 0 | 0 | 0 | 0
F1_Industrial_Petroleum_New_Process_Natural Gas_Retrocommissioning_A_Achievable Economic RVT Potential | F1 | Industrial | Petroleum | New | Process | Natural Gas | Retrocommissioning | A | Integrated Unit Energy Savings (kWh or therms) | Achievable Economic RVT Potential | 0 | 0 | 0 | 0 | 0 | 0 | 0 | 0 | 0 | 0 | 0 | 0 | 0 | 0 | 0 | 0 | 0 | 0 | 0 | 0 | 0 | 0 | 0 | 0 | 0 | 0 | 0 | 0 | 0 | 0 | 0
F2_Industrial_Petroleum_New_Process_Natural Gas_Retrocommissioning_A_Achievable Economic RVT Potential | F2 | Industrial | Petroleum | New | Process | Natural Gas | Retrocommissioning | A | Integrated Unit Summer Peak Savings (kW) | Achievable Economic RVT Potential | 0 | 0 | 0 | 0 | 0 | 0 | 0 | 0 | 0 | 0 | 0 | 0 | 0 | 0 | 0 | 0 | 0 | 0 | 0 | 0 | 0 | 0 | 0 | 0 | 0 | 0 | 0 | 0 | 0 | 0 | 0
F3_Industrial_Petroleum_New_Process_Natural Gas_Retrocommissioning_A_Achievable Economic RVT Potential | F3 | Industrial | Petroleum | New | Process | Natural Gas | Retrocommissioning | A | Integrated Unit Winter Peak Savings (kW) | Achievable Economic RVT Potential | 0 | 0 | 0 | 0 | 0 | 0 | 0 | 0 | 0 | 0 | 0 | 0 | 0 | 0 | 0 | 0 | 0 | 0 | 0 | 0 | 0 | 0 | 0 | 0 | 0 | 0 | 0 | 0 | 0 | 0 | 0
F4_Industrial_Petroleum_New_Process_Natural Gas_Retrocommissioning_A_Achievable Economic RVT Potential | F4 | Industrial | Petroleum | New | Process | Natural Gas | Retrocommissioning | A | Incremental Energy Savings (MWh or mTherms) | Achievable Economic RVT Potential | 0 | 0 | 0 | 0 | 0 | 0 | 0 | 0 | 0 | 0 | 0 | 0 | 0 | 0 | 0 | 0 | 0 | 0 | 0 | 0 | 0 | 0 | 0 | 0 | 0 | 0 | 0 | 0 | 0 | 0 | 0
F5_Industrial_Petroleum_New_Process_Natural Gas_Retrocommissioning_A_Achievable Economic RVT Potential | F5 | Industrial | Petroleum | New | Process | Natural Gas | Retrocommissioning | A | Incremental Summer Peak Savings (MW) | Achievable Economic RVT Potential | 0 | 0 | 0 | 0 | 0 | 0 | 0 | 0 | 0 | 0 | 0 | 0 | 0 | 0 | 0 | 0 | 0 | 0 | 0 | 0 | 0 | 0 | 0 | 0 | 0 | 0 | 0 | 0 | 0 | 0 | 0
F6_Industrial_Petroleum_New_Process_Natural Gas_Retrocommissioning_A_Achievable Economic RVT Potential | F6 | Industrial | Petroleum | New | Process | Natural Gas | Retrocommissioning | A | Incremental Winter Peak Savings (MW) | Achievable Economic RVT Potential | 0 | 0 | 0 | 0 | 0 | 0 | 0 | 0 | 0 | 0 | 0 | 0 | 0 | 0 | 0 | 0 | 0 | 0 | 0 | 0 | 0 | 0 | 0 | 0 | 0 | 0 | 0 | 0 | 0 | 0 | 0
F7_Industrial_Petroleum_New_Process_Natural Gas_Retrocommissioning_A_Achievable Economic RVT Potential | F7 | Industrial | Petroleum | New | Process | Natural Gas | Retrocommissioning | A | Cumulative Energy Savings (MWh or mTherms) | Achievable Economic RVT Potential | 0 | 0 | 0 | 0 | 0 | 0 | 0 | 0 | 0 | 0 | 0 | 0 | 0 | 0 | 0 | 0 | 0 | 0 | 0 | 0 | 0 | 0 | 0 | 0 | 0 | 0 | 0 | 0 | 0 | 0 | 0
F8_Industrial_Petroleum_New_Process_Natural Gas_Retrocommissioning_A_Achievable Economic RVT Potential | F8 | Industrial | Petroleum | New | Process | Natural Gas | Retrocommissioning | A | Cumulative Summer Peak Savings (MW) | Achievable Economic RVT Potential | 0 | 0 | 0 | 0 | 0 | 0 | 0 | 0 | 0 | 0 | 0 | 0 | 0 | 0 | 0 | 0 | 0 | 0 | 0 | 0 | 0 | 0 | 0 | 0 | 0 | 0 | 0 | 0 | 0 | 0 | 0
F9_Industrial_Petroleum_New_Process_Natural Gas_Retrocommissioning_A_Achievable Economic RVT Potential | F9 | Industrial | Petroleum | New | Process | Natural Gas | Retrocommissioning | A | Cumulative Winter Peak Savings (MW) | Achievable Economic RVT Potential | 0 | 0 | 0 | 0 | 0 | 0 | 0 | 0 | 0 | 0 | 0 | 0 | 0 | 0 | 0 | 0 | 0 | 0 | 0 | 0 | 0 | 0 | 0 | 0 | 0 | 0 | 0 | 0 | 0 | 0 | 0
F10_Industrial_Petroleum_New_Process_Natural Gas_Retrocommissioning_A_Achievable Economic RVT Potential | F10 | Industrial | Petroleum | New | Process | Natural Gas | Retrocommissioning | A | Purchases (Incremental) | Achievable Economic RVT Potential | 0 | 0 | 0 | 0 | 0 | 0 | 0 | 0 | 0 | 0 | 0 | 0 | 0 | 0 | 0 | 0 | 0 | 0 | 0 | 0 | 0 | 0 | 0 | 0 | 0 | 0 | 0 | 0 | 0 | 0 | 0
F11_Industrial_Petroleum_New_Process_Natural Gas_Retrocommissioning_A_Achievable Economic RVT Potential | F11 | Industrial | Petroleum | New | Process | Natural Gas | Retrocommissioning | A | Purchases (Cumulative) | Achievable Economic RVT Potential | 0 | 0 | 0 | 0 | 0 | 0 | 0 | 0 | 0 | 0 | 0 | 0 | 0 | 0 | 0 | 0 | 0 | 0 | 0 | 0 | 0 | 0 | 0 | 0 | 0 | 0 | 0 | 0 | 0 | 0 | 0
F1_Industrial_Paper and Printing_Existing_Space Heating_Natural Gas_Insulation - Roof/Ceiling_A_Achievable Economic RVT Potential | F1 | Industrial | Paper and Printing | Existing | Space Heating | Natural Gas | Insulation - Roof/Ceiling | A | Integrated Unit Energy Savings (kWh or therms) | Achievable Economic RVT Potential | 0 | 0 | 0 | 0 | 0 | 0.099439 | 0.098752 | 0.097912 | 0.09699 | 0.095973 | 0.094857 | 0.093652 | 0.092367 | 0.090964 | 0.089461 | 0.087921 | 0.086392 | 0.084912 | 0.0835 | 0.082244 | 0.081076 | 0.079979 | 0.079059 | 0.078249 | 0.077515 | 0.076981 | 0.07654 | 0.076128 | 0 | 0 | 0
F2_Industrial_Paper and Printing_Existing_Space Heating_Natural Gas_Insulation - Roof/Ceiling_A_Achievable Economic RVT Potential | F2 | Industrial | Paper and Printing | Existing | Space Heating | Natural Gas | Insulation - Roof/Ceiling | A | Integrated Unit Summer Peak Savings (kW) | Achievable Economic RVT Potential | 0 | 0 | 0 | 0 | 0 | 0 | 0 | 0 | 0 | 0 | 0 | 0 | 0 | 0 | 0 | 0 | 0 | 0 | 0 | 0 | 0 | 0 | 0 | 0 | 0 | 0 | 0 | 0 | 0 | 0 | 0
F3_Industrial_Paper and Printing_Existing_Space Heating_Natural Gas_Insulation - Roof/Ceiling_A_Achievable Economic RVT Potential | F3 | Industrial | Paper and Printing | Existing | Space Heating | Natural Gas | Insulation - Roof/Ceiling | A | Integrated Unit Winter Peak Savings (kW) | Achievable Economic RVT Potential | 0 | 0 | 0 | 0 | 0 | 0 | 0 | 0 | 0 | 0 | 0 | 0 | 0 | 0 | 0 | 0 | 0 | 0 | 0 | 0 | 0 | 0 | 0 | 0 | 0 | 0 | 0 | 0 | 0 | 0 | 0
F4_Industrial_Paper and Printing_Existing_Space Heating_Natural Gas_Insulation - Roof/Ceiling_A_Achievable Economic RVT Potential | F4 | Industrial | Paper and Printing | Existing | Space Heating | Natural Gas | Insulation - Roof/Ceiling | A | Incremental Energy Savings (MWh or mTherms) | Achievable Economic RVT Potential | 0 | 0 | 0 | 0 | 0 | 0.21248 | 0.36907 | 0.56587 | 0.78519 | 0.98966 | 1.1267 | 1.1947 | 1.1759 | 1.0637 | 0.91882 | 0.73656 | 0.56299 | 0.40568 | 0.27676 | 0.18195 | 0.11367 | 0.067987 | 0.045338 | 0 | 0 | 0 | 0 | 0 | 0 | 0 | 0
F5_Industrial_Paper and Printing_Existing_Space Heating_Natural Gas_Insulation - Roof/Ceiling_A_Achievable Economic RVT Potential | F5 | Industrial | Paper and Printing | Existing | Space Heating | Natural Gas | Insulation - Roof/Ceiling | A | Incremental Summer Peak Savings (MW) | Achievable Economic RVT Potential | 0 | 0 | 0 | 0 | 0 | 0 | 0 | 0 | 0 | 0 | 0 | 0 | 0 | 0 | 0 | 0 | 0 | 0 | 0 | 0 | 0 | 0 | 0 | 0 | 0 | 0 | 0 | 0 | 0 | 0 | 0
F6_Industrial_Paper and Printing_Existing_Space Heating_Natural Gas_Insulation - Roof/Ceiling_A_Achievable Economic RVT Potential | F6 | Industrial | Paper and Printing | Existing | Space Heating | Natural Gas | Insulation - Roof/Ceiling | A | Incremental Winter Peak Savings (MW) | Achievable Economic RVT Potential | 0 | 0 | 0 | 0 | 0 | 0 | 0 | 0 | 0 | 0 | 0 | 0 | 0 | 0 | 0 | 0 | 0 | 0 | 0 | 0 | 0 | 0 | 0 | 0 | 0 | 0 | 0 | 0 | 0 | 0 | 0
F7_Industrial_Paper and Printing_Existing_Space Heating_Natural Gas_Insulation - Roof/Ceiling_A_Achievable Economic RVT Potential | F7 | Industrial | Paper and Printing | Existing | Space Heating | Natural Gas | Insulation - Roof/Ceiling | A | Cumulative Energy Savings (MWh or mTherms) | Achievable Economic RVT Potential | 0 | 0 | 0 | 0 | 0 | 0.21248 | 0.58008 | 1.141 | 1.9155 | 2.885 | 3.9782 | 5.1223 | 6.2279 | 7.1969 | 7.9969 | 8.5958 | 9.0093 | 9.2606 | 9.3834 | 9.4242 | 9.404 | 9.3447 | 9.2826 | 9.1875 | 9.1013 | 9.0386 | 8.9868 | 8.9385 | 0 | 0 | 0
F8_Industrial_Paper and Printing_Existing_Space Heating_Natural Gas_Insulation - Roof/Ceiling_A_Achievable Economic RVT Potential | F8 | Industrial | Paper and Printing | Existing | Space Heating | Natural Gas | Insulation - Roof/Ceiling | A | Cumulative Summer Peak Savings (MW) | Achievable Economic RVT Potential | 0 | 0 | 0 | 0 | 0 | 0 | 0 | 0 | 0 | 0 | 0 | 0 | 0 | 0 | 0 | 0 | 0 | 0 | 0 | 0 | 0 | 0 | 0 | 0 | 0 | 0 | 0 | 0 | 0 | 0 | 0
F9_Industrial_Paper and Printing_Existing_Space Heating_Natural Gas_Insulation - Roof/Ceiling_A_Achievable Economic RVT Potential | F9 | Industrial | Paper and Printing | Existing | Space Heating | Natural Gas | Insulation - Roof/Ceiling | A | Cumulative Winter Peak Savings (MW) | Achievable Economic RVT Potential | 0 | 0 | 0 | 0 | 0 | 0 | 0 | 0 | 0 | 0 | 0 | 0 | 0 | 0 | 0 | 0 | 0 | 0 | 0 | 0 | 0 | 0 | 0 | 0 | 0 | 0 | 0 | 0 | 0 | 0 | 0
F10_Industrial_Paper and Printing_Existing_Space Heating_Natural Gas_Insulation - Roof/Ceiling_A_Achievable Economic RVT Potential | F10 | Industrial | Paper and Printing | Existing | Space Heating | Natural Gas | Insulation - Roof/Ceiling | A | Purchases (Incremental) | Achievable Economic RVT Potential | 0 | 0 | 0 | 0 | 0 | 2136.8001 | 3737.3478 | 5779.3669 | 8095.488 | 10311.8681 | 11877.7376 | 12756.455 | 12730.5539 | 11693.1706 | 10270.5886 | 8377.4725 | 6516.6575 | 4777.5802 | 3314.4752 | 2212.2676 | 1401.985 | 850.0631 | 573.4667 | 0 | 0 | 0 | 0 | 0 | 0 | 0 | 0
F11_Industrial_Paper and Printing_Existing_Space Heating_Natural Gas_Insulation - Roof/Ceiling_A_Achievable Economic RVT Potential | F11 | Industrial | Paper and Printing | Existing | Space Heating | Natural Gas | Insulation - Roof/Ceiling | A | Purchases (Cumulative) | Achievable Economic RVT Potential | 0 | 0 | 0 | 0 | 0 | 2136.8001 | 5874.1478 | 11653.5147 | 19749.0028 | 30060.8708 | 41938.6084 | 54695.0634 | 67425.6173 | 79118.7879 | 89389.3765 | 97766.849 | 104283.5066 | 109061.0868 | 112375.562 | 114587.8295 | 115989.8145 | 116839.8776 | 117413.3443 | 117413.3443 | 117413.3443 | 117413.3443 | 117413.3443 | 117413.3443 | 117413.3443 | 117413.3443 | 117413.3443
F1_Industrial_Paper and Printing_Existing_Space Heating_Natural Gas_Insulation - Wall Cavity_A_Achievable Economic RVT Potential | F1 | Industrial | Paper and Printing | Existing | Space Heating | Natural Gas | Insulation - Wall Cavity | A | Integrated Unit Energy Savings (kWh or therms) | Achievable Economic RVT Potential | 0 | 0 | 0 | 0 | 0 | 0.017839 | 0.017596 | 0.017262 | 0.016845 | 0.016349 | 0.015778 | 0.015181 | 0.014582 | 0.013972 | 0.013445 | 0.01294 | 0.012526 | 0.012159 | 0.011834 | 0.011598 | 0.011381 | 0.011191 | 0.011036 | 0.010912 | 0.010799 | 0.010716 | 0.010646 | 0.010581 | 0 | 0 | 0
F2_Industrial_Paper and Printing_Existing_Space Heating_Natural Gas_Insulation - Wall Cavity_A_Achievable Economic RVT Potential | F2 | Industrial | Paper and Printing | Existing | Space Heating | Natural Gas | Insulation - Wall Cavity | A | Integrated Unit Summer Peak Savings (kW) | Achievable Economic RVT Potential | 0 | 0 | 0 | 0 | 0 | 0 | 0 | 0 | 0 | 0 | 0 | 0 | 0 | 0 | 0 | 0 | 0 | 0 | 0 | 0 | 0 | 0 | 0 | 0 | 0 | 0 | 0 | 0 | 0 | 0 | 0
F3_Industrial_Paper and Printing_Existing_Space Heating_Natural Gas_Insulation - Wall Cavity_A_Achievable Economic RVT Potential | F3 | Industrial | Paper and Printing | Existing | Space Heating | Natural Gas | Insulation - Wall Cavity | A | Integrated Unit Winter Peak Savings (kW) | Achievable Economic RVT Potential | 0 | 0 | 0 | 0 | 0 | 0 | 0 | 0 | 0 | 0 | 0 | 0 | 0 | 0 | 0 | 0 | 0 | 0 | 0 | 0 | 0 | 0 | 0 | 0 | 0 | 0 | 0 | 0 | 0 | 0 | 0
F4_Industrial_Paper and Printing_Existing_Space Heating_Natural Gas_Insulation - Wall Cavity_A_Achievable Economic RVT Potential | F4 | Industrial | Paper and Printing | Existing | Space Heating | Natural Gas | Insulation - Wall Cavity | A | Incremental Energy Savings (MWh or mTherms) | Achievable Economic RVT Potential | 0 | 0 | 0 | 0 | 0 | 0 | 0 | 0 | 0 | 0 | 0 | 0 | 0 | 0 | 0 | 0 | 0 | 0 | 0 | 0 | 0 | 0 | 0 | 0 | 0 | 0 | 0 | 0 | 0 | 0 | 0
F5_Industrial_Paper and Printing_Existing_Space Heating_Natural Gas_Insulation - Wall Cavity_A_Achievable Economic RVT Potential | F5 | Industrial | Paper and Printing | Existing | Space Heating | Natural Gas | Insulation - Wall Cavity | A | Incremental Summer Peak Savings (MW) | Achievable Economic RVT Potential | 0 | 0 | 0 | 0 | 0 | 0 | 0 | 0 | 0 | 0 | 0 | 0 | 0 | 0 | 0 | 0 | 0 | 0 | 0 | 0 | 0 | 0 | 0 | 0 | 0 | 0 | 0 | 0 | 0 | 0 | 0
F6_Industrial_Paper and Printing_Existing_Space Heating_Natural Gas_Insulation - Wall Cavity_A_Achievable Economic RVT Potential | F6 | Industrial | Paper and Printing | Existing | Space Heating | Natural Gas | Insulation - Wall Cavity | A | Incremental Winter Peak Savings (MW) | Achievable Economic RVT Potential | 0 | 0 | 0 | 0 | 0 | 0 | 0 | 0 | 0 | 0 | 0 | 0 | 0 | 0 | 0 | 0 | 0 | 0 | 0 | 0 | 0 | 0 | 0 | 0 | 0 | 0 | 0 | 0 | 0 | 0 | 0
F7_Industrial_Paper and Printing_Existing_Space Heating_Natural Gas_Insulation - Wall Cavity_A_Achievable Economic RVT Potential | F7 | Industrial | Paper and Printing | Existing | Space Heating | Natural Gas | Insulation - Wall Cavity | A | Cumulative Energy Savings (MWh or mTherms) | Achievable Economic RVT Potential | 0 | 0 | 0 | 0 | 0 | 0 | 0 | 0 | 0 | 0 | 0 | 0 | 0 | 0 | 0 | 0 | 0 | 0 | 0 | 0 | 0 | 0 | 0 | 0 | 0 | 0 | 0 | 0 | 0 | 0 | 0
F8_Industrial_Paper and Printing_Existing_Space Heating_Natural Gas_Insulation - Wall Cavity_A_Achievable Economic RVT Potential | F8 | Industrial | Paper and Printing | Existing | Space Heating | Natural Gas | Insulation - Wall Cavity | A | Cumulative Summer Peak Savings (MW) | Achievable Economic RVT Potential | 0 | 0 | 0 | 0 | 0 | 0 | 0 | 0 | 0 | 0 | 0 | 0 | 0 | 0 | 0 | 0 | 0 | 0 | 0 | 0 | 0 | 0 | 0 | 0 | 0 | 0 | 0 | 0 | 0 | 0 | 0
F9_Industrial_Paper and Printing_Existing_Space Heating_Natural Gas_Insulation - Wall Cavity_A_Achievable Economic RVT Potential | F9 | Industrial | Paper and Printing | Existing | Space Heating | Natural Gas | Insulation - Wall Cavity | A | Cumulative Winter Peak Savings (MW) | Achievable Economic RVT Potential | 0 | 0 | 0 | 0 | 0 | 0 | 0 | 0 | 0 | 0 | 0 | 0 | 0 | 0 | 0 | 0 | 0 | 0 | 0 | 0 | 0 | 0 | 0 | 0 | 0 | 0 | 0 | 0 | 0 | 0 | 0
F10_Industrial_Paper and Printing_Existing_Space Heating_Natural Gas_Insulation - Wall Cavity_A_Achievable Economic RVT Potential | F10 | Industrial | Paper and Printing | Existing | Space Heating | Natural Gas | Insulation - Wall Cavity | A | Purchases (Incremental) | Achievable Economic RVT Potential | 0 | 0 | 0 | 0 | 0 | 0 | 0 | 0 | 0 | 0 | 0 | 0 | 0 | 0 | 0 | 0 | 0 | 0 | 0 | 0 | 0 | 0 | 0 | 0 | 0 | 0 | 0 | 0 | 0 | 0 | 0
F11_Industrial_Paper and Printing_Existing_Space Heating_Natural Gas_Insulation - Wall Cavity_A_Achievable Economic RVT Potential | F11 | Industrial | Paper and Printing | Existing | Space Heating | Natural Gas | Insulation - Wall Cavity | A | Purchases (Cumulative) | Achievable Economic RVT Potential | 0 | 0 | 0 | 0 | 0 | 0 | 0 | 0 | 0 | 0 | 0 | 0 | 0 | 0 | 0 | 0 | 0 | 0 | 0 | 0 | 0 | 0 | 0 | 0 | 0 | 0 | 0 | 0 | 0 | 0 | 0
F1_Industrial_Paper and Printing_Existing_Space Heating_Natural Gas_Insulation - Ducting_A_Achievable Economic RVT Potential | F1 | Industrial | Paper and Printing | Existing | Space Heating | Natural Gas | Insulation - Ducting | A | Integrated Unit Energy Savings (kWh or therms) | Achievable Economic RVT Potential | 0 | 0 | 0 | 0 | 0 | 0.0016221 | 0.0015934 | 0.0015545 | 0.0015087 | 0.0014564 | 0.0013984 | 0.001339 | 0.0012807 | 0.0012226 | 0.0011726 | 0.0011257 | 0.0010874 | 0.0010534 | 0.0010232 | 0.0010004 | 0.00097931 | 0.00096075 | 0.00094433 | 0.00093072 | 0.00091821 | 0.00090829 | 0.00089969 | 0.00089165 | 0.00131 | 0.0013019 | 0.0012943
F2_Industrial_Paper and Printing_Existing_Space Heating_Natural Gas_Insulation - Ducting_A_Achievable Economic RVT Potential | F2 | Industrial | Paper and Printing | Existing | Space Heating | Natural Gas | Insulation - Ducting | A | Integrated Unit Summer Peak Savings (kW) | Achievable Economic RVT Potential | 0 | 0 | 0 | 0 | 0 | 0 | 0 | 0 | 0 | 0 | 0 | 0 | 0 | 0 | 0 | 0 | 0 | 0 | 0 | 0 | 0 | 0 | 0 | 0 | 0 | 0 | 0 | 0 | 0 | 0 | 0
F3_Industrial_Paper and Printing_Existing_Space Heating_Natural Gas_Insulation - Ducting_A_Achievable Economic RVT Potential | F3 | Industrial | Paper and Printing | Existing | Space Heating | Natural Gas | Insulation - Ducting | A | Integrated Unit Winter Peak Savings (kW) | Achievable Economic RVT Potential | 0 | 0 | 0 | 0 | 0 | 0 | 0 | 0 | 0 | 0 | 0 | 0 | 0 | 0 | 0 | 0 | 0 | 0 | 0 | 0 | 0 | 0 | 0 | 0 | 0 | 0 | 0 | 0 | 0 | 0 | 0
F4_Industrial_Paper and Printing_Existing_Space Heating_Natural Gas_Insulation - Ducting_A_Achievable Economic RVT Potential | F4 | Industrial | Paper and Printing | Existing | Space Heating | Natural Gas | Insulation - Ducting | A | Incremental Energy Savings (MWh or mTherms) | Achievable Economic RVT Potential | 0 | 0 | 0 | 0 | 0 | 0 | 0 | 0 | 0 | 0 | 0 | 0 | 0 | 0 | 0 | 0 | 0 | 0 | 0 | 0 | 0 | 0 | 0 | 0 | 0 | 0 | 0 | 0 | 0 | 0 | 0
F5_Industrial_Paper and Printing_Existing_Space Heating_Natural Gas_Insulation - Ducting_A_Achievable Economic RVT Potential | F5 | Industrial | Paper and Printing | Existing | Space Heating | Natural Gas | Insulation - Ducting | A | Incremental Summer Peak Savings (MW) | Achievable Economic RVT Potential | 0 | 0 | 0 | 0 | 0 | 0 | 0 | 0 | 0 | 0 | 0 | 0 | 0 | 0 | 0 | 0 | 0 | 0 | 0 | 0 | 0 | 0 | 0 | 0 | 0 | 0 | 0 | 0 | 0 | 0 | 0
F6_Industrial_Paper and Printing_Existing_Space Heating_Natural Gas_Insulation - Ducting_A_Achievable Economic RVT Potential | F6 | Industrial | Paper and Printing | Existing | Space Heating | Natural Gas | Insulation - Ducting | A | Incremental Winter Peak Savings (MW) | Achievable Economic RVT Potential | 0 | 0 | 0 | 0 | 0 | 0 | 0 | 0 | 0 | 0 | 0 | 0 | 0 | 0 | 0 | 0 | 0 | 0 | 0 | 0 | 0 | 0 | 0 | 0 | 0 | 0 | 0 | 0 | 0 | 0 | 0
F7_Industrial_Paper and Printing_Existing_Space Heating_Natural Gas_Insulation - Ducting_A_Achievable Economic RVT Potential | F7 | Industrial | Paper and Printing | Existing | Space Heating | Natural Gas | Insulation - Ducting | A | Cumulative Energy Savings (MWh or mTherms) | Achievable Economic RVT Potential | 0 | 0 | 0 | 0 | 0 | 0 | 0 | 0 | 0 | 0 | 0 | 0 | 0 | 0 | 0 | 0 | 0 | 0 | 0 | 0 | 0 | 0 | 0 | 0 | 0 | 0 | 0 | 0 | 0 | 0 | 0
F8_Industrial_Paper and Printing_Existing_Space Heating_Natural Gas_Insulation - Ducting_A_Achievable Economic RVT Potential | F8 | Industrial | Paper and Printing | Existing | Space Heating | Natural Gas | Insulation - Ducting | A | Cumulative Summer Peak Savings (MW) | Achievable Economic RVT Potential | 0 | 0 | 0 | 0 | 0 | 0 | 0 | 0 | 0 | 0 | 0 | 0 | 0 | 0 | 0 | 0 | 0 | 0 | 0 | 0 | 0 | 0 | 0 | 0 | 0 | 0 | 0 | 0 | 0 | 0 | 0
F9_Industrial_Paper and Printing_Existing_Space Heating_Natural Gas_Insulation - Ducting_A_Achievable Economic RVT Potential | F9 | Industrial | Paper and Printing | Existing | Space Heating | Natural Gas | Insulation - Ducting | A | Cumulative Winter Peak Savings (MW) | Achievable Economic RVT Potential | 0 | 0 | 0 | 0 | 0 | 0 | 0 | 0 | 0 | 0 | 0 | 0 | 0 | 0 | 0 | 0 | 0 | 0 | 0 | 0 | 0 | 0 | 0 | 0 | 0 | 0 | 0 | 0 | 0 | 0 | 0
F10_Industrial_Paper and Printing_Existing_Space Heating_Natural Gas_Insulation - Ducting_A_Achievable Economic RVT Potential | F10 | Industrial | Paper and Printing | Existing | Space Heating | Natural Gas | Insulation - Ducting | A | Purchases (Incremental) | Achievable Economic RVT Potential | 0 | 0 | 0 | 0 | 0 | 0 | 0 | 0 | 0 | 0 | 0 | 0 | 0 | 0 | 0 | 0 | 0 | 0 | 0 | 0 | 0 | 0 | 0 | 0 | 0 | 0 | 0 | 0 | 0 | 0 | 0
F11_Industrial_Paper and Printing_Existing_Space Heating_Natural Gas_Insulation - Ducting_A_Achievable Economic RVT Potential | F11 | Industrial | Paper and Printing | Existing | Space Heating | Natural Gas | Insulation - Ducting | A | Purchases (Cumulative) | Achievable Economic RVT Potential | 0 | 0 | 0 | 0 | 0 | 0 | 0 | 0 | 0 | 0 | 0 | 0 | 0 | 0 | 0 | 0 | 0 | 0 | 0 | 0 | 0 | 0 | 0 | 0 | 0 | 0 | 0 | 0 | 0 | 0 | 0
F1_Industrial_Paper and Printing_Existing_Space Heating_Natural Gas_HVAC - Duct Repair and Sealing_A_Achievable Economic RVT Potential | F1 | Industrial | Paper and Printing | Existing | Space Heating | Natural Gas | HVAC - Duct Repair and Sealing | A | Integrated Unit Energy Savings (kWh or therms) | Achievable Economic RVT Potential | 0 | 0 | 0 | 0 | 0 | 0.0038188 | 0.0037512 | 0.0036595 | 0.0035517 | 0.0034287 | 0.0032922 | 0.0031523 | 0.0030151 | 0.0028783 | 0.0027605 | 0.0026502 | 0.00256 | 0.0024799 | 0.0024088 | 0.0023552 | 0.0023055 | 0.0022618 | 0.0022231 | 0.0021911 | 0.0021616 | 0.0021383 | 0.002118 | 0.0020991 | 0.0030839 | 0.0030649 | 0.0030471
F2_Industrial_Paper and Printing_Existing_Space Heating_Natural Gas_HVAC - Duct Repair and Sealing_A_Achievable Economic RVT Potential | F2 | Industrial | Paper and Printing | Existing | Space Heating | Natural Gas | HVAC - Duct Repair and Sealing | A | Integrated Unit Summer Peak Savings (kW) | Achievable Economic RVT Potential | 0 | 0 | 0 | 0 | 0 | 0 | 0 | 0 | 0 | 0 | 0 | 0 | 0 | 0 | 0 | 0 | 0 | 0 | 0 | 0 | 0 | 0 | 0 | 0 | 0 | 0 | 0 | 0 | 0 | 0 | 0
F3_Industrial_Paper and Printing_Existing_Space Heating_Natural Gas_HVAC - Duct Repair and Sealing_A_Achievable Economic RVT Potential | F3 | Industrial | Paper and Printing | Existing | Space Heating | Natural Gas | HVAC - Duct Repair and Sealing | A | Integrated Unit Winter Peak Savings (kW) | Achievable Economic RVT Potential | 0 | 0 | 0 | 0 | 0 | 0 | 0 | 0 | 0 | 0 | 0 | 0 | 0 | 0 | 0 | 0 | 0 | 0 | 0 | 0 | 0 | 0 | 0 | 0 | 0 | 0 | 0 | 0 | 0 | 0 | 0
F4_Industrial_Paper and Printing_Existing_Space Heating_Natural Gas_HVAC - Duct Repair and Sealing_A_Achievable Economic RVT Potential | F4 | Industrial | Paper and Printing | Existing | Space Heating | Natural Gas | HVAC - Duct Repair and Sealing | A | Incremental Energy Savings (MWh or mTherms) | Achievable Economic RVT Potential | 0 | 0 | 0 | 0 | 0 | 0 | 0 | 0 | 0 | 0 | 0 | 0 | 0 | 0 | 0 | 0 | 0 | 0 | 0 | 0 | 0 | 0 | 0 | 0 | 0 | 0 | 0 | 0 | 0 | 0 | 0
F5_Industrial_Paper and Printing_Existing_Space Heating_Natural Gas_HVAC - Duct Repair and Sealing_A_Achievable Economic RVT Potential | F5 | Industrial | Paper and Printing | Existing | Space Heating | Natural Gas | HVAC - Duct Repair and Sealing | A | Incremental Summer Peak Savings (MW) | Achievable Economic RVT Potential | 0 | 0 | 0 | 0 | 0 | 0 | 0 | 0 | 0 | 0 | 0 | 0 | 0 | 0 | 0 | 0 | 0 | 0 | 0 | 0 | 0 | 0 | 0 | 0 | 0 | 0 | 0 | 0 | 0 | 0 | 0
F6_Industrial_Paper and Printing_Existing_Space Heating_Natural Gas_HVAC - Duct Repair and Sealing_A_Achievable Economic RVT Potential | F6 | Industrial | Paper and Printing | Existing | Space Heating | Natural Gas | HVAC - Duct Repair and Sealing | A | Incremental Winter Peak Savings (MW) | Achievable Economic RVT Potential | 0 | 0 | 0 | 0 | 0 | 0 | 0 | 0 | 0 | 0 | 0 | 0 | 0 | 0 | 0 | 0 | 0 | 0 | 0 | 0 | 0 | 0 | 0 | 0 | 0 | 0 | 0 | 0 | 0 | 0 | 0
F7_Industrial_Paper and Printing_Existing_Space Heating_Natural Gas_HVAC - Duct Repair and Sealing_A_Achievable Economic RVT Potential | F7 | Industrial | Paper and Printing | Existing | Space Heating | Natural Gas | HVAC - Duct Repair and Sealing | A | Cumulative Energy Savings (MWh or mTherms) | Achievable Economic RVT Potential | 0 | 0 | 0 | 0 | 0 | 0 | 0 | 0 | 0 | 0 | 0 | 0 | 0 | 0 | 0 | 0 | 0 | 0 | 0 | 0 | 0 | 0 | 0 | 0 | 0 | 0 | 0 | 0 | 0 | 0 | 0
F8_Industrial_Paper and Printing_Existing_Space Heating_Natural Gas_HVAC - Duct Repair and Sealing_A_Achievable Economic RVT Potential | F8 | Industrial | Paper and Printing | Existing | Space Heating | Natural Gas | HVAC - Duct Repair and Sealing | A | Cumulative Summer Peak Savings (MW) | Achievable Economic RVT Potential | 0 | 0 | 0 | 0 | 0 | 0 | 0 | 0 | 0 | 0 | 0 | 0 | 0 | 0 | 0 | 0 | 0 | 0 | 0 | 0 | 0 | 0 | 0 | 0 | 0 | 0 | 0 | 0 | 0 | 0 | 0
F9_Industrial_Paper and Printing_Existing_Space Heating_Natural Gas_HVAC - Duct Repair and Sealing_A_Achievable Economic RVT Potential | F9 | Industrial | Paper and Printing | Existing | Space Heating | Natural Gas | HVAC - Duct Repair and Sealing | A | Cumulative Winter Peak Savings (MW) | Achievable Economic RVT Potential | 0 | 0 | 0 | 0 | 0 | 0 | 0 | 0 | 0 | 0 | 0 | 0 | 0 | 0 | 0 | 0 | 0 | 0 | 0 | 0 | 0 | 0 | 0 | 0 | 0 | 0 | 0 | 0 | 0 | 0 | 0
F10_Industrial_Paper and Printing_Existing_Space Heating_Natural Gas_HVAC - Duct Repair and Sealing_A_Achievable Economic RVT Potential | F10 | Industrial | Paper and Printing | Existing | Space Heating | Natural Gas | HVAC - Duct Repair and Sealing | A | Purchases (Incremental) | Achievable Economic RVT Potential | 0 | 0 | 0 | 0 | 0 | 0 | 0 | 0 | 0 | 0 | 0 | 0 | 0 | 0 | 0 | 0 | 0 | 0 | 0 | 0 | 0 | 0 | 0 | 0 | 0 | 0 | 0 | 0 | 0 | 0 | 0
F11_Industrial_Paper and Printing_Existing_Space Heating_Natural Gas_HVAC - Duct Repair and Sealing_A_Achievable Economic RVT Potential | F11 | Industrial | Paper and Printing | Existing | Space Heating | Natural Gas | HVAC - Duct Repair and Sealing | A | Purchases (Cumulative) | Achievable Economic RVT Potential | 0 | 0 | 0 | 0 | 0 | 0 | 0 | 0 | 0 | 0 | 0 | 0 | 0 | 0 | 0 | 0 | 0 | 0 | 0 | 0 | 0 | 0 | 0 | 0 | 0 | 0 | 0 | 0 | 0 | 0 | 0
F1_Industrial_Paper and Printing_Existing_Space Heating_Natural Gas_Windows - High Efficiency_A_Achievable Economic RVT Potential | F1 | Industrial | Paper and Printing | Existing | Space Heating | Natural Gas | Windows - High Efficiency | A | Integrated Unit Energy Savings (kWh or therms) | Achievable Economic RVT Potential | 0 | 0 | 0 | 0 | 0 | 0.0056615 | 0.0055845 | 0.0054784 | 0.0053461 | 0.0051885 | 0.0050072 | 0.004818 | 0.004628 | 0.0044344 | 0.0042668 | 0.0041067 | 0.0039753 | 0.0038588 | 0.0037558 | 0.0036808 | 0.003612 | 0.0035518 | 0.0035023 | 0.003463 | 0.0034273 | 0.0034008 | 0.0033786 | 0.0033581 | 0 | 0 | 0
F2_Industrial_Paper and Printing_Existing_Space Heating_Natural Gas_Windows - High Efficiency_A_Achievable Economic RVT Potential | F2 | Industrial | Paper and Printing | Existing | Space Heating | Natural Gas | Windows - High Efficiency | A | Integrated Unit Summer Peak Savings (kW) | Achievable Economic RVT Potential | 0 | 0 | 0 | 0 | 0 | 0 | 0 | 0 | 0 | 0 | 0 | 0 | 0 | 0 | 0 | 0 | 0 | 0 | 0 | 0 | 0 | 0 | 0 | 0 | 0 | 0 | 0 | 0 | 0 | 0 | 0
F3_Industrial_Paper and Printing_Existing_Space Heating_Natural Gas_Windows - High Efficiency_A_Achievable Economic RVT Potential | F3 | Industrial | Paper and Printing | Existing | Space Heating | Natural Gas | Windows - High Efficiency | A | Integrated Unit Winter Peak Savings (kW) | Achievable Economic RVT Potential | 0 | 0 | 0 | 0 | 0 | 0 | 0 | 0 | 0 | 0 | 0 | 0 | 0 | 0 | 0 | 0 | 0 | 0 | 0 | 0 | 0 | 0 | 0 | 0 | 0 | 0 | 0 | 0 | 0 | 0 | 0
F4_Industrial_Paper and Printing_Existing_Space Heating_Natural Gas_Windows - High Efficiency_A_Achievable Economic RVT Potential | F4 | Industrial | Paper and Printing | Existing | Space Heating | Natural Gas | Windows - High Efficiency | A | Incremental Energy Savings (MWh or mTherms) | Achievable Economic RVT Potential | 0 | 0 | 0 | 0 | 0 | 0 | 0 | 0 | 0 | 0 | 0 | 0 | 0 | 0 | 0 | 0 | 0 | 0 | 0 | 0 | 0 | 0 | 0 | 0 | 0 | 0 | 0 | 0 | 0 | 0 | 0
F5_Industrial_Paper and Printing_Existing_Space Heating_Natural Gas_Windows - High Efficiency_A_Achievable Economic RVT Potential | F5 | Industrial | Paper and Printing | Existing | Space Heating | Natural Gas | Windows - High Efficiency | A | Incremental Summer Peak Savings (MW) | Achievable Economic RVT Potential | 0 | 0 | 0 | 0 | 0 | 0 | 0 | 0 | 0 | 0 | 0 | 0 | 0 | 0 | 0 | 0 | 0 | 0 | 0 | 0 | 0 | 0 | 0 | 0 | 0 | 0 | 0 | 0 | 0 | 0 | 0
F6_Industrial_Paper and Printing_Existing_Space Heating_Natural Gas_Windows - High Efficiency_A_Achievable Economic RVT Potential | F6 | Industrial | Paper and Printing | Existing | Space Heating | Natural Gas | Windows - High Efficiency | A | Incremental Winter Peak Savings (MW) | Achievable Economic RVT Potential | 0 | 0 | 0 | 0 | 0 | 0 | 0 | 0 | 0 | 0 | 0 | 0 | 0 | 0 | 0 | 0 | 0 | 0 | 0 | 0 | 0 | 0 | 0 | 0 | 0 | 0 | 0 | 0 | 0 | 0 | 0
F7_Industrial_Paper and Printing_Existing_Space Heating_Natural Gas_Windows - High Efficiency_A_Achievable Economic RVT Potential | F7 | Industrial | Paper and Printing | Existing | Space Heating | Natural Gas | Windows - High Efficiency | A | Cumulative Energy Savings (MWh or mTherms) | Achievable Economic RVT Potential | 0 | 0 | 0 | 0 | 0 | 0 | 0 | 0 | 0 | 0 | 0 | 0 | 0 | 0 | 0 | 0 | 0 | 0 | 0 | 0 | 0 | 0 | 0 | 0 | 0 | 0 | 0 | 0 | 0 | 0 | 0
F8_Industrial_Paper and Printing_Existing_Space Heating_Natural Gas_Windows - High Efficiency_A_Achievable Economic RVT Potential | F8 | Industrial | Paper and Printing | Existing | Space Heating | Natural Gas | Windows - High Efficiency | A | Cumulative Summer Peak Savings (MW) | Achievable Economic RVT Potential | 0 | 0 | 0 | 0 | 0 | 0 | 0 | 0 | 0 | 0 | 0 | 0 | 0 | 0 | 0 | 0 | 0 | 0 | 0 | 0 | 0 | 0 | 0 | 0 | 0 | 0 | 0 | 0 | 0 | 0 | 0
F9_Industrial_Paper and Printing_Existing_Space Heating_Natural Gas_Windows - High Efficiency_A_Achievable Economic RVT Potential | F9 | Industrial | Paper and Printing | Existing | Space Heating | Natural Gas | Windows - High Efficiency | A | Cumulative Winter Peak Savings (MW) | Achievable Economic RVT Potential | 0 | 0 | 0 | 0 | 0 | 0 | 0 | 0 | 0 | 0 | 0 | 0 | 0 | 0 | 0 | 0 | 0 | 0 | 0 | 0 | 0 | 0 | 0 | 0 | 0 | 0 | 0 | 0 | 0 | 0 | 0
F10_Industrial_Paper and Printing_Existing_Space Heating_Natural Gas_Windows - High Efficiency_A_Achievable Economic RVT Potential | F10 | Industrial | Paper and Printing | Existing | Space Heating | Natural Gas | Windows - High Efficiency | A | Purchases (Incremental) | Achievable Economic RVT Potential | 0 | 0 | 0 | 0 | 0 | 0 | 0 | 0 | 0 | 0 | 0 | 0 | 0 | 0 | 0 | 0 | 0 | 0 | 0 | 0 | 0 | 0 | 0 | 0 | 0 | 0 | 0 | 0 | 0 | 0 | 0
F11_Industrial_Paper and Printing_Existing_Space Heating_Natural Gas_Windows - High Efficiency_A_Achievable Economic RVT Potential | F11 | Industrial | Paper and Printing | Existing | Space Heating | Natural Gas | Windows - High Efficiency | A | Purchases (Cumulative) | Achievable Economic RVT Potential | 0 | 0 | 0 | 0 | 0 | 0 | 0 | 0 | 0 | 0 | 0 | 0 | 0 | 0 | 0 | 0 | 0 | 0 | 0 | 0 | 0 | 0 | 0 | 0 | 0 | 0 | 0 | 0 | 0 | 0 | 0
F1_Industrial_Paper and Printing_Existing_Space Heating_Natural Gas_Gas Boiler - Maintenance_A_Achievable Economic RVT Potential | F1 | Industrial | Paper and Printing | Existing | Space Heating | Natural Gas | Gas Boiler - Maintenance | A | Integrated Unit Energy Savings (kWh or therms) | Achievable Economic RVT Potential | 0 | 0 | 0 | 0 | 0 | 99.8675 | 99.1722 | 98.4642 | 97.7284 | 96.9633 | 96.1841 | 95.3809 | 94.553 | 93.6917 | 92.7478 | 91.8339 | 90.909 | 90.0025 | 89.1129 | 88.2566 | 87.4374 | 86.5987 | 85.8387 | 85.1231 | 84.424 | 83.7897 | 83.2479 | 82.7491 | 86.2691 | 85.9148 | 85.5913
F2_Industrial_Paper and Printing_Existing_Space Heating_Natural Gas_Gas Boiler - Maintenance_A_Achievable Economic RVT Potential | F2 | Industrial | Paper and Printing | Existing | Space Heating | Natural Gas | Gas Boiler - Maintenance | A | Integrated Unit Summer Peak Savings (kW) | Achievable Economic RVT Potential | 0 | 0 | 0 | 0 | 0 | 0 | 0 | 0 | 0 | 0 | 0 | 0 | 0 | 0 | 0 | 0 | 0 | 0 | 0 | 0 | 0 | 0 | 0 | 0 | 0 | 0 | 0 | 0 | 0 | 0 | 0
F3_Industrial_Paper and Printing_Existing_Space Heating_Natural Gas_Gas Boiler - Maintenance_A_Achievable Economic RVT Potential | F3 | Industrial | Paper and Printing | Existing | Space Heating | Natural Gas | Gas Boiler - Maintenance | A | Integrated Unit Winter Peak Savings (kW) | Achievable Economic RVT Potential | 0 | 0 | 0 | 0 | 0 | 0 | 0 | 0 | 0 | 0 | 0 | 0 | 0 | 0 | 0 | 0 | 0 | 0 | 0 | 0 | 0 | 0 | 0 | 0 | 0 | 0 | 0 | 0 | 0 | 0 | 0
F4_Industrial_Paper and Printing_Existing_Space Heating_Natural Gas_Gas Boiler - Maintenance_A_Achievable Economic RVT Potential | F4 | Industrial | Paper and Printing | Existing | Space Heating | Natural Gas | Gas Boiler - Maintenance | A | Incremental Energy Savings (MWh or mTherms) | Achievable Economic RVT Potential | 0 | 0 | 0 | 0 | 0 | 0 | 0 | 0 | 0 | 0 | 0 | 0 | 0 | 0 | 0 | 0 | 0 | 0 | 0 | 0 | 0 | 0 | 0 | 0 | 0 | 0 | 0 | 0 | 0 | 0 | 0
F5_Industrial_Paper and Printing_Existing_Space Heating_Natural Gas_Gas Boiler - Maintenance_A_Achievable Economic RVT Potential | F5 | Industrial | Paper and Printing | Existing | Space Heating | Natural Gas | Gas Boiler - Maintenance | A | Incremental Summer Peak Savings (MW) | Achievable Economic RVT Potential | 0 | 0 | 0 | 0 | 0 | 0 | 0 | 0 | 0 | 0 | 0 | 0 | 0 | 0 | 0 | 0 | 0 | 0 | 0 | 0 | 0 | 0 | 0 | 0 | 0 | 0 | 0 | 0 | 0 | 0 | 0
F6_Industrial_Paper and Printing_Existing_Space Heating_Natural Gas_Gas Boiler - Maintenance_A_Achievable Economic RVT Potential | F6 | Industrial | Paper and Printing | Existing | Space Heating | Natural Gas | Gas Boiler - Maintenance | A | Incremental Winter Peak Savings (MW) | Achievable Economic RVT Potential | 0 | 0 | 0 | 0 | 0 | 0 | 0 | 0 | 0 | 0 | 0 | 0 | 0 | 0 | 0 | 0 | 0 | 0 | 0 | 0 | 0 | 0 | 0 | 0 | 0 | 0 | 0 | 0 | 0 | 0 | 0
F7_Industrial_Paper and Printing_Existing_Space Heating_Natural Gas_Gas Boiler - Maintenance_A_Achievable Economic RVT Potential | F7 | Industrial | Paper and Printing | Existing | Space Heating | Natural Gas | Gas Boiler - Maintenance | A | Cumulative Energy Savings (MWh or mTherms) | Achievable Economic RVT Potential | 0 | 0 | 0 | 0 | 0 | 0 | 0 | 0 | 0 | 0 | 0 | 0 | 0 | 0 | 0 | 0 | 0 | 0 | 0 | 0 | 0 | 0 | 0 | 0 | 0 | 0 | 0 | 0 | 0 | 0 | 0
F8_Industrial_Paper and Printing_Existing_Space Heating_Natural Gas_Gas Boiler - Maintenance_A_Achievable Economic RVT Potential | F8 | Industrial | Paper and Printing | Existing | Space Heating | Natural Gas | Gas Boiler - Maintenance | A | Cumulative Summer Peak Savings (MW) | Achievable Economic RVT Potential | 0 | 0 | 0 | 0 | 0 | 0 | 0 | 0 | 0 | 0 | 0 | 0 | 0 | 0 | 0 | 0 | 0 | 0 | 0 | 0 | 0 | 0 | 0 | 0 | 0 | 0 | 0 | 0 | 0 | 0 | 0
F9_Industrial_Paper and Printing_Existing_Space Heating_Natural Gas_Gas Boiler - Maintenance_A_Achievable Economic RVT Potential | F9 | Industrial | Paper and Printing | Existing | Space Heating | Natural Gas | Gas Boiler - Maintenance | A | Cumulative Winter Peak Savings (MW) | Achievable Economic RVT Potential | 0 | 0 | 0 | 0 | 0 | 0 | 0 | 0 | 0 | 0 | 0 | 0 | 0 | 0 | 0 | 0 | 0 | 0 | 0 | 0 | 0 | 0 | 0 | 0 | 0 | 0 | 0 | 0 | 0 | 0 | 0
F10_Industrial_Paper and Printing_Existing_Space Heating_Natural Gas_Gas Boiler - Maintenance_A_Achievable Economic RVT Potential | F10 | Industrial | Paper and Printing | Existing | Space Heating | Natural Gas | Gas Boiler - Maintenance | A | Purchases (Incremental) | Achievable Economic RVT Potential | 0 | 0 | 0 | 0 | 0 | 0 | 0 | 0 | 0 | 0 | 0 | 0 | 0 | 0 | 0 | 0 | 0 | 0 | 0 | 0 | 0 | 0 | 0 | 0 | 0 | 0 | 0 | 0 | 0 | 0 | 0
F11_Industrial_Paper and Printing_Existing_Space Heating_Natural Gas_Gas Boiler - Maintenance_A_Achievable Economic RVT Potential | F11 | Industrial | Paper and Printing | Existing | Space Heating | Natural Gas | Gas Boiler - Maintenance | A | Purchases (Cumulative) | Achievable Economic RVT Potential | 0 | 0 | 0 | 0 | 0 | 0 | 0 | 0 | 0 | 0 | 0 | 0 | 0 | 0 | 0 | 0 | 0 | 0 | 0 | 0 | 0 | 0 | 0 | 0 | 0 | 0 | 0 | 0 | 0 | 0 | 0
F1_Industrial_Paper and Printing_Existing_Process_Natural Gas_Gas Boiler - Maintenance_A_Achievable Economic RVT Potential | F1 | Industrial | Paper and Printing | Existing | Process | Natural Gas | Gas Boiler - Maintenance | A | Integrated Unit Energy Savings (kWh or therms) | Achievable Economic RVT Potential | 0 | 0 | 0 | 0 | 0 | 55.8015 | 55.8015 | 55.8015 | 55.8015 | 55.8015 | 55.8015 | 55.8015 | 55.8015 | 55.8015 | 55.8015 | 55.8015 | 55.8015 | 55.8015 | 55.8015 | 55.8015 | 55.8015 | 55.8015 | 55.8015 | 55.8015 | 55.8015 | 55.8015 | 55.8015 | 55.8015 | 55.8015 | 55.8015 | 55.8015
F2_Industrial_Paper and Printing_Existing_Process_Natural Gas_Gas Boiler - Maintenance_A_Achievable Economic RVT Potential | F2 | Industrial | Paper and Printing | Existing | Process | Natural Gas | Gas Boiler - Maintenance | A | Integrated Unit Summer Peak Savings (kW) | Achievable Economic RVT Potential | 0 | 0 | 0 | 0 | 0 | 0 | 0 | 0 | 0 | 0 | 0 | 0 | 0 | 0 | 0 | 0 | 0 | 0 | 0 | 0 | 0 | 0 | 0 | 0 | 0 | 0 | 0 | 0 | 0 | 0 | 0
F3_Industrial_Paper and Printing_Existing_Process_Natural Gas_Gas Boiler - Maintenance_A_Achievable Economic RVT Potential | F3 | Industrial | Paper and Printing | Existing | Process | Natural Gas | Gas Boiler - Maintenance | A | Integrated Unit Winter Peak Savings (kW) | Achievable Economic RVT Potential | 0 | 0 | 0 | 0 | 0 | 0 | 0 | 0 | 0 | 0 | 0 | 0 | 0 | 0 | 0 | 0 | 0 | 0 | 0 | 0 | 0 | 0 | 0 | 0 | 0 | 0 | 0 | 0 | 0 | 0 | 0
F4_Industrial_Paper and Printing_Existing_Process_Natural Gas_Gas Boiler - Maintenance_A_Achievable Economic RVT Potential | F4 | Industrial | Paper and Printing | Existing | Process | Natural Gas | Gas Boiler - Maintenance | A | Incremental Energy Savings (MWh or mTherms) | Achievable Economic RVT Potential | 0 | 0 | 0 | 0 | 0 | 0 | 0 | 0 | 0 | 0 | 0 | 0 | 0 | 0 | 0 | 0 | 0 | 0 | 0 | 0 | 0 | 0 | 0 | 0 | 0 | 0 | 0 | 0 | 0 | 0 | 0
F5_Industrial_Paper and Printing_Existing_Process_Natural Gas_Gas Boiler - Maintenance_A_Achievable Economic RVT Potential | F5 | Industrial | Paper and Printing | Existing | Process | Natural Gas | Gas Boiler - Maintenance | A | Incremental Summer Peak Savings (MW) | Achievable Economic RVT Potential | 0 | 0 | 0 | 0 | 0 | 0 | 0 | 0 | 0 | 0 | 0 | 0 | 0 | 0 | 0 | 0 | 0 | 0 | 0 | 0 | 0 | 0 | 0 | 0 | 0 | 0 | 0 | 0 | 0 | 0 | 0
F6_Industrial_Paper and Printing_Existing_Process_Natural Gas_Gas Boiler - Maintenance_A_Achievable Economic RVT Potential | F6 | Industrial | Paper and Printing | Existing | Process | Natural Gas | Gas Boiler - Maintenance | A | Incremental Winter Peak Savings (MW) | Achievable Economic RVT Potential | 0 | 0 | 0 | 0 | 0 | 0 | 0 | 0 | 0 | 0 | 0 | 0 | 0 | 0 | 0 | 0 | 0 | 0 | 0 | 0 | 0 | 0 | 0 | 0 | 0 | 0 | 0 | 0 | 0 | 0 | 0
F7_Industrial_Paper and Printing_Existing_Process_Natural Gas_Gas Boiler - Maintenance_A_Achievable Economic RVT Potential | F7 | Industrial | Paper and Printing | Existing | Process | Natural Gas | Gas Boiler - Maintenance | A | Cumulative Energy Savings (MWh or mTherms) | Achievable Economic RVT Potential | 0 | 0 | 0 | 0 | 0 | 0 | 0 | 0 | 0 | 0 | 0 | 0 | 0 | 0 | 0 | 0 | 0 | 0 | 0 | 0 | 0 | 0 | 0 | 0 | 0 | 0 | 0 | 0 | 0 | 0 | 0
F8_Industrial_Paper and Printing_Existing_Process_Natural Gas_Gas Boiler - Maintenance_A_Achievable Economic RVT Potential | F8 | Industrial | Paper and Printing | Existing | Process | Natural Gas | Gas Boiler - Maintenance | A | Cumulative Summer Peak Savings (MW) | Achievable Economic RVT Potential | 0 | 0 | 0 | 0 | 0 | 0 | 0 | 0 | 0 | 0 | 0 | 0 | 0 | 0 | 0 | 0 | 0 | 0 | 0 | 0 | 0 | 0 | 0 | 0 | 0 | 0 | 0 | 0 | 0 | 0 | 0
F9_Industrial_Paper and Printing_Existing_Process_Natural Gas_Gas Boiler - Maintenance_A_Achievable Economic RVT Potential | F9 | Industrial | Paper and Printing | Existing | Process | Natural Gas | Gas Boiler - Maintenance | A | Cumulative Winter Peak Savings (MW) | Achievable Economic RVT Potential | 0 | 0 | 0 | 0 | 0 | 0 | 0 | 0 | 0 | 0 | 0 | 0 | 0 | 0 | 0 | 0 | 0 | 0 | 0 | 0 | 0 | 0 | 0 | 0 | 0 | 0 | 0 | 0 | 0 | 0 | 0
F10_Industrial_Paper and Printing_Existing_Process_Natural Gas_Gas Boiler - Maintenance_A_Achievable Economic RVT Potential | F10 | Industrial | Paper and Printing | Existing | Process | Natural Gas | Gas Boiler - Maintenance | A | Purchases (Incremental) | Achievable Economic RVT Potential | 0 | 0 | 0 | 0 | 0 | 0 | 0 | 0 | 0 | 0 | 0 | 0 | 0 | 0 | 0 | 0 | 0 | 0 | 0 | 0 | 0 | 0 | 0 | 0 | 0 | 0 | 0 | 0 | 0 | 0 | 0
F11_Industrial_Paper and Printing_Existing_Process_Natural Gas_Gas Boiler - Maintenance_A_Achievable Economic RVT Potential | F11 | Industrial | Paper and Printing | Existing | Process | Natural Gas | Gas Boiler - Maintenance | A | Purchases (Cumulative) | Achievable Economic RVT Potential | 0 | 0 | 0 | 0 | 0 | 0 | 0 | 0 | 0 | 0 | 0 | 0 | 0 | 0 | 0 | 0 | 0 | 0 | 0 | 0 | 0 | 0 | 0 | 0 | 0 | 0 | 0 | 0 | 0 | 0 | 0
F1_Industrial_Paper and Printing_Existing_Space Heating_Natural Gas_Gas Furnace - Maintenance_A_Achievable Economic RVT Potential | F1 | Industrial | Paper and Printing | Existing | Space Heating | Natural Gas | Gas Furnace - Maintenance | A | Integrated Unit Energy Savings (kWh or therms) | Achievable Economic RVT Potential | 0 | 0 | 0 | 0 | 0 | 0.0091446 | 0.0089827 | 0.0087633 | 0.0085051 | 0.0082108 | 0.0078842 | 0.0075497 | 0.0072215 | 0.0068943 | 0.0066125 | 0.0063487 | 0.006133 | 0.0059413 | 0.0057712 | 0.0056428 | 0.0055239 | 0.0054193 | 0.0053267 | 0.00525 | 0.0051794 | 0.0051235 | 0.005075 | 0.0050296 | 0.0073847 | 0.0073392 | 0.0072965
F2_Industrial_Paper and Printing_Existing_Space Heating_Natural Gas_Gas Furnace - Maintenance_A_Achievable Economic RVT Potential | F2 | Industrial | Paper and Printing | Existing | Space Heating | Natural Gas | Gas Furnace - Maintenance | A | Integrated Unit Summer Peak Savings (kW) | Achievable Economic RVT Potential | 0 | 0 | 0 | 0 | 0 | 0 | 0 | 0 | 0 | 0 | 0 | 0 | 0 | 0 | 0 | 0 | 0 | 0 | 0 | 0 | 0 | 0 | 0 | 0 | 0 | 0 | 0 | 0 | 0 | 0 | 0
F3_Industrial_Paper and Printing_Existing_Space Heating_Natural Gas_Gas Furnace - Maintenance_A_Achievable Economic RVT Potential | F3 | Industrial | Paper and Printing | Existing | Space Heating | Natural Gas | Gas Furnace - Maintenance | A | Integrated Unit Winter Peak Savings (kW) | Achievable Economic RVT Potential | 0 | 0 | 0 | 0 | 0 | 0 | 0 | 0 | 0 | 0 | 0 | 0 | 0 | 0 | 0 | 0 | 0 | 0 | 0 | 0 | 0 | 0 | 0 | 0 | 0 | 0 | 0 | 0 | 0 | 0 | 0
F4_Industrial_Paper and Printing_Existing_Space Heating_Natural Gas_Gas Furnace - Maintenance_A_Achievable Economic RVT Potential | F4 | Industrial | Paper and Printing | Existing | Space Heating | Natural Gas | Gas Furnace - Maintenance | A | Incremental Energy Savings (MWh or mTherms) | Achievable Economic RVT Potential | 0 | 0 | 0 | 0 | 0 | 0 | 0 | 0 | 0 | 0 | 0 | 0 | 0 | 0 | 0 | 0 | 0 | 0 | 0 | 0 | 0 | 0 | 0 | 0 | 0 | 0 | 0 | 0 | 0 | 0 | 0
F5_Industrial_Paper and Printing_Existing_Space Heating_Natural Gas_Gas Furnace - Maintenance_A_Achievable Economic RVT Potential | F5 | Industrial | Paper and Printing | Existing | Space Heating | Natural Gas | Gas Furnace - Maintenance | A | Incremental Summer Peak Savings (MW) | Achievable Economic RVT Potential | 0 | 0 | 0 | 0 | 0 | 0 | 0 | 0 | 0 | 0 | 0 | 0 | 0 | 0 | 0 | 0 | 0 | 0 | 0 | 0 | 0 | 0 | 0 | 0 | 0 | 0 | 0 | 0 | 0 | 0 | 0
F6_Industrial_Paper and Printing_Existing_Space Heating_Natural Gas_Gas Furnace - Maintenance_A_Achievable Economic RVT Potential | F6 | Industrial | Paper and Printing | Existing | Space Heating | Natural Gas | Gas Furnace - Maintenance | A | Incremental Winter Peak Savings (MW) | Achievable Economic RVT Potential | 0 | 0 | 0 | 0 | 0 | 0 | 0 | 0 | 0 | 0 | 0 | 0 | 0 | 0 | 0 | 0 | 0 | 0 | 0 | 0 | 0 | 0 | 0 | 0 | 0 | 0 | 0 | 0 | 0 | 0 | 0
F7_Industrial_Paper and Printing_Existing_Space Heating_Natural Gas_Gas Furnace - Maintenance_A_Achievable Economic RVT Potential | F7 | Industrial | Paper and Printing | Existing | Space Heating | Natural Gas | Gas Furnace - Maintenance | A | Cumulative Energy Savings (MWh or mTherms) | Achievable Economic RVT Potential | 0 | 0 | 0 | 0 | 0 | 0 | 0 | 0 | 0 | 0 | 0 | 0 | 0 | 0 | 0 | 0 | 0 | 0 | 0 | 0 | 0 | 0 | 0 | 0 | 0 | 0 | 0 | 0 | 0 | 0 | 0
F8_Industrial_Paper and Printing_Existing_Space Heating_Natural Gas_Gas Furnace - Maintenance_A_Achievable Economic RVT Potential | F8 | Industrial | Paper and Printing | Existing | Space Heating | Natural Gas | Gas Furnace - Maintenance | A | Cumulative Summer Peak Savings (MW) | Achievable Economic RVT Potential | 0 | 0 | 0 | 0 | 0 | 0 | 0 | 0 | 0 | 0 | 0 | 0 | 0 | 0 | 0 | 0 | 0 | 0 | 0 | 0 | 0 | 0 | 0 | 0 | 0 | 0 | 0 | 0 | 0 | 0 | 0
F9_Industrial_Paper and Printing_Existing_Space Heating_Natural Gas_Gas Furnace - Maintenance_A_Achievable Economic RVT Potential | F9 | Industrial | Paper and Printing | Existing | Space Heating | Natural Gas | Gas Furnace - Maintenance | A | Cumulative Winter Peak Savings (MW) | Achievable Economic RVT Potential | 0 | 0 | 0 | 0 | 0 | 0 | 0 | 0 | 0 | 0 | 0 | 0 | 0 | 0 | 0 | 0 | 0 | 0 | 0 | 0 | 0 | 0 | 0 | 0 | 0 | 0 | 0 | 0 | 0 | 0 | 0
F10_Industrial_Paper and Printing_Existing_Space Heating_Natural Gas_Gas Furnace - Maintenance_A_Achievable Economic RVT Potential | F10 | Industrial | Paper and Printing | Existing | Space Heating | Natural Gas | Gas Furnace - Maintenance | A | Purchases (Incremental) | Achievable Economic RVT Potential | 0 | 0 | 0 | 0 | 0 | 0 | 0 | 0 | 0 | 0 | 0 | 0 | 0 | 0 | 0 | 0 | 0 | 0 | 0 | 0 | 0 | 0 | 0 | 0 | 0 | 0 | 0 | 0 | 0 | 0 | 0
F11_Industrial_Paper and Printing_Existing_Space Heating_Natural Gas_Gas Furnace - Maintenance_A_Achievable Economic RVT Potential | F11 | Industrial | Paper and Printing | Existing | Space Heating | Natural Gas | Gas Furnace - Maintenance | A | Purchases (Cumulative) | Achievable Economic RVT Potential | 0 | 0 | 0 | 0 | 0 | 0 | 0 | 0 | 0 | 0 | 0 | 0 | 0 | 0 | 0 | 0 | 0 | 0 | 0 | 0 | 0 | 0 | 0 | 0 | 0 | 0 | 0 | 0 | 0 | 0 | 0
F1_Industrial_Paper and Printing_Existing_Space Heating_Natural Gas_Gas Boiler - Hot Water Reset_A_Achievable Economic RVT Potential | F1 | Industrial | Paper and Printing | Existing | Space Heating | Natural Gas | Gas Boiler - Hot Water Reset | A | Integrated Unit Energy Savings (kWh or therms) | Achievable Economic RVT Potential | 0 | 0 | 0 | 0 | 0 | 363.059 | 360.4413 | 357.7811 | 355.0237 | 352.162 | 349.2482 | 346.2581 | 343.1845 | 339.9853 | 336.5036 | 333.1244 | 329.7157 | 326.3721 | 323.0886 | 319.9367 | 316.9162 | 313.8285 | 311.027 | 308.3878 | 305.8093 | 303.5087 | 301.5434 | 299.734 | 313.7059 | 312.4173 | 311.2412
F2_Industrial_Paper and Printing_Existing_Space Heating_Natural Gas_Gas Boiler - Hot Water Reset_A_Achievable Economic RVT Potential | F2 | Industrial | Paper and Printing | Existing | Space Heating | Natural Gas | Gas Boiler - Hot Water Reset | A | Integrated Unit Summer Peak Savings (kW) | Achievable Economic RVT Potential | 0 | 0 | 0 | 0 | 0 | 0 | 0 | 0 | 0 | 0 | 0 | 0 | 0 | 0 | 0 | 0 | 0 | 0 | 0 | 0 | 0 | 0 | 0 | 0 | 0 | 0 | 0 | 0 | 0 | 0 | 0
F3_Industrial_Paper and Printing_Existing_Space Heating_Natural Gas_Gas Boiler - Hot Water Reset_A_Achievable Economic RVT Potential | F3 | Industrial | Paper and Printing | Existing | Space Heating | Natural Gas | Gas Boiler - Hot Water Reset | A | Integrated Unit Winter Peak Savings (kW) | Achievable Economic RVT Potential | 0 | 0 | 0 | 0 | 0 | 0 | 0 | 0 | 0 | 0 | 0 | 0 | 0 | 0 | 0 | 0 | 0 | 0 | 0 | 0 | 0 | 0 | 0 | 0 | 0 | 0 | 0 | 0 | 0 | 0 | 0
F4_Industrial_Paper and Printing_Existing_Space Heating_Natural Gas_Gas Boiler - Hot Water Reset_A_Achievable Economic RVT Potential | F4 | Industrial | Paper and Printing | Existing | Space Heating | Natural Gas | Gas Boiler - Hot Water Reset | A | Incremental Energy Savings (MWh or mTherms) | Achievable Economic RVT Potential | 0 | 0 | 0 | 0 | 0 | 0 | 0 | 0 | 0 | 0 | 0 | 0 | 0 | 0 | 0 | 0 | 0 | 0 | 0 | 0 | 0 | 0 | 0 | 0 | 0 | 0 | 0 | 0 | 0 | 0 | 0
F5_Industrial_Paper and Printing_Existing_Space Heating_Natural Gas_Gas Boiler - Hot Water Reset_A_Achievable Economic RVT Potential | F5 | Industrial | Paper and Printing | Existing | Space Heating | Natural Gas | Gas Boiler - Hot Water Reset | A | Incremental Summer Peak Savings (MW) | Achievable Economic RVT Potential | 0 | 0 | 0 | 0 | 0 | 0 | 0 | 0 | 0 | 0 | 0 | 0 | 0 | 0 | 0 | 0 | 0 | 0 | 0 | 0 | 0 | 0 | 0 | 0 | 0 | 0 | 0 | 0 | 0 | 0 | 0
F6_Industrial_Paper and Printing_Existing_Space Heating_Natural Gas_Gas Boiler - Hot Water Reset_A_Achievable Economic RVT Potential | F6 | Industrial | Paper and Printing | Existing | Space Heating | Natural Gas | Gas Boiler - Hot Water Reset | A | Incremental Winter Peak Savings (MW) | Achievable Economic RVT Potential | 0 | 0 | 0 | 0 | 0 | 0 | 0 | 0 | 0 | 0 | 0 | 0 | 0 | 0 | 0 | 0 | 0 | 0 | 0 | 0 | 0 | 0 | 0 | 0 | 0 | 0 | 0 | 0 | 0 | 0 | 0
F7_Industrial_Paper and Printing_Existing_Space Heating_Natural Gas_Gas Boiler - Hot Water Reset_A_Achievable Economic RVT Potential | F7 | Industrial | Paper and Printing | Existing | Space Heating | Natural Gas | Gas Boiler - Hot Water Reset | A | Cumulative Energy Savings (MWh or mTherms) | Achievable Economic RVT Potential | 0 | 0 | 0 | 0 | 0 | 0 | 0 | 0 | 0 | 0 | 0 | 0 | 0 | 0 | 0 | 0 | 0 | 0 | 0 | 0 | 0 | 0 | 0 | 0 | 0 | 0 | 0 | 0 | 0 | 0 | 0
F8_Industrial_Paper and Printing_Existing_Space Heating_Natural Gas_Gas Boiler - Hot Water Reset_A_Achievable Economic RVT Potential | F8 | Industrial | Paper and Printing | Existing | Space Heating | Natural Gas | Gas Boiler - Hot Water Reset | A | Cumulative Summer Peak Savings (MW) | Achievable Economic RVT Potential | 0 | 0 | 0 | 0 | 0 | 0 | 0 | 0 | 0 | 0 | 0 | 0 | 0 | 0 | 0 | 0 | 0 | 0 | 0 | 0 | 0 | 0 | 0 | 0 | 0 | 0 | 0 | 0 | 0 | 0 | 0
F9_Industrial_Paper and Printing_Existing_Space Heating_Natural Gas_Gas Boiler - Hot Water Reset_A_Achievable Economic RVT Potential | F9 | Industrial | Paper and Printing | Existing | Space Heating | Natural Gas | Gas Boiler - Hot Water Reset | A | Cumulative Winter Peak Savings (MW) | Achievable Economic RVT Potential | 0 | 0 | 0 | 0 | 0 | 0 | 0 | 0 | 0 | 0 | 0 | 0 | 0 | 0 | 0 | 0 | 0 | 0 | 0 | 0 | 0 | 0 | 0 | 0 | 0 | 0 | 0 | 0 | 0 | 0 | 0
F10_Industrial_Paper and Printing_Existing_Space Heating_Natural Gas_Gas Boiler - Hot Water Reset_A_Achievable Economic RVT Potential | F10 | Industrial | Paper and Printing | Existing | Space Heating | Natural Gas | Gas Boiler - Hot Water Reset | A | Purchases (Incremental) | Achievable Economic RVT Potential | 0 | 0 | 0 | 0 | 0 | 0 | 0 | 0 | 0 | 0 | 0 | 0 | 0 | 0 | 0 | 0 | 0 | 0 | 0 | 0 | 0 | 0 | 0 | 0 | 0 | 0 | 0 | 0 | 0 | 0 | 0
F11_Industrial_Paper and Printing_Existing_Space Heating_Natural Gas_Gas Boiler - Hot Water Reset_A_Achievable Economic RVT Potential | F11 | Industrial | Paper and Printing | Existing | Space Heating | Natural Gas | Gas Boiler - Hot Water Reset | A | Purchases (Cumulative) | Achievable Economic RVT Potential | 0 | 0 | 0 | 0 | 0 | 0 | 0 | 0 | 0 | 0 | 0 | 0 | 0 | 0 | 0 | 0 | 0 | 0 | 0 | 0 | 0 | 0 | 0 | 0 | 0 | 0 | 0 | 0 | 0 | 0 | 0
F1_Industrial_Paper and Printing_Existing_Process_Natural Gas_Gas Boiler - Hot Water Reset_A_Achievable Economic RVT Potential | F1 | Industrial | Paper and Printing | Existing | Process | Natural Gas | Gas Boiler - Hot Water Reset | A | Integrated Unit Energy Savings (kWh or therms) | Achievable Economic RVT Potential | 0 | 0 | 0 | 0 | 0 | 101.3781 | 101.3049 | 101.2352 | 101.1687 | 101.1033 | 101.0392 | 100.9887 | 100.9466 | 100.9039 | 100.8769 | 100.8465 | 100.8255 | 100.804 | 100.7821 | 100.7688 | 100.7531 | 100.7427 | 100.7326 | 100.7227 | 100.713 | 100.7108 | 100.7088 | 100.707 | 101.4573 | 101.4573 | 101.4573
F2_Industrial_Paper and Printing_Existing_Process_Natural Gas_Gas Boiler - Hot Water Reset_A_Achievable Economic RVT Potential | F2 | Industrial | Paper and Printing | Existing | Process | Natural Gas | Gas Boiler - Hot Water Reset | A | Integrated Unit Summer Peak Savings (kW) | Achievable Economic RVT Potential | 0 | 0 | 0 | 0 | 0 | 0 | 0 | 0 | 0 | 0 | 0 | 0 | 0 | 0 | 0 | 0 | 0 | 0 | 0 | 0 | 0 | 0 | 0 | 0 | 0 | 0 | 0 | 0 | 0 | 0 | 0
F3_Industrial_Paper and Printing_Existing_Process_Natural Gas_Gas Boiler - Hot Water Reset_A_Achievable Economic RVT Potential | F3 | Industrial | Paper and Printing | Existing | Process | Natural Gas | Gas Boiler - Hot Water Reset | A | Integrated Unit Winter Peak Savings (kW) | Achievable Economic RVT Potential | 0 | 0 | 0 | 0 | 0 | 0 | 0 | 0 | 0 | 0 | 0 | 0 | 0 | 0 | 0 | 0 | 0 | 0 | 0 | 0 | 0 | 0 | 0 | 0 | 0 | 0 | 0 | 0 | 0 | 0 | 0
F4_Industrial_Paper and Printing_Existing_Process_Natural Gas_Gas Boiler - Hot Water Reset_A_Achievable Economic RVT Potential | F4 | Industrial | Paper and Printing | Existing | Process | Natural Gas | Gas Boiler - Hot Water Reset | A | Incremental Energy Savings (MWh or mTherms) | Achievable Economic RVT Potential | 0 | 0 | 0 | 0 | 0 | 0 | 0 | 0 | 0 | 0 | 0 | 0 | 0 | 0 | 0 | 0 | 0 | 0 | 0 | 0 | 0 | 0 | 0 | 0 | 0 | 0 | 0 | 0 | 0 | 0 | 0
F5_Industrial_Paper and Printing_Existing_Process_Natural Gas_Gas Boiler - Hot Water Reset_A_Achievable Economic RVT Potential | F5 | Industrial | Paper and Printing | Existing | Process | Natural Gas | Gas Boiler - Hot Water Reset | A | Incremental Summer Peak Savings (MW) | Achievable Economic RVT Potential | 0 | 0 | 0 | 0 | 0 | 0 | 0 | 0 | 0 | 0 | 0 | 0 | 0 | 0 | 0 | 0 | 0 | 0 | 0 | 0 | 0 | 0 | 0 | 0 | 0 | 0 | 0 | 0 | 0 | 0 | 0
F6_Industrial_Paper and Printing_Existing_Process_Natural Gas_Gas Boiler - Hot Water Reset_A_Achievable Economic RVT Potential | F6 | Industrial | Paper and Printing | Existing | Process | Natural Gas | Gas Boiler - Hot Water Reset | A | Incremental Winter Peak Savings (MW) | Achievable Economic RVT Potential | 0 | 0 | 0 | 0 | 0 | 0 | 0 | 0 | 0 | 0 | 0 | 0 | 0 | 0 | 0 | 0 | 0 | 0 | 0 | 0 | 0 | 0 | 0 | 0 | 0 | 0 | 0 | 0 | 0 | 0 | 0
F7_Industrial_Paper and Printing_Existing_Process_Natural Gas_Gas Boiler - Hot Water Reset_A_Achievable Economic RVT Potential | F7 | Industrial | Paper and Printing | Existing | Process | Natural Gas | Gas Boiler - Hot Water Reset | A | Cumulative Energy Savings (MWh or mTherms) | Achievable Economic RVT Potential | 0 | 0 | 0 | 0 | 0 | 0 | 0 | 0 | 0 | 0 | 0 | 0 | 0 | 0 | 0 | 0 | 0 | 0 | 0 | 0 | 0 | 0 | 0 | 0 | 0 | 0 | 0 | 0 | 0 | 0 | 0
F8_Industrial_Paper and Printing_Existing_Process_Natural Gas_Gas Boiler - Hot Water Reset_A_Achievable Economic RVT Potential | F8 | Industrial | Paper and Printing | Existing | Process | Natural Gas | Gas Boiler - Hot Water Reset | A | Cumulative Summer Peak Savings (MW) | Achievable Economic RVT Potential | 0 | 0 | 0 | 0 | 0 | 0 | 0 | 0 | 0 | 0 | 0 | 0 | 0 | 0 | 0 | 0 | 0 | 0 | 0 | 0 | 0 | 0 | 0 | 0 | 0 | 0 | 0 | 0 | 0 | 0 | 0
F9_Industrial_Paper and Printing_Existing_Process_Natural Gas_Gas Boiler - Hot Water Reset_A_Achievable Economic RVT Potential | F9 | Industrial | Paper and Printing | Existing | Process | Natural Gas | Gas Boiler - Hot Water Reset | A | Cumulative Winter Peak Savings (MW) | Achievable Economic RVT Potential | 0 | 0 | 0 | 0 | 0 | 0 | 0 | 0 | 0 | 0 | 0 | 0 | 0 | 0 | 0 | 0 | 0 | 0 | 0 | 0 | 0 | 0 | 0 | 0 | 0 | 0 | 0 | 0 | 0 | 0 | 0
F10_Industrial_Paper and Printing_Existing_Process_Natural Gas_Gas Boiler - Hot Water Reset_A_Achievable Economic RVT Potential | F10 | Industrial | Paper and Printing | Existing | Process | Natural Gas | Gas Boiler - Hot Water Reset | A | Purchases (Incremental) | Achievable Economic RVT Potential | 0 | 0 | 0 | 0 | 0 | 0 | 0 | 0 | 0 | 0 | 0 | 0 | 0 | 0 | 0 | 0 | 0 | 0 | 0 | 0 | 0 | 0 | 0 | 0 | 0 | 0 | 0 | 0 | 0 | 0 | 0
F11_Industrial_Paper and Printing_Existing_Process_Natural Gas_Gas Boiler - Hot Water Reset_A_Achievable Economic RVT Potential | F11 | Industrial | Paper and Printing | Existing | Process | Natural Gas | Gas Boiler - Hot Water Reset | A | Purchases (Cumulative) | Achievable Economic RVT Potential | 0 | 0 | 0 | 0 | 0 | 0 | 0 | 0 | 0 | 0 | 0 | 0 | 0 | 0 | 0 | 0 | 0 | 0 | 0 | 0 | 0 | 0 | 0 | 0 | 0 | 0 | 0 | 0 | 0 | 0 | 0
F1_Industrial_Paper and Printing_Existing_Space Heating_Natural Gas_Steam Trap Maintenance_A_Achievable Economic RVT Potential | F1 | Industrial | Paper and Printing | Existing | Space Heating | Natural Gas | Steam Trap Maintenance | A | Integrated Unit Energy Savings (kWh or therms) | Achievable Economic RVT Potential | 0 | 0 | 0 | 0 | 0 | 128.263 | 127.34 | 126.4021 | 125.4297 | 124.4205 | 123.3929 | 122.3383 | 121.2542 | 120.1258 | 118.8973 | 117.7052 | 116.5025 | 115.3229 | 114.1645 | 113.0524 | 111.9868 | 110.8975 | 109.9091 | 108.9782 | 108.0686 | 107.2557 | 106.5612 | 105.9219 | 110.8257 | 110.3705 | 109.955
F2_Industrial_Paper and Printing_Existing_Space Heating_Natural Gas_Steam Trap Maintenance_A_Achievable Economic RVT Potential | F2 | Industrial | Paper and Printing | Existing | Space Heating | Natural Gas | Steam Trap Maintenance | A | Integrated Unit Summer Peak Savings (kW) | Achievable Economic RVT Potential | 0 | 0 | 0 | 0 | 0 | 0 | 0 | 0 | 0 | 0 | 0 | 0 | 0 | 0 | 0 | 0 | 0 | 0 | 0 | 0 | 0 | 0 | 0 | 0 | 0 | 0 | 0 | 0 | 0 | 0 | 0
F3_Industrial_Paper and Printing_Existing_Space Heating_Natural Gas_Steam Trap Maintenance_A_Achievable Economic RVT Potential | F3 | Industrial | Paper and Printing | Existing | Space Heating | Natural Gas | Steam Trap Maintenance | A | Integrated Unit Winter Peak Savings (kW) | Achievable Economic RVT Potential | 0 | 0 | 0 | 0 | 0 | 0 | 0 | 0 | 0 | 0 | 0 | 0 | 0 | 0 | 0 | 0 | 0 | 0 | 0 | 0 | 0 | 0 | 0 | 0 | 0 | 0 | 0 | 0 | 0 | 0 | 0
F4_Industrial_Paper and Printing_Existing_Space Heating_Natural Gas_Steam Trap Maintenance_A_Achievable Economic RVT Potential | F4 | Industrial | Paper and Printing | Existing | Space Heating | Natural Gas | Steam Trap Maintenance | A | Incremental Energy Savings (MWh or mTherms) | Achievable Economic RVT Potential | 0 | 0 | 0 | 0 | 0 | 0 | 0 | 0 | 0 | 0 | 0 | 0 | 0 | 0 | 0 | 0 | 0 | 0 | 0 | 0 | 0 | 0 | 0 | 0 | 0 | 0 | 0 | 0 | 0 | 0 | 0
F5_Industrial_Paper and Printing_Existing_Space Heating_Natural Gas_Steam Trap Maintenance_A_Achievable Economic RVT Potential | F5 | Industrial | Paper and Printing | Existing | Space Heating | Natural Gas | Steam Trap Maintenance | A | Incremental Summer Peak Savings (MW) | Achievable Economic RVT Potential | 0 | 0 | 0 | 0 | 0 | 0 | 0 | 0 | 0 | 0 | 0 | 0 | 0 | 0 | 0 | 0 | 0 | 0 | 0 | 0 | 0 | 0 | 0 | 0 | 0 | 0 | 0 | 0 | 0 | 0 | 0
F6_Industrial_Paper and Printing_Existing_Space Heating_Natural Gas_Steam Trap Maintenance_A_Achievable Economic RVT Potential | F6 | Industrial | Paper and Printing | Existing | Space Heating | Natural Gas | Steam Trap Maintenance | A | Incremental Winter Peak Savings (MW) | Achievable Economic RVT Potential | 0 | 0 | 0 | 0 | 0 | 0 | 0 | 0 | 0 | 0 | 0 | 0 | 0 | 0 | 0 | 0 | 0 | 0 | 0 | 0 | 0 | 0 | 0 | 0 | 0 | 0 | 0 | 0 | 0 | 0 | 0
F7_Industrial_Paper and Printing_Existing_Space Heating_Natural Gas_Steam Trap Maintenance_A_Achievable Economic RVT Potential | F7 | Industrial | Paper and Printing | Existing | Space Heating | Natural Gas | Steam Trap Maintenance | A | Cumulative Energy Savings (MWh or mTherms) | Achievable Economic RVT Potential | 0 | 0 | 0 | 0 | 0 | 0 | 0 | 0 | 0 | 0 | 0 | 0 | 0 | 0 | 0 | 0 | 0 | 0 | 0 | 0 | 0 | 0 | 0 | 0 | 0 | 0 | 0 | 0 | 0 | 0 | 0
F8_Industrial_Paper and Printing_Existing_Space Heating_Natural Gas_Steam Trap Maintenance_A_Achievable Economic RVT Potential | F8 | Industrial | Paper and Printing | Existing | Space Heating | Natural Gas | Steam Trap Maintenance | A | Cumulative Summer Peak Savings (MW) | Achievable Economic RVT Potential | 0 | 0 | 0 | 0 | 0 | 0 | 0 | 0 | 0 | 0 | 0 | 0 | 0 | 0 | 0 | 0 | 0 | 0 | 0 | 0 | 0 | 0 | 0 | 0 | 0 | 0 | 0 | 0 | 0 | 0 | 0
F9_Industrial_Paper and Printing_Existing_Space Heating_Natural Gas_Steam Trap Maintenance_A_Achievable Economic RVT Potential | F9 | Industrial | Paper and Printing | Existing | Space Heating | Natural Gas | Steam Trap Maintenance | A | Cumulative Winter Peak Savings (MW) | Achievable Economic RVT Potential | 0 | 0 | 0 | 0 | 0 | 0 | 0 | 0 | 0 | 0 | 0 | 0 | 0 | 0 | 0 | 0 | 0 | 0 | 0 | 0 | 0 | 0 | 0 | 0 | 0 | 0 | 0 | 0 | 0 | 0 | 0
F10_Industrial_Paper and Printing_Existing_Space Heating_Natural Gas_Steam Trap Maintenance_A_Achievable Economic RVT Potential | F10 | Industrial | Paper and Printing | Existing | Space Heating | Natural Gas | Steam Trap Maintenance | A | Purchases (Incremental) | Achievable Economic RVT Potential | 0 | 0 | 0 | 0 | 0 | 0 | 0 | 0 | 0 | 0 | 0 | 0 | 0 | 0 | 0 | 0 | 0 | 0 | 0 | 0 | 0 | 0 | 0 | 0 | 0 | 0 | 0 | 0 | 0 | 0 | 0
F11_Industrial_Paper and Printing_Existing_Space Heating_Natural Gas_Steam Trap Maintenance_A_Achievable Economic RVT Potential | F11 | Industrial | Paper and Printing | Existing | Space Heating | Natural Gas | Steam Trap Maintenance | A | Purchases (Cumulative) | Achievable Economic RVT Potential | 0 | 0 | 0 | 0 | 0 | 0 | 0 | 0 | 0 | 0 | 0 | 0 | 0 | 0 | 0 | 0 | 0 | 0 | 0 | 0 | 0 | 0 | 0 | 0 | 0 | 0 | 0 | 0 | 0 | 0 | 0
F1_Industrial_Paper and Printing_Existing_Process_Natural Gas_Steam Trap Maintenance_A_Achievable Economic RVT Potential | F1 | Industrial | Paper and Printing | Existing | Process | Natural Gas | Steam Trap Maintenance | A | Integrated Unit Energy Savings (kWh or therms) | Achievable Economic RVT Potential | 0 | 0 | 0 | 0 | 0 | 71.6345 | 71.5877 | 71.5434 | 71.5014 | 71.4601 | 71.42 | 71.3893 | 71.3646 | 71.34 | 71.3256 | 71.3096 | 71.2996 | 71.2897 | 71.2797 | 71.2751 | 71.2693 | 71.2672 | 71.2652 | 71.2635 | 71.2619 | 71.2606 | 71.2595 | 71.2585 | 71.6855 | 71.6855 | 71.6855
F2_Industrial_Paper and Printing_Existing_Process_Natural Gas_Steam Trap Maintenance_A_Achievable Economic RVT Potential | F2 | Industrial | Paper and Printing | Existing | Process | Natural Gas | Steam Trap Maintenance | A | Integrated Unit Summer Peak Savings (kW) | Achievable Economic RVT Potential | 0 | 0 | 0 | 0 | 0 | 0 | 0 | 0 | 0 | 0 | 0 | 0 | 0 | 0 | 0 | 0 | 0 | 0 | 0 | 0 | 0 | 0 | 0 | 0 | 0 | 0 | 0 | 0 | 0 | 0 | 0
F3_Industrial_Paper and Printing_Existing_Process_Natural Gas_Steam Trap Maintenance_A_Achievable Economic RVT Potential | F3 | Industrial | Paper and Printing | Existing | Process | Natural Gas | Steam Trap Maintenance | A | Integrated Unit Winter Peak Savings (kW) | Achievable Economic RVT Potential | 0 | 0 | 0 | 0 | 0 | 0 | 0 | 0 | 0 | 0 | 0 | 0 | 0 | 0 | 0 | 0 | 0 | 0 | 0 | 0 | 0 | 0 | 0 | 0 | 0 | 0 | 0 | 0 | 0 | 0 | 0
F4_Industrial_Paper and Printing_Existing_Process_Natural Gas_Steam Trap Maintenance_A_Achievable Economic RVT Potential | F4 | Industrial | Paper and Printing | Existing | Process | Natural Gas | Steam Trap Maintenance | A | Incremental Energy Savings (MWh or mTherms) | Achievable Economic RVT Potential | 0 | 0 | 0 | 0 | 0 | 0 | 0 | 0 | 0 | 0 | 0 | 0 | 0 | 0 | 0 | 0 | 0 | 0 | 0 | 0 | 0 | 0 | 0 | 0 | 0 | 0 | 0 | 0 | 0 | 0 | 0
F5_Industrial_Paper and Printing_Existing_Process_Natural Gas_Steam Trap Maintenance_A_Achievable Economic RVT Potential | F5 | Industrial | Paper and Printing | Existing | Process | Natural Gas | Steam Trap Maintenance | A | Incremental Summer Peak Savings (MW) | Achievable Economic RVT Potential | 0 | 0 | 0 | 0 | 0 | 0 | 0 | 0 | 0 | 0 | 0 | 0 | 0 | 0 | 0 | 0 | 0 | 0 | 0 | 0 | 0 | 0 | 0 | 0 | 0 | 0 | 0 | 0 | 0 | 0 | 0
F6_Industrial_Paper and Printing_Existing_Process_Natural Gas_Steam Trap Maintenance_A_Achievable Economic RVT Potential | F6 | Industrial | Paper and Printing | Existing | Process | Natural Gas | Steam Trap Maintenance | A | Incremental Winter Peak Savings (MW) | Achievable Economic RVT Potential | 0 | 0 | 0 | 0 | 0 | 0 | 0 | 0 | 0 | 0 | 0 | 0 | 0 | 0 | 0 | 0 | 0 | 0 | 0 | 0 | 0 | 0 | 0 | 0 | 0 | 0 | 0 | 0 | 0 | 0 | 0
F7_Industrial_Paper and Printing_Existing_Process_Natural Gas_Steam Trap Maintenance_A_Achievable Economic RVT Potential | F7 | Industrial | Paper and Printing | Existing | Process | Natural Gas | Steam Trap Maintenance | A | Cumulative Energy Savings (MWh or mTherms) | Achievable Economic RVT Potential | 0 | 0 | 0 | 0 | 0 | 0 | 0 | 0 | 0 | 0 | 0 | 0 | 0 | 0 | 0 | 0 | 0 | 0 | 0 | 0 | 0 | 0 | 0 | 0 | 0 | 0 | 0 | 0 | 0 | 0 | 0
F8_Industrial_Paper and Printing_Existing_Process_Natural Gas_Steam Trap Maintenance_A_Achievable Economic RVT Potential | F8 | Industrial | Paper and Printing | Existing | Process | Natural Gas | Steam Trap Maintenance | A | Cumulative Summer Peak Savings (MW) | Achievable Economic RVT Potential | 0 | 0 | 0 | 0 | 0 | 0 | 0 | 0 | 0 | 0 | 0 | 0 | 0 | 0 | 0 | 0 | 0 | 0 | 0 | 0 | 0 | 0 | 0 | 0 | 0 | 0 | 0 | 0 | 0 | 0 | 0
F9_Industrial_Paper and Printing_Existing_Process_Natural Gas_Steam Trap Maintenance_A_Achievable Economic RVT Potential | F9 | Industrial | Paper and Printing | Existing | Process | Natural Gas | Steam Trap Maintenance | A | Cumulative Winter Peak Savings (MW) | Achievable Economic RVT Potential | 0 | 0 | 0 | 0 | 0 | 0 | 0 | 0 | 0 | 0 | 0 | 0 | 0 | 0 | 0 | 0 | 0 | 0 | 0 | 0 | 0 | 0 | 0 | 0 | 0 | 0 | 0 | 0 | 0 | 0 | 0
F10_Industrial_Paper and Printing_Existing_Process_Natural Gas_Steam Trap Maintenance_A_Achievable Economic RVT Potential | F10 | Industrial | Paper and Printing | Existing | Process | Natural Gas | Steam Trap Maintenance | A | Purchases (Incremental) | Achievable Economic RVT Potential | 0 | 0 | 0 | 0 | 0 | 0 | 0 | 0 | 0 | 0 | 0 | 0 | 0 | 0 | 0 | 0 | 0 | 0 | 0 | 0 | 0 | 0 | 0 | 0 | 0 | 0 | 0 | 0 | 0 | 0 | 0
F11_Industrial_Paper and Printing_Existing_Process_Natural Gas_Steam Trap Maintenance_A_Achievable Economic RVT Potential | F11 | Industrial | Paper and Printing | Existing | Process | Natural Gas | Steam Trap Maintenance | A | Purchases (Cumulative) | Achievable Economic RVT Potential | 0 | 0 | 0 | 0 | 0 | 0 | 0 | 0 | 0 | 0 | 0 | 0 | 0 | 0 | 0 | 0 | 0 | 0 | 0 | 0 | 0 | 0 | 0 | 0 | 0 | 0 | 0 | 0 | 0 | 0 | 0
F1_Industrial_Paper and Printing_Existing_Space Heating_Natural Gas_Gas Boiler - High Turndown_A_Achievable Economic RVT Potential | F1 | Industrial | Paper and Printing | Existing | Space Heating | Natural Gas | Gas Boiler - High Turndown | A | Integrated Unit Energy Savings (kWh or therms) | Achievable Economic RVT Potential | 0 | 0 | 0 | 0 | 0 | 135.4669 | 133.377 | 130.7573 | 127.5569 | 123.7964 | 119.5061 | 115.0533 | 110.5824 | 106.0274 | 102.1083 | 98.3602 | 95.2919 | 92.5386 | 90.0725 | 88.2591 | 86.584 | 85.1026 | 83.8479 | 82.8283 | 81.8731 | 81.1506 | 80.5457 | 79.9906 | 117.6397 | 117.1565 | 116.7155
F2_Industrial_Paper and Printing_Existing_Space Heating_Natural Gas_Gas Boiler - High Turndown_A_Achievable Economic RVT Potential | F2 | Industrial | Paper and Printing | Existing | Space Heating | Natural Gas | Gas Boiler - High Turndown | A | Integrated Unit Summer Peak Savings (kW) | Achievable Economic RVT Potential | 0 | 0 | 0 | 0 | 0 | 0 | 0 | 0 | 0 | 0 | 0 | 0 | 0 | 0 | 0 | 0 | 0 | 0 | 0 | 0 | 0 | 0 | 0 | 0 | 0 | 0 | 0 | 0 | 0 | 0 | 0
F3_Industrial_Paper and Printing_Existing_Space Heating_Natural Gas_Gas Boiler - High Turndown_A_Achievable Economic RVT Potential | F3 | Industrial | Paper and Printing | Existing | Space Heating | Natural Gas | Gas Boiler - High Turndown | A | Integrated Unit Winter Peak Savings (kW) | Achievable Economic RVT Potential | 0 | 0 | 0 | 0 | 0 | 0 | 0 | 0 | 0 | 0 | 0 | 0 | 0 | 0 | 0 | 0 | 0 | 0 | 0 | 0 | 0 | 0 | 0 | 0 | 0 | 0 | 0 | 0 | 0 | 0 | 0
F4_Industrial_Paper and Printing_Existing_Space Heating_Natural Gas_Gas Boiler - High Turndown_A_Achievable Economic RVT Potential | F4 | Industrial | Paper and Printing | Existing | Space Heating | Natural Gas | Gas Boiler - High Turndown | A | Incremental Energy Savings (MWh or mTherms) | Achievable Economic RVT Potential | 0 | 0 | 0 | 0 | 0 | 0 | 0 | 0 | 0 | 0 | 0 | 0 | 0 | 0 | 0 | 0 | 0 | 0 | 0 | 0 | 0 | 0 | 0 | 0 | 0 | 0 | 0 | 0 | 0 | 0 | 0
F5_Industrial_Paper and Printing_Existing_Space Heating_Natural Gas_Gas Boiler - High Turndown_A_Achievable Economic RVT Potential | F5 | Industrial | Paper and Printing | Existing | Space Heating | Natural Gas | Gas Boiler - High Turndown | A | Incremental Summer Peak Savings (MW) | Achievable Economic RVT Potential | 0 | 0 | 0 | 0 | 0 | 0 | 0 | 0 | 0 | 0 | 0 | 0 | 0 | 0 | 0 | 0 | 0 | 0 | 0 | 0 | 0 | 0 | 0 | 0 | 0 | 0 | 0 | 0 | 0 | 0 | 0
F6_Industrial_Paper and Printing_Existing_Space Heating_Natural Gas_Gas Boiler - High Turndown_A_Achievable Economic RVT Potential | F6 | Industrial | Paper and Printing | Existing | Space Heating | Natural Gas | Gas Boiler - High Turndown | A | Incremental Winter Peak Savings (MW) | Achievable Economic RVT Potential | 0 | 0 | 0 | 0 | 0 | 0 | 0 | 0 | 0 | 0 | 0 | 0 | 0 | 0 | 0 | 0 | 0 | 0 | 0 | 0 | 0 | 0 | 0 | 0 | 0 | 0 | 0 | 0 | 0 | 0 | 0
F7_Industrial_Paper and Printing_Existing_Space Heating_Natural Gas_Gas Boiler - High Turndown_A_Achievable Economic RVT Potential | F7 | Industrial | Paper and Printing | Existing | Space Heating | Natural Gas | Gas Boiler - High Turndown | A | Cumulative Energy Savings (MWh or mTherms) | Achievable Economic RVT Potential | 0 | 0 | 0 | 0 | 0 | 0 | 0 | 0 | 0 | 0 | 0 | 0 | 0 | 0 | 0 | 0 | 0 | 0 | 0 | 0 | 0 | 0 | 0 | 0 | 0 | 0 | 0 | 0 | 0 | 0 | 0
F8_Industrial_Paper and Printing_Existing_Space Heating_Natural Gas_Gas Boiler - High Turndown_A_Achievable Economic RVT Potential | F8 | Industrial | Paper and Printing | Existing | Space Heating | Natural Gas | Gas Boiler - High Turndown | A | Cumulative Summer Peak Savings (MW) | Achievable Economic RVT Potential | 0 | 0 | 0 | 0 | 0 | 0 | 0 | 0 | 0 | 0 | 0 | 0 | 0 | 0 | 0 | 0 | 0 | 0 | 0 | 0 | 0 | 0 | 0 | 0 | 0 | 0 | 0 | 0 | 0 | 0 | 0
F9_Industrial_Paper and Printing_Existing_Space Heating_Natural Gas_Gas Boiler - High Turndown_A_Achievable Economic RVT Potential | F9 | Industrial | Paper and Printing | Existing | Space Heating | Natural Gas | Gas Boiler - High Turndown | A | Cumulative Winter Peak Savings (MW) | Achievable Economic RVT Potential | 0 | 0 | 0 | 0 | 0 | 0 | 0 | 0 | 0 | 0 | 0 | 0 | 0 | 0 | 0 | 0 | 0 | 0 | 0 | 0 | 0 | 0 | 0 | 0 | 0 | 0 | 0 | 0 | 0 | 0 | 0
F10_Industrial_Paper and Printing_Existing_Space Heating_Natural Gas_Gas Boiler - High Turndown_A_Achievable Economic RVT Potential | F10 | Industrial | Paper and Printing | Existing | Space Heating | Natural Gas | Gas Boiler - High Turndown | A | Purchases (Incremental) | Achievable Economic RVT Potential | 0 | 0 | 0 | 0 | 0 | 0 | 0 | 0 | 0 | 0 | 0 | 0 | 0 | 0 | 0 | 0 | 0 | 0 | 0 | 0 | 0 | 0 | 0 | 0 | 0 | 0 | 0 | 0 | 0 | 0 | 0
F11_Industrial_Paper and Printing_Existing_Space Heating_Natural Gas_Gas Boiler - High Turndown_A_Achievable Economic RVT Potential | F11 | Industrial | Paper and Printing | Existing | Space Heating | Natural Gas | Gas Boiler - High Turndown | A | Purchases (Cumulative) | Achievable Economic RVT Potential | 0 | 0 | 0 | 0 | 0 | 0 | 0 | 0 | 0 | 0 | 0 | 0 | 0 | 0 | 0 | 0 | 0 | 0 | 0 | 0 | 0 | 0 | 0 | 0 | 0 | 0 | 0 | 0 | 0 | 0 | 0
F1_Industrial_Paper and Printing_Existing_Process_Natural Gas_Gas Boiler - High Turndown_A_Achievable Economic RVT Potential | F1 | Industrial | Paper and Printing | Existing | Process | Natural Gas | Gas Boiler - High Turndown | A | Integrated Unit Energy Savings (kWh or therms) | Achievable Economic RVT Potential | 0 | 0 | 0 | 0 | 0 | 75.6843 | 75.2785 | 74.8695 | 74.4659 | 74.0622 | 73.6541 | 73.309 | 73.0013 | 72.6819 | 72.4525 | 72.2011 | 72.0068 | 71.8098 | 71.6092 | 71.4614 | 71.2969 | 71.1567 | 71.0177 | 70.8797 | 70.7427 | 70.7276 | 70.7136 | 70.7009 | 76.093 | 76.093 | 76.093
F2_Industrial_Paper and Printing_Existing_Process_Natural Gas_Gas Boiler - High Turndown_A_Achievable Economic RVT Potential | F2 | Industrial | Paper and Printing | Existing | Process | Natural Gas | Gas Boiler - High Turndown | A | Integrated Unit Summer Peak Savings (kW) | Achievable Economic RVT Potential | 0 | 0 | 0 | 0 | 0 | 0 | 0 | 0 | 0 | 0 | 0 | 0 | 0 | 0 | 0 | 0 | 0 | 0 | 0 | 0 | 0 | 0 | 0 | 0 | 0 | 0 | 0 | 0 | 0 | 0 | 0
F3_Industrial_Paper and Printing_Existing_Process_Natural Gas_Gas Boiler - High Turndown_A_Achievable Economic RVT Potential | F3 | Industrial | Paper and Printing | Existing | Process | Natural Gas | Gas Boiler - High Turndown | A | Integrated Unit Winter Peak Savings (kW) | Achievable Economic RVT Potential | 0 | 0 | 0 | 0 | 0 | 0 | 0 | 0 | 0 | 0 | 0 | 0 | 0 | 0 | 0 | 0 | 0 | 0 | 0 | 0 | 0 | 0 | 0 | 0 | 0 | 0 | 0 | 0 | 0 | 0 | 0
F4_Industrial_Paper and Printing_Existing_Process_Natural Gas_Gas Boiler - High Turndown_A_Achievable Economic RVT Potential | F4 | Industrial | Paper and Printing | Existing | Process | Natural Gas | Gas Boiler - High Turndown | A | Incremental Energy Savings (MWh or mTherms) | Achievable Economic RVT Potential | 0 | 0 | 0 | 0 | 0 | 0 | 0 | 0 | 0 | 0 | 0 | 0 | 0 | 0 | 0 | 0 | 0 | 0 | 0 | 0 | 0 | 0 | 0 | 0 | 0 | 0 | 0 | 0 | 0 | 0 | 0
F5_Industrial_Paper and Printing_Existing_Process_Natural Gas_Gas Boiler - High Turndown_A_Achievable Economic RVT Potential | F5 | Industrial | Paper and Printing | Existing | Process | Natural Gas | Gas Boiler - High Turndown | A | Incremental Summer Peak Savings (MW) | Achievable Economic RVT Potential | 0 | 0 | 0 | 0 | 0 | 0 | 0 | 0 | 0 | 0 | 0 | 0 | 0 | 0 | 0 | 0 | 0 | 0 | 0 | 0 | 0 | 0 | 0 | 0 | 0 | 0 | 0 | 0 | 0 | 0 | 0
F6_Industrial_Paper and Printing_Existing_Process_Natural Gas_Gas Boiler - High Turndown_A_Achievable Economic RVT Potential | F6 | Industrial | Paper and Printing | Existing | Process | Natural Gas | Gas Boiler - High Turndown | A | Incremental Winter Peak Savings (MW) | Achievable Economic RVT Potential | 0 | 0 | 0 | 0 | 0 | 0 | 0 | 0 | 0 | 0 | 0 | 0 | 0 | 0 | 0 | 0 | 0 | 0 | 0 | 0 | 0 | 0 | 0 | 0 | 0 | 0 | 0 | 0 | 0 | 0 | 0
F7_Industrial_Paper and Printing_Existing_Process_Natural Gas_Gas Boiler - High Turndown_A_Achievable Economic RVT Potential | F7 | Industrial | Paper and Printing | Existing | Process | Natural Gas | Gas Boiler - High Turndown | A | Cumulative Energy Savings (MWh or mTherms) | Achievable Economic RVT Potential | 0 | 0 | 0 | 0 | 0 | 0 | 0 | 0 | 0 | 0 | 0 | 0 | 0 | 0 | 0 | 0 | 0 | 0 | 0 | 0 | 0 | 0 | 0 | 0 | 0 | 0 | 0 | 0 | 0 | 0 | 0
F8_Industrial_Paper and Printing_Existing_Process_Natural Gas_Gas Boiler - High Turndown_A_Achievable Economic RVT Potential | F8 | Industrial | Paper and Printing | Existing | Process | Natural Gas | Gas Boiler - High Turndown | A | Cumulative Summer Peak Savings (MW) | Achievable Economic RVT Potential | 0 | 0 | 0 | 0 | 0 | 0 | 0 | 0 | 0 | 0 | 0 | 0 | 0 | 0 | 0 | 0 | 0 | 0 | 0 | 0 | 0 | 0 | 0 | 0 | 0 | 0 | 0 | 0 | 0 | 0 | 0
F9_Industrial_Paper and Printing_Existing_Process_Natural Gas_Gas Boiler - High Turndown_A_Achievable Economic RVT Potential | F9 | Industrial | Paper and Printing | Existing | Process | Natural Gas | Gas Boiler - High Turndown | A | Cumulative Winter Peak Savings (MW) | Achievable Economic RVT Potential | 0 | 0 | 0 | 0 | 0 | 0 | 0 | 0 | 0 | 0 | 0 | 0 | 0 | 0 | 0 | 0 | 0 | 0 | 0 | 0 | 0 | 0 | 0 | 0 | 0 | 0 | 0 | 0 | 0 | 0 | 0
F10_Industrial_Paper and Printing_Existing_Process_Natural Gas_Gas Boiler - High Turndown_A_Achievable Economic RVT Potential | F10 | Industrial | Paper and Printing | Existing | Process | Natural Gas | Gas Boiler - High Turndown | A | Purchases (Incremental) | Achievable Economic RVT Potential | 0 | 0 | 0 | 0 | 0 | 0 | 0 | 0 | 0 | 0 | 0 | 0 | 0 | 0 | 0 | 0 | 0 | 0 | 0 | 0 | 0 | 0 | 0 | 0 | 0 | 0 | 0 | 0 | 0 | 0 | 0
F11_Industrial_Paper and Printing_Existing_Process_Natural Gas_Gas Boiler - High Turndown_A_Achievable Economic RVT Potential | F11 | Industrial | Paper and Printing | Existing | Process | Natural Gas | Gas Boiler - High Turndown | A | Purchases (Cumulative) | Achievable Economic RVT Potential | 0 | 0 | 0 | 0 | 0 | 0 | 0 | 0 | 0 | 0 | 0 | 0 | 0 | 0 | 0 | 0 | 0 | 0 | 0 | 0 | 0 | 0 | 0 | 0 | 0 | 0 | 0 | 0 | 0 | 0 | 0
F1_Industrial_Paper and Printing_Existing_Space Heating_Natural Gas_Gas Boiler - Burner Control Optimization_A_Achievable Economic RVT Potential | F1 | Industrial | Paper and Printing | Existing | Space Heating | Natural Gas | Gas Boiler - Burner Control Optimization | A | Integrated Unit Energy Savings (kWh or therms) | Achievable Economic RVT Potential | 0 | 0 | 0 | 0 | 0 | 39.2837 | 38.6761 | 37.9148 | 36.9852 | 35.8934 | 34.648 | 33.356 | 32.059 | 30.7377 | 29.6011 | 28.5141 | 27.6243 | 26.8259 | 26.1108 | 25.585 | 25.0992 | 24.6698 | 24.306 | 24.0104 | 23.7335 | 23.5241 | 23.3487 | 23.1878 | 34.1155 | 33.9754 | 33.8475
F2_Industrial_Paper and Printing_Existing_Space Heating_Natural Gas_Gas Boiler - Burner Control Optimization_A_Achievable Economic RVT Potential | F2 | Industrial | Paper and Printing | Existing | Space Heating | Natural Gas | Gas Boiler - Burner Control Optimization | A | Integrated Unit Summer Peak Savings (kW) | Achievable Economic RVT Potential | 0 | 0 | 0 | 0 | 0 | 0 | 0 | 0 | 0 | 0 | 0 | 0 | 0 | 0 | 0 | 0 | 0 | 0 | 0 | 0 | 0 | 0 | 0 | 0 | 0 | 0 | 0 | 0 | 0 | 0 | 0
F3_Industrial_Paper and Printing_Existing_Space Heating_Natural Gas_Gas Boiler - Burner Control Optimization_A_Achievable Economic RVT Potential | F3 | Industrial | Paper and Printing | Existing | Space Heating | Natural Gas | Gas Boiler - Burner Control Optimization | A | Integrated Unit Winter Peak Savings (kW) | Achievable Economic RVT Potential | 0 | 0 | 0 | 0 | 0 | 0 | 0 | 0 | 0 | 0 | 0 | 0 | 0 | 0 | 0 | 0 | 0 | 0 | 0 | 0 | 0 | 0 | 0 | 0 | 0 | 0 | 0 | 0 | 0 | 0 | 0
F4_Industrial_Paper and Printing_Existing_Space Heating_Natural Gas_Gas Boiler - Burner Control Optimization_A_Achievable Economic RVT Potential | F4 | Industrial | Paper and Printing | Existing | Space Heating | Natural Gas | Gas Boiler - Burner Control Optimization | A | Incremental Energy Savings (MWh or mTherms) | Achievable Economic RVT Potential | 0 | 0 | 0 | 0 | 0 | 0 | 0 | 0 | 0 | 0 | 0 | 0 | 0 | 0 | 0 | 0 | 0 | 0 | 0 | 0 | 0 | 0 | 0 | 0 | 0 | 0 | 0 | 0 | 0 | 0 | 0
F5_Industrial_Paper and Printing_Existing_Space Heating_Natural Gas_Gas Boiler - Burner Control Optimization_A_Achievable Economic RVT Potential | F5 | Industrial | Paper and Printing | Existing | Space Heating | Natural Gas | Gas Boiler - Burner Control Optimization | A | Incremental Summer Peak Savings (MW) | Achievable Economic RVT Potential | 0 | 0 | 0 | 0 | 0 | 0 | 0 | 0 | 0 | 0 | 0 | 0 | 0 | 0 | 0 | 0 | 0 | 0 | 0 | 0 | 0 | 0 | 0 | 0 | 0 | 0 | 0 | 0 | 0 | 0 | 0
F6_Industrial_Paper and Printing_Existing_Space Heating_Natural Gas_Gas Boiler - Burner Control Optimization_A_Achievable Economic RVT Potential | F6 | Industrial | Paper and Printing | Existing | Space Heating | Natural Gas | Gas Boiler - Burner Control Optimization | A | Incremental Winter Peak Savings (MW) | Achievable Economic RVT Potential | 0 | 0 | 0 | 0 | 0 | 0 | 0 | 0 | 0 | 0 | 0 | 0 | 0 | 0 | 0 | 0 | 0 | 0 | 0 | 0 | 0 | 0 | 0 | 0 | 0 | 0 | 0 | 0 | 0 | 0 | 0
F7_Industrial_Paper and Printing_Existing_Space Heating_Natural Gas_Gas Boiler - Burner Control Optimization_A_Achievable Economic RVT Potential | F7 | Industrial | Paper and Printing | Existing | Space Heating | Natural Gas | Gas Boiler - Burner Control Optimization | A | Cumulative Energy Savings (MWh or mTherms) | Achievable Economic RVT Potential | 0 | 0 | 0 | 0 | 0 | 0 | 0 | 0 | 0 | 0 | 0 | 0 | 0 | 0 | 0 | 0 | 0 | 0 | 0 | 0 | 0 | 0 | 0 | 0 | 0 | 0 | 0 | 0 | 0 | 0 | 0
F8_Industrial_Paper and Printing_Existing_Space Heating_Natural Gas_Gas Boiler - Burner Control Optimization_A_Achievable Economic RVT Potential | F8 | Industrial | Paper and Printing | Existing | Space Heating | Natural Gas | Gas Boiler - Burner Control Optimization | A | Cumulative Summer Peak Savings (MW) | Achievable Economic RVT Potential | 0 | 0 | 0 | 0 | 0 | 0 | 0 | 0 | 0 | 0 | 0 | 0 | 0 | 0 | 0 | 0 | 0 | 0 | 0 | 0 | 0 | 0 | 0 | 0 | 0 | 0 | 0 | 0 | 0 | 0 | 0
F9_Industrial_Paper and Printing_Existing_Space Heating_Natural Gas_Gas Boiler - Burner Control Optimization_A_Achievable Economic RVT Potential | F9 | Industrial | Paper and Printing | Existing | Space Heating | Natural Gas | Gas Boiler - Burner Control Optimization | A | Cumulative Winter Peak Savings (MW) | Achievable Economic RVT Potential | 0 | 0 | 0 | 0 | 0 | 0 | 0 | 0 | 0 | 0 | 0 | 0 | 0 | 0 | 0 | 0 | 0 | 0 | 0 | 0 | 0 | 0 | 0 | 0 | 0 | 0 | 0 | 0 | 0 | 0 | 0
F10_Industrial_Paper and Printing_Existing_Space Heating_Natural Gas_Gas Boiler - Burner Control Optimization_A_Achievable Economic RVT Potential | F10 | Industrial | Paper and Printing | Existing | Space Heating | Natural Gas | Gas Boiler - Burner Control Optimization | A | Purchases (Incremental) | Achievable Economic RVT Potential | 0 | 0 | 0 | 0 | 0 | 0 | 0 | 0 | 0 | 0 | 0 | 0 | 0 | 0 | 0 | 0 | 0 | 0 | 0 | 0 | 0 | 0 | 0 | 0 | 0 | 0 | 0 | 0 | 0 | 0 | 0
F11_Industrial_Paper and Printing_Existing_Space Heating_Natural Gas_Gas Boiler - Burner Control Optimization_A_Achievable Economic RVT Potential | F11 | Industrial | Paper and Printing | Existing | Space Heating | Natural Gas | Gas Boiler - Burner Control Optimization | A | Purchases (Cumulative) | Achievable Economic RVT Potential | 0 | 0 | 0 | 0 | 0 | 0 | 0 | 0 | 0 | 0 | 0 | 0 | 0 | 0 | 0 | 0 | 0 | 0 | 0 | 0 | 0 | 0 | 0 | 0 | 0 | 0 | 0 | 0 | 0 | 0 | 0
F1_Industrial_Paper and Printing_Existing_Process_Natural Gas_Gas Boiler - Burner Control Optimization_A_Achievable Economic RVT Potential | F1 | Industrial | Paper and Printing | Existing | Process | Natural Gas | Gas Boiler - Burner Control Optimization | A | Integrated Unit Energy Savings (kWh or therms) | Achievable Economic RVT Potential | 0 | 0 | 0 | 0 | 0 | 21.944 | 21.822 | 21.699 | 21.5777 | 21.4565 | 21.3341 | 21.231 | 21.1394 | 21.0445 | 20.9766 | 20.9023 | 20.845 | 20.787 | 20.728 | 20.6847 | 20.6366 | 20.5958 | 20.5554 | 20.5154 | 20.4756 | 20.4711 | 20.467 | 20.4632 | 22.067 | 22.067 | 22.067
F2_Industrial_Paper and Printing_Existing_Process_Natural Gas_Gas Boiler - Burner Control Optimization_A_Achievable Economic RVT Potential | F2 | Industrial | Paper and Printing | Existing | Process | Natural Gas | Gas Boiler - Burner Control Optimization | A | Integrated Unit Summer Peak Savings (kW) | Achievable Economic RVT Potential | 0 | 0 | 0 | 0 | 0 | 0 | 0 | 0 | 0 | 0 | 0 | 0 | 0 | 0 | 0 | 0 | 0 | 0 | 0 | 0 | 0 | 0 | 0 | 0 | 0 | 0 | 0 | 0 | 0 | 0 | 0
F3_Industrial_Paper and Printing_Existing_Process_Natural Gas_Gas Boiler - Burner Control Optimization_A_Achievable Economic RVT Potential | F3 | Industrial | Paper and Printing | Existing | Process | Natural Gas | Gas Boiler - Burner Control Optimization | A | Integrated Unit Winter Peak Savings (kW) | Achievable Economic RVT Potential | 0 | 0 | 0 | 0 | 0 | 0 | 0 | 0 | 0 | 0 | 0 | 0 | 0 | 0 | 0 | 0 | 0 | 0 | 0 | 0 | 0 | 0 | 0 | 0 | 0 | 0 | 0 | 0 | 0 | 0 | 0
F4_Industrial_Paper and Printing_Existing_Process_Natural Gas_Gas Boiler - Burner Control Optimization_A_Achievable Economic RVT Potential | F4 | Industrial | Paper and Printing | Existing | Process | Natural Gas | Gas Boiler - Burner Control Optimization | A | Incremental Energy Savings (MWh or mTherms) | Achievable Economic RVT Potential | 0 | 0 | 0 | 0 | 0 | 0 | 0 | 0 | 0 | 0 | 0 | 0 | 0 | 0 | 0 | 0 | 0 | 0 | 0 | 0 | 0 | 0 | 0 | 0 | 0 | 0 | 0 | 0 | 0 | 0 | 0
F5_Industrial_Paper and Printing_Existing_Process_Natural Gas_Gas Boiler - Burner Control Optimization_A_Achievable Economic RVT Potential | F5 | Industrial | Paper and Printing | Existing | Process | Natural Gas | Gas Boiler - Burner Control Optimization | A | Incremental Summer Peak Savings (MW) | Achievable Economic RVT Potential | 0 | 0 | 0 | 0 | 0 | 0 | 0 | 0 | 0 | 0 | 0 | 0 | 0 | 0 | 0 | 0 | 0 | 0 | 0 | 0 | 0 | 0 | 0 | 0 | 0 | 0 | 0 | 0 | 0 | 0 | 0
F6_Industrial_Paper and Printing_Existing_Process_Natural Gas_Gas Boiler - Burner Control Optimization_A_Achievable Economic RVT Potential | F6 | Industrial | Paper and Printing | Existing | Process | Natural Gas | Gas Boiler - Burner Control Optimization | A | Incremental Winter Peak Savings (MW) | Achievable Economic RVT Potential | 0 | 0 | 0 | 0 | 0 | 0 | 0 | 0 | 0 | 0 | 0 | 0 | 0 | 0 | 0 | 0 | 0 | 0 | 0 | 0 | 0 | 0 | 0 | 0 | 0 | 0 | 0 | 0 | 0 | 0 | 0
F7_Industrial_Paper and Printing_Existing_Process_Natural Gas_Gas Boiler - Burner Control Optimization_A_Achievable Economic RVT Potential | F7 | Industrial | Paper and Printing | Existing | Process | Natural Gas | Gas Boiler - Burner Control Optimization | A | Cumulative Energy Savings (MWh or mTherms) | Achievable Economic RVT Potential | 0 | 0 | 0 | 0 | 0 | 0 | 0 | 0 | 0 | 0 | 0 | 0 | 0 | 0 | 0 | 0 | 0 | 0 | 0 | 0 | 0 | 0 | 0 | 0 | 0 | 0 | 0 | 0 | 0 | 0 | 0
F8_Industrial_Paper and Printing_Existing_Process_Natural Gas_Gas Boiler - Burner Control Optimization_A_Achievable Economic RVT Potential | F8 | Industrial | Paper and Printing | Existing | Process | Natural Gas | Gas Boiler - Burner Control Optimization | A | Cumulative Summer Peak Savings (MW) | Achievable Economic RVT Potential | 0 | 0 | 0 | 0 | 0 | 0 | 0 | 0 | 0 | 0 | 0 | 0 | 0 | 0 | 0 | 0 | 0 | 0 | 0 | 0 | 0 | 0 | 0 | 0 | 0 | 0 | 0 | 0 | 0 | 0 | 0
F9_Industrial_Paper and Printing_Existing_Process_Natural Gas_Gas Boiler - Burner Control Optimization_A_Achievable Economic RVT Potential | F9 | Industrial | Paper and Printing | Existing | Process | Natural Gas | Gas Boiler - Burner Control Optimization | A | Cumulative Winter Peak Savings (MW) | Achievable Economic RVT Potential | 0 | 0 | 0 | 0 | 0 | 0 | 0 | 0 | 0 | 0 | 0 | 0 | 0 | 0 | 0 | 0 | 0 | 0 | 0 | 0 | 0 | 0 | 0 | 0 | 0 | 0 | 0 | 0 | 0 | 0 | 0
F10_Industrial_Paper and Printing_Existing_Process_Natural Gas_Gas Boiler - Burner Control Optimization_A_Achievable Economic RVT Potential | F10 | Industrial | Paper and Printing | Existing | Process | Natural Gas | Gas Boiler - Burner Control Optimization | A | Purchases (Incremental) | Achievable Economic RVT Potential | 0 | 0 | 0 | 0 | 0 | 0 | 0 | 0 | 0 | 0 | 0 | 0 | 0 | 0 | 0 | 0 | 0 | 0 | 0 | 0 | 0 | 0 | 0 | 0 | 0 | 0 | 0 | 0 | 0 | 0 | 0
F11_Industrial_Paper and Printing_Existing_Process_Natural Gas_Gas Boiler - Burner Control Optimization_A_Achievable Economic RVT Potential | F11 | Industrial | Paper and Printing | Existing | Process | Natural Gas | Gas Boiler - Burner Control Optimization | A | Purchases (Cumulative) | Achievable Economic RVT Potential | 0 | 0 | 0 | 0 | 0 | 0 | 0 | 0 | 0 | 0 | 0 | 0 | 0 | 0 | 0 | 0 | 0 | 0 | 0 | 0 | 0 | 0 | 0 | 0 | 0 | 0 | 0 | 0 | 0 | 0 | 0
F1_Industrial_Paper and Printing_Existing_Space Heating_Natural Gas_HVAC - Demand Controlled Ventilation_A_Achievable Economic RVT Potential | F1 | Industrial | Paper and Printing | Existing | Space Heating | Natural Gas | HVAC - Demand Controlled Ventilation | A | Integrated Unit Energy Savings (kWh or therms) | Achievable Economic RVT Potential | 0 | 0 | 0 | 0 | 0 | 0.045647 | 0.045157 | 0.044538 | 0.043891 | 0.043213 | 0.042508 | 0.041777 | 0.04104 | 0.04028 | 0.039496 | 0.038731 | 0.037989 | 0.037272 | 0.036589 | 0.035965 | 0.035378 | 0.03483 | 0.034329 | 0.033878 | 0.033463 | 0.033138 | 0.03285 | 0.03258 | 0.036718 | 0.036492 | 0.03628
F2_Industrial_Paper and Printing_Existing_Space Heating_Natural Gas_HVAC - Demand Controlled Ventilation_A_Achievable Economic RVT Potential | F2 | Industrial | Paper and Printing | Existing | Space Heating | Natural Gas | HVAC - Demand Controlled Ventilation | A | Integrated Unit Summer Peak Savings (kW) | Achievable Economic RVT Potential | 0 | 0 | 0 | 0 | 0 | 0 | 0 | 0 | 0 | 0 | 0 | 0 | 0 | 0 | 0 | 0 | 0 | 0 | 0 | 0 | 0 | 0 | 0 | 0 | 0 | 0 | 0 | 0 | 0 | 0 | 0
F3_Industrial_Paper and Printing_Existing_Space Heating_Natural Gas_HVAC - Demand Controlled Ventilation_A_Achievable Economic RVT Potential | F3 | Industrial | Paper and Printing | Existing | Space Heating | Natural Gas | HVAC - Demand Controlled Ventilation | A | Integrated Unit Winter Peak Savings (kW) | Achievable Economic RVT Potential | 0 | 0 | 0 | 0 | 0 | 0 | 0 | 0 | 0 | 0 | 0 | 0 | 0 | 0 | 0 | 0 | 0 | 0 | 0 | 0 | 0 | 0 | 0 | 0 | 0 | 0 | 0 | 0 | 0 | 0 | 0
F4_Industrial_Paper and Printing_Existing_Space Heating_Natural Gas_HVAC - Demand Controlled Ventilation_A_Achievable Economic RVT Potential | F4 | Industrial | Paper and Printing | Existing | Space Heating | Natural Gas | HVAC - Demand Controlled Ventilation | A | Incremental Energy Savings (MWh or mTherms) | Achievable Economic RVT Potential | 0 | 0 | 0 | 0 | 0 | 0 | 0 | 0 | 0 | 0 | 0 | 0 | 0 | 0 | 0 | 0 | 0 | 0 | 0 | 0 | 0 | 0 | 0 | 0 | 0 | 0 | 0 | 0 | 0 | 0 | 0
F5_Industrial_Paper and Printing_Existing_Space Heating_Natural Gas_HVAC - Demand Controlled Ventilation_A_Achievable Economic RVT Potential | F5 | Industrial | Paper and Printing | Existing | Space Heating | Natural Gas | HVAC - Demand Controlled Ventilation | A | Incremental Summer Peak Savings (MW) | Achievable Economic RVT Potential | 0 | 0 | 0 | 0 | 0 | 0 | 0 | 0 | 0 | 0 | 0 | 0 | 0 | 0 | 0 | 0 | 0 | 0 | 0 | 0 | 0 | 0 | 0 | 0 | 0 | 0 | 0 | 0 | 0 | 0 | 0
F6_Industrial_Paper and Printing_Existing_Space Heating_Natural Gas_HVAC - Demand Controlled Ventilation_A_Achievable Economic RVT Potential | F6 | Industrial | Paper and Printing | Existing | Space Heating | Natural Gas | HVAC - Demand Controlled Ventilation | A | Incremental Winter Peak Savings (MW) | Achievable Economic RVT Potential | 0 | 0 | 0 | 0 | 0 | 0 | 0 | 0 | 0 | 0 | 0 | 0 | 0 | 0 | 0 | 0 | 0 | 0 | 0 | 0 | 0 | 0 | 0 | 0 | 0 | 0 | 0 | 0 | 0 | 0 | 0
F7_Industrial_Paper and Printing_Existing_Space Heating_Natural Gas_HVAC - Demand Controlled Ventilation_A_Achievable Economic RVT Potential | F7 | Industrial | Paper and Printing | Existing | Space Heating | Natural Gas | HVAC - Demand Controlled Ventilation | A | Cumulative Energy Savings (MWh or mTherms) | Achievable Economic RVT Potential | 0 | 0 | 0 | 0 | 0 | 0 | 0 | 0 | 0 | 0 | 0 | 0 | 0 | 0 | 0 | 0 | 0 | 0 | 0 | 0 | 0 | 0 | 0 | 0 | 0 | 0 | 0 | 0 | 0 | 0 | 0
F8_Industrial_Paper and Printing_Existing_Space Heating_Natural Gas_HVAC - Demand Controlled Ventilation_A_Achievable Economic RVT Potential | F8 | Industrial | Paper and Printing | Existing | Space Heating | Natural Gas | HVAC - Demand Controlled Ventilation | A | Cumulative Summer Peak Savings (MW) | Achievable Economic RVT Potential | 0 | 0 | 0 | 0 | 0 | 0 | 0 | 0 | 0 | 0 | 0 | 0 | 0 | 0 | 0 | 0 | 0 | 0 | 0 | 0 | 0 | 0 | 0 | 0 | 0 | 0 | 0 | 0 | 0 | 0 | 0
F9_Industrial_Paper and Printing_Existing_Space Heating_Natural Gas_HVAC - Demand Controlled Ventilation_A_Achievable Economic RVT Potential | F9 | Industrial | Paper and Printing | Existing | Space Heating | Natural Gas | HVAC - Demand Controlled Ventilation | A | Cumulative Winter Peak Savings (MW) | Achievable Economic RVT Potential | 0 | 0 | 0 | 0 | 0 | 0 | 0 | 0 | 0 | 0 | 0 | 0 | 0 | 0 | 0 | 0 | 0 | 0 | 0 | 0 | 0 | 0 | 0 | 0 | 0 | 0 | 0 | 0 | 0 | 0 | 0
F10_Industrial_Paper and Printing_Existing_Space Heating_Natural Gas_HVAC - Demand Controlled Ventilation_A_Achievable Economic RVT Potential | F10 | Industrial | Paper and Printing | Existing | Space Heating | Natural Gas | HVAC - Demand Controlled Ventilation | A | Purchases (Incremental) | Achievable Economic RVT Potential | 0 | 0 | 0 | 0 | 0 | 0 | 0 | 0 | 0 | 0 | 0 | 0 | 0 | 0 | 0 | 0 | 0 | 0 | 0 | 0 | 0 | 0 | 0 | 0 | 0 | 0 | 0 | 0 | 0 | 0 | 0
F11_Industrial_Paper and Printing_Existing_Space Heating_Natural Gas_HVAC - Demand Controlled Ventilation_A_Achievable Economic RVT Potential | F11 | Industrial | Paper and Printing | Existing | Space Heating | Natural Gas | HVAC - Demand Controlled Ventilation | A | Purchases (Cumulative) | Achievable Economic RVT Potential | 0 | 0 | 0 | 0 | 0 | 0 | 0 | 0 | 0 | 0 | 0 | 0 | 0 | 0 | 0 | 0 | 0 | 0 | 0 | 0 | 0 | 0 | 0 | 0 | 0 | 0 | 0 | 0 | 0 | 0 | 0
F1_Industrial_Paper and Printing_Existing_Space Heating_Natural Gas_Gas Boiler - Stack Economizer_A_Achievable Economic RVT Potential | F1 | Industrial | Paper and Printing | Existing | Space Heating | Natural Gas | Gas Boiler - Stack Economizer | A | Integrated Unit Energy Savings (kWh or therms) | Achievable Economic RVT Potential | 0 | 0 | 0 | 0 | 0 | 99.4094 | 98.7144 | 98.0077 | 97.2737 | 96.5109 | 95.7341 | 94.9336 | 94.1087 | 93.2505 | 92.3105 | 91.4003 | 90.4794 | 89.5768 | 88.6911 | 87.8387 | 87.0232 | 86.1883 | 85.4317 | 84.7194 | 84.0235 | 83.3922 | 82.8529 | 82.3565 | 85.877 | 85.5242 | 85.2023
F2_Industrial_Paper and Printing_Existing_Space Heating_Natural Gas_Gas Boiler - Stack Economizer_A_Achievable Economic RVT Potential | F2 | Industrial | Paper and Printing | Existing | Space Heating | Natural Gas | Gas Boiler - Stack Economizer | A | Integrated Unit Summer Peak Savings (kW) | Achievable Economic RVT Potential | 0 | 0 | 0 | 0 | 0 | 0 | 0 | 0 | 0 | 0 | 0 | 0 | 0 | 0 | 0 | 0 | 0 | 0 | 0 | 0 | 0 | 0 | 0 | 0 | 0 | 0 | 0 | 0 | 0 | 0 | 0
F3_Industrial_Paper and Printing_Existing_Space Heating_Natural Gas_Gas Boiler - Stack Economizer_A_Achievable Economic RVT Potential | F3 | Industrial | Paper and Printing | Existing | Space Heating | Natural Gas | Gas Boiler - Stack Economizer | A | Integrated Unit Winter Peak Savings (kW) | Achievable Economic RVT Potential | 0 | 0 | 0 | 0 | 0 | 0 | 0 | 0 | 0 | 0 | 0 | 0 | 0 | 0 | 0 | 0 | 0 | 0 | 0 | 0 | 0 | 0 | 0 | 0 | 0 | 0 | 0 | 0 | 0 | 0 | 0
F4_Industrial_Paper and Printing_Existing_Space Heating_Natural Gas_Gas Boiler - Stack Economizer_A_Achievable Economic RVT Potential | F4 | Industrial | Paper and Printing | Existing | Space Heating | Natural Gas | Gas Boiler - Stack Economizer | A | Incremental Energy Savings (MWh or mTherms) | Achievable Economic RVT Potential | 0 | 0 | 0 | 0 | 0 | 0 | 0 | 0 | 0 | 0 | 0 | 0 | 0 | 0 | 0 | 0 | 0 | 0 | 0 | 0 | 0 | 0 | 0 | 0 | 0 | 0 | 0 | 0 | 0 | 0 | 0
F5_Industrial_Paper and Printing_Existing_Space Heating_Natural Gas_Gas Boiler - Stack Economizer_A_Achievable Economic RVT Potential | F5 | Industrial | Paper and Printing | Existing | Space Heating | Natural Gas | Gas Boiler - Stack Economizer | A | Incremental Summer Peak Savings (MW) | Achievable Economic RVT Potential | 0 | 0 | 0 | 0 | 0 | 0 | 0 | 0 | 0 | 0 | 0 | 0 | 0 | 0 | 0 | 0 | 0 | 0 | 0 | 0 | 0 | 0 | 0 | 0 | 0 | 0 | 0 | 0 | 0 | 0 | 0
F6_Industrial_Paper and Printing_Existing_Space Heating_Natural Gas_Gas Boiler - Stack Economizer_A_Achievable Economic RVT Potential | F6 | Industrial | Paper and Printing | Existing | Space Heating | Natural Gas | Gas Boiler - Stack Economizer | A | Incremental Winter Peak Savings (MW) | Achievable Economic RVT Potential | 0 | 0 | 0 | 0 | 0 | 0 | 0 | 0 | 0 | 0 | 0 | 0 | 0 | 0 | 0 | 0 | 0 | 0 | 0 | 0 | 0 | 0 | 0 | 0 | 0 | 0 | 0 | 0 | 0 | 0 | 0
F7_Industrial_Paper and Printing_Existing_Space Heating_Natural Gas_Gas Boiler - Stack Economizer_A_Achievable Economic RVT Potential | F7 | Industrial | Paper and Printing | Existing | Space Heating | Natural Gas | Gas Boiler - Stack Economizer | A | Cumulative Energy Savings (MWh or mTherms) | Achievable Economic RVT Potential | 0 | 0 | 0 | 0 | 0 | 0 | 0 | 0 | 0 | 0 | 0 | 0 | 0 | 0 | 0 | 0 | 0 | 0 | 0 | 0 | 0 | 0 | 0 | 0 | 0 | 0 | 0 | 0 | 0 | 0 | 0
F8_Industrial_Paper and Printing_Existing_Space Heating_Natural Gas_Gas Boiler - Stack Economizer_A_Achievable Economic RVT Potential | F8 | Industrial | Paper and Printing | Existing | Space Heating | Natural Gas | Gas Boiler - Stack Economizer | A | Cumulative Summer Peak Savings (MW) | Achievable Economic RVT Potential | 0 | 0 | 0 | 0 | 0 | 0 | 0 | 0 | 0 | 0 | 0 | 0 | 0 | 0 | 0 | 0 | 0 | 0 | 0 | 0 | 0 | 0 | 0 | 0 | 0 | 0 | 0 | 0 | 0 | 0 | 0
F9_Industrial_Paper and Printing_Existing_Space Heating_Natural Gas_Gas Boiler - Stack Economizer_A_Achievable Economic RVT Potential | F9 | Industrial | Paper and Printing | Existing | Space Heating | Natural Gas | Gas Boiler - Stack Economizer | A | Cumulative Winter Peak Savings (MW) | Achievable Economic RVT Potential | 0 | 0 | 0 | 0 | 0 | 0 | 0 | 0 | 0 | 0 | 0 | 0 | 0 | 0 | 0 | 0 | 0 | 0 | 0 | 0 | 0 | 0 | 0 | 0 | 0 | 0 | 0 | 0 | 0 | 0 | 0
F10_Industrial_Paper and Printing_Existing_Space Heating_Natural Gas_Gas Boiler - Stack Economizer_A_Achievable Economic RVT Potential | F10 | Industrial | Paper and Printing | Existing | Space Heating | Natural Gas | Gas Boiler - Stack Economizer | A | Purchases (Incremental) | Achievable Economic RVT Potential | 0 | 0 | 0 | 0 | 0 | 0 | 0 | 0 | 0 | 0 | 0 | 0 | 0 | 0 | 0 | 0 | 0 | 0 | 0 | 0 | 0 | 0 | 0 | 0 | 0 | 0 | 0 | 0 | 0 | 0 | 0
F11_Industrial_Paper and Printing_Existing_Space Heating_Natural Gas_Gas Boiler - Stack Economizer_A_Achievable Economic RVT Potential | F11 | Industrial | Paper and Printing | Existing | Space Heating | Natural Gas | Gas Boiler - Stack Economizer | A | Purchases (Cumulative) | Achievable Economic RVT Potential | 0 | 0 | 0 | 0 | 0 | 0 | 0 | 0 | 0 | 0 | 0 | 0 | 0 | 0 | 0 | 0 | 0 | 0 | 0 | 0 | 0 | 0 | 0 | 0 | 0 | 0 | 0 | 0 | 0 | 0 | 0
F1_Industrial_Paper and Printing_Existing_Process_Natural Gas_Gas Boiler - Stack Economizer_A_Achievable Economic RVT Potential | F1 | Industrial | Paper and Printing | Existing | Process | Natural Gas | Gas Boiler - Stack Economizer | A | Integrated Unit Energy Savings (kWh or therms) | Achievable Economic RVT Potential | 0 | 0 | 0 | 0 | 0 | 73.0348 | 73.0246 | 73.0174 | 73.012 | 73.0072 | 73.0025 | 72.9988 | 72.9957 | 72.9923 | 72.9904 | 72.988 | 72.9867 | 72.9853 | 72.9838 | 72.9833 | 72.9824 | 72.9817 | 72.981 | 72.9804 | 72.9799 | 72.9797 | 72.9795 | 72.9794 | 73.0493 | 73.0493 | 73.0493
F2_Industrial_Paper and Printing_Existing_Process_Natural Gas_Gas Boiler - Stack Economizer_A_Achievable Economic RVT Potential | F2 | Industrial | Paper and Printing | Existing | Process | Natural Gas | Gas Boiler - Stack Economizer | A | Integrated Unit Summer Peak Savings (kW) | Achievable Economic RVT Potential | 0 | 0 | 0 | 0 | 0 | 0 | 0 | 0 | 0 | 0 | 0 | 0 | 0 | 0 | 0 | 0 | 0 | 0 | 0 | 0 | 0 | 0 | 0 | 0 | 0 | 0 | 0 | 0 | 0 | 0 | 0
F3_Industrial_Paper and Printing_Existing_Process_Natural Gas_Gas Boiler - Stack Economizer_A_Achievable Economic RVT Potential | F3 | Industrial | Paper and Printing | Existing | Process | Natural Gas | Gas Boiler - Stack Economizer | A | Integrated Unit Winter Peak Savings (kW) | Achievable Economic RVT Potential | 0 | 0 | 0 | 0 | 0 | 0 | 0 | 0 | 0 | 0 | 0 | 0 | 0 | 0 | 0 | 0 | 0 | 0 | 0 | 0 | 0 | 0 | 0 | 0 | 0 | 0 | 0 | 0 | 0 | 0 | 0
F4_Industrial_Paper and Printing_Existing_Process_Natural Gas_Gas Boiler - Stack Economizer_A_Achievable Economic RVT Potential | F4 | Industrial | Paper and Printing | Existing | Process | Natural Gas | Gas Boiler - Stack Economizer | A | Incremental Energy Savings (MWh or mTherms) | Achievable Economic RVT Potential | 0 | 0 | 0 | 0 | 0 | 0 | 0 | 0 | 0 | 0 | 0 | 0 | 0 | 0 | 0 | 0 | 0 | 0 | 0 | 0 | 0 | 0 | 0 | 0 | 0 | 0 | 0 | 0 | 0 | 0 | 0
F5_Industrial_Paper and Printing_Existing_Process_Natural Gas_Gas Boiler - Stack Economizer_A_Achievable Economic RVT Potential | F5 | Industrial | Paper and Printing | Existing | Process | Natural Gas | Gas Boiler - Stack Economizer | A | Incremental Summer Peak Savings (MW) | Achievable Economic RVT Potential | 0 | 0 | 0 | 0 | 0 | 0 | 0 | 0 | 0 | 0 | 0 | 0 | 0 | 0 | 0 | 0 | 0 | 0 | 0 | 0 | 0 | 0 | 0 | 0 | 0 | 0 | 0 | 0 | 0 | 0 | 0
F6_Industrial_Paper and Printing_Existing_Process_Natural Gas_Gas Boiler - Stack Economizer_A_Achievable Economic RVT Potential | F6 | Industrial | Paper and Printing | Existing | Process | Natural Gas | Gas Boiler - Stack Economizer | A | Incremental Winter Peak Savings (MW) | Achievable Economic RVT Potential | 0 | 0 | 0 | 0 | 0 | 0 | 0 | 0 | 0 | 0 | 0 | 0 | 0 | 0 | 0 | 0 | 0 | 0 | 0 | 0 | 0 | 0 | 0 | 0 | 0 | 0 | 0 | 0 | 0 | 0 | 0
F7_Industrial_Paper and Printing_Existing_Process_Natural Gas_Gas Boiler - Stack Economizer_A_Achievable Economic RVT Potential | F7 | Industrial | Paper and Printing | Existing | Process | Natural Gas | Gas Boiler - Stack Economizer | A | Cumulative Energy Savings (MWh or mTherms) | Achievable Economic RVT Potential | 0 | 0 | 0 | 0 | 0 | 0 | 0 | 0 | 0 | 0 | 0 | 0 | 0 | 0 | 0 | 0 | 0 | 0 | 0 | 0 | 0 | 0 | 0 | 0 | 0 | 0 | 0 | 0 | 0 | 0 | 0
F8_Industrial_Paper and Printing_Existing_Process_Natural Gas_Gas Boiler - Stack Economizer_A_Achievable Economic RVT Potential | F8 | Industrial | Paper and Printing | Existing | Process | Natural Gas | Gas Boiler - Stack Economizer | A | Cumulative Summer Peak Savings (MW) | Achievable Economic RVT Potential | 0 | 0 | 0 | 0 | 0 | 0 | 0 | 0 | 0 | 0 | 0 | 0 | 0 | 0 | 0 | 0 | 0 | 0 | 0 | 0 | 0 | 0 | 0 | 0 | 0 | 0 | 0 | 0 | 0 | 0 | 0
F9_Industrial_Paper and Printing_Existing_Process_Natural Gas_Gas Boiler - Stack Economizer_A_Achievable Economic RVT Potential | F9 | Industrial | Paper and Printing | Existing | Process | Natural Gas | Gas Boiler - Stack Economizer | A | Cumulative Winter Peak Savings (MW) | Achievable Economic RVT Potential | 0 | 0 | 0 | 0 | 0 | 0 | 0 | 0 | 0 | 0 | 0 | 0 | 0 | 0 | 0 | 0 | 0 | 0 | 0 | 0 | 0 | 0 | 0 | 0 | 0 | 0 | 0 | 0 | 0 | 0 | 0
F10_Industrial_Paper and Printing_Existing_Process_Natural Gas_Gas Boiler - Stack Economizer_A_Achievable Economic RVT Potential | F10 | Industrial | Paper and Printing | Existing | Process | Natural Gas | Gas Boiler - Stack Economizer | A | Purchases (Incremental) | Achievable Economic RVT Potential | 0 | 0 | 0 | 0 | 0 | 0 | 0 | 0 | 0 | 0 | 0 | 0 | 0 | 0 | 0 | 0 | 0 | 0 | 0 | 0 | 0 | 0 | 0 | 0 | 0 | 0 | 0 | 0 | 0 | 0 | 0
F11_Industrial_Paper and Printing_Existing_Process_Natural Gas_Gas Boiler - Stack Economizer_A_Achievable Economic RVT Potential | F11 | Industrial | Paper and Printing | Existing | Process | Natural Gas | Gas Boiler - Stack Economizer | A | Purchases (Cumulative) | Achievable Economic RVT Potential | 0 | 0 | 0 | 0 | 0 | 0 | 0 | 0 | 0 | 0 | 0 | 0 | 0 | 0 | 0 | 0 | 0 | 0 | 0 | 0 | 0 | 0 | 0 | 0 | 0 | 0 | 0 | 0 | 0 | 0 | 0
F1_Industrial_Paper and Printing_Existing_Space Heating_Natural Gas_Gas Furnace Tube Inserts_A_Achievable Economic RVT Potential | F1 | Industrial | Paper and Printing | Existing | Space Heating | Natural Gas | Gas Furnace Tube Inserts | A | Integrated Unit Energy Savings (kWh or therms) | Achievable Economic RVT Potential | 0 | 0 | 0 | 0 | 0 | 0.086176 | 0.085373 | 0.084345 | 0.083282 | 0.082189 | 0.081092 | 0.079981 | 0.078903 | 0.077846 | 0.076747 | 0.075738 | 0.074759 | 0.073832 | 0.072952 | 0.072096 | 0.071273 | 0.070458 | 0.069674 | 0.068936 | 0.068237 | 0.06759 | 0.067016 | 0.066478 | 0.069231 | 0.068805 | 0.068405
F2_Industrial_Paper and Printing_Existing_Space Heating_Natural Gas_Gas Furnace Tube Inserts_A_Achievable Economic RVT Potential | F2 | Industrial | Paper and Printing | Existing | Space Heating | Natural Gas | Gas Furnace Tube Inserts | A | Integrated Unit Summer Peak Savings (kW) | Achievable Economic RVT Potential | 0 | 0 | 0 | 0 | 0 | 0 | 0 | 0 | 0 | 0 | 0 | 0 | 0 | 0 | 0 | 0 | 0 | 0 | 0 | 0 | 0 | 0 | 0 | 0 | 0 | 0 | 0 | 0 | 0 | 0 | 0
F3_Industrial_Paper and Printing_Existing_Space Heating_Natural Gas_Gas Furnace Tube Inserts_A_Achievable Economic RVT Potential | F3 | Industrial | Paper and Printing | Existing | Space Heating | Natural Gas | Gas Furnace Tube Inserts | A | Integrated Unit Winter Peak Savings (kW) | Achievable Economic RVT Potential | 0 | 0 | 0 | 0 | 0 | 0 | 0 | 0 | 0 | 0 | 0 | 0 | 0 | 0 | 0 | 0 | 0 | 0 | 0 | 0 | 0 | 0 | 0 | 0 | 0 | 0 | 0 | 0 | 0 | 0 | 0
F4_Industrial_Paper and Printing_Existing_Space Heating_Natural Gas_Gas Furnace Tube Inserts_A_Achievable Economic RVT Potential | F4 | Industrial | Paper and Printing | Existing | Space Heating | Natural Gas | Gas Furnace Tube Inserts | A | Incremental Energy Savings (MWh or mTherms) | Achievable Economic RVT Potential | 0 | 0 | 0 | 0 | 0 | 0 | 0 | 0 | 0 | 0 | 0 | 0 | 0 | 0 | 0 | 0 | 0 | 0 | 0 | 0 | 0 | 0 | 0 | 0 | 0 | 0 | 0 | 0 | 0 | 0 | 0
F5_Industrial_Paper and Printing_Existing_Space Heating_Natural Gas_Gas Furnace Tube Inserts_A_Achievable Economic RVT Potential | F5 | Industrial | Paper and Printing | Existing | Space Heating | Natural Gas | Gas Furnace Tube Inserts | A | Incremental Summer Peak Savings (MW) | Achievable Economic RVT Potential | 0 | 0 | 0 | 0 | 0 | 0 | 0 | 0 | 0 | 0 | 0 | 0 | 0 | 0 | 0 | 0 | 0 | 0 | 0 | 0 | 0 | 0 | 0 | 0 | 0 | 0 | 0 | 0 | 0 | 0 | 0
F6_Industrial_Paper and Printing_Existing_Space Heating_Natural Gas_Gas Furnace Tube Inserts_A_Achievable Economic RVT Potential | F6 | Industrial | Paper and Printing | Existing | Space Heating | Natural Gas | Gas Furnace Tube Inserts | A | Incremental Winter Peak Savings (MW) | Achievable Economic RVT Potential | 0 | 0 | 0 | 0 | 0 | 0 | 0 | 0 | 0 | 0 | 0 | 0 | 0 | 0 | 0 | 0 | 0 | 0 | 0 | 0 | 0 | 0 | 0 | 0 | 0 | 0 | 0 | 0 | 0 | 0 | 0
F7_Industrial_Paper and Printing_Existing_Space Heating_Natural Gas_Gas Furnace Tube Inserts_A_Achievable Economic RVT Potential | F7 | Industrial | Paper and Printing | Existing | Space Heating | Natural Gas | Gas Furnace Tube Inserts | A | Cumulative Energy Savings (MWh or mTherms) | Achievable Economic RVT Potential | 0 | 0 | 0 | 0 | 0 | 0 | 0 | 0 | 0 | 0 | 0 | 0 | 0 | 0 | 0 | 0 | 0 | 0 | 0 | 0 | 0 | 0 | 0 | 0 | 0 | 0 | 0 | 0 | 0 | 0 | 0
F8_Industrial_Paper and Printing_Existing_Space Heating_Natural Gas_Gas Furnace Tube Inserts_A_Achievable Economic RVT Potential | F8 | Industrial | Paper and Printing | Existing | Space Heating | Natural Gas | Gas Furnace Tube Inserts | A | Cumulative Summer Peak Savings (MW) | Achievable Economic RVT Potential | 0 | 0 | 0 | 0 | 0 | 0 | 0 | 0 | 0 | 0 | 0 | 0 | 0 | 0 | 0 | 0 | 0 | 0 | 0 | 0 | 0 | 0 | 0 | 0 | 0 | 0 | 0 | 0 | 0 | 0 | 0
F9_Industrial_Paper and Printing_Existing_Space Heating_Natural Gas_Gas Furnace Tube Inserts_A_Achievable Economic RVT Potential | F9 | Industrial | Paper and Printing | Existing | Space Heating | Natural Gas | Gas Furnace Tube Inserts | A | Cumulative Winter Peak Savings (MW) | Achievable Economic RVT Potential | 0 | 0 | 0 | 0 | 0 | 0 | 0 | 0 | 0 | 0 | 0 | 0 | 0 | 0 | 0 | 0 | 0 | 0 | 0 | 0 | 0 | 0 | 0 | 0 | 0 | 0 | 0 | 0 | 0 | 0 | 0
F10_Industrial_Paper and Printing_Existing_Space Heating_Natural Gas_Gas Furnace Tube Inserts_A_Achievable Economic RVT Potential | F10 | Industrial | Paper and Printing | Existing | Space Heating | Natural Gas | Gas Furnace Tube Inserts | A | Purchases (Incremental) | Achievable Economic RVT Potential | 0 | 0 | 0 | 0 | 0 | 0 | 0 | 0 | 0 | 0 | 0 | 0 | 0 | 0 | 0 | 0 | 0 | 0 | 0 | 0 | 0 | 0 | 0 | 0 | 0 | 0 | 0 | 0 | 0 | 0 | 0
F11_Industrial_Paper and Printing_Existing_Space Heating_Natural Gas_Gas Furnace Tube Inserts_A_Achievable Economic RVT Potential | F11 | Industrial | Paper and Printing | Existing | Space Heating | Natural Gas | Gas Furnace Tube Inserts | A | Purchases (Cumulative) | Achievable Economic RVT Potential | 0 | 0 | 0 | 0 | 0 | 0 | 0 | 0 | 0 | 0 | 0 | 0 | 0 | 0 | 0 | 0 | 0 | 0 | 0 | 0 | 0 | 0 | 0 | 0 | 0 | 0 | 0 | 0 | 0 | 0 | 0
F1_Industrial_Paper and Printing_Existing_Space Heating_Natural Gas_Space Heating - Heat Recovery Ventilator_A_Achievable Economic RVT Potential | F1 | Industrial | Paper and Printing | Existing | Space Heating | Natural Gas | Space Heating - Heat Recovery Ventilator | A | Integrated Unit Energy Savings (kWh or therms) | Achievable Economic RVT Potential | 0 | 0 | 0 | 0 | 0 | 0.013154 | 0.012975 | 0.012728 | 0.012421 | 0.012055 | 0.011634 | 0.011194 | 0.010753 | 0.010303 | 0.0099135 | 0.0095415 | 0.0092361 | 0.0089656 | 0.0087263 | 0.008552 | 0.0083922 | 0.0082522 | 0.0081372 | 0.0080458 | 0.007963 | 0.0079014 | 0.0078499 | 0.0078022 | 0 | 0 | 0
F2_Industrial_Paper and Printing_Existing_Space Heating_Natural Gas_Space Heating - Heat Recovery Ventilator_A_Achievable Economic RVT Potential | F2 | Industrial | Paper and Printing | Existing | Space Heating | Natural Gas | Space Heating - Heat Recovery Ventilator | A | Integrated Unit Summer Peak Savings (kW) | Achievable Economic RVT Potential | 0 | 0 | 0 | 0 | 0 | 0 | 0 | 0 | 0 | 0 | 0 | 0 | 0 | 0 | 0 | 0 | 0 | 0 | 0 | 0 | 0 | 0 | 0 | 0 | 0 | 0 | 0 | 0 | 0 | 0 | 0
F3_Industrial_Paper and Printing_Existing_Space Heating_Natural Gas_Space Heating - Heat Recovery Ventilator_A_Achievable Economic RVT Potential | F3 | Industrial | Paper and Printing | Existing | Space Heating | Natural Gas | Space Heating - Heat Recovery Ventilator | A | Integrated Unit Winter Peak Savings (kW) | Achievable Economic RVT Potential | 0 | 0 | 0 | 0 | 0 | 0 | 0 | 0 | 0 | 0 | 0 | 0 | 0 | 0 | 0 | 0 | 0 | 0 | 0 | 0 | 0 | 0 | 0 | 0 | 0 | 0 | 0 | 0 | 0 | 0 | 0
F4_Industrial_Paper and Printing_Existing_Space Heating_Natural Gas_Space Heating - Heat Recovery Ventilator_A_Achievable Economic RVT Potential | F4 | Industrial | Paper and Printing | Existing | Space Heating | Natural Gas | Space Heating - Heat Recovery Ventilator | A | Incremental Energy Savings (MWh or mTherms) | Achievable Economic RVT Potential | 0 | 0 | 0 | 0 | 0 | 0 | 0 | 0 | 0 | 0 | 0 | 0 | 0 | 0 | 0 | 0 | 0 | 0 | 0 | 0 | 0 | 0 | 0 | 0 | 0 | 0 | 0 | 0 | 0 | 0 | 0
F5_Industrial_Paper and Printing_Existing_Space Heating_Natural Gas_Space Heating - Heat Recovery Ventilator_A_Achievable Economic RVT Potential | F5 | Industrial | Paper and Printing | Existing | Space Heating | Natural Gas | Space Heating - Heat Recovery Ventilator | A | Incremental Summer Peak Savings (MW) | Achievable Economic RVT Potential | 0 | 0 | 0 | 0 | 0 | 0 | 0 | 0 | 0 | 0 | 0 | 0 | 0 | 0 | 0 | 0 | 0 | 0 | 0 | 0 | 0 | 0 | 0 | 0 | 0 | 0 | 0 | 0 | 0 | 0 | 0
F6_Industrial_Paper and Printing_Existing_Space Heating_Natural Gas_Space Heating - Heat Recovery Ventilator_A_Achievable Economic RVT Potential | F6 | Industrial | Paper and Printing | Existing | Space Heating | Natural Gas | Space Heating - Heat Recovery Ventilator | A | Incremental Winter Peak Savings (MW) | Achievable Economic RVT Potential | 0 | 0 | 0 | 0 | 0 | 0 | 0 | 0 | 0 | 0 | 0 | 0 | 0 | 0 | 0 | 0 | 0 | 0 | 0 | 0 | 0 | 0 | 0 | 0 | 0 | 0 | 0 | 0 | 0 | 0 | 0
F7_Industrial_Paper and Printing_Existing_Space Heating_Natural Gas_Space Heating - Heat Recovery Ventilator_A_Achievable Economic RVT Potential | F7 | Industrial | Paper and Printing | Existing | Space Heating | Natural Gas | Space Heating - Heat Recovery Ventilator | A | Cumulative Energy Savings (MWh or mTherms) | Achievable Economic RVT Potential | 0 | 0 | 0 | 0 | 0 | 0 | 0 | 0 | 0 | 0 | 0 | 0 | 0 | 0 | 0 | 0 | 0 | 0 | 0 | 0 | 0 | 0 | 0 | 0 | 0 | 0 | 0 | 0 | 0 | 0 | 0
F8_Industrial_Paper and Printing_Existing_Space Heating_Natural Gas_Space Heating - Heat Recovery Ventilator_A_Achievable Economic RVT Potential | F8 | Industrial | Paper and Printing | Existing | Space Heating | Natural Gas | Space Heating - Heat Recovery Ventilator | A | Cumulative Summer Peak Savings (MW) | Achievable Economic RVT Potential | 0 | 0 | 0 | 0 | 0 | 0 | 0 | 0 | 0 | 0 | 0 | 0 | 0 | 0 | 0 | 0 | 0 | 0 | 0 | 0 | 0 | 0 | 0 | 0 | 0 | 0 | 0 | 0 | 0 | 0 | 0
F9_Industrial_Paper and Printing_Existing_Space Heating_Natural Gas_Space Heating - Heat Recovery Ventilator_A_Achievable Economic RVT Potential | F9 | Industrial | Paper and Printing | Existing | Space Heating | Natural Gas | Space Heating - Heat Recovery Ventilator | A | Cumulative Winter Peak Savings (MW) | Achievable Economic RVT Potential | 0 | 0 | 0 | 0 | 0 | 0 | 0 | 0 | 0 | 0 | 0 | 0 | 0 | 0 | 0 | 0 | 0 | 0 | 0 | 0 | 0 | 0 | 0 | 0 | 0 | 0 | 0 | 0 | 0 | 0 | 0
F10_Industrial_Paper and Printing_Existing_Space Heating_Natural Gas_Space Heating - Heat Recovery Ventilator_A_Achievable Economic RVT Potential | F10 | Industrial | Paper and Printing | Existing | Space Heating | Natural Gas | Space Heating - Heat Recovery Ventilator | A | Purchases (Incremental) | Achievable Economic RVT Potential | 0 | 0 | 0 | 0 | 0 | 0 | 0 | 0 | 0 | 0 | 0 | 0 | 0 | 0 | 0 | 0 | 0 | 0 | 0 | 0 | 0 | 0 | 0 | 0 | 0 | 0 | 0 | 0 | 0 | 0 | 0
F11_Industrial_Paper and Printing_Existing_Space Heating_Natural Gas_Space Heating - Heat Recovery Ventilator_A_Achievable Economic RVT Potential | F11 | Industrial | Paper and Printing | Existing | Space Heating | Natural Gas | Space Heating - Heat Recovery Ventilator | A | Purchases (Cumulative) | Achievable Economic RVT Potential | 0 | 0 | 0 | 0 | 0 | 0 | 0 | 0 | 0 | 0 | 0 | 0 | 0 | 0 | 0 | 0 | 0 | 0 | 0 | 0 | 0 | 0 | 0 | 0 | 0 | 0 | 0 | 0 | 0 | 0 | 0
F1_Industrial_Paper and Printing_Existing_Space Heating_Natural Gas_Thermostat - Programmable_A_Achievable Economic RVT Potential | F1 | Industrial | Paper and Printing | Existing | Space Heating | Natural Gas | Thermostat - Programmable | A | Integrated Unit Energy Savings (kWh or therms) | Achievable Economic RVT Potential | 0 | 0 | 0 | 0 | 0 | 0.0065346 | 0.0064456 | 0.006323 | 0.00617 | 0.0059877 | 0.0057779 | 0.0055587 | 0.0053385 | 0.005114 | 0.0049195 | 0.0047334 | 0.0045804 | 0.0044448 | 0.0043248 | 0.0042373 | 0.0041571 | 0.0040871 | 0.0040296 | 0.003984 | 0.0039428 | 0.0039123 | 0.0038868 | 0.0038631 | 0 | 0 | 0
F2_Industrial_Paper and Printing_Existing_Space Heating_Natural Gas_Thermostat - Programmable_A_Achievable Economic RVT Potential | F2 | Industrial | Paper and Printing | Existing | Space Heating | Natural Gas | Thermostat - Programmable | A | Integrated Unit Summer Peak Savings (kW) | Achievable Economic RVT Potential | 0 | 0 | 0 | 0 | 0 | 0 | 0 | 0 | 0 | 0 | 0 | 0 | 0 | 0 | 0 | 0 | 0 | 0 | 0 | 0 | 0 | 0 | 0 | 0 | 0 | 0 | 0 | 0 | 0 | 0 | 0
F3_Industrial_Paper and Printing_Existing_Space Heating_Natural Gas_Thermostat - Programmable_A_Achievable Economic RVT Potential | F3 | Industrial | Paper and Printing | Existing | Space Heating | Natural Gas | Thermostat - Programmable | A | Integrated Unit Winter Peak Savings (kW) | Achievable Economic RVT Potential | 0 | 0 | 0 | 0 | 0 | 0 | 0 | 0 | 0 | 0 | 0 | 0 | 0 | 0 | 0 | 0 | 0 | 0 | 0 | 0 | 0 | 0 | 0 | 0 | 0 | 0 | 0 | 0 | 0 | 0 | 0
F4_Industrial_Paper and Printing_Existing_Space Heating_Natural Gas_Thermostat - Programmable_A_Achievable Economic RVT Potential | F4 | Industrial | Paper and Printing | Existing | Space Heating | Natural Gas | Thermostat - Programmable | A | Incremental Energy Savings (MWh or mTherms) | Achievable Economic RVT Potential | 0 | 0 | 0 | 0 | 0 | 0 | 0 | 0 | 0 | 0 | 0 | 0 | 0 | 0 | 0 | 0 | 0 | 0 | 0 | 0 | 0 | 0 | 0 | 0 | 0 | 0 | 0 | 0 | 0 | 0 | 0
F5_Industrial_Paper and Printing_Existing_Space Heating_Natural Gas_Thermostat - Programmable_A_Achievable Economic RVT Potential | F5 | Industrial | Paper and Printing | Existing | Space Heating | Natural Gas | Thermostat - Programmable | A | Incremental Summer Peak Savings (MW) | Achievable Economic RVT Potential | 0 | 0 | 0 | 0 | 0 | 0 | 0 | 0 | 0 | 0 | 0 | 0 | 0 | 0 | 0 | 0 | 0 | 0 | 0 | 0 | 0 | 0 | 0 | 0 | 0 | 0 | 0 | 0 | 0 | 0 | 0
F6_Industrial_Paper and Printing_Existing_Space Heating_Natural Gas_Thermostat - Programmable_A_Achievable Economic RVT Potential | F6 | Industrial | Paper and Printing | Existing | Space Heating | Natural Gas | Thermostat - Programmable | A | Incremental Winter Peak Savings (MW) | Achievable Economic RVT Potential | 0 | 0 | 0 | 0 | 0 | 0 | 0 | 0 | 0 | 0 | 0 | 0 | 0 | 0 | 0 | 0 | 0 | 0 | 0 | 0 | 0 | 0 | 0 | 0 | 0 | 0 | 0 | 0 | 0 | 0 | 0
F7_Industrial_Paper and Printing_Existing_Space Heating_Natural Gas_Thermostat - Programmable_A_Achievable Economic RVT Potential | F7 | Industrial | Paper and Printing | Existing | Space Heating | Natural Gas | Thermostat - Programmable | A | Cumulative Energy Savings (MWh or mTherms) | Achievable Economic RVT Potential | 0 | 0 | 0 | 0 | 0 | 0 | 0 | 0 | 0 | 0 | 0 | 0 | 0 | 0 | 0 | 0 | 0 | 0 | 0 | 0 | 0 | 0 | 0 | 0 | 0 | 0 | 0 | 0 | 0 | 0 | 0
F8_Industrial_Paper and Printing_Existing_Space Heating_Natural Gas_Thermostat - Programmable_A_Achievable Economic RVT Potential | F8 | Industrial | Paper and Printing | Existing | Space Heating | Natural Gas | Thermostat - Programmable | A | Cumulative Summer Peak Savings (MW) | Achievable Economic RVT Potential | 0 | 0 | 0 | 0 | 0 | 0 | 0 | 0 | 0 | 0 | 0 | 0 | 0 | 0 | 0 | 0 | 0 | 0 | 0 | 0 | 0 | 0 | 0 | 0 | 0 | 0 | 0 | 0 | 0 | 0 | 0
F9_Industrial_Paper and Printing_Existing_Space Heating_Natural Gas_Thermostat - Programmable_A_Achievable Economic RVT Potential | F9 | Industrial | Paper and Printing | Existing | Space Heating | Natural Gas | Thermostat - Programmable | A | Cumulative Winter Peak Savings (MW) | Achievable Economic RVT Potential | 0 | 0 | 0 | 0 | 0 | 0 | 0 | 0 | 0 | 0 | 0 | 0 | 0 | 0 | 0 | 0 | 0 | 0 | 0 | 0 | 0 | 0 | 0 | 0 | 0 | 0 | 0 | 0 | 0 | 0 | 0
F10_Industrial_Paper and Printing_Existing_Space Heating_Natural Gas_Thermostat - Programmable_A_Achievable Economic RVT Potential | F10 | Industrial | Paper and Printing | Existing | Space Heating | Natural Gas | Thermostat - Programmable | A | Purchases (Incremental) | Achievable Economic RVT Potential | 0 | 0 | 0 | 0 | 0 | 0 | 0 | 0 | 0 | 0 | 0 | 0 | 0 | 0 | 0 | 0 | 0 | 0 | 0 | 0 | 0 | 0 | 0 | 0 | 0 | 0 | 0 | 0 | 0 | 0 | 0
F11_Industrial_Paper and Printing_Existing_Space Heating_Natural Gas_Thermostat - Programmable_A_Achievable Economic RVT Potential | F11 | Industrial | Paper and Printing | Existing | Space Heating | Natural Gas | Thermostat - Programmable | A | Purchases (Cumulative) | Achievable Economic RVT Potential | 0 | 0 | 0 | 0 | 0 | 0 | 0 | 0 | 0 | 0 | 0 | 0 | 0 | 0 | 0 | 0 | 0 | 0 | 0 | 0 | 0 | 0 | 0 | 0 | 0 | 0 | 0 | 0 | 0 | 0 | 0
F1_Industrial_Paper and Printing_Existing_Space Heating_Natural Gas_ENERGY STAR Connected Thermostat_A_Achievable Economic RVT Potential | F1 | Industrial | Paper and Printing | Existing | Space Heating | Natural Gas | ENERGY STAR Connected Thermostat | A | Integrated Unit Energy Savings (kWh or therms) | Achievable Economic RVT Potential | 0 | 0 | 0 | 0 | 0 | 0.015383 | 0.015173 | 0.014884 | 0.014524 | 0.014095 | 0.013601 | 0.013085 | 0.012567 | 0.012038 | 0.011581 | 0.011142 | 0.010782 | 0.010463 | 0.010181 | 0.0099746 | 0.0097859 | 0.009621 | 0.0094858 | 0.0093785 | 0.0092814 | 0.0092096 | 0.0091495 | 0.0090938 | 0 | 0 | 0
F2_Industrial_Paper and Printing_Existing_Space Heating_Natural Gas_ENERGY STAR Connected Thermostat_A_Achievable Economic RVT Potential | F2 | Industrial | Paper and Printing | Existing | Space Heating | Natural Gas | ENERGY STAR Connected Thermostat | A | Integrated Unit Summer Peak Savings (kW) | Achievable Economic RVT Potential | 0 | 0 | 0 | 0 | 0 | 0 | 0 | 0 | 0 | 0 | 0 | 0 | 0 | 0 | 0 | 0 | 0 | 0 | 0 | 0 | 0 | 0 | 0 | 0 | 0 | 0 | 0 | 0 | 0 | 0 | 0
F3_Industrial_Paper and Printing_Existing_Space Heating_Natural Gas_ENERGY STAR Connected Thermostat_A_Achievable Economic RVT Potential | F3 | Industrial | Paper and Printing | Existing | Space Heating | Natural Gas | ENERGY STAR Connected Thermostat | A | Integrated Unit Winter Peak Savings (kW) | Achievable Economic RVT Potential | 0 | 0 | 0 | 0 | 0 | 0 | 0 | 0 | 0 | 0 | 0 | 0 | 0 | 0 | 0 | 0 | 0 | 0 | 0 | 0 | 0 | 0 | 0 | 0 | 0 | 0 | 0 | 0 | 0 | 0 | 0
F4_Industrial_Paper and Printing_Existing_Space Heating_Natural Gas_ENERGY STAR Connected Thermostat_A_Achievable Economic RVT Potential | F4 | Industrial | Paper and Printing | Existing | Space Heating | Natural Gas | ENERGY STAR Connected Thermostat | A | Incremental Energy Savings (MWh or mTherms) | Achievable Economic RVT Potential | 0 | 0 | 0 | 0 | 0 | 0 | 0 | 0 | 0 | 0 | 0 | 0 | 0 | 0 | 0 | 0 | 0 | 0 | 0 | 0 | 0 | 0 | 0 | 0 | 0 | 0 | 0 | 0 | 0 | 0 | 0
F5_Industrial_Paper and Printing_Existing_Space Heating_Natural Gas_ENERGY STAR Connected Thermostat_A_Achievable Economic RVT Potential | F5 | Industrial | Paper and Printing | Existing | Space Heating | Natural Gas | ENERGY STAR Connected Thermostat | A | Incremental Summer Peak Savings (MW) | Achievable Economic RVT Potential | 0 | 0 | 0 | 0 | 0 | 0 | 0 | 0 | 0 | 0 | 0 | 0 | 0 | 0 | 0 | 0 | 0 | 0 | 0 | 0 | 0 | 0 | 0 | 0 | 0 | 0 | 0 | 0 | 0 | 0 | 0
F6_Industrial_Paper and Printing_Existing_Space Heating_Natural Gas_ENERGY STAR Connected Thermostat_A_Achievable Economic RVT Potential | F6 | Industrial | Paper and Printing | Existing | Space Heating | Natural Gas | ENERGY STAR Connected Thermostat | A | Incremental Winter Peak Savings (MW) | Achievable Economic RVT Potential | 0 | 0 | 0 | 0 | 0 | 0 | 0 | 0 | 0 | 0 | 0 | 0 | 0 | 0 | 0 | 0 | 0 | 0 | 0 | 0 | 0 | 0 | 0 | 0 | 0 | 0 | 0 | 0 | 0 | 0 | 0
F7_Industrial_Paper and Printing_Existing_Space Heating_Natural Gas_ENERGY STAR Connected Thermostat_A_Achievable Economic RVT Potential | F7 | Industrial | Paper and Printing | Existing | Space Heating | Natural Gas | ENERGY STAR Connected Thermostat | A | Cumulative Energy Savings (MWh or mTherms) | Achievable Economic RVT Potential | 0 | 0 | 0 | 0 | 0 | 0 | 0 | 0 | 0 | 0 | 0 | 0 | 0 | 0 | 0 | 0 | 0 | 0 | 0 | 0 | 0 | 0 | 0 | 0 | 0 | 0 | 0 | 0 | 0 | 0 | 0
F8_Industrial_Paper and Printing_Existing_Space Heating_Natural Gas_ENERGY STAR Connected Thermostat_A_Achievable Economic RVT Potential | F8 | Industrial | Paper and Printing | Existing | Space Heating | Natural Gas | ENERGY STAR Connected Thermostat | A | Cumulative Summer Peak Savings (MW) | Achievable Economic RVT Potential | 0 | 0 | 0 | 0 | 0 | 0 | 0 | 0 | 0 | 0 | 0 | 0 | 0 | 0 | 0 | 0 | 0 | 0 | 0 | 0 | 0 | 0 | 0 | 0 | 0 | 0 | 0 | 0 | 0 | 0 | 0
F9_Industrial_Paper and Printing_Existing_Space Heating_Natural Gas_ENERGY STAR Connected Thermostat_A_Achievable Economic RVT Potential | F9 | Industrial | Paper and Printing | Existing | Space Heating | Natural Gas | ENERGY STAR Connected Thermostat | A | Cumulative Winter Peak Savings (MW) | Achievable Economic RVT Potential | 0 | 0 | 0 | 0 | 0 | 0 | 0 | 0 | 0 | 0 | 0 | 0 | 0 | 0 | 0 | 0 | 0 | 0 | 0 | 0 | 0 | 0 | 0 | 0 | 0 | 0 | 0 | 0 | 0 | 0 | 0
F10_Industrial_Paper and Printing_Existing_Space Heating_Natural Gas_ENERGY STAR Connected Thermostat_A_Achievable Economic RVT Potential | F10 | Industrial | Paper and Printing | Existing | Space Heating | Natural Gas | ENERGY STAR Connected Thermostat | A | Purchases (Incremental) | Achievable Economic RVT Potential | 0 | 0 | 0 | 0 | 0 | 0 | 0 | 0 | 0 | 0 | 0 | 0 | 0 | 0 | 0 | 0 | 0 | 0 | 0 | 0 | 0 | 0 | 0 | 0 | 0 | 0 | 0 | 0 | 0 | 0 | 0
F11_Industrial_Paper and Printing_Existing_Space Heating_Natural Gas_ENERGY STAR Connected Thermostat_A_Achievable Economic RVT Potential | F11 | Industrial | Paper and Printing | Existing | Space Heating | Natural Gas | ENERGY STAR Connected Thermostat | A | Purchases (Cumulative) | Achievable Economic RVT Potential | 0 | 0 | 0 | 0 | 0 | 0 | 0 | 0 | 0 | 0 | 0 | 0 | 0 | 0 | 0 | 0 | 0 | 0 | 0 | 0 | 0 | 0 | 0 | 0 | 0 | 0 | 0 | 0 | 0 | 0 | 0
F1_Industrial_Paper and Printing_Existing_Space Heating_Natural Gas_Destratification Fans (HVLS)_A_Achievable Economic RVT Potential | F1 | Industrial | Paper and Printing | Existing | Space Heating | Natural Gas | Destratification Fans (HVLS) | A | Integrated Unit Energy Savings (kWh or therms) | Achievable Economic RVT Potential | 0 | 0 | 0 | 0 | 0 | 0.015383 | 0.015174 | 0.014885 | 0.014526 | 0.014098 | 0.013605 | 0.013091 | 0.012575 | 0.012049 | 0.011593 | 0.011158 | 0.010801 | 0.010485 | 0.010205 | 0.010001 | 0.0098142 | 0.0096505 | 0.009516 | 0.0094091 | 0.0093123 | 0.0092402 | 0.0091801 | 0.0091242 | 0 | 0 | 0
F2_Industrial_Paper and Printing_Existing_Space Heating_Natural Gas_Destratification Fans (HVLS)_A_Achievable Economic RVT Potential | F2 | Industrial | Paper and Printing | Existing | Space Heating | Natural Gas | Destratification Fans (HVLS) | A | Integrated Unit Summer Peak Savings (kW) | Achievable Economic RVT Potential | 0 | 0 | 0 | 0 | 0 | 0 | 0 | 0 | 0 | 0 | 0 | 0 | 0 | 0 | 0 | 0 | 0 | 0 | 0 | 0 | 0 | 0 | 0 | 0 | 0 | 0 | 0 | 0 | 0 | 0 | 0
F3_Industrial_Paper and Printing_Existing_Space Heating_Natural Gas_Destratification Fans (HVLS)_A_Achievable Economic RVT Potential | F3 | Industrial | Paper and Printing | Existing | Space Heating | Natural Gas | Destratification Fans (HVLS) | A | Integrated Unit Winter Peak Savings (kW) | Achievable Economic RVT Potential | 0 | 0 | 0 | 0 | 0 | 0 | 0 | 0 | 0 | 0 | 0 | 0 | 0 | 0 | 0 | 0 | 0 | 0 | 0 | 0 | 0 | 0 | 0 | 0 | 0 | 0 | 0 | 0 | 0 | 0 | 0
F4_Industrial_Paper and Printing_Existing_Space Heating_Natural Gas_Destratification Fans (HVLS)_A_Achievable Economic RVT Potential | F4 | Industrial | Paper and Printing | Existing | Space Heating | Natural Gas | Destratification Fans (HVLS) | A | Incremental Energy Savings (MWh or mTherms) | Achievable Economic RVT Potential | 0 | 0 | 0 | 0 | 0 | 0 | 0 | 0 | 0 | 0 | 0 | 0 | 0 | 0 | 0 | 0 | 0 | 0 | 0 | 0 | 0 | 0 | 0 | 0 | 0 | 0 | 0 | 0 | 0 | 0 | 0
F5_Industrial_Paper and Printing_Existing_Space Heating_Natural Gas_Destratification Fans (HVLS)_A_Achievable Economic RVT Potential | F5 | Industrial | Paper and Printing | Existing | Space Heating | Natural Gas | Destratification Fans (HVLS) | A | Incremental Summer Peak Savings (MW) | Achievable Economic RVT Potential | 0 | 0 | 0 | 0 | 0 | 0 | 0 | 0 | 0 | 0 | 0 | 0 | 0 | 0 | 0 | 0 | 0 | 0 | 0 | 0 | 0 | 0 | 0 | 0 | 0 | 0 | 0 | 0 | 0 | 0 | 0
F6_Industrial_Paper and Printing_Existing_Space Heating_Natural Gas_Destratification Fans (HVLS)_A_Achievable Economic RVT Potential | F6 | Industrial | Paper and Printing | Existing | Space Heating | Natural Gas | Destratification Fans (HVLS) | A | Incremental Winter Peak Savings (MW) | Achievable Economic RVT Potential | 0 | 0 | 0 | 0 | 0 | 0 | 0 | 0 | 0 | 0 | 0 | 0 | 0 | 0 | 0 | 0 | 0 | 0 | 0 | 0 | 0 | 0 | 0 | 0 | 0 | 0 | 0 | 0 | 0 | 0 | 0
F7_Industrial_Paper and Printing_Existing_Space Heating_Natural Gas_Destratification Fans (HVLS)_A_Achievable Economic RVT Potential | F7 | Industrial | Paper and Printing | Existing | Space Heating | Natural Gas | Destratification Fans (HVLS) | A | Cumulative Energy Savings (MWh or mTherms) | Achievable Economic RVT Potential | 0 | 0 | 0 | 0 | 0 | 0 | 0 | 0 | 0 | 0 | 0 | 0 | 0 | 0 | 0 | 0 | 0 | 0 | 0 | 0 | 0 | 0 | 0 | 0 | 0 | 0 | 0 | 0 | 0 | 0 | 0
F8_Industrial_Paper and Printing_Existing_Space Heating_Natural Gas_Destratification Fans (HVLS)_A_Achievable Economic RVT Potential | F8 | Industrial | Paper and Printing | Existing | Space Heating | Natural Gas | Destratification Fans (HVLS) | A | Cumulative Summer Peak Savings (MW) | Achievable Economic RVT Potential | 0 | 0 | 0 | 0 | 0 | 0 | 0 | 0 | 0 | 0 | 0 | 0 | 0 | 0 | 0 | 0 | 0 | 0 | 0 | 0 | 0 | 0 | 0 | 0 | 0 | 0 | 0 | 0 | 0 | 0 | 0
F9_Industrial_Paper and Printing_Existing_Space Heating_Natural Gas_Destratification Fans (HVLS)_A_Achievable Economic RVT Potential | F9 | Industrial | Paper and Printing | Existing | Space Heating | Natural Gas | Destratification Fans (HVLS) | A | Cumulative Winter Peak Savings (MW) | Achievable Economic RVT Potential | 0 | 0 | 0 | 0 | 0 | 0 | 0 | 0 | 0 | 0 | 0 | 0 | 0 | 0 | 0 | 0 | 0 | 0 | 0 | 0 | 0 | 0 | 0 | 0 | 0 | 0 | 0 | 0 | 0 | 0 | 0
F10_Industrial_Paper and Printing_Existing_Space Heating_Natural Gas_Destratification Fans (HVLS)_A_Achievable Economic RVT Potential | F10 | Industrial | Paper and Printing | Existing | Space Heating | Natural Gas | Destratification Fans (HVLS) | A | Purchases (Incremental) | Achievable Economic RVT Potential | 0 | 0 | 0 | 0 | 0 | 0 | 0 | 0 | 0 | 0 | 0 | 0 | 0 | 0 | 0 | 0 | 0 | 0 | 0 | 0 | 0 | 0 | 0 | 0 | 0 | 0 | 0 | 0 | 0 | 0 | 0
F11_Industrial_Paper and Printing_Existing_Space Heating_Natural Gas_Destratification Fans (HVLS)_A_Achievable Economic RVT Potential | F11 | Industrial | Paper and Printing | Existing | Space Heating | Natural Gas | Destratification Fans (HVLS) | A | Purchases (Cumulative) | Achievable Economic RVT Potential | 0 | 0 | 0 | 0 | 0 | 0 | 0 | 0 | 0 | 0 | 0 | 0 | 0 | 0 | 0 | 0 | 0 | 0 | 0 | 0 | 0 | 0 | 0 | 0 | 0 | 0 | 0 | 0 | 0 | 0 | 0
F1_Industrial_Paper and Printing_Existing_Space Heating_Natural Gas_Gas Boiler - Insulate Steam Lines/Condensate Tank_A_Achievable Economic RVT Potential | F1 | Industrial | Paper and Printing | Existing | Space Heating | Natural Gas | Gas Boiler - Insulate Steam Lines/Condensate Tank | A | Integrated Unit Energy Savings (kWh or therms) | Achievable Economic RVT Potential | 0 | 0 | 0 | 0 | 0 | 1080.0311 | 1070.5867 | 1060.7922 | 1050.4378 | 1039.3919 | 1027.579 | 1015.0665 | 1001.7108 | 987.1124 | 971.6128 | 955.6791 | 939.8361 | 924.1163 | 908.7891 | 894.9941 | 882.0544 | 869.7687 | 859.0983 | 849.5342 | 840.5525 | 833.8454 | 828.2794 | 823.159 | 934.2822 | 930.4445 | 926.9418
F2_Industrial_Paper and Printing_Existing_Space Heating_Natural Gas_Gas Boiler - Insulate Steam Lines/Condensate Tank_A_Achievable Economic RVT Potential | F2 | Industrial | Paper and Printing | Existing | Space Heating | Natural Gas | Gas Boiler - Insulate Steam Lines/Condensate Tank | A | Integrated Unit Summer Peak Savings (kW) | Achievable Economic RVT Potential | 0 | 0 | 0 | 0 | 0 | 0 | 0 | 0 | 0 | 0 | 0 | 0 | 0 | 0 | 0 | 0 | 0 | 0 | 0 | 0 | 0 | 0 | 0 | 0 | 0 | 0 | 0 | 0 | 0 | 0 | 0
F3_Industrial_Paper and Printing_Existing_Space Heating_Natural Gas_Gas Boiler - Insulate Steam Lines/Condensate Tank_A_Achievable Economic RVT Potential | F3 | Industrial | Paper and Printing | Existing | Space Heating | Natural Gas | Gas Boiler - Insulate Steam Lines/Condensate Tank | A | Integrated Unit Winter Peak Savings (kW) | Achievable Economic RVT Potential | 0 | 0 | 0 | 0 | 0 | 0 | 0 | 0 | 0 | 0 | 0 | 0 | 0 | 0 | 0 | 0 | 0 | 0 | 0 | 0 | 0 | 0 | 0 | 0 | 0 | 0 | 0 | 0 | 0 | 0 | 0
F4_Industrial_Paper and Printing_Existing_Space Heating_Natural Gas_Gas Boiler - Insulate Steam Lines/Condensate Tank_A_Achievable Economic RVT Potential | F4 | Industrial | Paper and Printing | Existing | Space Heating | Natural Gas | Gas Boiler - Insulate Steam Lines/Condensate Tank | A | Incremental Energy Savings (MWh or mTherms) | Achievable Economic RVT Potential | 0 | 0 | 0 | 0 | 0 | 0 | 0 | 0 | 0 | 0 | 0 | 0 | 0 | 0 | 0 | 0 | 0 | 0 | 0 | 0 | 0 | 0 | 0 | 0 | 0 | 0 | 0 | 0 | 0 | 0 | 0
F5_Industrial_Paper and Printing_Existing_Space Heating_Natural Gas_Gas Boiler - Insulate Steam Lines/Condensate Tank_A_Achievable Economic RVT Potential | F5 | Industrial | Paper and Printing | Existing | Space Heating | Natural Gas | Gas Boiler - Insulate Steam Lines/Condensate Tank | A | Incremental Summer Peak Savings (MW) | Achievable Economic RVT Potential | 0 | 0 | 0 | 0 | 0 | 0 | 0 | 0 | 0 | 0 | 0 | 0 | 0 | 0 | 0 | 0 | 0 | 0 | 0 | 0 | 0 | 0 | 0 | 0 | 0 | 0 | 0 | 0 | 0 | 0 | 0
F6_Industrial_Paper and Printing_Existing_Space Heating_Natural Gas_Gas Boiler - Insulate Steam Lines/Condensate Tank_A_Achievable Economic RVT Potential | F6 | Industrial | Paper and Printing | Existing | Space Heating | Natural Gas | Gas Boiler - Insulate Steam Lines/Condensate Tank | A | Incremental Winter Peak Savings (MW) | Achievable Economic RVT Potential | 0 | 0 | 0 | 0 | 0 | 0 | 0 | 0 | 0 | 0 | 0 | 0 | 0 | 0 | 0 | 0 | 0 | 0 | 0 | 0 | 0 | 0 | 0 | 0 | 0 | 0 | 0 | 0 | 0 | 0 | 0
F7_Industrial_Paper and Printing_Existing_Space Heating_Natural Gas_Gas Boiler - Insulate Steam Lines/Condensate Tank_A_Achievable Economic RVT Potential | F7 | Industrial | Paper and Printing | Existing | Space Heating | Natural Gas | Gas Boiler - Insulate Steam Lines/Condensate Tank | A | Cumulative Energy Savings (MWh or mTherms) | Achievable Economic RVT Potential | 0 | 0 | 0 | 0 | 0 | 0 | 0 | 0 | 0 | 0 | 0 | 0 | 0 | 0 | 0 | 0 | 0 | 0 | 0 | 0 | 0 | 0 | 0 | 0 | 0 | 0 | 0 | 0 | 0 | 0 | 0
F8_Industrial_Paper and Printing_Existing_Space Heating_Natural Gas_Gas Boiler - Insulate Steam Lines/Condensate Tank_A_Achievable Economic RVT Potential | F8 | Industrial | Paper and Printing | Existing | Space Heating | Natural Gas | Gas Boiler - Insulate Steam Lines/Condensate Tank | A | Cumulative Summer Peak Savings (MW) | Achievable Economic RVT Potential | 0 | 0 | 0 | 0 | 0 | 0 | 0 | 0 | 0 | 0 | 0 | 0 | 0 | 0 | 0 | 0 | 0 | 0 | 0 | 0 | 0 | 0 | 0 | 0 | 0 | 0 | 0 | 0 | 0 | 0 | 0
F9_Industrial_Paper and Printing_Existing_Space Heating_Natural Gas_Gas Boiler - Insulate Steam Lines/Condensate Tank_A_Achievable Economic RVT Potential | F9 | Industrial | Paper and Printing | Existing | Space Heating | Natural Gas | Gas Boiler - Insulate Steam Lines/Condensate Tank | A | Cumulative Winter Peak Savings (MW) | Achievable Economic RVT Potential | 0 | 0 | 0 | 0 | 0 | 0 | 0 | 0 | 0 | 0 | 0 | 0 | 0 | 0 | 0 | 0 | 0 | 0 | 0 | 0 | 0 | 0 | 0 | 0 | 0 | 0 | 0 | 0 | 0 | 0 | 0
F10_Industrial_Paper and Printing_Existing_Space Heating_Natural Gas_Gas Boiler - Insulate Steam Lines/Condensate Tank_A_Achievable Economic RVT Potential | F10 | Industrial | Paper and Printing | Existing | Space Heating | Natural Gas | Gas Boiler - Insulate Steam Lines/Condensate Tank | A | Purchases (Incremental) | Achievable Economic RVT Potential | 0 | 0 | 0 | 0 | 0 | 0 | 0 | 0 | 0 | 0 | 0 | 0 | 0 | 0 | 0 | 0 | 0 | 0 | 0 | 0 | 0 | 0 | 0 | 0 | 0 | 0 | 0 | 0 | 0 | 0 | 0
F11_Industrial_Paper and Printing_Existing_Space Heating_Natural Gas_Gas Boiler - Insulate Steam Lines/Condensate Tank_A_Achievable Economic RVT Potential | F11 | Industrial | Paper and Printing | Existing | Space Heating | Natural Gas | Gas Boiler - Insulate Steam Lines/Condensate Tank | A | Purchases (Cumulative) | Achievable Economic RVT Potential | 0 | 0 | 0 | 0 | 0 | 0 | 0 | 0 | 0 | 0 | 0 | 0 | 0 | 0 | 0 | 0 | 0 | 0 | 0 | 0 | 0 | 0 | 0 | 0 | 0 | 0 | 0 | 0 | 0 | 0 | 0
F1_Industrial_Paper and Printing_Existing_Process_Natural Gas_Gas Boiler - Insulate Steam Lines/Condensate Tank_A_Achievable Economic RVT Potential | F1 | Industrial | Paper and Printing | Existing | Process | Natural Gas | Gas Boiler - Insulate Steam Lines/Condensate Tank | A | Integrated Unit Energy Savings (kWh or therms) | Achievable Economic RVT Potential | 0 | 0 | 0 | 0 | 0 | 601.5182 | 598.7331 | 595.9223 | 593.1453 | 590.362 | 587.5402 | 585.1436 | 583.0011 | 580.7759 | 579.1752 | 577.4263 | 576.0793 | 574.7176 | 573.3344 | 572.319 | 571.1875 | 570.2231 | 569.2666 | 568.317 | 567.3744 | 567.2691 | 567.1724 | 567.0842 | 604.3224 | 604.3224 | 604.3224
F2_Industrial_Paper and Printing_Existing_Process_Natural Gas_Gas Boiler - Insulate Steam Lines/Condensate Tank_A_Achievable Economic RVT Potential | F2 | Industrial | Paper and Printing | Existing | Process | Natural Gas | Gas Boiler - Insulate Steam Lines/Condensate Tank | A | Integrated Unit Summer Peak Savings (kW) | Achievable Economic RVT Potential | 0 | 0 | 0 | 0 | 0 | 0 | 0 | 0 | 0 | 0 | 0 | 0 | 0 | 0 | 0 | 0 | 0 | 0 | 0 | 0 | 0 | 0 | 0 | 0 | 0 | 0 | 0 | 0 | 0 | 0 | 0
F3_Industrial_Paper and Printing_Existing_Process_Natural Gas_Gas Boiler - Insulate Steam Lines/Condensate Tank_A_Achievable Economic RVT Potential | F3 | Industrial | Paper and Printing | Existing | Process | Natural Gas | Gas Boiler - Insulate Steam Lines/Condensate Tank | A | Integrated Unit Winter Peak Savings (kW) | Achievable Economic RVT Potential | 0 | 0 | 0 | 0 | 0 | 0 | 0 | 0 | 0 | 0 | 0 | 0 | 0 | 0 | 0 | 0 | 0 | 0 | 0 | 0 | 0 | 0 | 0 | 0 | 0 | 0 | 0 | 0 | 0 | 0 | 0
F4_Industrial_Paper and Printing_Existing_Process_Natural Gas_Gas Boiler - Insulate Steam Lines/Condensate Tank_A_Achievable Economic RVT Potential | F4 | Industrial | Paper and Printing | Existing | Process | Natural Gas | Gas Boiler - Insulate Steam Lines/Condensate Tank | A | Incremental Energy Savings (MWh or mTherms) | Achievable Economic RVT Potential | 0 | 0 | 0 | 0 | 0 | 0 | 0 | 0 | 0 | 0 | 0 | 0 | 0 | 0 | 0 | 0 | 0 | 0 | 0 | 0 | 0 | 0 | 0 | 0 | 0 | 0 | 0 | 0 | 0 | 0 | 0
F5_Industrial_Paper and Printing_Existing_Process_Natural Gas_Gas Boiler - Insulate Steam Lines/Condensate Tank_A_Achievable Economic RVT Potential | F5 | Industrial | Paper and Printing | Existing | Process | Natural Gas | Gas Boiler - Insulate Steam Lines/Condensate Tank | A | Incremental Summer Peak Savings (MW) | Achievable Economic RVT Potential | 0 | 0 | 0 | 0 | 0 | 0 | 0 | 0 | 0 | 0 | 0 | 0 | 0 | 0 | 0 | 0 | 0 | 0 | 0 | 0 | 0 | 0 | 0 | 0 | 0 | 0 | 0 | 0 | 0 | 0 | 0
F6_Industrial_Paper and Printing_Existing_Process_Natural Gas_Gas Boiler - Insulate Steam Lines/Condensate Tank_A_Achievable Economic RVT Potential | F6 | Industrial | Paper and Printing | Existing | Process | Natural Gas | Gas Boiler - Insulate Steam Lines/Condensate Tank | A | Incremental Winter Peak Savings (MW) | Achievable Economic RVT Potential | 0 | 0 | 0 | 0 | 0 | 0 | 0 | 0 | 0 | 0 | 0 | 0 | 0 | 0 | 0 | 0 | 0 | 0 | 0 | 0 | 0 | 0 | 0 | 0 | 0 | 0 | 0 | 0 | 0 | 0 | 0
F7_Industrial_Paper and Printing_Existing_Process_Natural Gas_Gas Boiler - Insulate Steam Lines/Condensate Tank_A_Achievable Economic RVT Potential | F7 | Industrial | Paper and Printing | Existing | Process | Natural Gas | Gas Boiler - Insulate Steam Lines/Condensate Tank | A | Cumulative Energy Savings (MWh or mTherms) | Achievable Economic RVT Potential | 0 | 0 | 0 | 0 | 0 | 0 | 0 | 0 | 0 | 0 | 0 | 0 | 0 | 0 | 0 | 0 | 0 | 0 | 0 | 0 | 0 | 0 | 0 | 0 | 0 | 0 | 0 | 0 | 0 | 0 | 0
F8_Industrial_Paper and Printing_Existing_Process_Natural Gas_Gas Boiler - Insulate Steam Lines/Condensate Tank_A_Achievable Economic RVT Potential | F8 | Industrial | Paper and Printing | Existing | Process | Natural Gas | Gas Boiler - Insulate Steam Lines/Condensate Tank | A | Cumulative Summer Peak Savings (MW) | Achievable Economic RVT Potential | 0 | 0 | 0 | 0 | 0 | 0 | 0 | 0 | 0 | 0 | 0 | 0 | 0 | 0 | 0 | 0 | 0 | 0 | 0 | 0 | 0 | 0 | 0 | 0 | 0 | 0 | 0 | 0 | 0 | 0 | 0
F9_Industrial_Paper and Printing_Existing_Process_Natural Gas_Gas Boiler - Insulate Steam Lines/Condensate Tank_A_Achievable Economic RVT Potential | F9 | Industrial | Paper and Printing | Existing | Process | Natural Gas | Gas Boiler - Insulate Steam Lines/Condensate Tank | A | Cumulative Winter Peak Savings (MW) | Achievable Economic RVT Potential | 0 | 0 | 0 | 0 | 0 | 0 | 0 | 0 | 0 | 0 | 0 | 0 | 0 | 0 | 0 | 0 | 0 | 0 | 0 | 0 | 0 | 0 | 0 | 0 | 0 | 0 | 0 | 0 | 0 | 0 | 0
F10_Industrial_Paper and Printing_Existing_Process_Natural Gas_Gas Boiler - Insulate Steam Lines/Condensate Tank_A_Achievable Economic RVT Potential | F10 | Industrial | Paper and Printing | Existing | Process | Natural Gas | Gas Boiler - Insulate Steam Lines/Condensate Tank | A | Purchases (Incremental) | Achievable Economic RVT Potential | 0 | 0 | 0 | 0 | 0 | 0 | 0 | 0 | 0 | 0 | 0 | 0 | 0 | 0 | 0 | 0 | 0 | 0 | 0 | 0 | 0 | 0 | 0 | 0 | 0 | 0 | 0 | 0 | 0 | 0 | 0
F11_Industrial_Paper and Printing_Existing_Process_Natural Gas_Gas Boiler - Insulate Steam Lines/Condensate Tank_A_Achievable Economic RVT Potential | F11 | Industrial | Paper and Printing | Existing | Process | Natural Gas | Gas Boiler - Insulate Steam Lines/Condensate Tank | A | Purchases (Cumulative) | Achievable Economic RVT Potential | 0 | 0 | 0 | 0 | 0 | 0 | 0 | 0 | 0 | 0 | 0 | 0 | 0 | 0 | 0 | 0 | 0 | 0 | 0 | 0 | 0 | 0 | 0 | 0 | 0 | 0 | 0 | 0 | 0 | 0 | 0
F1_Industrial_Paper and Printing_Existing_Space Heating_Natural Gas_Gas Boiler - Insulate Hot Water Lines_A_Achievable Economic RVT Potential | F1 | Industrial | Paper and Printing | Existing | Space Heating | Natural Gas | Gas Boiler - Insulate Hot Water Lines | A | Integrated Unit Energy Savings (kWh or therms) | Achievable Economic RVT Potential | 0 | 0 | 0 | 0 | 0 | 1222.0807 | 1213.1595 | 1204.0716 | 1194.6386 | 1184.8359 | 1174.8229 | 1164.5425 | 1153.9807 | 1142.9946 | 1131.1174 | 1119.606 | 1108.0598 | 1096.7622 | 1085.6869 | 1075.0879 | 1064.9271 | 1054.544 | 1045.1243 | 1036.2516 | 1027.5836 | 1019.8497 | 1013.2427 | 1007.1599 | 1056.0327 | 1051.695 | 1047.7358
F2_Industrial_Paper and Printing_Existing_Space Heating_Natural Gas_Gas Boiler - Insulate Hot Water Lines_A_Achievable Economic RVT Potential | F2 | Industrial | Paper and Printing | Existing | Space Heating | Natural Gas | Gas Boiler - Insulate Hot Water Lines | A | Integrated Unit Summer Peak Savings (kW) | Achievable Economic RVT Potential | 0 | 0 | 0 | 0 | 0 | 0 | 0 | 0 | 0 | 0 | 0 | 0 | 0 | 0 | 0 | 0 | 0 | 0 | 0 | 0 | 0 | 0 | 0 | 0 | 0 | 0 | 0 | 0 | 0 | 0 | 0
F3_Industrial_Paper and Printing_Existing_Space Heating_Natural Gas_Gas Boiler - Insulate Hot Water Lines_A_Achievable Economic RVT Potential | F3 | Industrial | Paper and Printing | Existing | Space Heating | Natural Gas | Gas Boiler - Insulate Hot Water Lines | A | Integrated Unit Winter Peak Savings (kW) | Achievable Economic RVT Potential | 0 | 0 | 0 | 0 | 0 | 0 | 0 | 0 | 0 | 0 | 0 | 0 | 0 | 0 | 0 | 0 | 0 | 0 | 0 | 0 | 0 | 0 | 0 | 0 | 0 | 0 | 0 | 0 | 0 | 0 | 0
F4_Industrial_Paper and Printing_Existing_Space Heating_Natural Gas_Gas Boiler - Insulate Hot Water Lines_A_Achievable Economic RVT Potential | F4 | Industrial | Paper and Printing | Existing | Space Heating | Natural Gas | Gas Boiler - Insulate Hot Water Lines | A | Incremental Energy Savings (MWh or mTherms) | Achievable Economic RVT Potential | 0 | 0 | 0 | 0 | 0 | 0 | 0 | 0 | 0 | 0 | 0 | 0 | 0 | 0 | 0 | 0 | 0 | 0 | 0 | 0 | 0 | 0 | 0 | 0 | 0 | 0 | 0 | 0 | 0 | 0 | 0
F5_Industrial_Paper and Printing_Existing_Space Heating_Natural Gas_Gas Boiler - Insulate Hot Water Lines_A_Achievable Economic RVT Potential | F5 | Industrial | Paper and Printing | Existing | Space Heating | Natural Gas | Gas Boiler - Insulate Hot Water Lines | A | Incremental Summer Peak Savings (MW) | Achievable Economic RVT Potential | 0 | 0 | 0 | 0 | 0 | 0 | 0 | 0 | 0 | 0 | 0 | 0 | 0 | 0 | 0 | 0 | 0 | 0 | 0 | 0 | 0 | 0 | 0 | 0 | 0 | 0 | 0 | 0 | 0 | 0 | 0