WA_Industrial_Wood and Lumber Products_Existing_Space Heating_Natural Gas_Gas Boiler - Burner Control Optimization_A | WA | Industrial | Wood and Lumber Products | Existing | Space Heating | Natural Gas | Gas Boiler - Burner Control Optimization | A | IM575 | Average performance | Optimized burner controls | 18 | 0.35618 | 0 | 0 | 24.55 | 0 | 0 | 0 | 12.2742 |  | employee | 5% | 85% | Retrofit | Retro3Slow | 83.58% | TBD | 0.2% | 827.9796 |  | 614.0342 |  | 0.00063267 | IL TRM - 4.4.22 - CI-HVC-O2TC-V01-140601 | GBLR_O2TRM-Heating-MEMD-2018-1 | IL TRM - 4.4.22 - CI-HVC-O2TC-V01-140601 | Average performance | Average performance | Average performance | Average performance | Average performance | Average performance | Average performance | Average performance | Average performance | Average performance | Average performance | Average performance | Average performance | Average performance | Average performance | Average performance | Average performance | Average performance | Average performance | Average performance | Average performance | Average performance | Average performance | Average performance | Average performance | Average performance | Average performance | Average performance | Average performance | Average performance | Average performance | Optimized burner controls | Optimized burner controls | Optimized burner controls | Optimized burner controls | Optimized burner controls | Optimized burner controls | Optimized burner controls | Optimized burner controls | Optimized burner controls | Optimized burner controls | Optimized burner controls | Optimized burner controls | Optimized burner controls | Optimized burner controls | Optimized burner controls | Optimized burner controls | Optimized burner controls | Optimized burner controls | Optimized burner controls | Optimized burner controls | Optimized burner controls | Optimized burner controls | Optimized burner controls | Optimized burner controls | Optimized burner controls | Optimized burner controls | Optimized burner controls | Optimized burner controls | Optimized burner controls | Optimized burner controls | Optimized burner controls | 24.55 | 24.55 | 24.55 | 24.55 | 24.55 | 24.55 | 24.55 | 24.55 | 24.55 | 24.55 | 24.55 | 24.55 | 24.55 | 24.55 | 24.55 | 24.55 | 24.55 | 24.55 | 24.55 | 24.55 | 24.55 | 24.55 | 24.55 | 24.55 | 24.55 | 24.55 | 24.55 | 24.55 | 24.55 | 24.55 | 24.55 | 0 | 0 | 0 | 0 | 0 | 0.34713 | 0.34067 | 0.33242 | 0.32243 | 0.3108 | 0.29763 | 0.28409 | 0.2706 | 0.25691 | 0.24525 | 0.23414 | 0.22515 | 0.21728 | 0.21029 | 0.20529 | 0.2007 | 0.19667 | 0.19325 | 0.19049 | 0.18789 | 0.18595 | 0.18426 | 0.18266 | 0.30229 | 0.30105 | 0.29992 | 0.00029352 | 0.00045255 | 0.00087797 | 0.0014911 | 0.0022377 | 0.0029618 | 0.0035883 | 0.0039795 | 0.0040041 | 0.003837 | 0.0033864 | 0.0028497 | 0.0022533 | 0.0016811 | 0.0012107 | 0.0008251 | 0.00053692 | 0.00033453 | 0.00020003 | 0.00013317 | 0 | 0 | 0 | 0 | 0 | 0 | 0.00029352 | 0.00074061 | 0.0016006 | 0.0030436 | 0.0051715 | 0.0079142 | 0.011142 | 0.014593 | 0.017859 | 0.020885 | 0.023326 | 0.02528 | 0.026649 | 0.027474 | 0.028031 | 0.028229 | 0.028199 | 0.028044 | 0.027843 | 0.027596 | 0.027311 | 0.027062 | 0.026828 | 0 | 0 | 0 | 0.84556 | 1.3284 | 2.6412 | 4.6245 | 7.1997 | 9.9515 | 12.631 | 14.7062 | 15.586 | 15.6455 | 14.4632 | 12.657 | 10.3709 | 7.9943 | 5.8975 | 4.1112 | 2.7301 | 1.731 | 1.0501 | 0.70876 | 0 | 0 | 0 | 0 | 0 | 0 | 0.84556 | 2.174 | 4.8151 | 9.4397 | 16.6394 | 26.5909 | 39.2219 | 53.9281 | 69.5141 | 85.1596 | 99.6229 | 112.2798 | 122.6507 | 130.645 | 136.5426 | 140.6538 | 143.3839 | 145.1149 | 146.165 | 146.8738 | 146.8738 | 146.8738 | 146.8738 | 146.8738 | 146.8738 | 146.8738 | 0.00025004 | 0.00038659 | 0.0007531 | 0.0012855 | 0.0019409 | 0.0025877 | 0.0031594 | 0.0035323 | 0.0035858 | 0.0034628 | 0.0030802 | 0.0026087 | 0.0020735 | 0.0015539 | 0.0011221 | 0.00076659 | 0.00049984 | 0.00031194 | 0.00018688 | 0.00012464 | 0 | 0 | 0 | 0 | 0 | 0 | 0.00025004 | 0.00063267 | 0.001373 | 0.002624 | 0.0044857 | 0.0069143 | 0.0098105 | 0.012953 | 0.015993 | 0.018848 | 0.021217 | 0.023142 | 0.024522 | 0.025395 | 0.02598 | 0.026227 | 0.026251 | 0.026151 | 0.026012 | 0.025829 | 0.025602 | 0.025406 | 0.025226 | 0 | 0 | 0 | 0.71873 | 1.1292 | 2.245 | 3.9309 | 6.1197 | 8.4588 | 10.7363 | 12.5003 | 13.2481 | 13.2987 | 12.2937 | 10.7584 | 8.8153 | 6.7952 | 5.0129 | 3.4945 | 2.3206 | 1.4714 | 0.89258 | 0.60244 | 0 | 0 | 0 | 0 | 0 | 0 | 0.71873 | 1.8479 | 4.0929 | 8.0237 | 14.1435 | 22.6023 | 33.3386 | 45.8389 | 59.087 | 72.3857 | 84.6794 | 95.4378 | 104.2531 | 111.0483 | 116.0612 | 119.5557 | 121.8763 | 123.3477 | 124.2403 | 124.8427 | 124.8427 | 124.8427 | 124.8427 | 124.8427 | 124.8427 | 124.8427 | 0.00025018 | 0.00038705 | 0.00075456 | 0.0012891 | 0.001948 | 0.0025995 | 0.0031767 | 0.003555 | 0.0036125 | 0.0034921 | 0.0031095 | 0.0026361 | 0.0020974 | 0.0015735 | 0.0011374 | 0.00077786 | 0.00050775 | 0.00031723 | 0.00019012 | 0.00012686 | 0 | 0 | 0 | 0 | 0 | 0 | 0.00025018 | 0.00063342 | 0.0013756 | 0.0026313 | 0.004502 | 0.0069459 | 0.0098643 | 0.013036 | 0.016112 | 0.019008 | 0.021418 | 0.023385 | 0.024804 | 0.025715 | 0.026334 | 0.026612 | 0.026667 | 0.026594 | 0.026464 | 0.026288 | 0.02606 | 0.025863 | 0.025682 | 0 | 0 | 0 | 0.71873 | 1.1292 | 2.245 | 3.9309 | 6.1197 | 8.4588 | 10.7363 | 12.5003 | 13.2481 | 13.2987 | 12.2937 | 10.7584 | 8.8153 | 6.7952 | 5.0129 | 3.4945 | 2.3206 | 1.4714 | 0.89258 | 0.60244 | 0 | 0 | 0 | 0 | 0 | 0 | 0.71873 | 1.8479 | 4.0929 | 8.0237 | 14.1435 | 22.6023 | 33.3386 | 45.8389 | 59.087 | 72.3857 | 84.6794 | 95.4378 | 104.2531 | 111.0483 | 116.0612 | 119.5557 | 121.8763 | 123.3477 | 124.2403 | 124.8427 | 124.8427 | 124.8427 | 124.8427 | 124.8427 | 124.8427 | 124.8427 | 0.00025011 | 0.00038669 | 0.00075329 | 0.0012858 | 0.0019414 | 0.0025883 | 0.0031602 | 0.0035332 | 0.0035867 | 0.0034637 | 0.003081 | 0.0026094 | 0.002074 | 0.0015543 | 0.0011224 | 0.00076679 | 0.00049997 | 0.00031202 | 0.00018692 | 0.00012468 | 0 | 0 | 0 | 0 | 0 | 0 | 0.00025011 | 0.00063283 | 0.0013733 | 0.0026247 | 0.0044868 | 0.0069161 | 0.009813 | 0.012956 | 0.015997 | 0.018853 | 0.021222 | 0.023148 | 0.024528 | 0.025401 | 0.025986 | 0.026234 | 0.026258 | 0.026157 | 0.026019 | 0.025836 | 0.025603 | 0.025407 | 0.025226 | 0 | 0 | 0 | 0.71873 | 1.1292 | 2.245 | 3.9309 | 6.1197 | 8.4588 | 10.7363 | 12.5003 | 13.2481 | 13.2987 | 12.2937 | 10.7584 | 8.8153 | 6.7952 | 5.0129 | 3.4945 | 2.3206 | 1.4714 | 0.89258 | 0.60244 | 0 | 0 | 0 | 0 | 0 | 0 | 0.71873 | 1.8479 | 4.0929 | 8.0237 | 14.1435 | 22.6023 | 33.3386 | 45.8389 | 59.087 | 72.3857 | 84.6794 | 95.4378 | 104.2531 | 111.0483 | 116.0612 | 119.5557 | 121.8763 | 123.3477 | 124.2403 | 124.8427 | 124.8427 | 124.8427 | 124.8427 | 124.8427 | 124.8427 | 124.8427 | 822.374 | 823.0584 | 823.7396 | 824.4256 | 825.1107 | 825.7776 | 826.439 | 827.0944 | 827.7433 | 828.4313 | 829.0637 | 829.6899 | 830.3068 | 830.9155 | 831.5265 | 832.1174 | 832.7333 | 833.3287 | 833.9062 | 834.4882 | 835.0201 | 835.506 | 835.9499 | 836.3555 | 836.726 | 837.0645 | 609.8771 | 610.3846 | 610.8898 | 611.3985 | 611.9066 | 612.4013 | 612.8918 | 613.3778 | 613.859 | 614.3692 | 614.8382 | 615.3026 | 615.7601 | 616.2115 | 616.6646 | 617.1028 | 617.5596 | 618.0011 | 618.4294 | 618.8611 | 619.2555 | 619.6158 | 619.9451 | 620.2459 | 620.5206 | 620.7716
WA_Industrial_Wood and Lumber Products_Existing_Process_Natural Gas_Gas Boiler - Burner Control Optimization_A | WA | Industrial | Wood and Lumber Products | Existing | Process | Natural Gas | Gas Boiler - Burner Control Optimization | A | IM576 | Average performance | Optimized burner controls | 18 | 2.5018 | 0 | 0 | 24.55 | 0 | 0 | 0 | 12.2742 |  | sqft | 5% | 85% | Retrofit | Retro3Slow | 83.58% | TBD | 0.2% | 827.9796 |  | 614.0342 |  | 0.01582 | IL TRM - 4.4.22 - CI-HVC-O2TC-V01-140601 | GBLR_O2TRM-Heating-MEMD-2018-1 | IL TRM - 4.4.22 - CI-HVC-O2TC-V01-140601 | Average performance | Average performance | Average performance | Average performance | Average performance | Average performance | Average performance | Average performance | Average performance | Average performance | Average performance | Average performance | Average performance | Average performance | Average performance | Average performance | Average performance | Average performance | Average performance | Average performance | Average performance | Average performance | Average performance | Average performance | Average performance | Average performance | Average performance | Average performance | Average performance | Average performance | Average performance | Optimized burner controls | Optimized burner controls | Optimized burner controls | Optimized burner controls | Optimized burner controls | Optimized burner controls | Optimized burner controls | Optimized burner controls | Optimized burner controls | Optimized burner controls | Optimized burner controls | Optimized burner controls | Optimized burner controls | Optimized burner controls | Optimized burner controls | Optimized burner controls | Optimized burner controls | Optimized burner controls | Optimized burner controls | Optimized burner controls | Optimized burner controls | Optimized burner controls | Optimized burner controls | Optimized burner controls | Optimized burner controls | Optimized burner controls | Optimized burner controls | Optimized burner controls | Optimized burner controls | Optimized burner controls | Optimized burner controls | 24.55 | 24.55 | 24.55 | 24.55 | 24.55 | 24.55 | 24.55 | 24.55 | 24.55 | 24.55 | 24.55 | 24.55 | 24.55 | 24.55 | 24.55 | 24.55 | 24.55 | 24.55 | 24.55 | 24.55 | 24.55 | 24.55 | 24.55 | 24.55 | 24.55 | 24.55 | 24.55 | 24.55 | 24.55 | 24.55 | 24.55 | 0 | 0 | 0 | 0 | 0 | 2.4932 | 2.4846 | 2.476 | 2.4674 | 2.4588 | 2.4499 | 2.442 | 2.4347 | 2.4268 | 2.4208 | 2.4141 | 2.4087 | 2.4031 | 2.3974 | 2.3928 | 2.3878 | 2.3832 | 2.3787 | 2.3742 | 2.3697 | 2.3693 | 2.3689 | 2.3686 | 2.5018 | 2.5018 | 2.5018 | 0.0072563 | 0.011361 | 0.022509 | 0.039276 | 0.060934 | 0.08392 | 0.10617 | 0.12324 | 0.13019 | 0.13036 | 0.12018 | 0.10494 | 0.085783 | 0.065968 | 0.048573 | 0.03379 | 0.022396 | 0.014173 | 0.0085813 | 0.005781 | 0 | 0 | 0 | 0 | 0 | 0 | 0.0072563 | 0.018592 | 0.041037 | 0.080172 | 0.14083 | 0.22424 | 0.32968 | 0.45193 | 0.58066 | 0.70958 | 0.82781 | 0.93088 | 1.0145 | 1.0781 | 1.1246 | 1.156 | 1.1762 | 1.1881 | 1.1945 | 1.198 | 1.1978 | 1.1976 | 1.1974 | 0 | 0 | 0 | 2.9105 | 4.5725 | 9.091 | 15.9179 | 24.7817 | 34.2538 | 43.4766 | 50.6197 | 53.6478 | 53.8527 | 49.7832 | 43.5659 | 35.6972 | 27.5169 | 20.2996 | 14.151 | 9.3973 | 5.9583 | 3.6145 | 2.4396 | 0 | 0 | 0 | 0 | 0 | 0 | 2.9105 | 7.483 | 16.574 | 32.4919 | 57.2736 | 91.5273 | 135.0039 | 185.6236 | 239.2714 | 293.1241 | 342.9073 | 386.4732 | 422.1704 | 449.6873 | 469.9869 | 484.1379 | 493.5351 | 499.4934 | 503.1079 | 505.5475 | 505.5475 | 505.5475 | 505.5475 | 505.5475 | 505.5475 | 505.5475 | 0.0061711 | 0.0096668 | 0.019163 | 0.033454 | 0.051929 | 0.071557 | 0.090574 | 0.10518 | 0.11117 | 0.11136 | 0.1027 | 0.089706 | 0.073359 | 0.056434 | 0.041565 | 0.028924 | 0.019176 | 0.012139 | 0.0073519 | 0.0049542 | 0 | 0 | 0 | 0 | 0 | 0 | 0.0061711 | 0.01582 | 0.034936 | 0.068288 | 0.12001 | 0.1912 | 0.28125 | 0.38571 | 0.49583 | 0.60614 | 0.70743 | 0.79578 | 0.86757 | 0.92225 | 0.96234 | 0.98956 | 1.0071 | 1.0176 | 1.0233 | 1.0266 | 1.0265 | 1.0264 | 1.0263 | 0 | 0 | 0 | 2.4739 | 3.8866 | 7.7274 | 13.5302 | 21.0644 | 29.1157 | 36.9551 | 43.0267 | 45.6007 | 45.7748 | 42.3157 | 37.031 | 30.3427 | 23.3893 | 17.2547 | 12.0283 | 7.9877 | 5.0646 | 3.0723 | 2.0736 | 0 | 0 | 0 | 0 | 0 | 0 | 2.4739 | 6.3605 | 14.0879 | 27.6181 | 48.6825 | 77.7982 | 114.7533 | 157.78 | 203.3807 | 249.1555 | 291.4712 | 328.5022 | 358.8449 | 382.2342 | 399.4889 | 411.5172 | 419.5049 | 424.5694 | 427.6417 | 429.7154 | 429.7154 | 429.7154 | 429.7154 | 429.7154 | 429.7154 | 429.7154 | 0.0061711 | 0.0096668 | 0.019163 | 0.033455 | 0.05193 | 0.071559 | 0.090578 | 0.10519 | 0.11118 | 0.11137 | 0.10272 | 0.08972 | 0.073373 | 0.056446 | 0.041575 | 0.028932 | 0.019182 | 0.012142 | 0.007354 | 0.0049555 | 0 | 0 | 0 | 0 | 0 | 0 | 0.0061711 | 0.01582 | 0.034936 | 0.068288 | 0.12002 | 0.19121 | 0.28126 | 0.38574 | 0.49587 | 0.6062 | 0.70752 | 0.79591 | 0.86774 | 0.92246 | 0.96257 | 0.98982 | 1.0074 | 1.0179 | 1.0236 | 1.0269 | 1.0268 | 1.0266 | 1.0265 | 0 | 0 | 0 | 2.4739 | 3.8866 | 7.7274 | 13.5302 | 21.0644 | 29.1157 | 36.9551 | 43.0267 | 45.6007 | 45.7748 | 42.3157 | 37.031 | 30.3427 | 23.3893 | 17.2547 | 12.0283 | 7.9877 | 5.0646 | 3.0723 | 2.0736 | 0 | 0 | 0 | 0 | 0 | 0 | 2.4739 | 6.3605 | 14.0879 | 27.6181 | 48.6825 | 77.7982 | 114.7533 | 157.78 | 203.3807 | 249.1555 | 291.4712 | 328.5022 | 358.8449 | 382.2342 | 399.4889 | 411.5172 | 419.5049 | 424.5694 | 427.6417 | 429.7154 | 429.7154 | 429.7154 | 429.7154 | 429.7154 | 429.7154 | 429.7154 | 0.0061711 | 0.0096668 | 0.019163 | 0.033454 | 0.051929 | 0.071557 | 0.090574 | 0.10518 | 0.11117 | 0.11136 | 0.1027 | 0.089706 | 0.073359 | 0.056434 | 0.041565 | 0.028924 | 0.019176 | 0.012139 | 0.0073519 | 0.0049542 | 0 | 0 | 0 | 0 | 0 | 0 | 0.0061711 | 0.01582 | 0.034936 | 0.068288 | 0.12001 | 0.1912 | 0.28125 | 0.38571 | 0.49583 | 0.60614 | 0.70743 | 0.79578 | 0.86757 | 0.92225 | 0.96234 | 0.98956 | 1.0071 | 1.0176 | 1.0233 | 1.0266 | 1.0265 | 1.0264 | 1.0263 | 0 | 0 | 0 | 2.4739 | 3.8866 | 7.7274 | 13.5302 | 21.0644 | 29.1157 | 36.9551 | 43.0267 | 45.6007 | 45.7748 | 42.3157 | 37.031 | 30.3427 | 23.3893 | 17.2547 | 12.0283 | 7.9877 | 5.0646 | 3.0723 | 2.0736 | 0 | 0 | 0 | 0 | 0 | 0 | 2.4739 | 6.3605 | 14.0879 | 27.6181 | 48.6825 | 77.7982 | 114.7533 | 157.78 | 203.3807 | 249.1555 | 291.4712 | 328.5022 | 358.8449 | 382.2342 | 399.4889 | 411.5172 | 419.5049 | 424.5694 | 427.6417 | 429.7154 | 429.7154 | 429.7154 | 429.7154 | 429.7154 | 429.7154 | 429.7154 | 822.374 | 823.0584 | 823.7396 | 824.4256 | 825.1107 | 825.7776 | 826.439 | 827.0944 | 827.7433 | 828.4313 | 829.0637 | 829.6899 | 830.3068 | 830.9155 | 831.5265 | 832.1174 | 832.7333 | 833.3287 | 833.9062 | 834.4882 | 835.0201 | 835.506 | 835.9499 | 836.3555 | 836.726 | 837.0645 | 609.8771 | 610.3846 | 610.8898 | 611.3985 | 611.9066 | 612.4013 | 612.8918 | 613.3778 | 613.859 | 614.3692 | 614.8382 | 615.3026 | 615.7601 | 616.2115 | 616.6646 | 617.1028 | 617.5596 | 618.0011 | 618.4294 | 618.8611 | 619.2555 | 619.6158 | 619.9451 | 620.2459 | 620.5206 | 620.7716
WA_Industrial_Wood and Lumber Products_Existing_Space Heating_Natural Gas_HVAC - Demand Controlled Ventilation_A | WA | Industrial | Wood and Lumber Products | Existing | Space Heating | Natural Gas | HVAC - Demand Controlled Ventilation | A | IM577 | Constant ventilation | DCV enabled | 6 | 0.047236 | 0 | 0 | 0.29 | 0.01 | 0 | 0 | 0.14435 |  | sqft | 55% | 75% | Retrofit | RetroEven20 | 76.5% | TBD | 0.2% | 1653.4557 |  | 1129.9365 |  | 0.038528 | IL TRM v11 - 4.4.19 - Demand Controlled Ventilation - CI-HVC-DCV-V06-220101 | IL TRM v11 - 4.4.19 - Demand Controlled Ventilation - CI-HVC-DCV-V06-220101 | IL TRM v11 - 4.4.19 - Demand Controlled Ventilation - CI-HVC-DCV-V06-220101 | Constant ventilation | Constant ventilation | Constant ventilation | Constant ventilation | Constant ventilation | Constant ventilation | Constant ventilation | Constant ventilation | Constant ventilation | Constant ventilation | Constant ventilation | Constant ventilation | Constant ventilation | Constant ventilation | Constant ventilation | Constant ventilation | Constant ventilation | Constant ventilation | Constant ventilation | Constant ventilation | Constant ventilation | Constant ventilation | Constant ventilation | Constant ventilation | Constant ventilation | Constant ventilation | Constant ventilation | Constant ventilation | Constant ventilation | Constant ventilation | Constant ventilation | DCV enabled | DCV enabled | DCV enabled | DCV enabled | DCV enabled | DCV enabled | DCV enabled | DCV enabled | DCV enabled | DCV enabled | DCV enabled | DCV enabled | DCV enabled | DCV enabled | DCV enabled | DCV enabled | DCV enabled | DCV enabled | DCV enabled | DCV enabled | DCV enabled | DCV enabled | DCV enabled | DCV enabled | DCV enabled | DCV enabled | DCV enabled | DCV enabled | DCV enabled | DCV enabled | DCV enabled | 0.29 | 0.29 | 0.29 | 0.29 | 0.29 | 0.29 | 0.29 | 0.29 | 0.29 | 0.29 | 0.29 | 0.29 | 0.29 | 0.29 | 0.29 | 0.29 | 0.29 | 0.29 | 0.29 | 0.29 | 0.29 | 0.29 | 0.29 | 0.29 | 0.29 | 0.29 | 0.29 | 0.29 | 0.29 | 0.29 | 0.29 | 0 | 0 | 0 | 0 | 0 | 0.045567 | 0.04499 | 0.044256 | 0.043486 | 0.042681 | 0.041842 | 0.040981 | 0.040114 | 0.039213 | 0.038297 | 0.037395 | 0.036531 | 0.035722 | 0.034956 | 0.034274 | 0.033636 | 0.033041 | 0.0325 | 0.032013 | 0.031562 | 0.031207 | 0.03089 | 0.030587 | 0.036718 | 0.036492 | 0.03628 | 0.022892 | 0.022589 | 0.02209 | 0.021717 | 0.021333 | 0.020648 | 0.020168 | 0.019701 | 0.018953 | 0.01858 | 0.01797 | 0.017557 | 0.017082 | 0.016566 | 0.016262 | 0.015894 | 0.015552 | 0.015242 | 0.014962 | 0.014705 | 0 | 0 | 0 | 0 | 0 | 0 | 0.022892 | 0.045191 | 0.066543 | 0.087103 | 0.10682 | 0.12537 | 0.14296 | 0.15964 | 0.175 | 0.18949 | 0.203 | 0.21587 | 0.22817 | 0.23984 | 0.25143 | 0.26264 | 0.27354 | 0.28431 | 0.29501 | 0.30556 | 0.30212 | 0.29906 | 0.29612 | 0 | 0 | 0 | 502.3748 | 502.0991 | 499.138 | 499.4078 | 499.8208 | 493.4736 | 492.1251 | 491.1259 | 483.327 | 485.1723 | 480.5456 | 480.6079 | 478.189 | 473.9236 | 474.485 | 472.5229 | 470.6851 | 468.9701 | 467.3763 | 465.9025 | 0 | 0 | 0 | 0 | 0 | 0 | 502.3748 | 1004.4738 | 1503.6118 | 2003.0197 | 2502.8405 | 2996.3141 | 3488.4391 | 3979.565 | 4462.892 | 4948.0643 | 5428.6098 | 5909.2178 | 6387.4068 | 6861.3303 | 7335.8153 | 7808.3382 | 8279.0233 | 8747.9933 | 9215.3697 | 9681.2722 | 9681.2722 | 9681.2722 | 9681.2722 | 9681.2722 | 9681.2722 | 9681.2722 | 0.019487 | 0.019259 | 0.018873 | 0.018597 | 0.018312 | 0.017771 | 0.017403 | 0.017047 | 0.016449 | 0.016174 | 0.015692 | 0.015378 | 0.014995 | 0.014572 | 0.014326 | 0.01402 | 0.013734 | 0.013474 | 0.013248 | 0.013041 | 0 | 0 | 0 | 0 | 0 | 0 | 0.019487 | 0.038528 | 0.056853 | 0.074589 | 0.091698 | 0.1079 | 0.12336 | 0.13813 | 0.15189 | 0.16495 | 0.17727 | 0.18907 | 0.2003 | 0.21098 | 0.22149 | 0.23167 | 0.24157 | 0.25134 | 0.26122 | 0.27099 | 0.2683 | 0.26591 | 0.26367 | 0 | 0 | 0 | 427.0186 | 426.7842 | 424.2673 | 424.4967 | 424.8477 | 419.4526 | 418.3063 | 417.457 | 410.8279 | 412.3965 | 408.4637 | 408.5167 | 406.4607 | 402.835 | 403.3122 | 401.6444 | 400.0823 | 398.6245 | 397.2699 | 396.0171 | 0 | 0 | 0 | 0 | 0 | 0 | 427.0186 | 853.8028 | 1278.07 | 1702.5667 | 2127.4144 | 2546.8669 | 2965.1733 | 3382.6303 | 3793.4582 | 4205.8546 | 4614.3184 | 5022.8351 | 5429.2957 | 5832.1308 | 6235.443 | 6637.0875 | 7037.1698 | 7435.7943 | 7833.0642 | 8229.0813 | 8229.0813 | 8229.0813 | 8229.0813 | 8229.0813 | 8229.0813 | 8229.0813 | 0 | 0 | 0 | 0 | 0 | 0 | 0 | 0 | 0 | 0 | 0 | 0 | 0 | 0 | 0 | 0 | 0 | 0 | 0 | 0 | 0 | 0 | 0 | 0 | 0 | 0 | 0 | 0 | 0 | 0 | 0 | 0 | 0 | 0 | 0 | 0 | 0 | 0 | 0 | 0 | 0 | 0 | 0 | 0 | 0 | 0 | 0 | 0 | 0 | 0 | 0 | 0 | 0 | 0 | 0 | 0 | 0 | 0 | 0 | 0 | 0 | 0 | 0 | 0 | 0 | 0 | 0 | 0 | 0 | 0 | 0 | 0 | 0 | 0 | 0 | 0 | 0 | 0 | 0 | 0 | 0 | 0 | 0 | 0 | 0 | 0 | 0 | 0 | 0 | 0 | 0 | 0 | 0 | 0 | 0 | 0 | 0 | 0 | 0 | 0 | 0 | 0 | 0 | 0 | 0 | 0.019259 | 0.018873 | 0.018597 | 0.018312 | 0.017771 | 0.017403 | 0.017047 | 0.016449 | 0.016174 | 0.015692 | 0.015378 | 0.014995 | 0.014572 | 0.014326 | 0.01402 | 0.013734 | 0.013474 | 0.013248 | 0.013041 | 0.012874 | 0 | 0 | 0 | 0 | 0 | 0 | 0.019259 | 0.037858 | 0.055882 | 0.073292 | 0.089811 | 0.1056 | 0.12069 | 0.13479 | 0.1482 | 0.16087 | 0.173 | 0.18454 | 0.19553 | 0.20632 | 0.21677 | 0.22691 | 0.23691 | 0.24698 | 0.25693 | 0.26725 | 0.26487 | 0.26264 | 0 | 0 | 0 | 0 | 426.7842 | 424.2673 | 424.4967 | 424.8477 | 419.4526 | 418.3063 | 417.457 | 410.8279 | 412.3965 | 408.4637 | 408.5167 | 406.4607 | 402.835 | 403.3122 | 401.6444 | 400.0823 | 398.6245 | 397.2699 | 396.0171 | 394.865 | 0 | 0 | 0 | 0 | 0 | 0 | 426.7842 | 851.0515 | 1275.5482 | 1700.3958 | 2119.8484 | 2538.1547 | 2955.6117 | 3366.4396 | 3778.8361 | 4187.2998 | 4595.8165 | 5002.2772 | 5405.1122 | 5808.4245 | 6210.0689 | 6610.1512 | 7008.7758 | 7406.0457 | 7802.0628 | 8196.9278 | 8196.9278 | 8196.9278 | 8196.9278 | 8196.9278 | 8196.9278 | 1510.4051 | 1524.1617 | 1542.0276 | 1560.5942 | 1579.6895 | 1598.8273 | 1618.2704 | 1637.0068 | 1655.0418 | 1673.6477 | 1690.265 | 1706.2495 | 1721.5317 | 1736.1671 | 1751.2241 | 1766.0661 | 1781.079 | 1796.8187 | 1812.2019 | 1827.2551 | 1841.5826 | 1855.2082 | 1868.1561 | 1880.4508 | 1892.1172 | 1903.1799 | 1032.1787 | 1041.5797 | 1053.7889 | 1066.4769 | 1079.5262 | 1092.6046 | 1105.8916 | 1118.6957 | 1131.0203 | 1143.7352 | 1155.0912 | 1166.0146 | 1176.4582 | 1186.4597 | 1196.7493 | 1206.892 | 1217.1515 | 1227.9077 | 1238.4202 | 1248.7073 | 1258.4984 | 1267.8099 | 1276.6582 | 1285.0601 | 1293.0326 | 1300.5927
WA_Industrial_Wood and Lumber Products_Existing_Space Heating_Natural Gas_Gas Boiler - Stack Economizer_A | WA | Industrial | Wood and Lumber Products | Existing | Space Heating | Natural Gas | Gas Boiler - Stack Economizer | A | IM578 | None | Economizer installed | 15 | 0.8966 | 0 | 0 | 0.66 | 0 | 0 | 0 | 0.32765 |  | employee | 15% | 55% | Retrofit | Retro12Med | 84.73% | TBD | 0.2% | 7.5941 |  | 5.774 |  | 0.012418 | IL TRM - 4.4.28 - CI-HVC-BECO-V02-210101 | XCEL CO 2019-2020 DSM Plan | IL TRM - 4.4.28 - CI-HVC-BECO-V02-210101 | None | None | None | None | None | None | None | None | None | None | None | None | None | None | None | None | None | None | None | None | None | None | None | None | None | None | None | None | None | None | None | Economizer installed | Economizer installed | Economizer installed | Economizer installed | Economizer installed | Economizer installed | Economizer installed | Economizer installed | Economizer installed | Economizer installed | Economizer installed | Economizer installed | Economizer installed | Economizer installed | Economizer installed | Economizer installed | Economizer installed | Economizer installed | Economizer installed | Economizer installed | Economizer installed | Economizer installed | Economizer installed | Economizer installed | Economizer installed | Economizer installed | Economizer installed | Economizer installed | Economizer installed | Economizer installed | Economizer installed | 0.66 | 0.66 | 0.66 | 0.66 | 0.66 | 0.66 | 0.66 | 0.66 | 0.66 | 0.66 | 0.66 | 0.66 | 0.66 | 0.66 | 0.66 | 0.66 | 0.66 | 0.66 | 0.66 | 0.66 | 0.66 | 0.66 | 0.66 | 0.66 | 0.66 | 0.66 | 0.66 | 0.66 | 0.66 | 0.66 | 0.66 | 0 | 0 | 0 | 0 | 0 | 0.87953 | 0.87193 | 0.86368 | 0.85508 | 0.84617 | 0.83709 | 0.82789 | 0.81857 | 0.80881 | 0.7985 | 0.78846 | 0.77856 | 0.76944 | 0.76059 | 0.75238 | 0.74454 | 0.73648 | 0.7291 | 0.72208 | 0.71513 | 0.70869 | 0.70311 | 0.6978 | 0.76094 | 0.75781 | 0.75496 | 0.0073518 | 0.0072843 | 0.0071728 | 0.0071053 | 0.0070371 | 0.0061858 | 0.0048809 | 0.0038529 | 0.0029972 | 0.0023762 | 0.0018592 | 0.0014689 | 0.0011555 | 0.00090561 | 0.00071752 | 0.00056568 | 3.8018e-06 | 1.3393e-06 | 4.5063e-07 | 1.4507e-07 | 1.2185e-07 | 1.2056e-07 | 1.1936e-07 | 1.2988e-07 | 1.291e-07 | 1.2839e-07 | 0.0073518 | 0.014573 | 0.021608 | 0.028498 | 0.035238 | 0.041045 | 0.045476 | 0.048816 | 0.051232 | 0.052954 | 0.054148 | 0.054937 | 0.055449 | 0.055717 | 0.055833 | 0.055817 | 0.055217 | 0.054664 | 0.054138 | 0.053618 | 0.053135 | 0.052716 | 0.052319 | 0 | 0 | 0 | 8.3588 | 8.3543 | 8.305 | 8.3095 | 8.3164 | 7.3897 | 5.8956 | 4.7069 | 3.7057 | 2.9759 | 2.358 | 1.8867 | 1.5017 | 1.1907 | 0.95366 | 0.75977 | 0.0051621 | 0.0018369 | 0.00062408 | 0.00020286 | 0.00017193 | 0.00017147 | 0.00017106 | 0.00017069 | 0.00017035 | 0.00017006 | 8.3588 | 16.7131 | 25.0181 | 33.3276 | 41.6439 | 49.0336 | 54.9292 | 59.6361 | 63.3418 | 66.3177 | 68.6757 | 70.5623 | 72.0641 | 73.2547 | 74.2084 | 74.9682 | 74.9733 | 74.9752 | 74.9758 | 74.976 | 74.9762 | 74.9763 | 74.9765 | 74.9767 | 74.9768 | 74.977 | 0.0062567 | 0.0062071 | 0.0061232 | 0.0060772 | 0.0060308 | 0.0053121 | 0.0041998 | 0.0033216 | 0.0025893 | 0.0020568 | 0.0016124 | 0.0012762 | 0.0010049 | 0.00078822 | 0.00062478 | 0.00049274 | 3.3128e-06 | 1.1675e-06 | 3.9326e-07 | 1.2676e-07 | 1.066e-07 | 1.0561e-07 | 1.047e-07 | 1.104e-07 | 1.0973e-07 | 1.0913e-07 | 0.0062567 | 0.012418 | 0.018446 | 0.024374 | 0.030199 | 0.035248 | 0.039129 | 0.042085 | 0.044258 | 0.045835 | 0.046961 | 0.04773 | 0.048222 | 0.048495 | 0.048617 | 0.048619 | 0.048115 | 0.047653 | 0.047246 | 0.046848 | 0.046486 | 0.046176 | 0.045891 | 0 | 0 | 0 | 7.105 | 7.1011 | 7.0592 | 7.0631 | 7.0689 | 6.2812 | 5.0112 | 4.0009 | 3.1499 | 2.5295 | 2.0043 | 1.6037 | 1.2765 | 1.0121 | 0.81061 | 0.64581 | 0.0043878 | 0.0015613 | 0.00053047 | 0.00017243 | 0.00014614 | 0.00014575 | 0.0001454 | 0.00014508 | 0.0001448 | 0.00014455 | 7.105 | 14.2061 | 21.2654 | 28.3284 | 35.3973 | 41.6786 | 46.6898 | 50.6907 | 53.8405 | 56.37 | 58.3743 | 59.978 | 61.2545 | 62.2665 | 63.0771 | 63.7229 | 63.7273 | 63.7289 | 63.7294 | 63.7296 | 63.7297 | 63.7299 | 63.73 | 63.7302 | 63.7303 | 63.7305 | 0.0062584 | 0.0062113 | 0.0061304 | 0.0060878 | 0.0060451 | 0.0053282 | 0.0042154 | 0.0033362 | 0.0026026 | 0.002069 | 0.0016232 | 0.0012857 | 0.0010132 | 0.00079535 | 0.00063091 | 0.00049798 | 3.3509e-06 | 1.1819e-06 | 3.9819e-07 | 1.2836e-07 | 1.0796e-07 | 1.0697e-07 | 1.0606e-07 | 1.104e-07 | 1.0973e-07 | 1.0913e-07 | 0.0062584 | 0.012426 | 0.018467 | 0.024417 | 0.03027 | 0.035355 | 0.039275 | 0.04227 | 0.044487 | 0.046108 | 0.047276 | 0.048085 | 0.048619 | 0.048934 | 0.049094 | 0.049136 | 0.048668 | 0.048242 | 0.047838 | 0.047442 | 0.047081 | 0.046773 | 0.046488 | 0 | 0 | 0 | 7.105 | 7.1011 | 7.0592 | 7.0631 | 7.0689 | 6.2812 | 5.0112 | 4.0009 | 3.1499 | 2.5295 | 2.0043 | 1.6037 | 1.2765 | 1.0121 | 0.81061 | 0.64581 | 0.0043878 | 0.0015613 | 0.00053047 | 0.00017243 | 0.00014614 | 0.00014575 | 0.0001454 | 0.00014508 | 0.0001448 | 0.00014455 | 7.105 | 14.2061 | 21.2654 | 28.3284 | 35.3973 | 41.6786 | 46.6898 | 50.6907 | 53.8405 | 56.37 | 58.3743 | 59.978 | 61.2545 | 62.2665 | 63.0771 | 63.7229 | 63.7273 | 63.7289 | 63.7294 | 63.7296 | 63.7297 | 63.7299 | 63.73 | 63.7302 | 63.7303 | 63.7305 | 0.0062567 | 0.0062071 | 0.0061232 | 0.0060772 | 0.0060308 | 0.0053121 | 0.0041998 | 0.0033216 | 0.0025893 | 0.0020568 | 0.0016124 | 0.0012762 | 0.0010049 | 0.00078822 | 0.00062478 | 0.00049274 | 3.3128e-06 | 1.1675e-06 | 3.9326e-07 | 1.2676e-07 | 1.066e-07 | 1.0561e-07 | 1.047e-07 | 1.104e-07 | 1.0973e-07 | 1.0913e-07 | 0.0062567 | 0.012418 | 0.018446 | 0.024374 | 0.030199 | 0.035248 | 0.039129 | 0.042085 | 0.044258 | 0.045835 | 0.046961 | 0.04773 | 0.048222 | 0.048495 | 0.048617 | 0.048619 | 0.048115 | 0.047653 | 0.047246 | 0.046848 | 0.046486 | 0.046176 | 0.045891 | 0 | 0 | 0 | 7.105 | 7.1011 | 7.0592 | 7.0631 | 7.0689 | 6.2812 | 5.0112 | 4.0009 | 3.1499 | 2.5295 | 2.0043 | 1.6037 | 1.2765 | 1.0121 | 0.81061 | 0.64581 | 0.0043878 | 0.0015613 | 0.00053047 | 0.00017243 | 0.00014614 | 0.00014575 | 0.0001454 | 0.00014508 | 0.0001448 | 0.00014455 | 7.105 | 14.2061 | 21.2654 | 28.3284 | 35.3973 | 41.6786 | 46.6898 | 50.6907 | 53.8405 | 56.37 | 58.3743 | 59.978 | 61.2545 | 62.2665 | 63.0771 | 63.7229 | 63.7273 | 63.7289 | 63.7294 | 63.7296 | 63.7297 | 63.7299 | 63.73 | 63.7302 | 63.7303 | 63.7305 | 7.5539 | 7.5588 | 7.5637 | 7.5686 | 7.5735 | 7.5783 | 7.5831 | 7.5878 | 7.5925 | 7.5974 | 7.6019 | 7.6064 | 7.6108 | 7.6152 | 7.6196 | 7.6238 | 7.6282 | 7.6325 | 7.6366 | 7.6408 | 7.6446 | 7.648 | 7.6512 | 7.6541 | 7.6568 | 7.6592 | 5.7433 | 5.7471 | 5.7508 | 5.7546 | 5.7583 | 5.7619 | 5.7656 | 5.7691 | 5.7727 | 5.7764 | 5.7799 | 5.7833 | 5.7866 | 5.79 | 5.7933 | 5.7965 | 5.7999 | 5.8031 | 5.8062 | 5.8094 | 5.8123 | 5.8149 | 5.8174 | 5.8196 | 5.8216 | 5.8234
WA_Industrial_Wood and Lumber Products_Existing_Process_Natural Gas_Gas Boiler - Stack Economizer_A | WA | Industrial | Wood and Lumber Products | Existing | Process | Natural Gas | Gas Boiler - Stack Economizer | A | IM579 | None | Economizer installed | 15 | 8.2818 | 0 | 0 | 0.66 | 0 | 0 | 0 | 0.32765 |  | sqft | 15% | 55% | Retrofit | Retro12Med | 84.73% | TBD | 0.2% | 7.5941 |  | 5.774 |  | 0.40487 | IL TRM - 4.4.28 - CI-HVC-BECO-V02-210101 | XCEL CO 2019-2020 DSM Plan | IL TRM - 4.4.29 - CI-HVC-PECO-V01-150601 | None | None | None | None | None | None | None | None | None | None | None | None | None | None | None | None | None | None | None | None | None | None | None | None | None | None | None | None | None | None | None | Economizer installed | Economizer installed | Economizer installed | Economizer installed | Economizer installed | Economizer installed | Economizer installed | Economizer installed | Economizer installed | Economizer installed | Economizer installed | Economizer installed | Economizer installed | Economizer installed | Economizer installed | Economizer installed | Economizer installed | Economizer installed | Economizer installed | Economizer installed | Economizer installed | Economizer installed | Economizer installed | Economizer installed | Economizer installed | Economizer installed | Economizer installed | Economizer installed | Economizer installed | Economizer installed | Economizer installed | 0.66 | 0.66 | 0.66 | 0.66 | 0.66 | 0.66 | 0.66 | 0.66 | 0.66 | 0.66 | 0.66 | 0.66 | 0.66 | 0.66 | 0.66 | 0.66 | 0.66 | 0.66 | 0.66 | 0.66 | 0.66 | 0.66 | 0.66 | 0.66 | 0.66 | 0.66 | 0.66 | 0.66 | 0.66 | 0.66 | 0.66 | 0 | 0 | 0 | 0 | 0 | 8.2804 | 8.2794 | 8.2787 | 8.2782 | 8.2778 | 8.2773 | 8.277 | 8.2767 | 8.2763 | 8.2761 | 8.2759 | 8.2758 | 8.2757 | 8.2755 | 8.2755 | 8.2754 | 8.2753 | 8.2752 | 8.2752 | 8.2751 | 8.2751 | 8.2751 | 8.2751 | 8.2818 | 8.2818 | 8.2818 | 0.23824 | 0.23808 | 0.23666 | 0.23677 | 0.23695 | 0.21054 | 0.16796 | 0.13409 | 0.10557 | 0.084774 | 0.067171 | 0.053743 | 0.042777 | 0.033916 | 0.027165 | 0.021642 | 0.00014704 | 5.2321e-05 | 1.7776e-05 | 5.7782e-06 | 4.8972e-06 | 4.8841e-06 | 4.8723e-06 | 4.8656e-06 | 4.8562e-06 | 4.8479e-06 | 0.23824 | 0.47629 | 0.71291 | 0.94964 | 1.1865 | 1.397 | 1.5649 | 1.699 | 1.8045 | 1.8892 | 1.9563 | 2.01 | 2.0528 | 2.0866 | 2.1138 | 2.1354 | 2.1355 | 2.1356 | 2.1356 | 2.1356 | 2.1356 | 2.1356 | 2.1356 | 0 | 0 | 0 | 28.7716 | 28.7558 | 28.5862 | 28.6017 | 28.6253 | 25.4356 | 20.2929 | 16.2014 | 12.7553 | 10.2432 | 8.1164 | 6.494 | 5.169 | 4.0983 | 3.2825 | 2.6152 | 0.017768 | 0.0063226 | 0.0021481 | 0.00069827 | 0.0005918 | 0.00059022 | 0.00058879 | 0.00058751 | 0.00058637 | 0.00058537 | 28.7716 | 57.5274 | 86.1136 | 114.7153 | 143.3407 | 168.7763 | 189.0692 | 205.2706 | 218.0258 | 228.269 | 236.3854 | 242.8794 | 248.0484 | 252.1467 | 255.4293 | 258.0445 | 258.0622 | 258.0686 | 258.0707 | 258.0714 | 258.072 | 258.0726 | 258.0732 | 258.0738 | 258.0743 | 258.0749 | 0.20251 | 0.20238 | 0.20117 | 0.20127 | 0.20143 | 0.17897 | 0.14278 | 0.11399 | 0.089741 | 0.072065 | 0.057101 | 0.045686 | 0.036365 | 0.028832 | 0.023093 | 0.018397 | 0.000125 | 4.4479e-05 | 1.5112e-05 | 4.9121e-06 | 4.1631e-06 | 4.152e-06 | 4.142e-06 | 4.1358e-06 | 4.1278e-06 | 4.1207e-06 | 0.20251 | 0.40487 | 0.60601 | 0.80725 | 1.0086 | 1.1876 | 1.3303 | 1.4442 | 1.5339 | 1.606 | 1.663 | 1.7087 | 1.745 | 1.7738 | 1.7969 | 1.8153 | 1.8154 | 1.8155 | 1.8155 | 1.8155 | 1.8155 | 1.8155 | 1.8155 | 0 | 0 | 0 | 24.4559 | 24.4424 | 24.2983 | 24.3114 | 24.3315 | 21.6203 | 17.249 | 13.7712 | 10.842 | 8.7067 | 6.8989 | 5.5199 | 4.3937 | 3.4836 | 2.7902 | 2.2229 | 0.015103 | 0.0053742 | 0.0018259 | 0.00059353 | 0.00050303 | 0.00050169 | 0.00050047 | 0.00049938 | 0.00049841 | 0.00049756 | 24.4559 | 48.8983 | 73.1966 | 97.508 | 121.8396 | 143.4599 | 160.7088 | 174.48 | 185.322 | 194.0287 | 200.9276 | 206.4475 | 210.8411 | 214.3247 | 217.1149 | 219.3378 | 219.3529 | 219.3583 | 219.3601 | 219.3607 | 219.3612 | 219.3617 | 219.3622 | 219.3627 | 219.3632 | 219.3637 | 0.20251 | 0.20238 | 0.20117 | 0.20127 | 0.20143 | 0.17897 | 0.14278 | 0.11399 | 0.089741 | 0.072065 | 0.057101 | 0.045686 | 0.036365 | 0.028832 | 0.023093 | 0.018397 | 0.000125 | 4.4479e-05 | 1.5112e-05 | 4.9121e-06 | 4.1631e-06 | 4.152e-06 | 4.142e-06 | 4.1358e-06 | 4.1278e-06 | 4.1207e-06 | 0.20251 | 0.40487 | 0.60601 | 0.80725 | 1.0086 | 1.1876 | 1.3303 | 1.4442 | 1.5339 | 1.606 | 1.663 | 1.7087 | 1.745 | 1.7738 | 1.7969 | 1.8153 | 1.8154 | 1.8155 | 1.8155 | 1.8155 | 1.8155 | 1.8155 | 1.8155 | 0 | 0 | 0 | 24.4559 | 24.4424 | 24.2983 | 24.3114 | 24.3315 | 21.6203 | 17.249 | 13.7712 | 10.842 | 8.7067 | 6.8989 | 5.5199 | 4.3937 | 3.4836 | 2.7902 | 2.2229 | 0.015103 | 0.0053742 | 0.0018259 | 0.00059353 | 0.00050303 | 0.00050169 | 0.00050047 | 0.00049938 | 0.00049841 | 0.00049756 | 24.4559 | 48.8983 | 73.1966 | 97.508 | 121.8396 | 143.4599 | 160.7088 | 174.48 | 185.322 | 194.0287 | 200.9276 | 206.4475 | 210.8411 | 214.3247 | 217.1149 | 219.3378 | 219.3529 | 219.3583 | 219.3601 | 219.3607 | 219.3612 | 219.3617 | 219.3622 | 219.3627 | 219.3632 | 219.3637 | 0.20251 | 0.20238 | 0.20117 | 0.20127 | 0.20143 | 0.17897 | 0.14278 | 0.11399 | 0.089741 | 0.072065 | 0.057101 | 0.045686 | 0.036365 | 0.028832 | 0.023093 | 0.018397 | 0.000125 | 4.4479e-05 | 1.5112e-05 | 4.9121e-06 | 4.1631e-06 | 4.152e-06 | 4.142e-06 | 4.1358e-06 | 4.1278e-06 | 4.1207e-06 | 0.20251 | 0.40487 | 0.60601 | 0.80725 | 1.0086 | 1.1876 | 1.3303 | 1.4442 | 1.5339 | 1.606 | 1.663 | 1.7087 | 1.745 | 1.7738 | 1.7969 | 1.8153 | 1.8154 | 1.8155 | 1.8155 | 1.8155 | 1.8155 | 1.8155 | 1.8155 | 0 | 0 | 0 | 24.4559 | 24.4424 | 24.2983 | 24.3114 | 24.3315 | 21.6203 | 17.249 | 13.7712 | 10.842 | 8.7067 | 6.8989 | 5.5199 | 4.3937 | 3.4836 | 2.7902 | 2.2229 | 0.015103 | 0.0053742 | 0.0018259 | 0.00059353 | 0.00050303 | 0.00050169 | 0.00050047 | 0.00049938 | 0.00049841 | 0.00049756 | 24.4559 | 48.8983 | 73.1966 | 97.508 | 121.8396 | 143.4599 | 160.7088 | 174.48 | 185.322 | 194.0287 | 200.9276 | 206.4475 | 210.8411 | 214.3247 | 217.1149 | 219.3378 | 219.3529 | 219.3583 | 219.3601 | 219.3607 | 219.3612 | 219.3617 | 219.3622 | 219.3627 | 219.3632 | 219.3637 | 7.5539 | 7.5588 | 7.5637 | 7.5686 | 7.5735 | 7.5783 | 7.5831 | 7.5878 | 7.5925 | 7.5974 | 7.6019 | 7.6064 | 7.6108 | 7.6152 | 7.6196 | 7.6238 | 7.6282 | 7.6325 | 7.6366 | 7.6408 | 7.6446 | 7.648 | 7.6512 | 7.6541 | 7.6568 | 7.6592 | 5.7433 | 5.7471 | 5.7508 | 5.7546 | 5.7583 | 5.7619 | 5.7656 | 5.7691 | 5.7727 | 5.7764 | 5.7799 | 5.7833 | 5.7866 | 5.79 | 5.7933 | 5.7965 | 5.7999 | 5.8031 | 5.8062 | 5.8094 | 5.8123 | 5.8149 | 5.8174 | 5.8196 | 5.8216 | 5.8234
WA_Industrial_Wood and Lumber Products_Existing_Space Heating_Natural Gas_Gas Furnace Tube Inserts_A | WA | Industrial | Wood and Lumber Products | Existing | Space Heating | Natural Gas | Gas Furnace Tube Inserts | A | IM580 | None | Tube inserts installed | 5 | 0.089062 | 0 | 0 | 0.02 | 0 | 0 | 0 | 0.0086 |  | sqft | 0% | 0% | Retrofit | Retro3Slow | 83.58% | TBD | 0.2% | 54.6606 |  | 48.4408 |  | 0 | WI TRM - Radiant Tube Inserts, 2507 | WI TRM - Radiant Tube Inserts, 2507 | WI TRM - Radiant Tube Inserts, 2507 | None | None | None | None | None | None | None | None | None | None | None | None | None | None | None | None | None | None | None | None | None | None | None | None | None | None | None | None | None | None | None | Tube inserts installed | Tube inserts installed | Tube inserts installed | Tube inserts installed | Tube inserts installed | Tube inserts installed | Tube inserts installed | Tube inserts installed | Tube inserts installed | Tube inserts installed | Tube inserts installed | Tube inserts installed | Tube inserts installed | Tube inserts installed | Tube inserts installed | Tube inserts installed | Tube inserts installed | Tube inserts installed | Tube inserts installed | Tube inserts installed | Tube inserts installed | Tube inserts installed | Tube inserts installed | Tube inserts installed | Tube inserts installed | Tube inserts installed | Tube inserts installed | Tube inserts installed | Tube inserts installed | Tube inserts installed | Tube inserts installed | 0.02 | 0.02 | 0.02 | 0.02 | 0.02 | 0.02 | 0.02 | 0.02 | 0.02 | 0.02 | 0.02 | 0.02 | 0.02 | 0.02 | 0.02 | 0.02 | 0.02 | 0.02 | 0.02 | 0.02 | 0.02 | 0.02 | 0.02 | 0.02 | 0.02 | 0.02 | 0.02 | 0.02 | 0.02 | 0.02 | 0.02 | 0 | 0 | 0 | 0 | 0 | 0.086046 | 0.085101 | 0.08388 | 0.082616 | 0.08132 | 0.080015 | 0.078709 | 0.077446 | 0.076192 | 0.074913 | 0.073725 | 0.072591 | 0.071564 | 0.070596 | 0.069684 | 0.068809 | 0.067938 | 0.067097 | 0.0663 | 0.065535 | 0.064816 | 0.064174 | 0.063559 | 0.069231 | 0.068805 | 0.068405 | 0 | 0 | 0 | 0 | 0 | 0 | 0 | 0 | 0 | 0 | 0 | 0 | 0 | 0 | 0 | 0 | 0 | 0 | 0 | 0 | 0 | 0 | 0 | 0 | 0 | 0 | 0 | 0 | 0 | 0 | 0 | 0 | 0 | 0 | 0 | 0 | 0 | 0 | 0 | 0 | 0 | 0 | 0 | 0 | 0 | 0 | 0 | 0 | 0 | 0 | 0 | 0 | 0 | 0 | 0 | 0 | 0 | 0 | 0 | 0 | 0 | 0 | 0 | 0 | 0 | 0 | 0 | 0 | 0 | 0 | 0 | 0 | 0 | 0 | 0 | 0 | 0 | 0 | 0 | 0 | 0 | 0 | 0 | 0 | 0 | 0 | 0 | 0 | 0 | 0 | 0 | 0 | 0 | 0 | 0 | 0 | 0 | 0 | 0 | 0 | 0 | 0 | 0 | 0 | 0 | 0 | 0 | 0 | 0 | 0 | 0 | 0 | 0 | 0 | 0 | 0 | 0 | 0 | 0 | 0 | 0 | 0 | 0 | 0 | 0 | 0 | 0 | 0 | 0 | 0 | 0 | 0 | 0 | 0 | 0 | 0 | 0 | 0 | 0 | 0 | 0 | 0 | 0 | 0 | 0 | 0 | 0 | 0 | 0 | 0 | 0 | 0 | 0 | 0 | 0 | 0 | 0 | 0 | 0 | 0 | 0 | 0 | 0 | 0 | 0 | 0 | 0 | 0 | 0 | 0 | 0 | 0 | 0 | 0 | 0 | 0 | 0 | 0 | 0 | 0 | 0 | 0 | 0 | 0 | 0 | 0 | 0 | 0 | 0 | 0 | 0 | 0 | 0 | 0 | 0 | 0 | 0 | 0 | 0 | 0 | 0 | 0 | 0 | 0 | 0 | 0 | 0 | 0 | 0 | 0 | 0 | 0 | 0 | 0 | 0 | 0 | 0 | 0 | 0 | 0 | 0 | 0 | 0 | 0 | 0 | 0 | 0 | 0 | 0 | 0 | 0 | 0 | 0 | 0 | 0 | 0 | 0 | 0 | 0 | 0 | 0 | 0 | 0 | 0 | 0 | 0 | 0 | 0 | 0 | 0 | 0 | 0 | 0 | 0 | 0 | 0 | 0 | 0 | 0 | 0 | 0 | 0 | 0 | 0 | 0 | 0 | 0 | 0 | 0 | 0 | 0 | 0 | 0 | 0 | 0 | 0 | 0 | 0 | 0 | 0 | 0 | 0 | 0 | 0 | 0 | 0 | 0 | 0 | 0 | 0 | 0 | 0 | 0 | 0 | 0 | 0 | 0 | 0 | 0 | 0 | 0 | 0 | 0 | 0 | 0 | 0 | 0 | 0 | 0 | 0 | 0 | 0 | 0 | 0 | 0 | 0 | 0 | 0 | 0 | 0 | 0 | 0 | 0 | 0 | 0 | 0 | 0 | 0 | 0 | 0 | 0 | 0 | 0 | 0 | 0 | 0 | 0 | 0 | 0 | 0 | 0 | 0 | 0 | 0 | 0 | 0 | 0 | 0 | 0 | 0 | 0 | 0 | 0 | 0 | 0 | 0 | 0 | 0 | 0 | 0 | 0 | 0 | 0 | 0 | 0 | 0 | 0 | 0 | 0 | 0 | 0 | 0 | 0 | 0 | 0 | 0 | 0 | 0 | 0 | 0 | 0 | 0 | 0 | 0 | 0 | 0 | 0 | 0 | 0 | 0 | 0 | 0 | 0 | 0 | 0 | 0 | 0 | 0 | 0 | 0 | 0 | 0 | 0 | 0 | 0 | 0 | 0 | 0 | 0 | 0 | 0 | 0 | 0 | 0 | 0 | 0 | 49.9315 | 50.3863 | 50.9769 | 51.5907 | 52.222 | 52.8546 | 53.4974 | 54.1168 | 54.713 | 55.3281 | 55.8774 | 56.4058 | 56.911 | 57.3949 | 57.8926 | 58.3833 | 58.8796 | 59.3999 | 59.9085 | 60.4061 | 60.8797 | 61.3302 | 61.7582 | 62.1647 | 62.5503 | 62.916 | 44.2499 | 44.6529 | 45.1763 | 45.7203 | 46.2797 | 46.8404 | 47.41 | 47.9589 | 48.4873 | 49.0324 | 49.5192 | 49.9875 | 50.4352 | 50.864 | 51.3051 | 51.7399 | 52.1798 | 52.6409 | 53.0916 | 53.5326 | 53.9523 | 54.3515 | 54.7308 | 55.091 | 55.4328 | 55.7569
WA_Industrial_Wood and Lumber Products_Existing_Space Heating_Natural Gas_Space Heating - Heat Recovery Ventilator_A | WA | Industrial | Wood and Lumber Products | Existing | Space Heating | Natural Gas | Space Heating - Heat Recovery Ventilator | A | IM581 | None | HRV installed | 15 | 0.013423 | 0 | 0 | 0.28 | 0 | 0 | 0 | 0.139 |  | sqft | 5% | 10% | Retrofit | RetroEven20 | 76.5% | TBD | 0.2% | 2348.1101 |  | 1785.3082 |  | 0.027037 | IL TRM - 4.4.27 - CI-HVC-ERVE-V04-200101 | IL TRM - 4.4.27 - CI-HVC-ERVE-V04-200101 | IL TRM - 4.4.27 - CI-HVC-ERVE-V04-200101 | None | None | None | None | None | None | None | None | None | None | None | None | None | None | None | None | None | None | None | None | None | None | None | None | None | None | None | None | None | None | None | HRV installed | HRV installed | HRV installed | HRV installed | HRV installed | HRV installed | HRV installed | HRV installed | HRV installed | HRV installed | HRV installed | HRV installed | HRV installed | HRV installed | HRV installed | HRV installed | HRV installed | HRV installed | HRV installed | HRV installed | HRV installed | HRV installed | HRV installed | HRV installed | HRV installed | HRV installed | HRV installed | HRV installed | HRV installed | HRV installed | HRV installed | 0.28 | 0.28 | 0.28 | 0.28 | 0.28 | 0.28 | 0.28 | 0.28 | 0.28 | 0.28 | 0.28 | 0.28 | 0.28 | 0.28 | 0.28 | 0.28 | 0.28 | 0.28 | 0.28 | 0.28 | 0.28 | 0.28 | 0.28 | 0.28 | 0.28 | 0.28 | 0.28 | 0.28 | 0.28 | 0.28 | 0.28 | 0 | 0 | 0 | 0 | 0 | 0.013107 | 0.012868 | 0.012537 | 0.012127 | 0.011643 | 0.011093 | 0.010529 | 0.0099722 | 0.0094123 | 0.0089411 | 0.0084963 | 0.0081411 | 0.0078356 | 0.0075696 | 0.007384 | 0.0072148 | 0.0070688 | 0.0069486 | 0.0068543 | 0.0067678 | 0.0067043 | 0.0066487 | 0.0065957 | 0 | 0 | 0 | 0.016117 | 0.015815 | 0.015317 | 0.014824 | 0.014245 | 0.0134 | 0.012683 | 0.011988 | 0.011135 | 0.010618 | 0.0099938 | 0.0095772 | 0.0091714 | 0.008781 | 0.0085759 | 0.0083447 | 0.0081441 | 0.0079764 | 0.0078414 | 0.007718 | 0 | 0 | 0 | 0 | 0 | 0 | 0.016117 | 0.031639 | 0.046142 | 0.059456 | 0.071331 | 0.081361 | 0.089906 | 0.097138 | 0.10282 | 0.10829 | 0.1129 | 0.11775 | 0.12251 | 0.12713 | 0.13259 | 0.1379 | 0.14325 | 0.14879 | 0.15461 | 0.16038 | 0.15887 | 0.15756 | 0.1563 | 0 | 0 | 0 | 1229.6761 | 1229.0012 | 1221.7533 | 1222.4139 | 1223.4246 | 1207.8884 | 1204.5876 | 1202.1418 | 1183.0522 | 1187.5692 | 1176.2441 | 1176.3968 | 1170.4759 | 1160.0353 | 1161.4095 | 1156.6068 | 1152.1083 | 1147.9105 | 1144.0095 | 1140.4019 | 0 | 0 | 0 | 0 | 0 | 0 | 1229.6761 | 2458.6773 | 3680.4306 | 4902.8444 | 6126.2691 | 7334.1575 | 8538.7451 | 9740.8869 | 10923.9392 | 12111.5083 | 13287.7524 | 14464.1492 | 15634.6251 | 16794.6605 | 17956.07 | 19112.6767 | 20264.7851 | 21412.6955 | 22556.705 | 23697.1069 | 23697.1069 | 23697.1069 | 23697.1069 | 23697.1069 | 23697.1069 | 23697.1069 | 0.013731 | 0.013515 | 0.013148 | 0.012795 | 0.012378 | 0.011736 | 0.011204 | 0.010685 | 0.010021 | 0.0096358 | 0.0091461 | 0.008825 | 0.0084979 | 0.0081753 | 0.0080071 | 0.0078114 | 0.0076394 | 0.0074952 | 0.0073823 | 0.0072801 | 0 | 0 | 0 | 0 | 0 | 0 | 0.013731 | 0.027037 | 0.039606 | 0.051318 | 0.061981 | 0.071261 | 0.07942 | 0.086576 | 0.092529 | 0.098271 | 0.10332 | 0.10851 | 0.11351 | 0.11836 | 0.12379 | 0.12908 | 0.13437 | 0.13981 | 0.14556 | 0.15128 | 0.15009 | 0.14907 | 0.14812 | 0 | 0 | 0 | 1045.2247 | 1044.651 | 1038.4903 | 1039.0518 | 1039.9109 | 1026.7051 | 1023.8995 | 1021.8205 | 1005.5944 | 1009.4338 | 999.8075 | 999.9373 | 994.9045 | 986.03 | 987.1981 | 983.1158 | 979.2921 | 975.7239 | 972.4081 | 969.3416 | 0 | 0 | 0 | 0 | 0 | 0 | 1045.2247 | 2089.8757 | 3128.366 | 4167.4178 | 5207.3287 | 6234.0339 | 7257.9334 | 8279.7539 | 9285.3483 | 10294.7821 | 11294.5896 | 12294.5268 | 13289.4314 | 14275.4614 | 15262.6595 | 16245.7752 | 17225.0673 | 18200.7912 | 19173.1993 | 20142.5409 | 20142.5409 | 20142.5409 | 20142.5409 | 20142.5409 | 20142.5409 | 20142.5409 | 0 | 0 | 0 | 0 | 0 | 0 | 0 | 0 | 0 | 0 | 0 | 0 | 0 | 0 | 0 | 0 | 0 | 0 | 0 | 0 | 0 | 0 | 0 | 0 | 0 | 0 | 0 | 0 | 0 | 0 | 0 | 0 | 0 | 0 | 0 | 0 | 0 | 0 | 0 | 0 | 0 | 0 | 0 | 0 | 0 | 0 | 0 | 0 | 0 | 0 | 0 | 0 | 0 | 0 | 0 | 0 | 0 | 0 | 0 | 0 | 0 | 0 | 0 | 0 | 0 | 0 | 0 | 0 | 0 | 0 | 0 | 0 | 0 | 0 | 0 | 0 | 0 | 0 | 0 | 0 | 0 | 0 | 0 | 0 | 0 | 0 | 0 | 0 | 0 | 0 | 0 | 0 | 0 | 0 | 0 | 0 | 0 | 0 | 0 | 0 | 0 | 0 | 0 | 0 | 0 | 0 | 0 | 0 | 0 | 0 | 0 | 0 | 0 | 0 | 0 | 0 | 0 | 0 | 0 | 0 | 0 | 0 | 0 | 0 | 0 | 0 | 0 | 0 | 0 | 0 | 0 | 0 | 0 | 0 | 0 | 0 | 0 | 0 | 0 | 0 | 0 | 0 | 0 | 0 | 0 | 0 | 0 | 0 | 0 | 0 | 0 | 0 | 0 | 0 | 0 | 0 | 0 | 0 | 0 | 0 | 0 | 0 | 0 | 0 | 0 | 0 | 0 | 0 | 0 | 0 | 0 | 0 | 0 | 0 | 0 | 0 | 0 | 0 | 0 | 0 | 0 | 0 | 0 | 0 | 0 | 0 | 0 | 0 | 0 | 0 | 0 | 0 | 0 | 0 | 0 | 0 | 0 | 0 | 0 | 0 | 0 | 0 | 0 | 0 | 0 | 0 | 0 | 0 | 2220.3171 | 2231.2246 | 2244.8654 | 2259.4729 | 2274.971 | 2290.9005 | 2307.5071 | 2324.262 | 2341.1918 | 2359.7618 | 2377.1902 | 2394.6649 | 2411.1085 | 2426.6436 | 2441.9756 | 2456.6391 | 2471.8043 | 2485.6553 | 2498.8876 | 2511.6043 | 2523.489 | 2534.5912 | 2544.9584 | 0 | 0 | 0 | 1688.145 | 1696.4381 | 1706.8095 | 1717.9158 | 1729.6993 | 1741.8107 | 1754.4371 | 1767.1761 | 1780.0481 | 1794.1672 | 1807.4183 | 1820.7046 | 1833.207 | 1845.0186 | 1856.6758 | 1867.8247 | 1879.355 | 1889.8861 | 1899.9469 | 1909.6156 | 1918.6518 | 1927.093 | 1934.9754 | 0 | 0 | 0
WA_Industrial_Wood and Lumber Products_Existing_Space Heating_Natural Gas_Thermostat - Programmable_A | WA | Industrial | Wood and Lumber Products | Existing | Space Heating | Natural Gas | Thermostat - Programmable | A | IM582 | Manual control | Programmable thermostat installed | 11 | 0.0066685 | 0 | 0 | 0.17 | 0.01 | 0 | 0 | 0.0859 |  | sqft | 25% | 40% | Retrofit | RetroEven20 | 76.5% | TBD | 0.2% | 4378.5124 |  | 2724.0299 |  | 0.040018 | IL TRM - 4.4.48 - CI-HVC-THST-V02-210101 | IL TRM - 4.4.48 - CI-HVC-THST-V02-210101 | BEST | Manual control | Manual control | Manual control | Manual control | Manual control | Manual control | Manual control | Manual control | Manual control | Manual control | Manual control | Manual control | Manual control | Manual control | Manual control | Manual control | Manual control | Manual control | Manual control | Manual control | Manual control | Manual control | Manual control | Manual control | Manual control | Manual control | Manual control | Manual control | Manual control | Manual control | Manual control | Programmable thermostat installed | Programmable thermostat installed | Programmable thermostat installed | Programmable thermostat installed | Programmable thermostat installed | Programmable thermostat installed | Programmable thermostat installed | Programmable thermostat installed | Programmable thermostat installed | Programmable thermostat installed | Programmable thermostat installed | Programmable thermostat installed | Programmable thermostat installed | Programmable thermostat installed | Programmable thermostat installed | Programmable thermostat installed | Programmable thermostat installed | Programmable thermostat installed | Programmable thermostat installed | Programmable thermostat installed | Programmable thermostat installed | Programmable thermostat installed | Programmable thermostat installed | Programmable thermostat installed | Programmable thermostat installed | Programmable thermostat installed | Programmable thermostat installed | Programmable thermostat installed | Programmable thermostat installed | Programmable thermostat installed | Programmable thermostat installed | 0.17 | 0.17 | 0.17 | 0.17 | 0.17 | 0.17 | 0.17 | 0.17 | 0.17 | 0.17 | 0.17 | 0.17 | 0.17 | 0.17 | 0.17 | 0.17 | 0.17 | 0.17 | 0.17 | 0.17 | 0.17 | 0.17 | 0.17 | 0.17 | 0.17 | 0.17 | 0.17 | 0.17 | 0.17 | 0.17 | 0.17 | 0 | 0 | 0 | 0 | 0 | 0.006485 | 0.0063411 | 0.0061517 | 0.0059249 | 0.0056633 | 0.0053691 | 0.0050705 | 0.004777 | 0.0044814 | 0.0042333 | 0.0039969 | 0.0038065 | 0.0036401 | 0.0034932 | 0.0033882 | 0.0032912 | 0.0032068 | 0.0031358 | 0.0030779 | 0.0030245 | 0.0029952 | 0.0029695 | 0.002945 | 0 | 0 | 0 | 0.023924 | 0.02338 | 0.022548 | 0.021728 | 0.020786 | 0.019456 | 0.018324 | 0.017228 | 0.015905 | 0.015082 | 0.014104 | 0.013434 | 0.012782 | 0.012157 | 0.011805 | 0.01142 | 0.011084 | 0.010799 | 0.010563 | 0.010347 | 0 | 0 | 0 | 0 | 0 | 0 | 0.023924 | 0.046772 | 0.067923 | 0.087146 | 0.10409 | 0.11813 | 0.12989 | 0.1396 | 0.14686 | 0.15382 | 0.15933 | 0.16517 | 0.17073 | 0.176 | 0.18252 | 0.18871 | 0.19495 | 0.20144 | 0.20828 | 0.21502 | 0.21293 | 0.2111 | 0.20937 | 0 | 0 | 0 | 3689.0282 | 3687.0035 | 3665.26 | 3667.2416 | 3670.2739 | 3623.6652 | 3613.7629 | 3606.4254 | 3549.1567 | 3562.7075 | 3528.7324 | 3529.1903 | 3511.4278 | 3480.106 | 3484.2284 | 3469.8203 | 3456.325 | 3443.7314 | 3432.0285 | 3421.2058 | 0 | 0 | 0 | 0 | 0 | 0 | 3689.0282 | 7376.0318 | 11041.2917 | 14708.5333 | 18378.8072 | 22002.4724 | 25616.2354 | 29222.6608 | 32771.8175 | 36334.5249 | 39863.2573 | 43392.4476 | 46903.8754 | 50383.9815 | 53868.2099 | 57338.0302 | 60794.3552 | 64238.0866 | 67670.115 | 71091.3208 | 71091.3208 | 71091.3208 | 71091.3208 | 71091.3208 | 71091.3208 | 71091.3208 | 0.020395 | 0.020003 | 0.01939 | 0.018801 | 0.018119 | 0.017108 | 0.016263 | 0.01544 | 0.014406 | 0.013787 | 0.013015 | 0.012493 | 0.011965 | 0.011446 | 0.011156 | 0.01083 | 0.010542 | 0.010297 | 0.0101 | 0.0099197 | 0 | 0 | 0 | 0 | 0 | 0 | 0.020395 | 0.040018 | 0.058411 | 0.075408 | 0.09073 | 0.10388 | 0.11528 | 0.12511 | 0.13302 | 0.1406 | 0.14702 | 0.15361 | 0.15982 | 0.16571 | 0.17248 | 0.17896 | 0.18542 | 0.19208 | 0.19914 | 0.20613 | 0.20446 | 0.20301 | 0.20167 | 0 | 0 | 0 | 3135.674 | 3133.953 | 3115.471 | 3117.1553 | 3119.7328 | 3080.1154 | 3071.6985 | 3065.4616 | 3016.7832 | 3028.3013 | 2999.4225 | 2999.8118 | 2984.7136 | 2958.0901 | 2961.5942 | 2949.3473 | 2937.8763 | 2927.1717 | 2917.2242 | 2908.0249 | 0 | 0 | 0 | 0 | 0 | 0 | 3135.674 | 6269.627 | 9385.098 | 12502.2533 | 15621.9861 | 18702.1016 | 21773.8001 | 24839.2617 | 27856.0448 | 30884.3462 | 33883.7687 | 36883.5805 | 39868.2941 | 42826.3842 | 45787.9784 | 48737.3256 | 51675.2019 | 54602.3736 | 57519.5978 | 60427.6227 | 60427.6227 | 60427.6227 | 60427.6227 | 60427.6227 | 60427.6227 | 60427.6227 | 0 | 0 | 0 | 0 | 0 | 0 | 0 | 0 | 0 | 0 | 0 | 0 | 0 | 0 | 0 | 0 | 0 | 0 | 0 | 0 | 0 | 0 | 0 | 0 | 0 | 0 | 0 | 0 | 0 | 0 | 0 | 0 | 0 | 0 | 0 | 0 | 0 | 0 | 0 | 0 | 0 | 0 | 0 | 0 | 0 | 0 | 0 | 0 | 0 | 0 | 0 | 0 | 0 | 0 | 0 | 0 | 0 | 0 | 0 | 0 | 0 | 0 | 0 | 0 | 0 | 0 | 0 | 0 | 0 | 0 | 0 | 0 | 0 | 0 | 0 | 0 | 0 | 0 | 0 | 0 | 0 | 0 | 0 | 0 | 0 | 0 | 0 | 0 | 0 | 0 | 0 | 0 | 0 | 0 | 0 | 0 | 0 | 0 | 0 | 0 | 0 | 0 | 0 | 0 | 0 | 0 | 0 | 0 | 0 | 0 | 0 | 0 | 0 | 0 | 0 | 0 | 0 | 0 | 0 | 0 | 0 | 0 | 0 | 0 | 0 | 0 | 0 | 0 | 0 | 0 | 0 | 0 | 0 | 0 | 0 | 0 | 0 | 0 | 0 | 0 | 0 | 0 | 0 | 0 | 0 | 0 | 0 | 0 | 0 | 0 | 0 | 0 | 0 | 0 | 0 | 0 | 0 | 0 | 0 | 0 | 0 | 0 | 0 | 0 | 0 | 0 | 0 | 0 | 0 | 0 | 0 | 0 | 0 | 0 | 0 | 0 | 0 | 0 | 0 | 0 | 0 | 0 | 0 | 0 | 0 | 0 | 0 | 0 | 0 | 0 | 0 | 0 | 0 | 0 | 0 | 0 | 0 | 0 | 0 | 0 | 0 | 0 | 0 | 0 | 0 | 0 | 0 | 0 | 4140.2172 | 4160.5564 | 4185.9923 | 4213.231 | 4242.1302 | 4271.8338 | 4302.8002 | 4334.043 | 4365.6118 | 4400.2394 | 4432.7379 | 4465.3229 | 4495.9852 | 4524.9535 | 4553.5431 | 4580.8861 | 4609.1645 | 4634.9924 | 4659.6667 | 4683.3794 | 4705.5407 | 4726.243 | 4745.5748 | 0 | 0 | 0 | 2575.7778 | 2588.4316 | 2604.2562 | 2621.2023 | 2639.1816 | 2657.6612 | 2676.9265 | 2696.3638 | 2716.0039 | 2737.547 | 2757.7655 | 2778.0378 | 2797.1139 | 2815.1361 | 2832.9227 | 2849.9338 | 2867.5268 | 2883.5952 | 2898.946 | 2913.6986 | 2927.4859 | 2940.3655 | 2952.3925 | 0 | 0 | 0
WA_Industrial_Wood and Lumber Products_Existing_Space Heating_Natural Gas_ENERGY STAR Connected Thermostat_A | WA | Industrial | Wood and Lumber Products | Existing | Space Heating | Natural Gas | ENERGY STAR Connected Thermostat | A | IM583 | Manual control | Wi-Fi/interactive thermostat installed | 5 | 0.015698 | 0 | 0 | 0.39 | 0.01 | 0 | 0 | 0.1927 |  | sqft | 5% | 20% | Retrofit | RetroEven20 | 76.5% | TBD | 0.2% | 6409.0444 |  | 5085.6741 |  | 0.094819 | ComConnectedThermostats_v1_1 | ComConnectedThermostats_v1_1 | ComConnectedThermostats_v1_1 | Manual control | Manual control | Manual control | Manual control | Manual control | Manual control | Manual control | Manual control | Manual control | Manual control | Manual control | Manual control | Manual control | Manual control | Manual control | Manual control | Manual control | Manual control | Manual control | Manual control | Manual control | Manual control | Manual control | Manual control | Manual control | Manual control | Manual control | Manual control | Manual control | Manual control | Manual control | Wi-Fi/interactive thermostat installed | Wi-Fi/interactive thermostat installed | Wi-Fi/interactive thermostat installed | Wi-Fi/interactive thermostat installed | Wi-Fi/interactive thermostat installed | Wi-Fi/interactive thermostat installed | Wi-Fi/interactive thermostat installed | Wi-Fi/interactive thermostat installed | Wi-Fi/interactive thermostat installed | Wi-Fi/interactive thermostat installed | Wi-Fi/interactive thermostat installed | Wi-Fi/interactive thermostat installed | Wi-Fi/interactive thermostat installed | Wi-Fi/interactive thermostat installed | Wi-Fi/interactive thermostat installed | Wi-Fi/interactive thermostat installed | Wi-Fi/interactive thermostat installed | Wi-Fi/interactive thermostat installed | Wi-Fi/interactive thermostat installed | Wi-Fi/interactive thermostat installed | Wi-Fi/interactive thermostat installed | Wi-Fi/interactive thermostat installed | Wi-Fi/interactive thermostat installed | Wi-Fi/interactive thermostat installed | Wi-Fi/interactive thermostat installed | Wi-Fi/interactive thermostat installed | Wi-Fi/interactive thermostat installed | Wi-Fi/interactive thermostat installed | Wi-Fi/interactive thermostat installed | Wi-Fi/interactive thermostat installed | Wi-Fi/interactive thermostat installed | 0.39 | 0.39 | 0.39 | 0.39 | 0.39 | 0.39 | 0.39 | 0.39 | 0.39 | 0.39 | 0.39 | 0.39 | 0.39 | 0.39 | 0.39 | 0.39 | 0.39 | 0.39 | 0.39 | 0.39 | 0.39 | 0.39 | 0.39 | 0.39 | 0.39 | 0.39 | 0.39 | 0.39 | 0.39 | 0.39 | 0.39 | 0 | 0 | 0 | 0 | 0 | 0.015324 | 0.015042 | 0.014651 | 0.014169 | 0.013601 | 0.012955 | 0.012293 | 0.01164 | 0.010984 | 0.010431 | 0.0099101 | 0.0094936 | 0.0091352 | 0.0088229 | 0.0086048 | 0.0084058 | 0.0082338 | 0.0080919 | 0.0079802 | 0.0078778 | 0.0078037 | 0.0077389 | 0.0076771 | 0 | 0 | 0 | 0.056531 | 0.05546 | 0.053701 | 0.05196 | 0.049919 | 0.046945 | 0.044425 | 0.041979 | 0.038983 | 0.037164 | 0.03497 | 0.033505 | 0.032078 | 0.030705 | 0.029981 | 0.029166 | 0.028459 | 0.027866 | 0.027388 | 0.026951 | 0 | 0 | 0 | 0 | 0 | 0 | 0.056531 | 0.11095 | 0.16177 | 0.2084 | 0.24997 | 0.28504 | 0.31491 | 0.34016 | 0.35995 | 0.37902 | 0.39505 | 0.41195 | 0.42848 | 0.44453 | 0.46353 | 0.48197 | 0.50057 | 0.51981 | 0.54002 | 0.56004 | 0.55478 | 0.55017 | 0.54578 | 0 | 0 | 0 | 3689.0282 | 3687.0035 | 3665.26 | 3667.2416 | 3670.2739 | 3623.6652 | 3613.7629 | 3606.4254 | 3549.1567 | 3562.7075 | 3528.7324 | 3529.1903 | 3511.4278 | 3480.106 | 3484.2284 | 3469.8203 | 3456.325 | 3443.7314 | 3432.0285 | 3421.2058 | 0 | 0 | 0 | 0 | 0 | 0 | 3689.0282 | 7376.0318 | 11041.2917 | 14708.5333 | 18378.8072 | 22002.4724 | 25616.2354 | 29222.6608 | 32771.8175 | 36334.5249 | 39863.2573 | 43392.4476 | 46903.8754 | 50383.9815 | 53868.2099 | 57338.0302 | 60794.3552 | 64238.0866 | 67670.115 | 71091.3208 | 71091.3208 | 71091.3208 | 71091.3208 | 71091.3208 | 71091.3208 | 71091.3208 | 0.048165 | 0.047396 | 0.0461 | 0.044855 | 0.043383 | 0.041126 | 0.039253 | 0.037425 | 0.035092 | 0.033738 | 0.032017 | 0.030887 | 0.029736 | 0.028601 | 0.028008 | 0.027318 | 0.026711 | 0.026202 | 0.025802 | 0.02544 | 0 | 0 | 0 | 0 | 0 | 0 | 0.048165 | 0.094819 | 0.13887 | 0.1799 | 0.21724 | 0.24971 | 0.27825 | 0.30326 | 0.32403 | 0.34408 | 0.36168 | 0.37976 | 0.3972 | 0.41408 | 0.43301 | 0.45142 | 0.46983 | 0.48876 | 0.50875 | 0.52864 | 0.52449 | 0.5209 | 0.51757 | 0 | 0 | 0 | 3135.674 | 3133.953 | 3115.471 | 3117.1553 | 3119.7328 | 3080.1154 | 3071.6985 | 3065.4616 | 3016.7832 | 3028.3013 | 2999.4225 | 2999.8118 | 2984.7136 | 2958.0901 | 2961.5942 | 2949.3473 | 2937.8763 | 2927.1717 | 2917.2242 | 2908.0249 | 0 | 0 | 0 | 0 | 0 | 0 | 3135.674 | 6269.627 | 9385.098 | 12502.2533 | 15621.9861 | 18702.1016 | 21773.8001 | 24839.2617 | 27856.0448 | 30884.3462 | 33883.7687 | 36883.5805 | 39868.2941 | 42826.3842 | 45787.9784 | 48737.3256 | 51675.2019 | 54602.3736 | 57519.5978 | 60427.6227 | 60427.6227 | 60427.6227 | 60427.6227 | 60427.6227 | 60427.6227 | 60427.6227 | 0 | 0 | 0 | 0 | 0 | 0 | 0 | 0 | 0 | 0 | 0 | 0 | 0 | 0 | 0 | 0 | 0 | 0 | 0 | 0 | 0 | 0 | 0 | 0 | 0 | 0 | 0 | 0 | 0 | 0 | 0 | 0 | 0 | 0 | 0 | 0 | 0 | 0 | 0 | 0 | 0 | 0 | 0 | 0 | 0 | 0 | 0 | 0 | 0 | 0 | 0 | 0 | 0 | 0 | 0 | 0 | 0 | 0 | 0 | 0 | 0 | 0 | 0 | 0 | 0 | 0 | 0 | 0 | 0 | 0 | 0 | 0 | 0 | 0 | 0 | 0 | 0 | 0 | 0 | 0 | 0 | 0 | 0 | 0 | 0 | 0 | 0 | 0 | 0 | 0 | 0 | 0 | 0 | 0 | 0 | 0 | 0 | 0 | 0 | 0 | 0 | 0 | 0 | 0 | 0 | 0 | 0 | 0 | 0 | 0 | 0 | 0 | 0 | 0 | 0 | 0 | 0 | 0 | 0 | 0 | 0 | 0 | 0 | 0 | 0 | 0 | 0 | 0 | 0 | 0 | 0 | 0 | 0 | 0 | 0 | 0 | 0 | 0 | 0 | 0 | 0 | 0 | 0 | 0 | 0 | 0 | 0 | 0 | 0 | 0 | 0 | 0 | 0 | 0 | 0 | 0 | 0 | 0 | 0 | 0 | 0 | 0 | 0 | 0 | 0 | 0 | 0 | 0 | 0 | 0 | 0 | 0 | 0 | 0 | 0 | 0 | 0 | 0 | 0 | 0 | 0 | 0 | 0 | 0 | 0 | 0 | 0 | 0 | 0 | 0 | 0 | 0 | 0 | 0 | 0 | 0 | 0 | 0 | 0 | 0 | 0 | 0 | 0 | 0 | 0 | 0 | 0 | 0 | 6060.2399 | 6090.0114 | 6127.2432 | 6167.1138 | 6209.415 | 6252.8936 | 6298.2207 | 6343.9523 | 6390.1611 | 6440.8472 | 6488.417 | 6536.1132 | 6580.9952 | 6623.3975 | 6665.2454 | 6705.2687 | 6746.6612 | 6784.4668 | 6820.5838 | 6855.2933 | 6887.7319 | 6918.0348 | 6946.3317 | 0 | 0 | 0 | 4808.8924 | 4832.5165 | 4862.0605 | 4893.6984 | 4927.2651 | 4961.766 | 4997.7337 | 5034.0225 | 5070.6899 | 5110.91 | 5148.6574 | 5186.505 | 5222.1196 | 5255.7664 | 5288.9734 | 5320.7325 | 5353.5781 | 5383.5774 | 5412.2368 | 5439.7793 | 5465.5198 | 5489.5657 | 5512.0197 | 0 | 0 | 0
WA_Industrial_Wood and Lumber Products_Existing_Space Heating_Natural Gas_Destratification Fans (HVLS)_A | WA | Industrial | Wood and Lumber Products | Existing | Space Heating | Natural Gas | Destratification Fans (HVLS) | A | IM584 | None/Standard ventilation | Fans installed | 10 | 0.015698 | 0 | 0 | 0.6 | 0.01 | 0 | 0 | 0.2991 |  | sqft | 15% | 75% | Retrofit | RetroEven20 | 76.5% | TBD | 0.2% | 6229.1369 |  | 4392.383 |  | 0.37879 | IL TRM - 4.4.34 - CI-HVC-DSFN-V05-210101 | IL TRM - 4.4.34 - CI-HVC-DSFN-V05-210101 | IL TRM - 4.4.34 - CI-HVC-DSFN-V05-210101 | None/Standard ventilation | None/Standard ventilation | None/Standard ventilation | None/Standard ventilation | None/Standard ventilation | None/Standard ventilation | None/Standard ventilation | None/Standard ventilation | None/Standard ventilation | None/Standard ventilation | None/Standard ventilation | None/Standard ventilation | None/Standard ventilation | None/Standard ventilation | None/Standard ventilation | None/Standard ventilation | None/Standard ventilation | None/Standard ventilation | None/Standard ventilation | None/Standard ventilation | None/Standard ventilation | None/Standard ventilation | None/Standard ventilation | None/Standard ventilation | None/Standard ventilation | None/Standard ventilation | None/Standard ventilation | None/Standard ventilation | None/Standard ventilation | None/Standard ventilation | None/Standard ventilation | Fans installed | Fans installed | Fans installed | Fans installed | Fans installed | Fans installed | Fans installed | Fans installed | Fans installed | Fans installed | Fans installed | Fans installed | Fans installed | Fans installed | Fans installed | Fans installed | Fans installed | Fans installed | Fans installed | Fans installed | Fans installed | Fans installed | Fans installed | Fans installed | Fans installed | Fans installed | Fans installed | Fans installed | Fans installed | Fans installed | Fans installed | 0.6 | 0.6 | 0.6 | 0.6 | 0.6 | 0.6 | 0.6 | 0.6 | 0.6 | 0.6 | 0.6 | 0.6 | 0.6 | 0.6 | 0.6 | 0.6 | 0.6 | 0.6 | 0.6 | 0.6 | 0.6 | 0.6 | 0.6 | 0.6 | 0.6 | 0.6 | 0.6 | 0.6 | 0.6 | 0.6 | 0.6 | 0 | 0 | 0 | 0 | 0 | 0.015313 | 0.015019 | 0.014618 | 0.014126 | 0.01355 | 0.012896 | 0.012228 | 0.011569 | 0.010908 | 0.010352 | 0.0098261 | 0.0094061 | 0.0090437 | 0.0087271 | 0.0085051 | 0.0083016 | 0.0081252 | 0.0079787 | 0.0078622 | 0.007755 | 0.0076817 | 0.0076176 | 0.0075565 | 0 | 0 | 0 | 0.22596 | 0.22151 | 0.21432 | 0.20722 | 0.19893 | 0.18692 | 0.17675 | 0.1669 | 0.15485 | 0.14752 | 0.1387 | 0.13278 | 0.12703 | 0.12149 | 0.11853 | 0.11522 | 0.11233 | 0.10991 | 0.10793 | 0.10613 | 0 | 0 | 0 | 0 | 0 | 0 | 0.22596 | 0.44314 | 0.64562 | 0.8311 | 0.99612 | 1.135 | 1.2529 | 1.3524 | 1.4298 | 1.5045 | 1.5668 | 1.6326 | 1.6967 | 1.7588 | 1.8326 | 1.904 | 1.9759 | 2.0501 | 2.1281 | 2.2052 | 2.1844 | 2.1662 | 2.1488 | 0 | 0 | 0 | 14756.1129 | 14748.0142 | 14661.0398 | 14668.9662 | 14681.0957 | 14494.6609 | 14455.0518 | 14425.7018 | 14196.6266 | 14250.8298 | 14114.9296 | 14116.7613 | 14045.7111 | 13920.4242 | 13936.9137 | 13879.2812 | 13825.3001 | 13774.9255 | 13728.114 | 13684.823 | 0 | 0 | 0 | 0 | 0 | 0 | 14756.1129 | 29504.1271 | 44165.1669 | 58834.1332 | 73515.2289 | 88009.8898 | 102464.9415 | 116890.6433 | 131087.2699 | 145338.0997 | 159453.0293 | 173569.7906 | 187615.5017 | 201535.9258 | 215472.8395 | 229352.1206 | 243177.4207 | 256952.3462 | 270680.4602 | 284365.2832 | 284365.2832 | 284365.2832 | 284365.2832 | 284365.2832 | 284365.2832 | 284365.2832 | 0.19254 | 0.18934 | 0.18404 | 0.17896 | 0.17298 | 0.16387 | 0.1563 | 0.14893 | 0.13954 | 0.13407 | 0.12714 | 0.12258 | 0.11793 | 0.11335 | 0.11093 | 0.10812 | 0.10565 | 0.10356 | 0.10191 | 0.10041 | 0 | 0 | 0 | 0 | 0 | 0 | 0.19254 | 0.37879 | 0.55442 | 0.71777 | 0.86618 | 0.99498 | 1.108 | 1.2068 | 1.2885 | 1.3674 | 1.4363 | 1.5071 | 1.5753 | 1.641 | 1.715 | 1.7867 | 1.8582 | 1.9318 | 2.0094 | 2.0865 | 2.0701 | 2.0558 | 2.0426 | 0 | 0 | 0 | 12542.696 | 12535.8121 | 12461.8839 | 12468.6213 | 12478.9313 | 12320.4618 | 12286.794 | 12261.8465 | 12067.1326 | 12113.2053 | 11997.6901 | 11999.2471 | 11938.8544 | 11832.3605 | 11846.3766 | 11797.389 | 11751.5051 | 11708.6867 | 11668.8969 | 11632.0996 | 0 | 0 | 0 | 0 | 0 | 0 | 12542.696 | 25078.508 | 37540.3919 | 50009.0132 | 62487.9445 | 74808.4063 | 87095.2003 | 99357.0468 | 111424.1794 | 123537.3847 | 135535.0749 | 147534.322 | 159473.1764 | 171305.5369 | 183151.9135 | 194949.3026 | 206700.8076 | 218409.4943 | 230078.3912 | 241710.4907 | 241710.4907 | 241710.4907 | 241710.4907 | 241710.4907 | 241710.4907 | 241710.4907 | 0 | 0 | 0 | 0 | 0 | 0 | 0 | 0 | 0 | 0 | 0 | 0 | 0 | 0 | 0 | 0 | 0 | 0 | 0 | 0 | 0 | 0 | 0 | 0 | 0 | 0 | 0 | 0 | 0 | 0 | 0 | 0 | 0 | 0 | 0 | 0 | 0 | 0 | 0 | 0 | 0 | 0 | 0 | 0 | 0 | 0 | 0 | 0 | 0 | 0 | 0 | 0 | 0 | 0 | 0 | 0 | 0 | 0 | 0 | 0 | 0 | 0 | 0 | 0 | 0 | 0 | 0 | 0 | 0 | 0 | 0 | 0 | 0 | 0 | 0 | 0 | 0 | 0 | 0 | 0 | 0 | 0 | 0 | 0 | 0 | 0 | 0 | 0 | 0 | 0 | 0 | 0 | 0 | 0 | 0 | 0 | 0 | 0 | 0 | 0 | 0 | 0 | 0 | 0 | 0 | 0 | 0 | 0 | 0 | 0 | 0 | 0 | 0 | 0 | 0 | 0 | 0 | 0 | 0 | 0 | 0 | 0 | 0 | 0 | 0 | 0 | 0 | 0 | 0 | 0 | 0 | 0 | 0 | 0 | 0 | 0 | 0 | 0 | 0 | 0 | 0 | 0 | 0 | 0 | 0 | 0 | 0 | 0 | 0 | 0 | 0 | 0 | 0 | 0 | 0 | 0 | 0 | 0 | 0 | 0 | 0 | 0 | 0 | 0 | 0 | 0 | 0 | 0 | 0 | 0 | 0 | 0 | 0 | 0 | 0 | 0 | 0 | 0 | 0 | 0 | 0 | 0 | 0 | 0 | 0 | 0 | 0 | 0 | 0 | 0 | 0 | 0 | 0 | 0 | 0 | 0 | 0 | 0 | 0 | 0 | 0 | 0 | 0 | 0 | 0 | 0 | 0 | 0 | 5890.1236 | 5919.0594 | 5955.246 | 5993.9974 | 6035.1112 | 6077.3693 | 6121.424 | 6165.8719 | 6210.7836 | 6260.0469 | 6306.2814 | 6352.6386 | 6396.2608 | 6437.4728 | 6478.146 | 6517.0458 | 6557.2764 | 6594.0207 | 6629.124 | 6662.8591 | 6694.3871 | 6723.8394 | 6751.342 | 0 | 0 | 0 | 4153.3329 | 4173.7365 | 4199.253 | 4226.578 | 4255.5687 | 4285.3664 | 4316.4309 | 4347.7727 | 4379.4415 | 4414.1788 | 4446.7803 | 4479.4685 | 4510.228 | 4539.288 | 4567.9682 | 4595.3978 | 4623.7658 | 4649.6755 | 4674.428 | 4698.2158 | 4720.4473 | 4741.2152 | 4760.6082 | 0 | 0 | 0
WA_Industrial_Wood and Lumber Products_Existing_Space Heating_Natural Gas_Gas Boiler - Insulate Steam Lines/Condensate Tank_A | WA | Industrial | Wood and Lumber Products | Existing | Space Heating | Natural Gas | Gas Boiler - Insulate Steam Lines/Condensate Tank | A | IM585 | No insulation | Lines and condenstate tank insulated | 20 | 9.7544 | 0 | 0 | 291.96 | 0 | 0 | 0 | 145.9777 |  | employee | 30% | 35% | Retrofit | RetroEven20 | 76.5% | TBD | 0.2% | 342.2886 |  | 250.2163 |  | 0.0076934 | PGE Workpaper - SWWH017-01 | PGE Workpaper - SWWH017-01 | PGE Workpaper - SWWH017-01 | No insulation | No insulation | No insulation | No insulation | No insulation | No insulation | No insulation | No insulation | No insulation | No insulation | No insulation | No insulation | No insulation | No insulation | No insulation | No insulation | No insulation | No insulation | No insulation | No insulation | No insulation | No insulation | No insulation | No insulation | No insulation | No insulation | No insulation | No insulation | No insulation | No insulation | No insulation | Lines and condenstate tank insulated | Lines and condenstate tank insulated | Lines and condenstate tank insulated | Lines and condenstate tank insulated | Lines and condenstate tank insulated | Lines and condenstate tank insulated | Lines and condenstate tank insulated | Lines and condenstate tank insulated | Lines and condenstate tank insulated | Lines and condenstate tank insulated | Lines and condenstate tank insulated | Lines and condenstate tank insulated | Lines and condenstate tank insulated | Lines and condenstate tank insulated | Lines and condenstate tank insulated | Lines and condenstate tank insulated | Lines and condenstate tank insulated | Lines and condenstate tank insulated | Lines and condenstate tank insulated | Lines and condenstate tank insulated | Lines and condenstate tank insulated | Lines and condenstate tank insulated | Lines and condenstate tank insulated | Lines and condenstate tank insulated | Lines and condenstate tank insulated | Lines and condenstate tank insulated | Lines and condenstate tank insulated | Lines and condenstate tank insulated | Lines and condenstate tank insulated | Lines and condenstate tank insulated | Lines and condenstate tank insulated | 291.96 | 291.96 | 291.96 | 291.96 | 291.96 | 291.96 | 291.96 | 291.96 | 291.96 | 291.96 | 291.96 | 291.96 | 291.96 | 291.96 | 291.96 | 291.96 | 291.96 | 291.96 | 291.96 | 291.96 | 291.96 | 291.96 | 291.96 | 291.96 | 291.96 | 291.96 | 291.96 | 291.96 | 291.96 | 291.96 | 291.96 | 0 | 0 | 0 | 0 | 0 | 9.5503 | 9.448 | 9.3362 | 9.2178 | 9.0921 | 8.958 | 8.818 | 8.6706 | 8.5093 | 8.3419 | 8.1699 | 8.0018 | 7.8413 | 7.6863 | 7.5504 | 7.4235 | 7.3036 | 7.1992 | 7.1054 | 7.0168 | 6.9517 | 6.8951 | 6.8415 | 8.2785 | 8.2445 | 8.2134 | 0.0045617 | 0.0045104 | 0.0044307 | 0.0043769 | 0.0043208 | 0.004203 | 0.004126 | 0.0040488 | 0.0039104 | 0.0038481 | 0.0037328 | 0.0036565 | 0.0035651 | 0.0034634 | 0.0034062 | 0.0033351 | 0.0032685 | 0.00321 | 0.0031574 | 0.0031082 | 0 | 0 | 0 | 0 | 0 | 0 | 0.0045617 | 0.0090232 | 0.013347 | 0.017555 | 0.021636 | 0.02552 | 0.029247 | 0.032807 | 0.036107 | 0.039245 | 0.042168 | 0.044957 | 0.04762 | 0.050142 | 0.052662 | 0.055113 | 0.057491 | 0.059879 | 0.062256 | 0.064588 | 0.063989 | 0.063468 | 0.062975 | 0 | 0 | 0 | 0.47765 | 0.47739 | 0.47457 | 0.47483 | 0.47522 | 0.46919 | 0.4679 | 0.46695 | 0.45954 | 0.46129 | 0.4569 | 0.45695 | 0.45465 | 0.4506 | 0.45113 | 0.44927 | 0.44752 | 0.44589 | 0.44437 | 0.44297 | 0 | 0 | 0 | 0 | 0 | 0 | 0.47765 | 0.95504 | 1.4296 | 1.9044 | 2.3797 | 2.8488 | 3.3168 | 3.7837 | 4.2432 | 4.7045 | 5.1614 | 5.6184 | 6.073 | 6.5236 | 6.9748 | 7.424 | 7.8716 | 8.3175 | 8.7618 | 9.2048 | 9.2048 | 9.2048 | 9.2048 | 9.2048 | 9.2048 | 9.2048 | 0.0038833 | 0.0038457 | 0.003786 | 0.0037487 | 0.0037098 | 0.0036183 | 0.0035615 | 0.0035045 | 0.0033952 | 0.0033512 | 0.0032613 | 0.0032043 | 0.0031314 | 0.0030485 | 0.0030027 | 0.002944 | 0.0028887 | 0.0028401 | 0.0027981 | 0.002759 | 0 | 0 | 0 | 0 | 0 | 0 | 0.0038833 | 0.0076934 | 0.011405 | 0.015035 | 0.018577 | 0.02197 | 0.025246 | 0.028397 | 0.03135 | 0.034177 | 0.036842 | 0.039397 | 0.041827 | 0.044135 | 0.046423 | 0.048648 | 0.05081 | 0.052977 | 0.05517 | 0.057331 | 0.056875 | 0.056484 | 0.056123 | 0 | 0 | 0 | 0.406 | 0.40578 | 0.40339 | 0.4036 | 0.40394 | 0.39881 | 0.39772 | 0.39691 | 0.39061 | 0.3921 | 0.38836 | 0.38841 | 0.38646 | 0.38301 | 0.38346 | 0.38188 | 0.38039 | 0.37901 | 0.37772 | 0.37653 | 0 | 0 | 0 | 0 | 0 | 0 | 0.406 | 0.81178 | 1.2152 | 1.6188 | 2.0227 | 2.4215 | 2.8192 | 3.2162 | 3.6068 | 3.9989 | 4.3872 | 4.7756 | 5.1621 | 5.5451 | 5.9286 | 6.3104 | 6.6908 | 7.0698 | 7.4476 | 7.8241 | 7.8241 | 7.8241 | 7.8241 | 7.8241 | 7.8241 | 7.8241 | 0.0038854 | 0.0038502 | 0.0037933 | 0.0037591 | 0.0037233 | 0.0036348 | 0.0035811 | 0.003527 | 0.0034205 | 0.0033796 | 0.0032923 | 0.0032379 | 0.0031675 | 0.003087 | 0.0030436 | 0.0029873 | 0.0029344 | 0.0028882 | 0.0028467 | 0.002808 | 0 | 0 | 0 | 0 | 0 | 0 | 0.0038854 | 0.0077025 | 0.011427 | 0.015077 | 0.018644 | 0.02207 | 0.025385 | 0.028579 | 0.031584 | 0.034467 | 0.037192 | 0.039811 | 0.042309 | 0.044692 | 0.047056 | 0.049364 | 0.051614 | 0.053875 | 0.056128 | 0.058349 | 0.057892 | 0.057499 | 0.057138 | 0 | 0 | 0 | 0.406 | 0.40578 | 0.40339 | 0.4036 | 0.40394 | 0.39881 | 0.39772 | 0.39691 | 0.39061 | 0.3921 | 0.38836 | 0.38841 | 0.38646 | 0.38301 | 0.38346 | 0.38188 | 0.38039 | 0.37901 | 0.37772 | 0.37653 | 0 | 0 | 0 | 0 | 0 | 0 | 0.406 | 0.81178 | 1.2152 | 1.6188 | 2.0227 | 2.4215 | 2.8192 | 3.2162 | 3.6068 | 3.9989 | 4.3872 | 4.7756 | 5.1621 | 5.5451 | 5.9286 | 6.3104 | 6.6908 | 7.0698 | 7.4476 | 7.8241 | 7.8241 | 7.8241 | 7.8241 | 7.8241 | 7.8241 | 7.8241 | 0.0038843 | 0.0038466 | 0.003787 | 0.0037497 | 0.0037108 | 0.0036192 | 0.0035625 | 0.0035054 | 0.0033961 | 0.0033521 | 0.0032621 | 0.0032051 | 0.0031322 | 0.0030493 | 0.0030034 | 0.0029447 | 0.0028894 | 0.0028408 | 0.0027988 | 0.0027597 | 0 | 0 | 0 | 0 | 0 | 0 | 0.0038843 | 0.0076954 | 0.011408 | 0.015039 | 0.018582 | 0.021975 | 0.025253 | 0.028404 | 0.031358 | 0.034186 | 0.036851 | 0.039407 | 0.041838 | 0.044146 | 0.046435 | 0.048661 | 0.050823 | 0.052991 | 0.055184 | 0.057346 | 0.056876 | 0.056485 | 0.056124 | 0 | 0 | 0 | 0.406 | 0.40578 | 0.40339 | 0.4036 | 0.40394 | 0.39881 | 0.39772 | 0.39691 | 0.39061 | 0.3921 | 0.38836 | 0.38841 | 0.38646 | 0.38301 | 0.38346 | 0.38188 | 0.38039 | 0.37901 | 0.37772 | 0.37653 | 0 | 0 | 0 | 0 | 0 | 0 | 0.406 | 0.81178 | 1.2152 | 1.6188 | 2.0227 | 2.4215 | 2.8192 | 3.2162 | 3.6068 | 3.9989 | 4.3872 | 4.7756 | 5.1621 | 5.5451 | 5.9286 | 6.3104 | 6.6908 | 7.0698 | 7.4476 | 7.8241 | 7.8241 | 7.8241 | 7.8241 | 7.8241 | 7.8241 | 7.8241 | 339.9712 | 340.2541 | 340.5358 | 340.8193 | 341.1026 | 341.3783 | 341.6517 | 341.9226 | 342.1909 | 342.4753 | 342.7367 | 342.9956 | 343.2507 | 343.5023 | 343.7549 | 343.9991 | 344.2537 | 344.4999 | 344.7386 | 344.9793 | 345.1991 | 345.4 | 345.5835 | 345.7512 | 345.9044 | 346.0443 | 248.5223 | 248.7291 | 248.9349 | 249.1422 | 249.3493 | 249.5508 | 249.7507 | 249.9488 | 250.1449 | 250.3528 | 250.5439 | 250.7331 | 250.9196 | 251.1035 | 251.2882 | 251.4667 | 251.6528 | 251.8328 | 252.0073 | 252.1832 | 252.3439 | 252.4908 | 252.6249 | 252.7475 | 252.8595 | 252.9617
WA_Industrial_Wood and Lumber Products_Existing_Process_Natural Gas_Gas Boiler - Insulate Steam Lines/Condensate Tank_A | WA | Industrial | Wood and Lumber Products | Existing | Process | Natural Gas | Gas Boiler - Insulate Steam Lines/Condensate Tank | A | IM586 | No insulation | Lines and condenstate tank insulated | 20 | 68.5138 | 0 | 0 | 291.96 | 0 | 0 | 0 | 145.9777 |  | sqft | 30% | 35% | Retrofit | RetroEven20 | 76.5% | TBD | 0.2% | 342.2886 |  | 250.2163 |  | 0.19045 | PGE Workpaper - SWWH017-01 | PGE Workpaper - SWWH017-01 | PGE Workpaper - SWWH017-01 | No insulation | No insulation | No insulation | No insulation | No insulation | No insulation | No insulation | No insulation | No insulation | No insulation | No insulation | No insulation | No insulation | No insulation | No insulation | No insulation | No insulation | No insulation | No insulation | No insulation | No insulation | No insulation | No insulation | No insulation | No insulation | No insulation | No insulation | No insulation | No insulation | No insulation | No insulation | Lines and condenstate tank insulated | Lines and condenstate tank insulated | Lines and condenstate tank insulated | Lines and condenstate tank insulated | Lines and condenstate tank insulated | Lines and condenstate tank insulated | Lines and condenstate tank insulated | Lines and condenstate tank insulated | Lines and condenstate tank insulated | Lines and condenstate tank insulated | Lines and condenstate tank insulated | Lines and condenstate tank insulated | Lines and condenstate tank insulated | Lines and condenstate tank insulated | Lines and condenstate tank insulated | Lines and condenstate tank insulated | Lines and condenstate tank insulated | Lines and condenstate tank insulated | Lines and condenstate tank insulated | Lines and condenstate tank insulated | Lines and condenstate tank insulated | Lines and condenstate tank insulated | Lines and condenstate tank insulated | Lines and condenstate tank insulated | Lines and condenstate tank insulated | Lines and condenstate tank insulated | Lines and condenstate tank insulated | Lines and condenstate tank insulated | Lines and condenstate tank insulated | Lines and condenstate tank insulated | Lines and condenstate tank insulated | 291.96 | 291.96 | 291.96 | 291.96 | 291.96 | 291.96 | 291.96 | 291.96 | 291.96 | 291.96 | 291.96 | 291.96 | 291.96 | 291.96 | 291.96 | 291.96 | 291.96 | 291.96 | 291.96 | 291.96 | 291.96 | 291.96 | 291.96 | 291.96 | 291.96 | 291.96 | 291.96 | 291.96 | 291.96 | 291.96 | 291.96 | 0 | 0 | 0 | 0 | 0 | 68.3036 | 68.0949 | 67.8839 | 67.6748 | 67.4645 | 67.2461 | 67.0514 | 66.8694 | 66.6757 | 66.5268 | 66.3634 | 66.2299 | 66.0936 | 65.9541 | 65.8439 | 65.723 | 65.6113 | 65.5005 | 65.3905 | 65.2812 | 65.272 | 65.2635 | 65.2557 | 68.5138 | 68.5138 | 68.5138 | 0.1123 | 0.11189 | 0.11089 | 0.11061 | 0.11035 | 0.1086 | 0.10799 | 0.10748 | 0.10547 | 0.10563 | 0.10437 | 0.10417 | 0.10343 | 0.10229 | 0.10224 | 0.10163 | 0.10107 | 0.10053 | 0.10002 | 0.099537 | 0 | 0 | 0 | 0 | 0 | 0 | 0.1123 | 0.22385 | 0.33404 | 0.44362 | 0.5526 | 0.65941 | 0.76549 | 0.87089 | 0.97383 | 1.0773 | 1.179 | 1.2808 | 1.3816 | 1.481 | 1.5808 | 1.6795 | 1.7777 | 1.8752 | 1.9721 | 2.0683 | 2.068 | 2.0678 | 2.0675 | 0 | 0 | 0 | 1.6441 | 1.6432 | 1.6335 | 1.6344 | 1.6357 | 1.615 | 1.6106 | 1.6073 | 1.5818 | 1.5878 | 1.5727 | 1.5729 | 1.5649 | 1.551 | 1.5528 | 1.5464 | 1.5404 | 1.5348 | 1.5296 | 1.5247 | 0 | 0 | 0 | 0 | 0 | 0 | 1.6441 | 3.2873 | 4.9208 | 6.5552 | 8.1909 | 9.8059 | 11.4164 | 13.0237 | 14.6055 | 16.1933 | 17.766 | 19.3388 | 20.9038 | 22.4547 | 24.0076 | 25.554 | 27.0944 | 28.6291 | 30.1587 | 31.6834 | 31.6834 | 31.6834 | 31.6834 | 31.6834 | 31.6834 | 31.6834 | 0.095497 | 0.095197 | 0.094386 | 0.09419 | 0.094019 | 0.09257 | 0.09209 | 0.091691 | 0.090013 | 0.090185 | 0.089138 | 0.088998 | 0.088395 | 0.08745 | 0.087429 | 0.086932 | 0.086469 | 0.08603 | 0.085616 | 0.085225 | 0 | 0 | 0 | 0 | 0 | 0 | 0.095497 | 0.19045 | 0.28433 | 0.37778 | 0.4708 | 0.56207 | 0.65278 | 0.74296 | 0.83115 | 0.91976 | 1.007 | 1.0943 | 1.1807 | 1.2661 | 1.3517 | 1.4365 | 1.5209 | 1.6048 | 1.6881 | 1.7709 | 1.7707 | 1.7705 | 1.7704 | 0 | 0 | 0 | 1.3975 | 1.3967 | 1.3885 | 1.3892 | 1.3904 | 1.3727 | 1.369 | 1.3662 | 1.3445 | 1.3496 | 1.3368 | 1.3369 | 1.3302 | 1.3183 | 1.3199 | 1.3144 | 1.3093 | 1.3046 | 1.3001 | 1.296 | 0 | 0 | 0 | 0 | 0 | 0 | 1.3975 | 2.7942 | 4.1827 | 5.5719 | 6.9623 | 8.335 | 9.704 | 11.0702 | 12.4147 | 13.7643 | 15.1011 | 16.438 | 17.7682 | 19.0865 | 20.4064 | 21.7209 | 23.0302 | 24.3348 | 25.6349 | 26.9309 | 26.9309 | 26.9309 | 26.9309 | 26.9309 | 26.9309 | 26.9309 | 0.095497 | 0.095197 | 0.094387 | 0.094191 | 0.09402 | 0.092572 | 0.092093 | 0.091696 | 0.09002 | 0.090194 | 0.08915 | 0.089012 | 0.088412 | 0.087469 | 0.087451 | 0.086955 | 0.086493 | 0.086055 | 0.08564 | 0.085248 | 0 | 0 | 0 | 0 | 0 | 0 | 0.095497 | 0.19045 | 0.28433 | 0.37778 | 0.47081 | 0.56209 | 0.6528 | 0.74301 | 0.83121 | 0.91985 | 1.0071 | 1.0944 | 1.181 | 1.2664 | 1.352 | 1.4369 | 1.5213 | 1.6052 | 1.6886 | 1.7714 | 1.7712 | 1.771 | 1.7707 | 0 | 0 | 0 | 1.3975 | 1.3967 | 1.3885 | 1.3892 | 1.3904 | 1.3727 | 1.369 | 1.3662 | 1.3445 | 1.3496 | 1.3368 | 1.3369 | 1.3302 | 1.3183 | 1.3199 | 1.3144 | 1.3093 | 1.3046 | 1.3001 | 1.296 | 0 | 0 | 0 | 0 | 0 | 0 | 1.3975 | 2.7942 | 4.1827 | 5.5719 | 6.9623 | 8.335 | 9.704 | 11.0702 | 12.4147 | 13.7643 | 15.1011 | 16.438 | 17.7682 | 19.0865 | 20.4064 | 21.7209 | 23.0302 | 24.3348 | 25.6349 | 26.9309 | 26.9309 | 26.9309 | 26.9309 | 26.9309 | 26.9309 | 26.9309 | 0.095497 | 0.095197 | 0.094386 | 0.09419 | 0.094019 | 0.09257 | 0.09209 | 0.091691 | 0.090013 | 0.090185 | 0.089138 | 0.088998 | 0.088395 | 0.08745 | 0.087429 | 0.086932 | 0.086469 | 0.08603 | 0.085616 | 0.085225 | 0 | 0 | 0 | 0 | 0 | 0 | 0.095497 | 0.19045 | 0.28433 | 0.37778 | 0.4708 | 0.56207 | 0.65278 | 0.74296 | 0.83115 | 0.91976 | 1.007 | 1.0943 | 1.1807 | 1.2661 | 1.3517 | 1.4365 | 1.5209 | 1.6048 | 1.6881 | 1.7709 | 1.7707 | 1.7705 | 1.7704 | 0 | 0 | 0 | 1.3975 | 1.3967 | 1.3885 | 1.3892 | 1.3904 | 1.3727 | 1.369 | 1.3662 | 1.3445 | 1.3496 | 1.3368 | 1.3369 | 1.3302 | 1.3183 | 1.3199 | 1.3144 | 1.3093 | 1.3046 | 1.3001 | 1.296 | 0 | 0 | 0 | 0 | 0 | 0 | 1.3975 | 2.7942 | 4.1827 | 5.5719 | 6.9623 | 8.335 | 9.704 | 11.0702 | 12.4147 | 13.7643 | 15.1011 | 16.438 | 17.7682 | 19.0865 | 20.4064 | 21.7209 | 23.0302 | 24.3348 | 25.6349 | 26.9309 | 26.9309 | 26.9309 | 26.9309 | 26.9309 | 26.9309 | 26.9309 | 339.9712 | 340.2541 | 340.5358 | 340.8193 | 341.1026 | 341.3783 | 341.6517 | 341.9226 | 342.1909 | 342.4753 | 342.7367 | 342.9956 | 343.2507 | 343.5023 | 343.7549 | 343.9991 | 344.2537 | 344.4999 | 344.7386 | 344.9793 | 345.1991 | 345.4 | 345.5835 | 345.7512 | 345.9044 | 346.0443 | 248.5223 | 248.7291 | 248.9349 | 249.1422 | 249.3493 | 249.5508 | 249.7507 | 249.9488 | 250.1449 | 250.3528 | 250.5439 | 250.7331 | 250.9196 | 251.1035 | 251.2882 | 251.4667 | 251.6528 | 251.8328 | 252.0073 | 252.1832 | 252.3439 | 252.4908 | 252.6249 | 252.7475 | 252.8595 | 252.9617
WA_Industrial_Wood and Lumber Products_Existing_Space Heating_Natural Gas_Gas Boiler - Insulate Hot Water Lines_A | WA | Industrial | Wood and Lumber Products | Existing | Space Heating | Natural Gas | Gas Boiler - Insulate Hot Water Lines | A | IM587 | No insulation | Insulated water lines | 20 | 11.0255 | 0 | 0 | 207.29 | 0 | 0 | 0 | 103.6428 |  | employee | 40% | 50% | Retrofit | RetroEven20 | 76.5% | TBD | 0.2% | 215.0048 |  | 157.1706 |  | 0.017412 | PGE Workpaper - SWWH017-01 | PGE Workpaper - SWWH017-01 | PGE Workpaper - SWWH017-01 | No insulation | No insulation | No insulation | No insulation | No insulation | No insulation | No insulation | No insulation | No insulation | No insulation | No insulation | No insulation | No insulation | No insulation | No insulation | No insulation | No insulation | No insulation | No insulation | No insulation | No insulation | No insulation | No insulation | No insulation | No insulation | No insulation | No insulation | No insulation | No insulation | No insulation | No insulation | Insulated water lines | Insulated water lines | Insulated water lines | Insulated water lines | Insulated water lines | Insulated water lines | Insulated water lines | Insulated water lines | Insulated water lines | Insulated water lines | Insulated water lines | Insulated water lines | Insulated water lines | Insulated water lines | Insulated water lines | Insulated water lines | Insulated water lines | Insulated water lines | Insulated water lines | Insulated water lines | Insulated water lines | Insulated water lines | Insulated water lines | Insulated water lines | Insulated water lines | Insulated water lines | Insulated water lines | Insulated water lines | Insulated water lines | Insulated water lines | Insulated water lines | 207.29 | 207.29 | 207.29 | 207.29 | 207.29 | 207.29 | 207.29 | 207.29 | 207.29 | 207.29 | 207.29 | 207.29 | 207.29 | 207.29 | 207.29 | 207.29 | 207.29 | 207.29 | 207.29 | 207.29 | 207.29 | 207.29 | 207.29 | 207.29 | 207.29 | 207.29 | 207.29 | 207.29 | 207.29 | 207.29 | 207.29 | 0 | 0 | 0 | 0 | 0 | 10.8014 | 10.6938 | 10.578 | 10.4583 | 10.3349 | 10.2084 | 10.0817 | 9.9538 | 9.8196 | 9.6816 | 9.546 | 9.4144 | 9.2919 | 9.1728 | 9.0634 | 8.9577 | 8.8499 | 8.7504 | 8.6554 | 8.5617 | 8.4839 | 8.4165 | 8.3525 | 9.3573 | 9.3188 | 9.2838 | 0.010319 | 0.01021 | 0.01004 | 0.0099318 | 0.0098227 | 0.0095793 | 0.0094345 | 0.0092959 | 0.009025 | 0.0089322 | 0.0087231 | 0.0086039 | 0.0084492 | 0.0082665 | 0.0081776 | 0.0080488 | 0.007921 | 0.0078034 | 0.0076925 | 0.0075852 | 0 | 0 | 0 | 0 | 0 | 0 | 0.010319 | 0.020426 | 0.030245 | 0.039834 | 0.049187 | 0.058164 | 0.066877 | 0.075324 | 0.083334 | 0.091095 | 0.098543 | 0.10579 | 0.11286 | 0.11968 | 0.12643 | 0.13301 | 0.13932 | 0.14556 | 0.15168 | 0.15762 | 0.15619 | 0.15494 | 0.15377 | 0 | 0 | 0 | 0.9553 | 0.95478 | 0.94915 | 0.94966 | 0.95044 | 0.93837 | 0.93581 | 0.93391 | 0.91908 | 0.92259 | 0.91379 | 0.91391 | 0.90931 | 0.9012 | 0.90227 | 0.89853 | 0.89504 | 0.89178 | 0.88875 | 0.88595 | 0 | 0 | 0 | 0 | 0 | 0 | 0.9553 | 1.9101 | 2.8592 | 3.8089 | 4.7593 | 5.6977 | 6.6335 | 7.5674 | 8.4865 | 9.4091 | 10.3229 | 11.2368 | 12.1461 | 13.0473 | 13.9496 | 14.8481 | 15.7431 | 16.6349 | 17.5237 | 18.4096 | 18.4096 | 18.4096 | 18.4096 | 18.4096 | 18.4096 | 18.4096 | 0.0087833 | 0.0087037 | 0.0085761 | 0.0085016 | 0.0084266 | 0.0082365 | 0.0081299 | 0.0080275 | 0.0078116 | 0.0077478 | 0.007583 | 0.0074941 | 0.0073682 | 0.0072161 | 0.0071427 | 0.0070341 | 0.0069263 | 0.0068275 | 0.0067391 | 0.0066543 | 0 | 0 | 0 | 0 | 0 | 0 | 0.0087833 | 0.017412 | 0.025835 | 0.034098 | 0.042196 | 0.050011 | 0.057629 | 0.065047 | 0.07213 | 0.079016 | 0.085664 | 0.092142 | 0.09842 | 0.10447 | 0.11043 | 0.11624 | 0.12183 | 0.12736 | 0.13288 | 0.13827 | 0.1372 | 0.13627 | 0.13542 | 0 | 0 | 0 | 0.81201 | 0.81156 | 0.80677 | 0.80721 | 0.80788 | 0.79762 | 0.79544 | 0.79382 | 0.78122 | 0.7842 | 0.77672 | 0.77682 | 0.77291 | 0.76602 | 0.76693 | 0.76375 | 0.76078 | 0.75801 | 0.75544 | 0.75305 | 0 | 0 | 0 | 0 | 0 | 0 | 0.81201 | 1.6236 | 2.4303 | 3.2375 | 4.0454 | 4.843 | 5.6385 | 6.4323 | 7.2135 | 7.9977 | 8.7744 | 9.5513 | 10.3242 | 11.0902 | 11.8571 | 12.6209 | 13.3817 | 14.1397 | 14.8951 | 15.6482 | 15.6482 | 15.6482 | 15.6482 | 15.6482 | 15.6482 | 15.6482 | 0.0087856 | 0.0087095 | 0.0085862 | 0.0085165 | 0.0084466 | 0.0082616 | 0.0081601 | 0.0080629 | 0.0078519 | 0.0077938 | 0.0076339 | 0.0075499 | 0.0074288 | 0.0072814 | 0.0072129 | 0.0071089 | 0.007006 | 0.006912 | 0.0068236 | 0.0067387 | 0 | 0 | 0 | 0 | 0 | 0 | 0.0087856 | 0.017424 | 0.025865 | 0.034158 | 0.042296 | 0.050164 | 0.057843 | 0.065333 | 0.072502 | 0.079485 | 0.086239 | 0.092829 | 0.09923 | 0.10542 | 0.11152 | 0.11747 | 0.12323 | 0.12893 | 0.13454 | 0.14003 | 0.13895 | 0.13803 | 0.13719 | 0 | 0 | 0 | 0.81201 | 0.81156 | 0.80677 | 0.80721 | 0.80788 | 0.79762 | 0.79544 | 0.79382 | 0.78122 | 0.7842 | 0.77672 | 0.77682 | 0.77291 | 0.76602 | 0.76693 | 0.76375 | 0.76078 | 0.75801 | 0.75544 | 0.75305 | 0 | 0 | 0 | 0 | 0 | 0 | 0.81201 | 1.6236 | 2.4303 | 3.2375 | 4.0454 | 4.843 | 5.6385 | 6.4323 | 7.2135 | 7.9977 | 8.7744 | 9.5513 | 10.3242 | 11.0902 | 11.8571 | 12.6209 | 13.3817 | 14.1397 | 14.8951 | 15.6482 | 15.6482 | 15.6482 | 15.6482 | 15.6482 | 15.6482 | 15.6482 | 0.0087833 | 0.0087037 | 0.0085761 | 0.0085016 | 0.0084266 | 0.0082365 | 0.0081299 | 0.0080275 | 0.0078116 | 0.0077478 | 0.007583 | 0.0074941 | 0.0073682 | 0.0072161 | 0.0071427 | 0.0070341 | 0.0069263 | 0.0068275 | 0.0067391 | 0.0066543 | 0 | 0 | 0 | 0 | 0 | 0 | 0.0087833 | 0.017412 | 0.025835 | 0.034098 | 0.042196 | 0.050011 | 0.057629 | 0.065047 | 0.07213 | 0.079016 | 0.085664 | 0.092142 | 0.09842 | 0.10447 | 0.11043 | 0.11624 | 0.12183 | 0.12736 | 0.13288 | 0.13827 | 0.1372 | 0.13627 | 0.13542 | 0 | 0 | 0 | 0.81201 | 0.81156 | 0.80677 | 0.80721 | 0.80788 | 0.79762 | 0.79544 | 0.79382 | 0.78122 | 0.7842 | 0.77672 | 0.77682 | 0.77291 | 0.76602 | 0.76693 | 0.76375 | 0.76078 | 0.75801 | 0.75544 | 0.75305 | 0 | 0 | 0 | 0 | 0 | 0 | 0.81201 | 1.6236 | 2.4303 | 3.2375 | 4.0454 | 4.843 | 5.6385 | 6.4323 | 7.2135 | 7.9977 | 8.7744 | 9.5513 | 10.3242 | 11.0902 | 11.8571 | 12.6209 | 13.3817 | 14.1397 | 14.8951 | 15.6482 | 15.6482 | 15.6482 | 15.6482 | 15.6482 | 15.6482 | 15.6482 | 213.5491 | 213.7269 | 213.9038 | 214.0819 | 214.2598 | 214.433 | 214.6047 | 214.7749 | 214.9434 | 215.1221 | 215.2863 | 215.4489 | 215.6091 | 215.7672 | 215.9258 | 216.0792 | 216.2392 | 216.3938 | 216.5438 | 216.6949 | 216.833 | 216.9592 | 217.0745 | 217.1798 | 217.276 | 217.3639 | 156.1065 | 156.2364 | 156.3657 | 156.4959 | 156.626 | 156.7526 | 156.8781 | 157.0025 | 157.1257 | 157.2563 | 157.3764 | 157.4952 | 157.6123 | 157.7279 | 157.8439 | 157.956 | 158.0729 | 158.186 | 158.2956 | 158.4061 | 158.507 | 158.5993 | 158.6835 | 158.7605 | 158.8309 | 158.8951
WA_Industrial_Wood and Lumber Products_Existing_Process_Natural Gas_Gas Boiler - Insulate Hot Water Lines_A | WA | Industrial | Wood and Lumber Products | Existing | Process | Natural Gas | Gas Boiler - Insulate Hot Water Lines | A | IM588 | No insulation | Insulated water lines | 20 | 77.4421 | 0 | 0 | 207.29 | 0 | 0 | 0 | 103.6428 |  | sqft | 40% | 50% | Retrofit | RetroEven20 | 76.5% | TBD | 0.2% | 215.0048 |  | 157.1706 |  | 0.43087 | PGE Workpaper - SWWH017-01 | PGE Workpaper - SWWH017-01 | PGE Workpaper - SWWH017-01 | No insulation | No insulation | No insulation | No insulation | No insulation | No insulation | No insulation | No insulation | No insulation | No insulation | No insulation | No insulation | No insulation | No insulation | No insulation | No insulation | No insulation | No insulation | No insulation | No insulation | No insulation | No insulation | No insulation | No insulation | No insulation | No insulation | No insulation | No insulation | No insulation | No insulation | No insulation | Insulated water lines | Insulated water lines | Insulated water lines | Insulated water lines | Insulated water lines | Insulated water lines | Insulated water lines | Insulated water lines | Insulated water lines | Insulated water lines | Insulated water lines | Insulated water lines | Insulated water lines | Insulated water lines | Insulated water lines | Insulated water lines | Insulated water lines | Insulated water lines | Insulated water lines | Insulated water lines | Insulated water lines | Insulated water lines | Insulated water lines | Insulated water lines | Insulated water lines | Insulated water lines | Insulated water lines | Insulated water lines | Insulated water lines | Insulated water lines | Insulated water lines | 207.29 | 207.29 | 207.29 | 207.29 | 207.29 | 207.29 | 207.29 | 207.29 | 207.29 | 207.29 | 207.29 | 207.29 | 207.29 | 207.29 | 207.29 | 207.29 | 207.29 | 207.29 | 207.29 | 207.29 | 207.29 | 207.29 | 207.29 | 207.29 | 207.29 | 207.29 | 207.29 | 207.29 | 207.29 | 207.29 | 207.29 | 0 | 0 | 0 | 0 | 0 | 77.2406 | 77.0405 | 76.8383 | 76.6377 | 76.4357 | 76.227 | 76.0435 | 75.8745 | 75.6968 | 75.564 | 75.4196 | 75.3058 | 75.1909 | 75.0742 | 74.9854 | 74.8871 | 74.7986 | 74.7106 | 74.6231 | 74.5361 | 74.5277 | 74.52 | 74.513 | 77.4421 | 77.4421 | 77.4421 | 0.25398 | 0.25319 | 0.25103 | 0.25051 | 0.25006 | 0.24621 | 0.24494 | 0.2439 | 0.23947 | 0.23996 | 0.23722 | 0.23689 | 0.23534 | 0.23288 | 0.23288 | 0.23161 | 0.23044 | 0.22933 | 0.22828 | 0.2273 | 0 | 0 | 0 | 0 | 0 | 0 | 0.25398 | 0.50651 | 0.75621 | 1.0047 | 1.2522 | 1.4949 | 1.7363 | 1.9763 | 2.2112 | 2.4473 | 2.6798 | 2.9126 | 3.1435 | 3.3715 | 3.6004 | 3.8273 | 4.0532 | 4.2778 | 4.5011 | 4.7231 | 4.7226 | 4.7221 | 4.7217 | 0 | 0 | 0 | 3.2882 | 3.2864 | 3.267 | 3.2688 | 3.2715 | 3.2299 | 3.2211 | 3.2146 | 3.1635 | 3.1756 | 3.1453 | 3.1457 | 3.1299 | 3.102 | 3.1056 | 3.0928 | 3.0808 | 3.0696 | 3.0591 | 3.0495 | 0 | 0 | 0 | 0 | 0 | 0 | 3.2882 | 6.5746 | 9.8416 | 13.1104 | 16.3819 | 19.6118 | 22.8329 | 26.0475 | 29.211 | 32.3866 | 35.5319 | 38.6776 | 41.8075 | 44.9095 | 48.0151 | 51.1079 | 54.1887 | 57.2583 | 60.3174 | 63.3669 | 63.3669 | 63.3669 | 63.3669 | 63.3669 | 63.3669 | 63.3669 | 0.21597 | 0.21538 | 0.21363 | 0.21327 | 0.21297 | 0.20977 | 0.20877 | 0.20796 | 0.20425 | 0.20472 | 0.20244 | 0.20221 | 0.20093 | 0.19887 | 0.19891 | 0.19787 | 0.1969 | 0.19599 | 0.19513 | 0.19432 | 0 | 0 | 0 | 0 | 0 | 0 | 0.21597 | 0.43087 | 0.64354 | 0.85538 | 1.0664 | 1.2737 | 1.4799 | 1.6851 | 1.886 | 2.0879 | 2.2869 | 2.4862 | 2.6839 | 2.8792 | 3.0753 | 3.2697 | 3.4633 | 3.6559 | 3.8474 | 4.0379 | 4.0375 | 4.0371 | 4.0368 | 0 | 0 | 0 | 2.795 | 2.7934 | 2.777 | 2.7785 | 2.7808 | 2.7454 | 2.7379 | 2.7324 | 2.689 | 2.6993 | 2.6735 | 2.6739 | 2.6604 | 2.6367 | 2.6398 | 2.6289 | 2.6187 | 2.6091 | 2.6003 | 2.5921 | 0 | 0 | 0 | 0 | 0 | 0 | 2.795 | 5.5884 | 8.3654 | 11.1438 | 13.9246 | 16.67 | 19.408 | 22.1403 | 24.8293 | 27.5286 | 30.2021 | 32.876 | 35.5364 | 38.1731 | 40.8129 | 43.4418 | 46.0604 | 48.6695 | 51.2698 | 53.8618 | 53.8618 | 53.8618 | 53.8618 | 53.8618 | 53.8618 | 53.8618 | 0.21597 | 0.21538 | 0.21363 | 0.21327 | 0.21297 | 0.20977 | 0.20877 | 0.20796 | 0.20425 | 0.20472 | 0.20244 | 0.20221 | 0.20093 | 0.19887 | 0.19891 | 0.19787 | 0.1969 | 0.19599 | 0.19513 | 0.19432 | 0 | 0 | 0 | 0 | 0 | 0 | 0.21597 | 0.43087 | 0.64354 | 0.85538 | 1.0664 | 1.2737 | 1.4799 | 1.6851 | 1.886 | 2.0879 | 2.2869 | 2.4862 | 2.6839 | 2.8792 | 3.0753 | 3.2697 | 3.4633 | 3.6559 | 3.8474 | 4.0379 | 4.0375 | 4.0371 | 4.0368 | 0 | 0 | 0 | 2.795 | 2.7934 | 2.777 | 2.7785 | 2.7808 | 2.7454 | 2.7379 | 2.7324 | 2.689 | 2.6993 | 2.6735 | 2.6739 | 2.6604 | 2.6367 | 2.6398 | 2.6289 | 2.6187 | 2.6091 | 2.6003 | 2.5921 | 0 | 0 | 0 | 0 | 0 | 0 | 2.795 | 5.5884 | 8.3654 | 11.1438 | 13.9246 | 16.67 | 19.408 | 22.1403 | 24.8293 | 27.5286 | 30.2021 | 32.876 | 35.5364 | 38.1731 | 40.8129 | 43.4418 | 46.0604 | 48.6695 | 51.2698 | 53.8618 | 53.8618 | 53.8618 | 53.8618 | 53.8618 | 53.8618 | 53.8618 | 0.21597 | 0.21538 | 0.21363 | 0.21327 | 0.21297 | 0.20977 | 0.20877 | 0.20796 | 0.20425 | 0.20472 | 0.20244 | 0.20221 | 0.20093 | 0.19887 | 0.19891 | 0.19787 | 0.1969 | 0.19599 | 0.19513 | 0.19432 | 0 | 0 | 0 | 0 | 0 | 0 | 0.21597 | 0.43087 | 0.64354 | 0.85538 | 1.0664 | 1.2737 | 1.4799 | 1.6851 | 1.886 | 2.0879 | 2.2869 | 2.4862 | 2.6839 | 2.8792 | 3.0753 | 3.2697 | 3.4633 | 3.6559 | 3.8474 | 4.0379 | 4.0375 | 4.0371 | 4.0368 | 0 | 0 | 0 | 2.795 | 2.7934 | 2.777 | 2.7785 | 2.7808 | 2.7454 | 2.7379 | 2.7324 | 2.689 | 2.6993 | 2.6735 | 2.6739 | 2.6604 | 2.6367 | 2.6398 | 2.6289 | 2.6187 | 2.6091 | 2.6003 | 2.5921 | 0 | 0 | 0 | 0 | 0 | 0 | 2.795 | 5.5884 | 8.3654 | 11.1438 | 13.9246 | 16.67 | 19.408 | 22.1403 | 24.8293 | 27.5286 | 30.2021 | 32.876 | 35.5364 | 38.1731 | 40.8129 | 43.4418 | 46.0604 | 48.6695 | 51.2698 | 53.8618 | 53.8618 | 53.8618 | 53.8618 | 53.8618 | 53.8618 | 53.8618 | 213.5491 | 213.7269 | 213.9038 | 214.0819 | 214.2598 | 214.433 | 214.6047 | 214.7749 | 214.9434 | 215.1221 | 215.2863 | 215.4489 | 215.6091 | 215.7672 | 215.9258 | 216.0792 | 216.2392 | 216.3938 | 216.5438 | 216.6949 | 216.833 | 216.9592 | 217.0745 | 217.1798 | 217.276 | 217.3639 | 156.1065 | 156.2364 | 156.3657 | 156.4959 | 156.626 | 156.7526 | 156.8781 | 157.0025 | 157.1257 | 157.2563 | 157.3764 | 157.4952 | 157.6123 | 157.7279 | 157.8439 | 157.956 | 158.0729 | 158.186 | 158.2956 | 158.4061 | 158.507 | 158.5993 | 158.6835 | 158.7605 | 158.8309 | 158.8951
WA_Industrial_Wood and Lumber Products_Existing_Process_Natural Gas_Process - Insulate Heated Process Fluids_A | WA | Industrial | Wood and Lumber Products | Existing | Process | Natural Gas | Process - Insulate Heated Process Fluids | A | IM589 | No insulation | Insulated process fluid lines | 20 | 125.8253 | 0 | 0 | 291.96 | 0 | 0 | 0 | 145.9777 |  | employee | 5% | 10% | Retrofit | Retro12Med | 84.73% | TBD | 0.2% | 211.0149 |  | 154.2539 |  | 0.76825 | PGE Workpaper - SWWH017-01 | PGE Workpaper - SWWH017-01 | PGE Workpaper - SWWH017-01 | No insulation | No insulation | No insulation | No insulation | No insulation | No insulation | No insulation | No insulation | No insulation | No insulation | No insulation | No insulation | No insulation | No insulation | No insulation | No insulation | No insulation | No insulation | No insulation | No insulation | No insulation | No insulation | No insulation | No insulation | No insulation | No insulation | No insulation | No insulation | No insulation | No insulation | No insulation | Insulated process fluid lines | Insulated process fluid lines | Insulated process fluid lines | Insulated process fluid lines | Insulated process fluid lines | Insulated process fluid lines | Insulated process fluid lines | Insulated process fluid lines | Insulated process fluid lines | Insulated process fluid lines | Insulated process fluid lines | Insulated process fluid lines | Insulated process fluid lines | Insulated process fluid lines | Insulated process fluid lines | Insulated process fluid lines | Insulated process fluid lines | Insulated process fluid lines | Insulated process fluid lines | Insulated process fluid lines | Insulated process fluid lines | Insulated process fluid lines | Insulated process fluid lines | Insulated process fluid lines | Insulated process fluid lines | Insulated process fluid lines | Insulated process fluid lines | Insulated process fluid lines | Insulated process fluid lines | Insulated process fluid lines | Insulated process fluid lines | 291.96 | 291.96 | 291.96 | 291.96 | 291.96 | 291.96 | 291.96 | 291.96 | 291.96 | 291.96 | 291.96 | 291.96 | 291.96 | 291.96 | 291.96 | 291.96 | 291.96 | 291.96 | 291.96 | 291.96 | 291.96 | 291.96 | 291.96 | 291.96 | 291.96 | 291.96 | 291.96 | 291.96 | 291.96 | 291.96 | 291.96 | 0 | 0 | 0 | 0 | 0 | 125.742 | 125.665 | 125.5917 | 125.5217 | 125.4529 | 125.3854 | 125.3323 | 125.288 | 125.2431 | 125.2147 | 125.1827 | 125.1605 | 125.1379 | 125.1149 | 125.1009 | 125.0844 | 125.0734 | 125.0628 | 125.0523 | 125.0421 | 125.0399 | 125.0378 | 125.0359 | 125.8253 | 125.8253 | 125.8253 | 0.45222 | 0.4517 | 0.44877 | 0.44877 | 0.44889 | 0.39866 | 0.31792 | 0.25373 | 0.19969 | 0.16032 | 0.127 | 0.1016 | 0.080855 | 0.064095 | 0.051331 | 0.04089 | 0.00027779 | 9.8841e-05 | 3.3578e-05 | 1.0914e-05 | 9.2498e-06 | 9.225e-06 | 9.2025e-06 | 9.2404e-06 | 9.2225e-06 | 9.2068e-06 | 0.45222 | 0.90365 | 1.3519 | 1.7999 | 2.2478 | 2.6453 | 2.9621 | 3.2147 | 3.4133 | 3.5728 | 3.6989 | 3.7999 | 3.88 | 3.9434 | 3.9943 | 4.0347 | 4.0346 | 4.0343 | 4.034 | 4.0337 | 4.0337 | 4.0336 | 4.0335 | 0 | 0 | 0 | 3.5965 | 3.5945 | 3.5733 | 3.5752 | 3.5782 | 3.1795 | 2.5366 | 2.0252 | 1.5944 | 1.2804 | 1.0145 | 0.81175 | 0.64613 | 0.51229 | 0.41032 | 0.3269 | 0.002221 | 0.00079033 | 0.00026852 | 8.7283e-05 | 7.3975e-05 | 7.3778e-05 | 7.3599e-05 | 7.3438e-05 | 7.3296e-05 | 7.3171e-05 | 3.5965 | 7.1909 | 10.7642 | 14.3394 | 17.9176 | 21.097 | 23.6337 | 25.6588 | 27.2532 | 28.5336 | 29.5482 | 30.3599 | 31.0061 | 31.5183 | 31.9287 | 32.2556 | 32.2578 | 32.2586 | 32.2588 | 32.2589 | 32.259 | 32.2591 | 32.2591 | 32.2592 | 32.2593 | 32.2594 | 0.38443 | 0.38402 | 0.38156 | 0.38159 | 0.38173 | 0.33904 | 0.27039 | 0.21581 | 0.16985 | 0.13638 | 0.10804 | 0.086427 | 0.068783 | 0.054527 | 0.043669 | 0.034787 | 0.00023633 | 8.4092e-05 | 2.8568e-05 | 9.2857e-06 | 7.8697e-06 | 7.8487e-06 | 7.8295e-06 | 7.8544e-06 | 7.8391e-06 | 7.8258e-06 | 0.38443 | 0.76825 | 1.1494 | 1.5305 | 1.9115 | 2.2497 | 2.5192 | 2.7343 | 2.9033 | 3.0391 | 3.1465 | 3.2325 | 3.3007 | 3.3548 | 3.3981 | 3.4325 | 3.4325 | 3.4323 | 3.4321 | 3.4319 | 3.4318 | 3.4318 | 3.4318 | 0 | 0 | 0 | 3.057 | 3.0553 | 3.0373 | 3.0389 | 3.0414 | 2.7025 | 2.1561 | 1.7214 | 1.3552 | 1.0883 | 0.86237 | 0.68998 | 0.54921 | 0.43545 | 0.34877 | 0.27786 | 0.0018879 | 0.00067178 | 0.00022824 | 7.4191e-05 | 6.2879e-05 | 6.2711e-05 | 6.2559e-05 | 6.2423e-05 | 6.2302e-05 | 6.2196e-05 | 3.057 | 6.1123 | 9.1496 | 12.1885 | 15.2299 | 17.9325 | 20.0886 | 21.81 | 23.1652 | 24.2536 | 25.116 | 25.8059 | 26.3551 | 26.7906 | 27.1394 | 27.4172 | 27.4191 | 27.4198 | 27.42 | 27.4201 | 27.4201 | 27.4202 | 27.4203 | 27.4203 | 27.4204 | 27.4205 | 0.38443 | 0.38402 | 0.38156 | 0.38159 | 0.38173 | 0.33904 | 0.27039 | 0.21581 | 0.16985 | 0.13638 | 0.10804 | 0.086427 | 0.068783 | 0.054527 | 0.043669 | 0.034787 | 0.00023633 | 8.4092e-05 | 2.8568e-05 | 9.2857e-06 | 7.8697e-06 | 7.8487e-06 | 7.8295e-06 | 7.8544e-06 | 7.8391e-06 | 7.8258e-06 | 0.38443 | 0.76825 | 1.1494 | 1.5305 | 1.9115 | 2.2497 | 2.5192 | 2.7343 | 2.9033 | 3.0391 | 3.1465 | 3.2325 | 3.3007 | 3.3548 | 3.3981 | 3.4325 | 3.4325 | 3.4323 | 3.4321 | 3.4319 | 3.4318 | 3.4318 | 3.4318 | 0 | 0 | 0 | 3.057 | 3.0553 | 3.0373 | 3.0389 | 3.0414 | 2.7025 | 2.1561 | 1.7214 | 1.3552 | 1.0883 | 0.86237 | 0.68998 | 0.54921 | 0.43545 | 0.34877 | 0.27786 | 0.0018879 | 0.00067178 | 0.00022824 | 7.4191e-05 | 6.2879e-05 | 6.2711e-05 | 6.2559e-05 | 6.2423e-05 | 6.2302e-05 | 6.2196e-05 | 3.057 | 6.1123 | 9.1496 | 12.1885 | 15.2299 | 17.9325 | 20.0886 | 21.81 | 23.1652 | 24.2536 | 25.116 | 25.8059 | 26.3551 | 26.7906 | 27.1394 | 27.4172 | 27.4191 | 27.4198 | 27.42 | 27.4201 | 27.4201 | 27.4202 | 27.4203 | 27.4203 | 27.4204 | 27.4205 | 0.38443 | 0.38402 | 0.38156 | 0.38159 | 0.38173 | 0.33904 | 0.27039 | 0.21581 | 0.16985 | 0.13638 | 0.10804 | 0.086427 | 0.068783 | 0.054527 | 0.043669 | 0.034787 | 0.00023633 | 8.4092e-05 | 2.8568e-05 | 9.2857e-06 | 7.8697e-06 | 7.8487e-06 | 7.8295e-06 | 7.8544e-06 | 7.8391e-06 | 7.8258e-06 | 0.38443 | 0.76825 | 1.1494 | 1.5305 | 1.9115 | 2.2497 | 2.5192 | 2.7343 | 2.9033 | 3.0391 | 3.1465 | 3.2325 | 3.3007 | 3.3548 | 3.3981 | 3.4325 | 3.4325 | 3.4323 | 3.4321 | 3.4319 | 3.4318 | 3.4318 | 3.4318 | 0 | 0 | 0 | 3.057 | 3.0553 | 3.0373 | 3.0389 | 3.0414 | 2.7025 | 2.1561 | 1.7214 | 1.3552 | 1.0883 | 0.86237 | 0.68998 | 0.54921 | 0.43545 | 0.34877 | 0.27786 | 0.0018879 | 0.00067178 | 0.00022824 | 7.4191e-05 | 6.2879e-05 | 6.2711e-05 | 6.2559e-05 | 6.2423e-05 | 6.2302e-05 | 6.2196e-05 | 3.057 | 6.1123 | 9.1496 | 12.1885 | 15.2299 | 17.9325 | 20.0886 | 21.81 | 23.1652 | 24.2536 | 25.116 | 25.8059 | 26.3551 | 26.7906 | 27.1394 | 27.4172 | 27.4191 | 27.4198 | 27.42 | 27.4201 | 27.4201 | 27.4202 | 27.4203 | 27.4203 | 27.4204 | 27.4205 | 211.0149 | 211.0149 | 211.0149 | 211.0149 | 211.0149 | 211.0149 | 211.0149 | 211.0149 | 211.0149 | 211.0149 | 211.0149 | 211.0149 | 211.0149 | 211.0149 | 211.0149 | 211.0149 | 211.0149 | 211.0149 | 211.0149 | 211.0149 | 211.0149 | 211.0149 | 211.0149 | 211.0149 | 211.0149 | 211.0149 | 154.2539 | 154.2539 | 154.2539 | 154.2539 | 154.2539 | 154.2539 | 154.2539 | 154.2539 | 154.2539 | 154.2539 | 154.2539 | 154.2539 | 154.2539 | 154.2539 | 154.2539 | 154.2539 | 154.2539 | 154.2539 | 154.2539 | 154.2539 | 154.2539 | 154.2539 | 154.2539 | 154.2539 | 154.2539 | 154.2539
WA_Industrial_Wood and Lumber Products_Existing_Process_Natural Gas_Process Heat Recovery_A | WA | Industrial | Wood and Lumber Products | Existing | Process | Natural Gas | Process Heat Recovery | A | IM590 | No HR system | HR system installed | 15 | 0.21081 | 0 | 0 | 1093.34 | 0 | 0 | 0 | 546.6706 |  | cfm | 5% | 50% | Retrofit | Retro12Med | 84.73% | TBD | 0.2% | 543902.6882 |  | 413538.5019 |  | 0.046114 | MN TRM v3.1 - Exhaust Energy Recovery | WI TRM - Process Exhaust Filtration, 3244 | MN TRM v3.1 - Exhaust Energy Recovery | No HR system | No HR system | No HR system | No HR system | No HR system | No HR system | No HR system | No HR system | No HR system | No HR system | No HR system | No HR system | No HR system | No HR system | No HR system | No HR system | No HR system | No HR system | No HR system | No HR system | No HR system | No HR system | No HR system | No HR system | No HR system | No HR system | No HR system | No HR system | No HR system | No HR system | No HR system | HR system installed | HR system installed | HR system installed | HR system installed | HR system installed | HR system installed | HR system installed | HR system installed | HR system installed | HR system installed | HR system installed | HR system installed | HR system installed | HR system installed | HR system installed | HR system installed | HR system installed | HR system installed | HR system installed | HR system installed | HR system installed | HR system installed | HR system installed | HR system installed | HR system installed | HR system installed | HR system installed | HR system installed | HR system installed | HR system installed | HR system installed | 1093.34 | 1093.34 | 1093.34 | 1093.34 | 1093.34 | 1093.34 | 1093.34 | 1093.34 | 1093.34 | 1093.34 | 1093.34 | 1093.34 | 1093.34 | 1093.34 | 1093.34 | 1093.34 | 1093.34 | 1093.34 | 1093.34 | 1093.34 | 1093.34 | 1093.34 | 1093.34 | 1093.34 | 1093.34 | 1093.34 | 1093.34 | 1093.34 | 1093.34 | 1093.34 | 1093.34 | 0 | 0 | 0 | 0 | 0 | 0.21008 | 0.20935 | 0.20862 | 0.20788 | 0.20713 | 0.20635 | 0.20564 | 0.20497 | 0.20425 | 0.2037 | 0.20308 | 0.20258 | 0.20208 | 0.20157 | 0.20117 | 0.20073 | 0.20033 | 0.19994 | 0.19956 | 0.19918 | 0.19914 | 0.19911 | 0.19908 | 0 | 0 | 0 | 0.027199 | 0.027091 | 0.026836 | 0.026756 | 0.026682 | 0.023619 | 0.018779 | 0.014944 | 0.011724 | 0.0093892 | 0.0074174 | 0.0059201 | 0.0047005 | 0.0037174 | 0.0029715 | 0.0023623 | 1.6018e-05 | 5.6888e-06 | 1.929e-06 | 6.2585e-07 | 5.3033e-07 | 5.2884e-07 | 5.2749e-07 | 0 | 0 | 0 | 0.027199 | 0.054196 | 0.080841 | 0.10731 | 0.13361 | 0.15672 | 0.17496 | 0.18934 | 0.2004 | 0.20924 | 0.21603 | 0.22142 | 0.22556 | 0.22871 | 0.23123 | 0.23309 | 0.23264 | 0.2322 | 0.23175 | 0.23131 | 0.23127 | 0.23123 | 0.2312 | 0 | 0 | 0 | 129.4722 | 129.4012 | 128.638 | 128.7076 | 128.814 | 114.4604 | 91.3181 | 72.9061 | 57.3987 | 46.0943 | 36.5238 | 29.2228 | 23.2606 | 18.4425 | 14.7715 | 11.7683 | 0.079957 | 0.028452 | 0.0096666 | 0.0031422 | 0.0026631 | 0.002656 | 0.0026496 | 1.0948e-06 | 1.0948e-06 | 1.0948e-06 | 129.4722 | 258.8734 | 387.5114 | 516.219 | 645.033 | 759.4934 | 850.8115 | 923.7176 | 981.1163 | 1027.2106 | 1063.7344 | 1092.9572 | 1116.2178 | 1134.6603 | 1149.4318 | 1161.2001 | 1161.28 | 1161.3085 | 1161.3182 | 1161.3213 | 1161.324 | 1161.3266 | 1161.3293 | 1161.3293 | 1161.3293 | 1161.3293 | 0.023131 | 0.023051 | 0.022846 | 0.02279 | 0.022739 | 0.020141 | 0.016022 | 0.012756 | 0.010013 | 0.0080221 | 0.0063403 | 0.0050623 | 0.0040209 | 0.0031812 | 0.0025436 | 0.0020228 | 1.372e-05 | 4.8741e-06 | 1.6533e-06 | 5.3654e-07 | 4.5467e-07 | 4.534e-07 | 4.5225e-07 | 0 | 0 | 0 | 0.023131 | 0.046114 | 0.068823 | 0.091407 | 0.11387 | 0.13364 | 0.14927 | 0.16162 | 0.17115 | 0.17877 | 0.18466 | 0.18933 | 0.19295 | 0.19572 | 0.19793 | 0.19959 | 0.19927 | 0.19895 | 0.19862 | 0.1983 | 0.19827 | 0.19825 | 0.19822 | 0 | 0 | 0 | 110.0514 | 109.991 | 109.3423 | 109.4014 | 109.4919 | 97.2913 | 77.6204 | 61.9702 | 48.7889 | 39.1802 | 31.0452 | 24.8394 | 19.7715 | 15.6761 | 12.5557 | 10.0031 | 0.067963 | 0.024184 | 0.0082166 | 0.0026709 | 0.0022636 | 0.0022576 | 0.0022521 | 9.3059e-07 | 9.3059e-07 | 9.3059e-07 | 110.0514 | 220.0424 | 329.3847 | 438.7861 | 548.2781 | 645.5694 | 723.1897 | 785.16 | 833.9489 | 873.129 | 904.1742 | 929.0136 | 948.7851 | 964.4613 | 977.017 | 987.0201 | 987.088 | 987.1122 | 987.1204 | 987.1231 | 987.1254 | 987.1276 | 987.1299 | 987.1299 | 987.1299 | 987.1299 | 0 | 0 | 0 | 0 | 0 | 0 | 0 | 0 | 0 | 0 | 0 | 0 | 0 | 0 | 0 | 0 | 0 | 0 | 0 | 0 | 0 | 0 | 0 | 0 | 0 | 0 | 0 | 0 | 0 | 0 | 0 | 0 | 0 | 0 | 0 | 0 | 0 | 0 | 0 | 0 | 0 | 0 | 0 | 0 | 0 | 0 | 0 | 0 | 0 | 0 | 0 | 0 | 0 | 0 | 0 | 0 | 0 | 0 | 0 | 0 | 0 | 0 | 0 | 0 | 0 | 0 | 0 | 0 | 0 | 0 | 0 | 0 | 0 | 0 | 0 | 0 | 0 | 0 | 0 | 0 | 0 | 0 | 0 | 0 | 0 | 0 | 0 | 0 | 0 | 0 | 0 | 0 | 0 | 0 | 0 | 0 | 0 | 0 | 0 | 0 | 0 | 0 | 0 | 0 | 0 | 0 | 0 | 0 | 0 | 0 | 0 | 0 | 0 | 0 | 0 | 0 | 0 | 0 | 0 | 0 | 0 | 0 | 0 | 0 | 0 | 0 | 0 | 0 | 0 | 0 | 0 | 0 | 0 | 0 | 0 | 0 | 0 | 0 | 0 | 0 | 0 | 0 | 0 | 0 | 0 | 0 | 0 | 0 | 0 | 0 | 0 | 0 | 0 | 0 | 0 | 0 | 0 | 0 | 0 | 0 | 0 | 0 | 0 | 0 | 0 | 0 | 0 | 0 | 0 | 0 | 0 | 0 | 0 | 0 | 0 | 0 | 0 | 0 | 0 | 0 | 0 | 0 | 0 | 0 | 0 | 0 | 0 | 0 | 0 | 0 | 0 | 0 | 0 | 0 | 0 | 0 | 0 | 0 | 0 | 0 | 0 | 0 | 0 | 0 | 0 | 0 | 0 | 0 | 543902.6882 | 543902.6882 | 543902.6882 | 543902.6882 | 543902.6882 | 543902.6882 | 543902.6882 | 543902.6882 | 543902.6882 | 543902.6882 | 543902.6882 | 543902.6882 | 543902.6882 | 543902.6882 | 543902.6882 | 543902.6882 | 543902.6882 | 543902.6882 | 543902.6882 | 543902.6882 | 543902.6882 | 543902.6882 | 543902.6882 | 0 | 0 | 0 | 413538.5019 | 413538.5019 | 413538.5019 | 413538.5019 | 413538.5019 | 413538.5019 | 413538.5019 | 413538.5019 | 413538.5019 | 413538.5019 | 413538.5019 | 413538.5019 | 413538.5019 | 413538.5019 | 413538.5019 | 413538.5019 | 413538.5019 | 413538.5019 | 413538.5019 | 413538.5019 | 413538.5019 | 413538.5019 | 413538.5019 | 0 | 0 | 0
WA_Industrial_Wood and Lumber Products_Existing_Space Heating_Natural Gas_Building Automation System_A | WA | Industrial | Wood and Lumber Products | Existing | Space Heating | Natural Gas | Building Automation System | A | IM591 | No control system | Automation system installed and programmed | 15 | 0.015698 | 0 | 0 | 0.1 | 0.03 | 0 | 0 | 0.05225 |  | sqft | 5% | 65% | Retrofit | Retro1Slow | 81.8% | TBD | 0.2% | 2737.6837 |  | 545.2251 |  | 0.029576 | COM_EMS-All-XCELCO-2017-18-3 | BEHAV_EIS-All-CPUC-2018_PG-10 | COM_EMS-All-XCELCO-2017-18-3 | No control system | No control system | No control system | No control system | No control system | No control system | No control system | No control system | No control system | No control system | No control system | No control system | No control system | No control system | No control system | No control system | No control system | No control system | No control system | No control system | No control system | No control system | No control system | No control system | No control system | No control system | No control system | No control system | No control system | No control system | No control system | Automation system installed and programmed | Automation system installed and programmed | Automation system installed and programmed | Automation system installed and programmed | Automation system installed and programmed | Automation system installed and programmed | Automation system installed and programmed | Automation system installed and programmed | Automation system installed and programmed | Automation system installed and programmed | Automation system installed and programmed | Automation system installed and programmed | Automation system installed and programmed | Automation system installed and programmed | Automation system installed and programmed | Automation system installed and programmed | Automation system installed and programmed | Automation system installed and programmed | Automation system installed and programmed | Automation system installed and programmed | Automation system installed and programmed | Automation system installed and programmed | Automation system installed and programmed | Automation system installed and programmed | Automation system installed and programmed | Automation system installed and programmed | Automation system installed and programmed | Automation system installed and programmed | Automation system installed and programmed | Automation system installed and programmed | Automation system installed and programmed | 0.1 | 0.1 | 0.1 | 0.1 | 0.1 | 0.1 | 0.1 | 0.1 | 0.1 | 0.1 | 0.1 | 0.1 | 0.1 | 0.1 | 0.1 | 0.1 | 0.1 | 0.1 | 0.1 | 0.1 | 0.1 | 0.1 | 0.1 | 0.1 | 0.1 | 0.1 | 0.1 | 0.1 | 0.1 | 0.1 | 0.1 | 0 | 0 | 0 | 0 | 0 | 0.015418 | 0.015291 | 0.015134 | 0.014966 | 0.014787 | 0.014599 | 0.014407 | 0.014211 | 0.014006 | 0.013792 | 0.013581 | 0.013377 | 0.013191 | 0.013015 | 0.012857 | 0.012706 | 0.012554 | 0.01242 | 0.012293 | 0.012173 | 0.012076 | 0.011991 | 0.011909 | 0 | 0 | 0 | 0.011669 | 0.02312 | 0.040389 | 0.065004 | 0.097569 | 0.13621 | 0.18234 | 0.2327 | 0.27915 | 0.3254 | 0.35607 | 0.37313 | 0.36763 | 0.33888 | 0.29467 | 0.23983 | 0.1805 | 0.12318 | 0.077632 | 0.049976 | 0 | 0 | 0 | 0 | 0 | 0 | 0.011669 | 0.034693 | 0.074725 | 0.1389 | 0.23481 | 0.36803 | 0.54552 | 0.77083 | 1.0388 | 1.3484 | 1.6838 | 2.0316 | 2.371 | 2.6783 | 2.9403 | 3.1456 | 3.2886 | 3.3765 | 3.4199 | 3.4364 | 3.4089 | 3.385 | 3.3619 | 0 | 0 | 0 | 756.8107 | 1511.9846 | 2668.765 | 4343.4591 | 6598.2157 | 9330.0488 | 12656.7471 | 16374.4008 | 19930.712 | 23592.7794 | 26217.1434 | 27893.7239 | 27869.2001 | 26037.0817 | 22919.5354 | 18875.8224 | 14378.3121 | 9917.9464 | 6314.9324 | 4105.4469 | 0 | 0 | 0 | 0 | 0 | 0 | 756.8107 | 2268.7952 | 4937.5603 | 9281.0194 | 15879.2351 | 25209.2839 | 37866.031 | 54240.4318 | 74171.1437 | 97763.9231 | 123981.0666 | 151874.7905 | 179743.9906 | 205781.0723 | 228700.6077 | 247576.4301 | 261954.7422 | 271872.6886 | 278187.621 | 282293.0679 | 282293.0679 | 282293.0679 | 282293.0679 | 282293.0679 | 282293.0679 | 282293.0679 | 0.0099329 | 0.01971 | 0.034502 | 0.055649 | 0.083713 | 0.11714 | 0.15716 | 0.20101 | 0.2417 | 0.28236 | 0.30968 | 0.32518 | 0.32079 | 0.29603 | 0.25758 | 0.20977 | 0.15798 | 0.10787 | 0.068077 | 0.043887 | 0 | 0 | 0 | 0 | 0 | 0 | 0.0099329 | 0.029576 | 0.063834 | 0.11891 | 0.20146 | 0.3165 | 0.47019 | 0.66584 | 0.89946 | 1.1701 | 1.4645 | 1.7706 | 2.069 | 2.3396 | 2.5703 | 2.7514 | 2.8782 | 2.957 | 2.999 | 3.0177 | 2.9975 | 2.9801 | 2.9639 | 0 | 0 | 0 | 643.2891 | 1285.1869 | 2268.4503 | 3691.9402 | 5608.4833 | 7930.5415 | 10758.235 | 13918.2407 | 16941.1052 | 20053.8625 | 22284.5719 | 23709.6654 | 23688.8201 | 22131.5194 | 19481.6051 | 16044.449 | 12221.5653 | 8430.2544 | 5367.6926 | 3489.6299 | 0 | 0 | 0 | 0 | 0 | 0 | 643.2891 | 1928.4759 | 4196.9262 | 7888.8665 | 13497.3498 | 21427.8913 | 32186.1263 | 46104.367 | 63045.4722 | 83099.3346 | 105383.9066 | 129093.5719 | 152782.392 | 174913.9114 | 194395.5166 | 210439.9656 | 222661.5309 | 231091.7853 | 236459.4778 | 239949.1077 | 239949.1077 | 239949.1077 | 239949.1077 | 239949.1077 | 239949.1077 | 239949.1077 | 0.0099356 | 0.019723 | 0.034543 | 0.055746 | 0.083911 | 0.11749 | 0.15774 | 0.20189 | 0.24294 | 0.28404 | 0.31176 | 0.32761 | 0.32343 | 0.29871 | 0.26011 | 0.212 | 0.1598 | 0.10921 | 0.068931 | 0.044444 | 0 | 0 | 0 | 0 | 0 | 0 | 0.0099356 | 0.029596 | 0.063909 | 0.11912 | 0.20194 | 0.31746 | 0.47193 | 0.66877 | 0.9041 | 1.177 | 1.4743 | 1.7837 | 2.086 | 2.3608 | 2.5955 | 2.7806 | 2.9113 | 2.9936 | 3.0366 | 3.056 | 3.0359 | 3.0186 | 3.0025 | 0 | 0 | 0 | 643.2891 | 1285.1869 | 2268.4503 | 3691.9402 | 5608.4833 | 7930.5415 | 10758.235 | 13918.2407 | 16941.1052 | 20053.8625 | 22284.5719 | 23709.6654 | 23688.8201 | 22131.5194 | 19481.6051 | 16044.449 | 12221.5653 | 8430.2544 | 5367.6926 | 3489.6299 | 0 | 0 | 0 | 0 | 0 | 0 | 643.2891 | 1928.4759 | 4196.9262 | 7888.8665 | 13497.3498 | 21427.8913 | 32186.1263 | 46104.367 | 63045.4722 | 83099.3346 | 105383.9066 | 129093.5719 | 152782.392 | 174913.9114 | 194395.5166 | 210439.9656 | 222661.5309 | 231091.7853 | 236459.4778 | 239949.1077 | 239949.1077 | 239949.1077 | 239949.1077 | 239949.1077 | 239949.1077 | 239949.1077 | 0.0099329 | 0.01971 | 0.034502 | 0.055649 | 0.083713 | 0.11714 | 0.15716 | 0.20101 | 0.2417 | 0.28236 | 0.30968 | 0.32518 | 0.32079 | 0.29603 | 0.25758 | 0.20977 | 0.15798 | 0.10787 | 0.068077 | 0.043887 | 0 | 0 | 0 | 0 | 0 | 0 | 0.0099329 | 0.029576 | 0.063834 | 0.11891 | 0.20146 | 0.3165 | 0.47019 | 0.66584 | 0.89946 | 1.1701 | 1.4645 | 1.7706 | 2.069 | 2.3396 | 2.5703 | 2.7514 | 2.8782 | 2.957 | 2.999 | 3.0177 | 2.9975 | 2.9801 | 2.9639 | 0 | 0 | 0 | 643.2891 | 1285.1869 | 2268.4503 | 3691.9402 | 5608.4833 | 7930.5415 | 10758.235 | 13918.2407 | 16941.1052 | 20053.8625 | 22284.5719 | 23709.6654 | 23688.8201 | 22131.5194 | 19481.6051 | 16044.449 | 12221.5653 | 8430.2544 | 5367.6926 | 3489.6299 | 0 | 0 | 0 | 0 | 0 | 0 | 643.2891 | 1928.4759 | 4196.9262 | 7888.8665 | 13497.3498 | 21427.8913 | 32186.1263 | 46104.367 | 63045.4722 | 83099.3346 | 105383.9066 | 129093.5719 | 152782.392 | 174913.9114 | 194395.5166 | 210439.9656 | 222661.5309 | 231091.7853 | 236459.4778 | 239949.1077 | 239949.1077 | 239949.1077 | 239949.1077 | 239949.1077 | 239949.1077 | 239949.1077 | 2588.6886 | 2601.4057 | 2617.3097 | 2634.3408 | 2652.4101 | 2670.9824 | 2690.3443 | 2709.879 | 2729.6175 | 2751.2686 | 2771.5884 | 2791.9623 | 2811.1341 | 2829.2466 | 2847.1224 | 2864.2187 | 2881.8999 | 2898.0489 | 2913.4766 | 2928.3031 | 2942.1596 | 2955.1037 | 2967.191 | 0 | 0 | 0 | 515.5519 | 518.0846 | 521.2519 | 524.6438 | 528.2424 | 531.9412 | 535.7972 | 539.6876 | 543.6187 | 547.9306 | 551.9774 | 556.035 | 559.8532 | 563.4604 | 567.0204 | 570.4253 | 573.9466 | 577.1627 | 580.2353 | 583.188 | 585.9476 | 588.5255 | 590.9328 | 0 | 0 | 0
WA_Industrial_Wood and Lumber Products_Existing_Space Heating_Natural Gas_Steam System Efficiency Improvements_A | WA | Industrial | Wood and Lumber Products | Existing | Space Heating | Natural Gas | Steam System Efficiency Improvements | A | IM592 | Average system efficiency | Optimized system | 5 | 0.14024 | 0 | 0 | 0.12 | 0 | 0 | 0 | 0.0594 |  | sqft | 30% | 60% | Retrofit | Retro1Slow | 81.8% | TBD | 0.2% | 837.4013 |  | 742.1147 |  | 0.001864 | AEG Research | DOE - Improving Steam System Performance: A Sourcebook for Industry, Second Edition. October 2012. | DOE - Improving Steam System Performance: A Sourcebook for Industry, Second Edition. October 2012. | Average system efficiency | Average system efficiency | Average system efficiency | Average system efficiency | Average system efficiency | Average system efficiency | Average system efficiency | Average system efficiency | Average system efficiency | Average system efficiency | Average system efficiency | Average system efficiency | Average system efficiency | Average system efficiency | Average system efficiency | Average system efficiency | Average system efficiency | Average system efficiency | Average system efficiency | Average system efficiency | Average system efficiency | Average system efficiency | Average system efficiency | Average system efficiency | Average system efficiency | Average system efficiency | Average system efficiency | Average system efficiency | Average system efficiency | Average system efficiency | Average system efficiency | Optimized system | Optimized system | Optimized system | Optimized system | Optimized system | Optimized system | Optimized system | Optimized system | Optimized system | Optimized system | Optimized system | Optimized system | Optimized system | Optimized system | Optimized system | Optimized system | Optimized system | Optimized system | Optimized system | Optimized system | Optimized system | Optimized system | Optimized system | Optimized system | Optimized system | Optimized system | Optimized system | Optimized system | Optimized system | Optimized system | Optimized system | 0.12 | 0.12 | 0.12 | 0.12 | 0.12 | 0.12 | 0.12 | 0.12 | 0.12 | 0.12 | 0.12 | 0.12 | 0.12 | 0.12 | 0.12 | 0.12 | 0.12 | 0.12 | 0.12 | 0.12 | 0.12 | 0.12 | 0.12 | 0.12 | 0.12 | 0.12 | 0.12 | 0.12 | 0.12 | 0.12 | 0.12 | 0 | 0 | 0 | 0 | 0 | 0.13737 | 0.13599 | 0.1345 | 0.13296 | 0.13137 | 0.12974 | 0.12811 | 0.12647 | 0.12475 | 0.12298 | 0.12124 | 0.11955 | 0.11798 | 0.11645 | 0.11504 | 0.11369 | 0.1123 | 0.11102 | 0.1098 | 0.1086 | 0.10761 | 0.10675 | 0.10594 | 0.11902 | 0.11854 | 0.11809 | 0.00073682 | 0.0014572 | 0.0025438 | 0.0040927 | 0.0061431 | 0.008579 | 0.011492 | 0.014677 | 0.017621 | 0.020563 | 0.022527 | 0.023633 | 0.023302 | 0.021488 | 0.018687 | 0.015208 | 0.011443 | 0.0078037 | 0.0049141 | 0.0031597 | 0 | 0 | 0 | 0 | 0 | 0 | 0.00073682 | 0.0021866 | 0.0047064 | 0.0087453 | 0.014784 | 0.02318 | 0.034381 | 0.048617 | 0.065575 | 0.085208 | 0.10653 | 0.12868 | 0.15029 | 0.16983 | 0.18646 | 0.19947 | 0.20849 | 0.21392 | 0.21648 | 0.21726 | 0.21529 | 0.21358 | 0.21195 | 0 | 0 | 0 | 5.3636 | 10.7156 | 18.9139 | 30.7826 | 46.7624 | 66.1232 | 89.6999 | 116.0474 | 141.2514 | 167.2049 | 185.8041 | 197.6862 | 197.5124 | 184.528 | 162.4336 | 133.7753 | 101.9009 | 70.2897 | 44.7547 | 29.0958 | 0 | 0 | 0 | 0 | 0 | 0 | 5.3636 | 16.0792 | 34.9931 | 65.7757 | 112.5381 | 178.6613 | 268.3612 | 384.4086 | 525.66 | 692.8649 | 878.669 | 1076.3552 | 1273.8676 | 1458.3956 | 1620.8292 | 1754.6044 | 1856.5053 | 1926.795 | 1971.5497 | 2000.6455 | 2000.6455 | 2000.6455 | 2000.6455 | 2000.6455 | 2000.6455 | 2000.6455 | 0.0006272 | 0.0012422 | 0.0021731 | 0.0035037 | 0.0052706 | 0.0073774 | 0.0099042 | 0.012676 | 0.015255 | 0.01784 | 0.019587 | 0.02059 | 0.020326 | 0.018763 | 0.016327 | 0.013295 | 0.01001 | 0.0068304 | 0.0043068 | 0.0027731 | 0 | 0 | 0 | 0 | 0 | 0 | 0.0006272 | 0.001864 | 0.0040204 | 0.0074866 | 0.012684 | 0.019933 | 0.029631 | 0.04199 | 0.056769 | 0.073925 | 0.092627 | 0.11211 | 0.13109 | 0.14829 | 0.16292 | 0.17438 | 0.18237 | 0.18724 | 0.18972 | 0.19068 | 0.1892 | 0.18792 | 0.18675 | 0 | 0 | 0 | 4.5591 | 9.1083 | 16.0768 | 26.1652 | 39.748 | 56.2047 | 76.2449 | 98.6403 | 120.0637 | 142.1242 | 157.9335 | 168.0333 | 167.8856 | 156.8488 | 138.0685 | 113.709 | 86.6157 | 59.7462 | 38.0415 | 24.7314 | 0 | 0 | 0 | 0 | 0 | 0 | 4.5591 | 13.6673 | 29.7441 | 55.9094 | 95.6574 | 151.8621 | 228.107 | 326.7473 | 446.811 | 588.9351 | 746.8686 | 914.9019 | 1082.7875 | 1239.6363 | 1377.7048 | 1491.4138 | 1578.0295 | 1637.7757 | 1675.8172 | 1700.5487 | 1700.5487 | 1700.5487 | 1700.5487 | 1700.5487 | 1700.5487 | 1700.5487 | 0.00062737 | 0.0012431 | 0.0021756 | 0.0035098 | 0.0052831 | 0.0073999 | 0.009941 | 0.012732 | 0.015333 | 0.017946 | 0.019718 | 0.020744 | 0.020493 | 0.018933 | 0.016488 | 0.013437 | 0.010125 | 0.0069149 | 0.0043608 | 0.0028083 | 0 | 0 | 0 | 0 | 0 | 0 | 0.00062737 | 0.0018653 | 0.0040251 | 0.0074997 | 0.012714 | 0.019994 | 0.029741 | 0.042175 | 0.057062 | 0.074364 | 0.093249 | 0.11294 | 0.13217 | 0.14963 | 0.16452 | 0.17624 | 0.18447 | 0.18955 | 0.1921 | 0.1931 | 0.19162 | 0.19035 | 0.18918 | 0 | 0 | 0 | 4.5591 | 9.1083 | 16.0768 | 26.1652 | 39.748 | 56.2047 | 76.2449 | 98.6403 | 120.0637 | 142.1242 | 157.9335 | 168.0333 | 167.8856 | 156.8488 | 138.0685 | 113.709 | 86.6157 | 59.7462 | 38.0415 | 24.7314 | 0 | 0 | 0 | 0 | 0 | 0 | 4.5591 | 13.6673 | 29.7441 | 55.9094 | 95.6574 | 151.8621 | 228.107 | 326.7473 | 446.811 | 588.9351 | 746.8686 | 914.9019 | 1082.7875 | 1239.6363 | 1377.7048 | 1491.4138 | 1578.0295 | 1637.7757 | 1675.8172 | 1700.5487 | 1700.5487 | 1700.5487 | 1700.5487 | 1700.5487 | 1700.5487 | 1700.5487 | 0.0006272 | 0.0012422 | 0.0021731 | 0.0035037 | 0.0052706 | 0.0073774 | 0.0099042 | 0.012676 | 0.015255 | 0.01784 | 0.019587 | 0.02059 | 0.020326 | 0.018763 | 0.016327 | 0.013295 | 0.01001 | 0.0068304 | 0.0043068 | 0.0027731 | 0 | 0 | 0 | 0 | 0 | 0 | 0.0006272 | 0.001864 | 0.0040204 | 0.0074866 | 0.012684 | 0.019933 | 0.029631 | 0.04199 | 0.056769 | 0.073925 | 0.092627 | 0.11211 | 0.13109 | 0.14829 | 0.16292 | 0.17438 | 0.18237 | 0.18724 | 0.18972 | 0.19068 | 0.1892 | 0.18792 | 0.18675 | 0 | 0 | 0 | 4.5591 | 9.1083 | 16.0768 | 26.1652 | 39.748 | 56.2047 | 76.2449 | 98.6403 | 120.0637 | 142.1242 | 157.9335 | 168.0333 | 167.8856 | 156.8488 | 138.0685 | 113.709 | 86.6157 | 59.7462 | 38.0415 | 24.7314 | 0 | 0 | 0 | 0 | 0 | 0 | 4.5591 | 13.6673 | 29.7441 | 55.9094 | 95.6574 | 151.8621 | 228.107 | 326.7473 | 446.811 | 588.9351 | 746.8686 | 914.9019 | 1082.7875 | 1239.6363 | 1377.7048 | 1491.4138 | 1578.0295 | 1637.7757 | 1675.8172 | 1700.5487 | 1700.5487 | 1700.5487 | 1700.5487 | 1700.5487 | 1700.5487 | 1700.5487 | 831.732 | 832.4242 | 833.1131 | 833.8069 | 834.4998 | 835.1744 | 835.8433 | 836.5061 | 837.1624 | 837.8582 | 838.4978 | 839.1312 | 839.7551 | 840.3707 | 840.9886 | 841.5863 | 842.2091 | 842.8113 | 843.3954 | 843.9841 | 844.522 | 845.0134 | 845.4624 | 845.8726 | 846.2473 | 846.5897 | 737.0905 | 737.7039 | 738.3145 | 738.9293 | 739.5434 | 740.1412 | 740.734 | 741.3214 | 741.903 | 742.5196 | 743.0865 | 743.6478 | 744.2007 | 744.7463 | 745.2938 | 745.8235 | 746.3755 | 746.9091 | 747.4268 | 747.9484 | 748.4251 | 748.8606 | 749.2586 | 749.6221 | 749.9542 | 750.2575
WA_Industrial_Wood and Lumber Products_Existing_Process_Natural Gas_Steam System Efficiency Improvements_A | WA | Industrial | Wood and Lumber Products | Existing | Process | Natural Gas | Steam System Efficiency Improvements | A | IM593 | Average system efficiency | Optimized system | 5 | 0.98506 | 0 | 0 | 4.34 | 0 | 0 | 0 | 2.1684 |  | sqft | 30% | 60% | Retrofit | Retro1Slow | 81.8% | TBD | 0.2% | 837.4013 |  | 742.1147 |  | 0.0012633 | AEG Research | DOE - Improving Steam System Performance: A Sourcebook for Industry, Second Edition. October 2012. | DOE - Improving Steam System Performance: A Sourcebook for Industry, Second Edition. October 2012. | Average system efficiency | Average system efficiency | Average system efficiency | Average system efficiency | Average system efficiency | Average system efficiency | Average system efficiency | Average system efficiency | Average system efficiency | Average system efficiency | Average system efficiency | Average system efficiency | Average system efficiency | Average system efficiency | Average system efficiency | Average system efficiency | Average system efficiency | Average system efficiency | Average system efficiency | Average system efficiency | Average system efficiency | Average system efficiency | Average system efficiency | Average system efficiency | Average system efficiency | Average system efficiency | Average system efficiency | Average system efficiency | Average system efficiency | Average system efficiency | Average system efficiency | Optimized system | Optimized system | Optimized system | Optimized system | Optimized system | Optimized system | Optimized system | Optimized system | Optimized system | Optimized system | Optimized system | Optimized system | Optimized system | Optimized system | Optimized system | Optimized system | Optimized system | Optimized system | Optimized system | Optimized system | Optimized system | Optimized system | Optimized system | Optimized system | Optimized system | Optimized system | Optimized system | Optimized system | Optimized system | Optimized system | Optimized system | 4.34 | 4.34 | 4.34 | 4.34 | 4.34 | 4.34 | 4.34 | 4.34 | 4.34 | 4.34 | 4.34 | 4.34 | 4.34 | 4.34 | 4.34 | 4.34 | 4.34 | 4.34 | 4.34 | 4.34 | 4.34 | 4.34 | 4.34 | 4.34 | 4.34 | 4.34 | 4.34 | 4.34 | 4.34 | 4.34 | 4.34 | 0 | 0 | 0 | 0 | 0 | 0.98204 | 0.97904 | 0.97601 | 0.97301 | 0.96999 | 0.96686 | 0.96408 | 0.96148 | 0.95872 | 0.95661 | 0.95429 | 0.9524 | 0.95048 | 0.94851 | 0.94695 | 0.94523 | 0.94364 | 0.94206 | 0.94049 | 0.93893 | 0.93879 | 0.93867 | 0.93856 | 0.98506 | 0.98506 | 0.98506 | 0.00049685 | 0.00098959 | 0.0017413 | 0.0028253 | 0.0042786 | 0.0060305 | 0.0081572 | 0.010525 | 0.012774 | 0.015088 | 0.016725 | 0.01776 | 0.017708 | 0.01651 | 0.014509 | 0.011928 | 0.0090703 | 0.0062461 | 0.0039704 | 0.0025769 | 0 | 0 | 0 | 0 | 0 | 0 | 0.00049685 | 0.0014849 | 0.0032216 | 0.006037 | 0.010297 | 0.016294 | 0.024404 | 0.034863 | 0.047537 | 0.06252 | 0.079094 | 0.096697 | 0.11421 | 0.13048 | 0.14478 | 0.15644 | 0.16525 | 0.17122 | 0.1749 | 0.17719 | 0.17716 | 0.17714 | 0.17712 | 0 | 0 | 0 | 0.50593 | 1.0108 | 1.7841 | 2.9036 | 4.411 | 6.2372 | 8.4611 | 10.9464 | 13.3238 | 15.772 | 17.5264 | 18.6472 | 18.6308 | 17.406 | 15.3219 | 12.6186 | 9.612 | 6.6302 | 4.2216 | 2.7445 | 0 | 0 | 0 | 0 | 0 | 0 | 0.50593 | 1.5167 | 3.3008 | 6.2044 | 10.6154 | 16.8526 | 25.3138 | 36.2602 | 49.584 | 65.356 | 82.8824 | 101.5296 | 120.1604 | 137.5664 | 152.8883 | 165.5069 | 175.119 | 181.7492 | 185.9708 | 188.7153 | 188.7153 | 188.7153 | 188.7153 | 188.7153 | 188.7153 | 188.7153 | 0.00042251 | 0.00084192 | 0.0014821 | 0.0024059 | 0.0036452 | 0.0051403 | 0.0069561 | 0.0089787 | 0.010902 | 0.012881 | 0.014284 | 0.015172 | 0.015133 | 0.014113 | 0.012406 | 0.010202 | 0.0077598 | 0.005345 | 0.0033984 | 0.0022063 | 0 | 0 | 0 | 0 | 0 | 0 | 0.00042251 | 0.0012633 | 0.0027422 | 0.0051409 | 0.0087726 | 0.013889 | 0.020811 | 0.029742 | 0.040572 | 0.053377 | 0.067551 | 0.082611 | 0.097602 | 0.11154 | 0.12379 | 0.13381 | 0.14137 | 0.14652 | 0.14971 | 0.1517 | 0.15169 | 0.15167 | 0.15165 | 0 | 0 | 0 | 0.43004 | 0.85916 | 1.5165 | 2.4681 | 3.7493 | 5.3016 | 7.192 | 9.3045 | 11.3253 | 13.4062 | 14.8974 | 15.8501 | 15.8362 | 14.7951 | 13.0236 | 10.7259 | 8.1702 | 5.6357 | 3.5883 | 2.3328 | 0 | 0 | 0 | 0 | 0 | 0 | 0.43004 | 1.2892 | 2.8057 | 5.2738 | 9.0231 | 14.3247 | 21.5167 | 30.8212 | 42.1464 | 55.5526 | 70.45 | 86.3001 | 102.1363 | 116.9314 | 129.9551 | 140.6809 | 148.8511 | 154.4868 | 158.0752 | 160.408 | 160.408 | 160.408 | 160.408 | 160.408 | 160.408 | 160.408 | 0 | 0 | 0 | 0 | 0 | 0 | 0 | 0 | 0 | 0 | 0 | 0 | 0 | 0.000387 | 0.00077342 | 0.0013655 | 0.0022093 | 0.0033365 | 0.0047555 | 0.0064393 | 0.0083224 | 0.010265 | 0.012074 | 0.014083 | 0.014953 | 0.01499 | 0 | 0 | 0 | 0 | 0 | 0 | 0 | 0 | 0 | 0 | 0 | 0 | 0 | 0.000387 | 0.0011599 | 0.0025235 | 0.0047293 | 0.008059 | 0.012803 | 0.019224 | 0.027544 | 0.037806 | 0.049877 | 0 | 0 | 0 | 0 | 0 | 0 | 0 | 0 | 0 | 0 | 0 | 0 | 0 | 0 | 0 | 0 | 0.40569 | 0.81191 | 1.4356 | 2.3261 | 3.5179 | 5.0213 | 6.8088 | 8.8009 | 10.8562 | 12.771 | 14.297 | 15.1798 | 15.2173 | 0 | 0 | 0 | 0 | 0 | 0 | 0 | 0 | 0 | 0 | 0 | 0 | 0 | 0.40569 | 1.2176 | 2.6532 | 4.9794 | 8.4973 | 13.5185 | 20.3273 | 29.1282 | 39.9844 | 52.7554 | 67.0524 | 82.2323 | 97.4495 | 0.00042251 | 0.00084192 | 0.0014821 | 0.0024059 | 0.0036452 | 0.0051403 | 0.0069561 | 0.0089787 | 0.010902 | 0.012881 | 0.014284 | 0.015172 | 0.015133 | 0.014113 | 0.012406 | 0.010202 | 0.0077598 | 0.005345 | 0.0033984 | 0.0022063 | 0 | 0 | 0 | 0 | 0 | 0 | 0.00042251 | 0.0012633 | 0.0027422 | 0.0051409 | 0.0087726 | 0.013889 | 0.020811 | 0.029742 | 0.040572 | 0.053377 | 0.067551 | 0.082611 | 0.097602 | 0.11154 | 0.12379 | 0.13381 | 0.14137 | 0.14652 | 0.14971 | 0.1517 | 0.15169 | 0.15167 | 0.15165 | 0 | 0 | 0 | 0.43004 | 0.85916 | 1.5165 | 2.4681 | 3.7493 | 5.3016 | 7.192 | 9.3045 | 11.3253 | 13.4062 | 14.8974 | 15.8501 | 15.8362 | 14.7951 | 13.0236 | 10.7259 | 8.1702 | 5.6357 | 3.5883 | 2.3328 | 0 | 0 | 0 | 0 | 0 | 0 | 0.43004 | 1.2892 | 2.8057 | 5.2738 | 9.0231 | 14.3247 | 21.5167 | 30.8212 | 42.1464 | 55.5526 | 70.45 | 86.3001 | 102.1363 | 116.9314 | 129.9551 | 140.6809 | 148.8511 | 154.4868 | 158.0752 | 160.408 | 160.408 | 160.408 | 160.408 | 160.408 | 160.408 | 160.408 | 831.732 | 832.4242 | 833.1131 | 833.8069 | 834.4998 | 835.1744 | 835.8433 | 836.5061 | 837.1624 | 837.8582 | 838.4978 | 839.1312 | 839.7551 | 840.3707 | 840.9886 | 841.5863 | 842.2091 | 842.8113 | 843.3954 | 843.9841 | 844.522 | 845.0134 | 845.4624 | 845.8726 | 846.2473 | 846.5897 | 737.0905 | 737.7039 | 738.3145 | 738.9293 | 739.5434 | 740.1412 | 740.734 | 741.3214 | 741.903 | 742.5196 | 743.0865 | 743.6478 | 744.2007 | 744.7463 | 745.2938 | 745.8235 | 746.3755 | 746.9091 | 747.4268 | 747.9484 | 748.4251 | 748.8606 | 749.2586 | 749.6221 | 749.9542 | 750.2575
WA_Industrial_Wood and Lumber Products_Existing_Space Heating_Natural Gas_Strategic Energy Management_A | WA | Industrial | Wood and Lumber Products | Existing | Space Heating | Natural Gas | Strategic Energy Management | A | IM594 | No energy management system | Energy management system installed and programmed | 5 | 5.6443 | 0 | 0 | 25.25 | 0 | 0.6 | 0 | 12.6257 |  | employee | 5% | 50% | Retrofit | RetroEven20 | 76.5% | TBD | 0.2% | 279.0631 |  | 273.5276 |  | 0.12427 | BEHAV_SEM-All-CPUC-2018_PG-26 | BEHAV_SEM-All-CPUC-2018_PG-26 | AEG Research | No energy management system | No energy management system | No energy management system | No energy management system | No energy management system | No energy management system | No energy management system | No energy management system | No energy management system | No energy management system | No energy management system | No energy management system | No energy management system | No energy management system | No energy management system | No energy management system | No energy management system | No energy management system | No energy management system | No energy management system | No energy management system | No energy management system | No energy management system | No energy management system | No energy management system | No energy management system | No energy management system | No energy management system | No energy management system | No energy management system | No energy management system | Energy management system installed and programmed | Energy management system installed and programmed | Energy management system installed and programmed | Energy management system installed and programmed | Energy management system installed and programmed | Energy management system installed and programmed | Energy management system installed and programmed | Energy management system installed and programmed | Energy management system installed and programmed | Energy management system installed and programmed | Energy management system installed and programmed | Energy management system installed and programmed | Energy management system installed and programmed | Energy management system installed and programmed | Energy management system installed and programmed | Energy management system installed and programmed | Energy management system installed and programmed | Energy management system installed and programmed | Energy management system installed and programmed | Energy management system installed and programmed | Energy management system installed and programmed | Energy management system installed and programmed | Energy management system installed and programmed | Energy management system installed and programmed | Energy management system installed and programmed | Energy management system installed and programmed | Energy management system installed and programmed | Energy management system installed and programmed | Energy management system installed and programmed | Energy management system installed and programmed | Energy management system installed and programmed | 25.25 | 25.25 | 25.25 | 25.25 | 25.25 | 25.25 | 25.25 | 25.25 | 25.25 | 25.25 | 25.25 | 25.25 | 25.25 | 25.25 | 25.25 | 25.25 | 25.25 | 25.25 | 25.25 | 25.25 | 25.25 | 25.25 | 25.25 | 25.25 | 25.25 | 25.25 | 25.25 | 25.25 | 25.25 | 25.25 | 25.25 | 0 | 0 | 0 | 0 | 0 | 5.55 | 5.5105 | 5.4601 | 5.4057 | 5.3475 | 5.2864 | 5.2234 | 5.1596 | 5.0927 | 5.022 | 4.9531 | 4.8858 | 4.8256 | 4.769 | 4.7176 | 4.6689 | 4.6196 | 4.5763 | 4.5357 | 4.4969 | 4.4612 | 4.4302 | 4.4003 | 0 | 0 | 0 | 0.073456 | 0.072893 | 0.0718 | 0.071123 | 0.070415 | 0.068727 | 0.067722 | 0.066759 | 0.064848 | 0.064191 | 0.062707 | 0.061863 | 0.060793 | 0.059544 | 0.058972 | 0.058122 | 0.057285 | 0.056541 | 0.055849 | 0.055197 | 0 | 0 | 0 | 0 | 0 | 0 | 0.073456 | 0.14583 | 0.21629 | 0.28526 | 0.3526 | 0.4173 | 0.48005 | 0.54094 | 0.59878 | 0.65466 | 0.70839 | 0.76063 | 0.81204 | 0.86206 | 0.91173 | 0.96046 | 1.0076 | 1.0547 | 1.1012 | 1.147 | 1.1379 | 1.13 | 1.1223 | 0 | 0 | 0 | 13.2352 | 13.2279 | 13.1499 | 13.157 | 13.1679 | 13.0007 | 12.9652 | 12.9389 | 12.7334 | 12.782 | 12.6601 | 12.6618 | 12.598 | 12.4857 | 12.5004 | 12.4488 | 12.4003 | 12.3552 | 12.3132 | 12.2743 | 0 | 0 | 0 | 0 | 0 | 0 | 13.2352 | 26.4632 | 39.6131 | 52.7701 | 65.9381 | 78.9388 | 91.904 | 104.8428 | 117.5762 | 130.3582 | 143.0183 | 155.6801 | 168.2781 | 180.7638 | 193.2642 | 205.713 | 218.1133 | 230.4685 | 242.7817 | 255.056 | 255.056 | 255.056 | 255.056 | 255.056 | 255.056 | 255.056 | 0.062517 | 0.06212 | 0.061303 | 0.060846 | 0.060363 | 0.059041 | 0.058297 | 0.057582 | 0.056053 | 0.055597 | 0.054422 | 0.053787 | 0.05291 | 0.051867 | 0.051392 | 0.050671 | 0.049961 | 0.049334 | 0.048784 | 0.048274 | 0 | 0 | 0 | 0 | 0 | 0 | 0.062517 | 0.12427 | 0.18467 | 0.24404 | 0.30227 | 0.35849 | 0.41324 | 0.46658 | 0.51758 | 0.56701 | 0.61479 | 0.66132 | 0.70675 | 0.75092 | 0.79455 | 0.83733 | 0.87879 | 0.92025 | 0.96189 | 1.0031 | 0.99645 | 0.99074 | 0.9854 | 0 | 0 | 0 | 11.2499 | 11.2438 | 11.1774 | 11.1835 | 11.1927 | 11.0506 | 11.0204 | 10.998 | 10.8234 | 10.8647 | 10.7611 | 10.7625 | 10.7083 | 10.6128 | 10.6254 | 10.5814 | 10.5403 | 10.5019 | 10.4662 | 10.4332 | 0 | 0 | 0 | 0 | 0 | 0 | 11.2499 | 22.4937 | 33.6711 | 44.8546 | 56.0474 | 67.098 | 78.1184 | 89.1164 | 99.9398 | 110.8045 | 121.5656 | 132.3281 | 143.0364 | 153.6492 | 164.2746 | 174.856 | 185.3963 | 195.8982 | 206.3644 | 216.7976 | 216.7976 | 216.7976 | 216.7976 | 216.7976 | 216.7976 | 216.7976 | 0.062534 | 0.062161 | 0.061375 | 0.060952 | 0.060506 | 0.05922 | 0.058514 | 0.057835 | 0.056343 | 0.055927 | 0.054787 | 0.054187 | 0.053346 | 0.052336 | 0.051897 | 0.05121 | 0.050536 | 0.049944 | 0.049396 | 0.048886 | 0 | 0 | 0 | 0 | 0 | 0 | 0.062534 | 0.12436 | 0.18489 | 0.24446 | 0.30298 | 0.35958 | 0.41478 | 0.46864 | 0.52025 | 0.57037 | 0.61892 | 0.66625 | 0.71256 | 0.75771 | 0.80235 | 0.84624 | 0.8889 | 0.93164 | 0.97395 | 1.0158 | 1.0092 | 1.0035 | 0.99822 | 0 | 0 | 0 | 11.2499 | 11.2438 | 11.1774 | 11.1835 | 11.1927 | 11.0506 | 11.0204 | 10.998 | 10.8234 | 10.8647 | 10.7611 | 10.7625 | 10.7083 | 10.6128 | 10.6254 | 10.5814 | 10.5403 | 10.5019 | 10.4662 | 10.4332 | 0 | 0 | 0 | 0 | 0 | 0 | 11.2499 | 22.4937 | 33.6711 | 44.8546 | 56.0474 | 67.098 | 78.1184 | 89.1164 | 99.9398 | 110.8045 | 121.5656 | 132.3281 | 143.0364 | 153.6492 | 164.2746 | 174.856 | 185.3963 | 195.8982 | 206.3644 | 216.7976 | 216.7976 | 216.7976 | 216.7976 | 216.7976 | 216.7976 | 216.7976 | 0.062517 | 0.06212 | 0.061303 | 0.060846 | 0.060363 | 0.059041 | 0.058297 | 0.057582 | 0.056053 | 0.055597 | 0.054422 | 0.053787 | 0.05291 | 0.051867 | 0.051392 | 0.050671 | 0.049961 | 0.049334 | 0.048784 | 0.048274 | 0 | 0 | 0 | 0 | 0 | 0 | 0.062517 | 0.12427 | 0.18467 | 0.24404 | 0.30227 | 0.35849 | 0.41324 | 0.46658 | 0.51758 | 0.56701 | 0.61479 | 0.66132 | 0.70675 | 0.75092 | 0.79455 | 0.83733 | 0.87879 | 0.92025 | 0.96189 | 1.0031 | 0.99645 | 0.99074 | 0.9854 | 0 | 0 | 0 | 11.2499 | 11.2438 | 11.1774 | 11.1835 | 11.1927 | 11.0506 | 11.0204 | 10.998 | 10.8234 | 10.8647 | 10.7611 | 10.7625 | 10.7083 | 10.6128 | 10.6254 | 10.5814 | 10.5403 | 10.5019 | 10.4662 | 10.4332 | 0 | 0 | 0 | 0 | 0 | 0 | 11.2499 | 22.4937 | 33.6711 | 44.8546 | 56.0474 | 67.098 | 78.1184 | 89.1164 | 99.9398 | 110.8045 | 121.5656 | 132.3281 | 143.0364 | 153.6492 | 164.2746 | 174.856 | 185.3963 | 195.8982 | 206.3644 | 216.7976 | 216.7976 | 216.7976 | 216.7976 | 216.7976 | 216.7976 | 216.7976 | 274.3466 | 274.7638 | 275.2815 | 275.8311 | 276.4088 | 276.9969 | 277.6041 | 278.2105 | 278.817 | 279.4753 | 280.0865 | 280.6931 | 281.2582 | 281.787 | 282.3043 | 282.7948 | 283.2976 | 283.7531 | 284.1849 | 284.5967 | 284.9789 | 285.3337 | 285.6629 | 0 | 0 | 0 | 268.9047 | 269.3135 | 269.821 | 270.3597 | 270.926 | 271.5024 | 272.0975 | 272.6919 | 273.2864 | 273.9316 | 274.5307 | 275.1253 | 275.6791 | 276.1975 | 276.7046 | 277.1853 | 277.6782 | 278.1246 | 278.5478 | 278.9515 | 279.3261 | 279.6738 | 279.9965 | 0 | 0 | 0
WA_Industrial_Wood and Lumber Products_Existing_Process_Natural Gas_Strategic Energy Management_A | WA | Industrial | Wood and Lumber Products | Existing | Process | Natural Gas | Strategic Energy Management | A | IM595 | No energy management system | Energy management system installed and programmed | 5 | 8.9454 | 0 | 0 | 25.25 | 0 | 0.6 | 0 | 12.6257 |  | employee | 5% | 50% | Retrofit | RetroEven20 | 76.5% | TBD | 0.2% | 279.0631 |  | 273.5276 |  | 0.89734 | BEHAV_SEM-All-CPUC-2018_PG-26 | BEHAV_SEM-All-CPUC-2018_PG-26 | AEG Research | No energy management system | No energy management system | No energy management system | No energy management system | No energy management system | No energy management system | No energy management system | No energy management system | No energy management system | No energy management system | No energy management system | No energy management system | No energy management system | No energy management system | No energy management system | No energy management system | No energy management system | No energy management system | No energy management system | No energy management system | No energy management system | No energy management system | No energy management system | No energy management system | No energy management system | No energy management system | No energy management system | No energy management system | No energy management system | No energy management system | No energy management system | Energy management system installed and programmed | Energy management system installed and programmed | Energy management system installed and programmed | Energy management system installed and programmed | Energy management system installed and programmed | Energy management system installed and programmed | Energy management system installed and programmed | Energy management system installed and programmed | Energy management system installed and programmed | Energy management system installed and programmed | Energy management system installed and programmed | Energy management system installed and programmed | Energy management system installed and programmed | Energy management system installed and programmed | Energy management system installed and programmed | Energy management system installed and programmed | Energy management system installed and programmed | Energy management system installed and programmed | Energy management system installed and programmed | Energy management system installed and programmed | Energy management system installed and programmed | Energy management system installed and programmed | Energy management system installed and programmed | Energy management system installed and programmed | Energy management system installed and programmed | Energy management system installed and programmed | Energy management system installed and programmed | Energy management system installed and programmed | Energy management system installed and programmed | Energy management system installed and programmed | Energy management system installed and programmed | 25.25 | 25.25 | 25.25 | 25.25 | 25.25 | 25.25 | 25.25 | 25.25 | 25.25 | 25.25 | 25.25 | 25.25 | 25.25 | 25.25 | 25.25 | 25.25 | 25.25 | 25.25 | 25.25 | 25.25 | 25.25 | 25.25 | 25.25 | 25.25 | 25.25 | 25.25 | 25.25 | 25.25 | 25.25 | 25.25 | 25.25 | 0 | 0 | 0 | 0 | 0 | 8.9308 | 8.9163 | 8.9016 | 8.887 | 8.8722 | 8.8571 | 8.8445 | 8.8336 | 8.8226 | 8.8155 | 8.8081 | 8.8034 | 8.7991 | 8.7951 | 8.7932 | 8.7908 | 8.7896 | 8.7885 | 8.7874 | 8.7864 | 8.7859 | 8.7855 | 8.7851 | 0 | 0 | 0 | 0.52859 | 0.52744 | 0.52347 | 0.52289 | 0.52245 | 0.51494 | 0.51281 | 0.51113 | 0.50239 | 0.5039 | 0.49868 | 0.49847 | 0.49572 | 0.49108 | 0.49155 | 0.48939 | 0.48742 | 0.48558 | 0.48387 | 0.48229 | 0 | 0 | 0 | 0 | 0 | 0 | 0.52859 | 1.0552 | 1.5769 | 2.0972 | 2.6162 | 3.1267 | 3.635 | 4.1417 | 4.6389 | 5.139 | 5.6334 | 6.1289 | 6.6216 | 7.1097 | 7.5997 | 8.0871 | 8.5734 | 9.0579 | 9.5406 | 10.0218 | 10.0213 | 10.0208 | 10.0203 | 0 | 0 | 0 | 59.1875 | 59.155 | 58.8062 | 58.838 | 58.8866 | 58.1388 | 57.9799 | 57.8622 | 56.9434 | 57.1608 | 56.6157 | 56.623 | 56.3381 | 55.8355 | 55.9017 | 55.6705 | 55.454 | 55.2519 | 55.0642 | 54.8905 | 0 | 0 | 0 | 0 | 0 | 0 | 59.1875 | 118.3426 | 177.1487 | 235.9867 | 294.8733 | 353.0121 | 410.9921 | 468.8543 | 525.7977 | 582.9585 | 639.5742 | 696.1973 | 752.5353 | 808.3708 | 864.2725 | 919.943 | 975.397 | 1030.6489 | 1085.7131 | 1140.6036 | 1140.6036 | 1140.6036 | 1140.6036 | 1140.6036 | 1140.6036 | 1140.6036 | 0.44941 | 0.44855 | 0.44528 | 0.4449 | 0.44463 | 0.43835 | 0.43663 | 0.43528 | 0.42792 | 0.42926 | 0.42486 | 0.42472 | 0.42241 | 0.41848 | 0.4189 | 0.41707 | 0.4154 | 0.41384 | 0.4124 | 0.41105 | 0 | 0 | 0 | 0 | 0 | 0 | 0.44941 | 0.89734 | 1.3414 | 1.7844 | 2.2265 | 2.6616 | 3.095 | 3.5271 | 3.9513 | 4.3778 | 4.7996 | 5.2221 | 5.6424 | 6.0587 | 6.4764 | 6.892 | 7.3067 | 7.7197 | 8.1313 | 8.5415 | 8.5411 | 8.5408 | 8.5405 | 0 | 0 | 0 | 50.3094 | 50.2818 | 49.9852 | 50.0123 | 50.0536 | 49.418 | 49.283 | 49.1829 | 48.4019 | 48.5867 | 48.1233 | 48.1296 | 47.8874 | 47.4602 | 47.5164 | 47.3199 | 47.1359 | 46.9641 | 46.8045 | 46.6569 | 0 | 0 | 0 | 0 | 0 | 0 | 50.3094 | 100.5912 | 150.5764 | 200.5887 | 250.6423 | 300.0603 | 349.3433 | 398.5262 | 446.9281 | 495.5147 | 543.6381 | 591.7677 | 639.655 | 687.1152 | 734.6316 | 781.9516 | 829.0875 | 876.0516 | 922.8561 | 969.5131 | 969.5131 | 969.5131 | 969.5131 | 969.5131 | 969.5131 | 969.5131 | 0.44941 | 0.44855 | 0.44528 | 0.4449 | 0.44463 | 0.43835 | 0.43663 | 0.43528 | 0.42792 | 0.42926 | 0.42486 | 0.42472 | 0.42241 | 0.41848 | 0.4189 | 0.41707 | 0.4154 | 0.41384 | 0.4124 | 0.41105 | 0 | 0 | 0 | 0 | 0 | 0 | 0.44941 | 0.89734 | 1.3414 | 1.7844 | 2.2265 | 2.6616 | 3.095 | 3.5271 | 3.9513 | 4.3778 | 4.7996 | 5.2221 | 5.6424 | 6.0587 | 6.4764 | 6.892 | 7.3067 | 7.7197 | 8.1313 | 8.5415 | 8.5411 | 8.5408 | 8.5405 | 0 | 0 | 0 | 50.3094 | 50.2818 | 49.9852 | 50.0123 | 50.0536 | 49.418 | 49.283 | 49.1829 | 48.4019 | 48.5867 | 48.1233 | 48.1296 | 47.8874 | 47.4602 | 47.5164 | 47.3199 | 47.1359 | 46.9641 | 46.8045 | 46.6569 | 0 | 0 | 0 | 0 | 0 | 0 | 50.3094 | 100.5912 | 150.5764 | 200.5887 | 250.6423 | 300.0603 | 349.3433 | 398.5262 | 446.9281 | 495.5147 | 543.6381 | 591.7677 | 639.655 | 687.1152 | 734.6316 | 781.9516 | 829.0875 | 876.0516 | 922.8561 | 969.5131 | 969.5131 | 969.5131 | 969.5131 | 969.5131 | 969.5131 | 969.5131 | 0.44941 | 0.44855 | 0.44528 | 0.4449 | 0.44463 | 0.43835 | 0.43663 | 0.43528 | 0.42792 | 0.42926 | 0.42486 | 0.42472 | 0.42241 | 0.41848 | 0.4189 | 0.41707 | 0.4154 | 0.41384 | 0.4124 | 0.41105 | 0 | 0 | 0 | 0 | 0 | 0 | 0.44941 | 0.89734 | 1.3414 | 1.7844 | 2.2265 | 2.6616 | 3.095 | 3.5271 | 3.9513 | 4.3778 | 4.7996 | 5.2221 | 5.6424 | 6.0587 | 6.4764 | 6.892 | 7.3067 | 7.7197 | 8.1313 | 8.5415 | 8.5411 | 8.5408 | 8.5405 | 0 | 0 | 0 | 50.3094 | 50.2818 | 49.9852 | 50.0123 | 50.0536 | 49.418 | 49.283 | 49.1829 | 48.4019 | 48.5867 | 48.1233 | 48.1296 | 47.8874 | 47.4602 | 47.5164 | 47.3199 | 47.1359 | 46.9641 | 46.8045 | 46.6569 | 0 | 0 | 0 | 0 | 0 | 0 | 50.3094 | 100.5912 | 150.5764 | 200.5887 | 250.6423 | 300.0603 | 349.3433 | 398.5262 | 446.9281 | 495.5147 | 543.6381 | 591.7677 | 639.655 | 687.1152 | 734.6316 | 781.9516 | 829.0875 | 876.0516 | 922.8561 | 969.5131 | 969.5131 | 969.5131 | 969.5131 | 969.5131 | 969.5131 | 969.5131 | 274.3466 | 274.7638 | 275.2815 | 275.8311 | 276.4088 | 276.9969 | 277.6041 | 278.2105 | 278.817 | 279.4753 | 280.0865 | 280.6931 | 281.2582 | 281.787 | 282.3043 | 282.7948 | 283.2976 | 283.7531 | 284.1849 | 284.5967 | 284.9789 | 285.3337 | 285.6629 | 0 | 0 | 0 | 268.9047 | 269.3135 | 269.821 | 270.3597 | 270.926 | 271.5024 | 272.0975 | 272.6919 | 273.2864 | 273.9316 | 274.5307 | 275.1253 | 275.6791 | 276.1975 | 276.7046 | 277.1853 | 277.6782 | 278.1246 | 278.5478 | 278.9515 | 279.3261 | 279.6738 | 279.9965 | 0 | 0 | 0
WA_Industrial_Wood and Lumber Products_Existing_Miscellaneous_Natural Gas_Strategic Energy Management_A | WA | Industrial | Wood and Lumber Products | Existing | Miscellaneous | Natural Gas | Strategic Energy Management | A | IM596 | No energy management system | Energy management system installed and programmed | 5 | 3.4004 | 0 | 0 | 25.25 | 0 | 0.6 | 0 | 12.6257 |  | employee | 5% | 50% | Retrofit | RetroEven20 | 76.5% | TBD | 0.2% | 279.0631 |  | 273.5276 |  | 0.085514 | BEHAV_SEM-All-CPUC-2018_PG-26 | BEHAV_SEM-All-CPUC-2018_PG-26 | AEG Research | No energy management system | No energy management system | No energy management system | No energy management system | No energy management system | No energy management system | No energy management system | No energy management system | No energy management system | No energy management system | No energy management system | No energy management system | No energy management system | No energy management system | No energy management system | No energy management system | No energy management system | No energy management system | No energy management system | No energy management system | No energy management system | No energy management system | No energy management system | No energy management system | No energy management system | No energy management system | No energy management system | No energy management system | No energy management system | No energy management system | No energy management system | Energy management system installed and programmed | Energy management system installed and programmed | Energy management system installed and programmed | Energy management system installed and programmed | Energy management system installed and programmed | Energy management system installed and programmed | Energy management system installed and programmed | Energy management system installed and programmed | Energy management system installed and programmed | Energy management system installed and programmed | Energy management system installed and programmed | Energy management system installed and programmed | Energy management system installed and programmed | Energy management system installed and programmed | Energy management system installed and programmed | Energy management system installed and programmed | Energy management system installed and programmed | Energy management system installed and programmed | Energy management system installed and programmed | Energy management system installed and programmed | Energy management system installed and programmed | Energy management system installed and programmed | Energy management system installed and programmed | Energy management system installed and programmed | Energy management system installed and programmed | Energy management system installed and programmed | Energy management system installed and programmed | Energy management system installed and programmed | Energy management system installed and programmed | Energy management system installed and programmed | Energy management system installed and programmed | 25.25 | 25.25 | 25.25 | 25.25 | 25.25 | 25.25 | 25.25 | 25.25 | 25.25 | 25.25 | 25.25 | 25.25 | 25.25 | 25.25 | 25.25 | 25.25 | 25.25 | 25.25 | 25.25 | 25.25 | 25.25 | 25.25 | 25.25 | 25.25 | 25.25 | 25.25 | 25.25 | 25.25 | 25.25 | 25.25 | 25.25 | 0 | 0 | 0 | 0 | 0 | 3.4004 | 3.4004 | 3.4004 | 3.4004 | 3.4004 | 3.4004 | 3.4004 | 3.4004 | 3.4004 | 3.4004 | 3.4004 | 3.4004 | 3.4004 | 3.4004 | 3.4004 | 3.4004 | 3.4004 | 3.4004 | 3.4004 | 3.4004 | 3.4004 | 3.4004 | 3.4004 | 0 | 0 | 0 | 0.050316 | 0.050288 | 0.049992 | 0.050019 | 0.05006 | 0.049424 | 0.049289 | 0.049189 | 0.048408 | 0.048593 | 0.04813 | 0.048136 | 0.047894 | 0.047466 | 0.047523 | 0.047326 | 0.047142 | 0.04697 | 0.046811 | 0.046663 | 0 | 0 | 0 | 0 | 0 | 0 | 0.050316 | 0.1006 | 0.1506 | 0.20061 | 0.25067 | 0.3001 | 0.34939 | 0.39858 | 0.44699 | 0.49558 | 0.54371 | 0.59184 | 0.63974 | 0.6872 | 0.73473 | 0.78205 | 0.8292 | 0.87617 | 0.92298 | 0.96964 | 0.96964 | 0.96964 | 0.96964 | 0 | 0 | 0 | 14.7969 | 14.7888 | 14.7015 | 14.7095 | 14.7217 | 14.5347 | 14.495 | 14.4656 | 14.2358 | 14.2902 | 14.1539 | 14.1558 | 14.0845 | 13.9589 | 13.9754 | 13.9176 | 13.8635 | 13.813 | 13.766 | 13.7226 | 0 | 0 | 0 | 0 | 0 | 0 | 14.7969 | 29.5856 | 44.2872 | 58.9967 | 73.7183 | 88.253 | 102.748 | 117.2136 | 131.4494 | 145.7396 | 159.8936 | 174.0493 | 188.1338 | 202.0927 | 216.0681 | 229.9858 | 243.8493 | 257.6622 | 271.4283 | 285.1509 | 285.1509 | 285.1509 | 285.1509 | 285.1509 | 285.1509 | 285.1509 | 0.042769 | 0.042745 | 0.042493 | 0.042516 | 0.042551 | 0.042011 | 0.041896 | 0.041811 | 0.041147 | 0.041304 | 0.04091 | 0.040915 | 0.04071 | 0.040346 | 0.040394 | 0.040227 | 0.040071 | 0.039925 | 0.039789 | 0.039664 | 0 | 0 | 0 | 0 | 0 | 0 | 0.042769 | 0.085514 | 0.12801 | 0.17052 | 0.21307 | 0.25508 | 0.29698 | 0.33879 | 0.37994 | 0.42124 | 0.46215 | 0.50307 | 0.54378 | 0.58412 | 0.62452 | 0.66475 | 0.70482 | 0.74474 | 0.78453 | 0.82419 | 0.82419 | 0.82419 | 0.82419 | 0 | 0 | 0 | 12.5773 | 12.5704 | 12.4963 | 12.5031 | 12.5134 | 12.3545 | 12.3207 | 12.2957 | 12.1005 | 12.1467 | 12.0308 | 12.0324 | 11.9718 | 11.865 | 11.8791 | 11.83 | 11.784 | 11.741 | 11.7011 | 11.6642 | 0 | 0 | 0 | 0 | 0 | 0 | 12.5773 | 25.1478 | 37.6441 | 50.1472 | 62.6606 | 75.0151 | 87.3358 | 99.6315 | 111.732 | 123.8787 | 135.9095 | 147.9419 | 159.9138 | 171.7788 | 183.6579 | 195.4879 | 207.2719 | 219.0129 | 230.714 | 242.3783 | 242.3783 | 242.3783 | 242.3783 | 242.3783 | 242.3783 | 242.3783 | 0.042769 | 0.042745 | 0.042493 | 0.042516 | 0.042551 | 0.042011 | 0.041896 | 0.041811 | 0.041147 | 0.041304 | 0.04091 | 0.040915 | 0.04071 | 0.040346 | 0.040394 | 0.040227 | 0.040071 | 0.039925 | 0.039789 | 0.039664 | 0 | 0 | 0 | 0 | 0 | 0 | 0.042769 | 0.085514 | 0.12801 | 0.17052 | 0.21307 | 0.25508 | 0.29698 | 0.33879 | 0.37994 | 0.42124 | 0.46215 | 0.50307 | 0.54378 | 0.58412 | 0.62452 | 0.66475 | 0.70482 | 0.74474 | 0.78453 | 0.82419 | 0.82419 | 0.82419 | 0.82419 | 0 | 0 | 0 | 12.5773 | 12.5704 | 12.4963 | 12.5031 | 12.5134 | 12.3545 | 12.3207 | 12.2957 | 12.1005 | 12.1467 | 12.0308 | 12.0324 | 11.9718 | 11.865 | 11.8791 | 11.83 | 11.784 | 11.741 | 11.7011 | 11.6642 | 0 | 0 | 0 | 0 | 0 | 0 | 12.5773 | 25.1478 | 37.6441 | 50.1472 | 62.6606 | 75.0151 | 87.3358 | 99.6315 | 111.732 | 123.8787 | 135.9095 | 147.9419 | 159.9138 | 171.7788 | 183.6579 | 195.4879 | 207.2719 | 219.0129 | 230.714 | 242.3783 | 242.3783 | 242.3783 | 242.3783 | 242.3783 | 242.3783 | 242.3783 | 0.042769 | 0.042745 | 0.042493 | 0.042516 | 0.042551 | 0.042011 | 0.041896 | 0.041811 | 0.041147 | 0.041304 | 0.04091 | 0.040915 | 0.04071 | 0.040346 | 0.040394 | 0.040227 | 0.040071 | 0.039925 | 0.039789 | 0.039664 | 0 | 0 | 0 | 0 | 0 | 0 | 0.042769 | 0.085514 | 0.12801 | 0.17052 | 0.21307 | 0.25508 | 0.29698 | 0.33879 | 0.37994 | 0.42124 | 0.46215 | 0.50307 | 0.54378 | 0.58412 | 0.62452 | 0.66475 | 0.70482 | 0.74474 | 0.78453 | 0.82419 | 0.82419 | 0.82419 | 0.82419 | 0 | 0 | 0 | 12.5773 | 12.5704 | 12.4963 | 12.5031 | 12.5134 | 12.3545 | 12.3207 | 12.2957 | 12.1005 | 12.1467 | 12.0308 | 12.0324 | 11.9718 | 11.865 | 11.8791 | 11.83 | 11.784 | 11.741 | 11.7011 | 11.6642 | 0 | 0 | 0 | 0 | 0 | 0 | 12.5773 | 25.1478 | 37.6441 | 50.1472 | 62.6606 | 75.0151 | 87.3358 | 99.6315 | 111.732 | 123.8787 | 135.9095 | 147.9419 | 159.9138 | 171.7788 | 183.6579 | 195.4879 | 207.2719 | 219.0129 | 230.714 | 242.3783 | 242.3783 | 242.3783 | 242.3783 | 242.3783 | 242.3783 | 242.3783 | 274.3466 | 274.7638 | 275.2815 | 275.8311 | 276.4088 | 276.9969 | 277.6041 | 278.2105 | 278.817 | 279.4753 | 280.0865 | 280.6931 | 281.2582 | 281.787 | 282.3043 | 282.7948 | 283.2976 | 283.7531 | 284.1849 | 284.5967 | 284.9789 | 285.3337 | 285.6629 | 0 | 0 | 0 | 268.9047 | 269.3135 | 269.821 | 270.3597 | 270.926 | 271.5024 | 272.0975 | 272.6919 | 273.2864 | 273.9316 | 274.5307 | 275.1253 | 275.6791 | 276.1975 | 276.7046 | 277.1853 | 277.6782 | 278.1246 | 278.5478 | 278.9515 | 279.3261 | 279.6738 | 279.9965 | 0 | 0 | 0
WA_Industrial_Wood and Lumber Products_Existing_Space Heating_Natural Gas_Commissioning_A | WA | Industrial | Wood and Lumber Products | Existing | Space Heating | Natural Gas | Commissioning | A | IM597 | New construction code | Optimized HVAC design and controls | 10 | 7.0446 | 0 | 0 | 0.27 | 0 | 0 | 0 | 0.1336 |  | employee | 0% | 0% | Retrofit | Retro12Med | 84.73% | TBD | 0.2% | 0.62864 |  | 0.51169 |  | 0 | DL20_COM_CX-Refrig-2021PLN-V11-3 | 2018 AMIL BUS Retro-Commissioning Initiative | U.S. Department of Energy. Lawrence Berkeley National Labs and Building Commissioning Association. https://www.bcxa.org/wp-content/uploads/2020/09/1-s2.0- S0378778819319553-main.pdf | New construction code | New construction code | New construction code | New construction code | New construction code | New construction code | New construction code | New construction code | New construction code | New construction code | New construction code | New construction code | New construction code | New construction code | New construction code | New construction code | New construction code | New construction code | New construction code | New construction code | New construction code | New construction code | New construction code | New construction code | New construction code | New construction code | New construction code | New construction code | New construction code | New construction code | New construction code | Optimized HVAC design and controls | Optimized HVAC design and controls | Optimized HVAC design and controls | Optimized HVAC design and controls | Optimized HVAC design and controls | Optimized HVAC design and controls | Optimized HVAC design and controls | Optimized HVAC design and controls | Optimized HVAC design and controls | Optimized HVAC design and controls | Optimized HVAC design and controls | Optimized HVAC design and controls | Optimized HVAC design and controls | Optimized HVAC design and controls | Optimized HVAC design and controls | Optimized HVAC design and controls | Optimized HVAC design and controls | Optimized HVAC design and controls | Optimized HVAC design and controls | Optimized HVAC design and controls | Optimized HVAC design and controls | Optimized HVAC design and controls | Optimized HVAC design and controls | Optimized HVAC design and controls | Optimized HVAC design and controls | Optimized HVAC design and controls | Optimized HVAC design and controls | Optimized HVAC design and controls | Optimized HVAC design and controls | Optimized HVAC design and controls | Optimized HVAC design and controls | 0.27 | 0.27 | 0.27 | 0.27 | 0.27 | 0.27 | 0.27 | 0.27 | 0.27 | 0.27 | 0.27 | 0.27 | 0.27 | 0.27 | 0.27 | 0.27 | 0.27 | 0.27 | 0.27 | 0.27 | 0.27 | 0.27 | 0.27 | 0.27 | 0.27 | 0.27 | 0.27 | 0.27 | 0.27 | 0.27 | 0.27 | 0 | 0 | 0 | 0 | 0 | 6.9293 | 6.8825 | 6.8222 | 6.757 | 6.6871 | 6.6139 | 6.5381 | 6.4611 | 6.3804 | 6.2942 | 6.2102 | 6.1276 | 6.0536 | 5.9841 | 5.9206 | 5.8607 | 5.7999 | 5.7466 | 5.6966 | 5.6489 | 5.6042 | 5.5653 | 5.5278 | 0 | 0 | 0 | 0 | 0 | 0 | 0 | 0 | 0 | 0 | 0 | 0 | 0 | 0 | 0 | 0 | 0 | 0 | 0 | 0 | 0 | 0 | 0 | 0 | 0 | 0 | 0 | 0 | 0 | 0 | 0 | 0 | 0 | 0 | 0 | 0 | 0 | 0 | 0 | 0 | 0 | 0 | 0 | 0 | 0 | 0 | 0 | 0 | 0 | 0 | 0 | 0 | 0 | 0 | 0 | 0 | 0 | 0 | 0 | 0 | 0 | 0 | 0 | 0 | 0 | 0 | 0 | 0 | 0 | 0 | 0 | 0 | 0 | 0 | 0 | 0 | 0 | 0 | 0 | 0 | 0 | 0 | 0 | 0 | 0 | 0 | 0 | 0 | 0 | 0 | 0 | 0 | 0 | 0 | 0 | 0 | 0 | 0 | 0 | 0 | 0 | 0 | 0 | 0 | 0 | 0 | 0 | 0 | 0 | 0 | 0 | 0 | 0 | 0 | 0 | 0 | 0 | 0 | 0 | 0 | 0 | 0 | 0 | 0 | 0 | 0 | 0 | 0 | 0 | 0 | 0 | 0 | 0 | 0 | 0 | 0 | 0 | 0 | 0 | 0 | 0 | 0 | 0 | 0 | 0 | 0 | 0 | 0 | 0 | 0 | 0 | 0 | 0 | 0 | 0 | 0 | 0 | 0 | 0 | 0 | 0 | 0 | 0 | 0 | 0 | 0 | 0 | 0 | 0 | 0 | 0 | 0 | 0 | 0 | 0 | 0 | 0 | 0 | 0 | 0 | 0 | 0 | 0 | 0 | 0 | 0 | 0 | 0 | 0 | 0 | 0 | 0 | 0 | 0 | 0 | 0 | 0 | 0 | 0 | 0 | 0 | 0 | 0 | 0 | 0 | 0 | 0 | 0 | 0 | 0 | 0 | 0 | 0 | 0 | 0 | 0 | 0 | 0 | 0 | 0 | 0 | 0 | 0 | 0 | 0 | 0 | 0 | 0 | 0 | 0 | 0 | 0 | 0 | 0 | 0 | 0 | 0 | 0 | 0 | 0 | 0 | 0 | 0 | 0 | 0 | 0 | 0 | 0 | 0 | 0 | 0 | 0 | 0 | 0 | 0 | 0 | 0 | 0 | 0 | 0 | 0 | 0 | 0 | 0 | 0 | 0 | 0 | 0 | 0 | 0 | 0 | 0 | 0 | 0 | 0 | 0 | 0 | 0 | 0 | 0 | 0 | 0 | 0 | 0 | 0 | 0 | 0 | 0 | 0 | 0 | 0 | 0 | 0 | 0 | 0 | 0 | 0 | 0 | 0 | 0 | 0 | 0 | 0 | 0 | 0 | 0 | 0 | 0 | 0 | 0 | 0 | 0 | 0 | 0 | 0 | 0 | 0 | 0 | 0 | 0 | 0 | 0 | 0 | 0 | 0 | 0 | 0 | 0 | 0 | 0 | 0 | 0 | 0 | 0 | 0 | 0 | 0 | 0 | 0 | 0 | 0 | 0 | 0 | 0 | 0 | 0 | 0 | 0 | 0 | 0 | 0 | 0 | 0 | 0 | 0 | 0 | 0 | 0 | 0 | 0 | 0 | 0 | 0 | 0 | 0 | 0 | 0 | 0 | 0 | 0 | 0 | 0 | 0 | 0 | 0 | 0 | 0 | 0 | 0 | 0 | 0 | 0 | 0 | 0 | 0 | 0 | 0 | 0 | 0 | 0 | 0 | 0 | 0 | 0 | 0 | 0 | 0 | 0 | 0 | 0 | 0 | 0 | 0 | 0 | 0 | 0 | 0 | 0 | 0 | 0 | 0 | 0 | 0 | 0 | 0 | 0 | 0 | 0 | 0 | 0.62447 | 0.62484 | 0.6253 | 0.62579 | 0.6263 | 0.62683 | 0.62736 | 0.6279 | 0.62843 | 0.629 | 0.62954 | 0.63007 | 0.63056 | 0.63102 | 0.63146 | 0.63189 | 0.63232 | 0.63271 | 0.63308 | 0.63343 | 0.63376 | 0.63406 | 0.63434 | 0 | 0 | 0 | 0.50829 | 0.50859 | 0.50897 | 0.50937 | 0.50978 | 0.51021 | 0.51064 | 0.51108 | 0.51151 | 0.51198 | 0.51242 | 0.51285 | 0.51325 | 0.51362 | 0.51398 | 0.51433 | 0.51468 | 0.515 | 0.5153 | 0.51559 | 0.51585 | 0.5161 | 0.51633 | 0 | 0 | 0
WA_Industrial_Wood and Lumber Products_Existing_Process_Natural Gas_Commissioning_A | WA | Industrial | Wood and Lumber Products | Existing | Process | Natural Gas | Commissioning | A | IM598 | New construction code | Optimized process design and controls | 10 | 49.928 | 0 | 0 | 0.27 | 0 | 0 | 0 | 0.1336 |  | employee | 0% | 0% | Retrofit | Retro12Med | 84.73% | TBD | 0.2% | 0.62864 |  | 0.51169 |  | 0 | DL20_COM_CX-Refrig-2021PLN-V11-3 | 2018 AMIL BUS Retro-Commissioning Initiative | U.S. Department of Energy. Lawrence Berkeley National Labs and Building Commissioning Association. https://www.bcxa.org/wp-content/uploads/2020/09/1-s2.0- S0378778819319553-main.pdf | New construction code | New construction code | New construction code | New construction code | New construction code | New construction code | New construction code | New construction code | New construction code | New construction code | New construction code | New construction code | New construction code | New construction code | New construction code | New construction code | New construction code | New construction code | New construction code | New construction code | New construction code | New construction code | New construction code | New construction code | New construction code | New construction code | New construction code | New construction code | New construction code | New construction code | New construction code | Optimized process design and controls | Optimized process design and controls | Optimized process design and controls | Optimized process design and controls | Optimized process design and controls | Optimized process design and controls | Optimized process design and controls | Optimized process design and controls | Optimized process design and controls | Optimized process design and controls | Optimized process design and controls | Optimized process design and controls | Optimized process design and controls | Optimized process design and controls | Optimized process design and controls | Optimized process design and controls | Optimized process design and controls | Optimized process design and controls | Optimized process design and controls | Optimized process design and controls | Optimized process design and controls | Optimized process design and controls | Optimized process design and controls | Optimized process design and controls | Optimized process design and controls | Optimized process design and controls | Optimized process design and controls | Optimized process design and controls | Optimized process design and controls | Optimized process design and controls | Optimized process design and controls | 0.27 | 0.27 | 0.27 | 0.27 | 0.27 | 0.27 | 0.27 | 0.27 | 0.27 | 0.27 | 0.27 | 0.27 | 0.27 | 0.27 | 0.27 | 0.27 | 0.27 | 0.27 | 0.27 | 0.27 | 0.27 | 0.27 | 0.27 | 0.27 | 0.27 | 0.27 | 0.27 | 0.27 | 0.27 | 0.27 | 0.27 | 0 | 0 | 0 | 0 | 0 | 49.9196 | 49.9137 | 49.9095 | 49.9064 | 49.9036 | 49.9009 | 49.8987 | 49.8969 | 49.895 | 49.8938 | 49.8925 | 49.8917 | 49.8909 | 49.89 | 49.8897 | 49.8892 | 49.8888 | 49.8884 | 49.8881 | 49.8878 | 49.8877 | 49.8876 | 49.8875 | 0 | 0 | 0 | 0 | 0 | 0 | 0 | 0 | 0 | 0 | 0 | 0 | 0 | 0 | 0 | 0 | 0 | 0 | 0 | 0 | 0 | 0 | 0 | 0 | 0 | 0 | 0 | 0 | 0 | 0 | 0 | 0 | 0 | 0 | 0 | 0 | 0 | 0 | 0 | 0 | 0 | 0 | 0 | 0 | 0 | 0 | 0 | 0 | 0 | 0 | 0 | 0 | 0 | 0 | 0 | 0 | 0 | 0 | 0 | 0 | 0 | 0 | 0 | 0 | 0 | 0 | 0 | 0 | 0 | 0 | 0 | 0 | 0 | 0 | 0 | 0 | 0 | 0 | 0 | 0 | 0 | 0 | 0 | 0 | 0 | 0 | 0 | 0 | 0 | 0 | 0 | 0 | 0 | 0 | 0 | 0 | 0 | 0 | 0 | 0 | 0 | 0 | 0 | 0 | 0 | 0 | 0 | 0 | 0 | 0 | 0 | 0 | 0 | 0 | 0 | 0 | 0 | 0 | 0 | 0 | 0 | 0 | 0 | 0 | 0 | 0 | 0 | 0 | 0 | 0 | 0 | 0 | 0 | 0 | 0 | 0 | 0 | 0 | 0 | 0 | 0 | 0 | 0 | 0 | 0 | 0 | 0 | 0 | 0 | 0 | 0 | 0 | 0 | 0 | 0 | 0 | 0 | 0 | 0 | 0 | 0 | 0 | 0 | 0 | 0 | 0 | 0 | 0 | 0 | 0 | 0 | 0 | 0 | 0 | 0 | 0 | 0 | 0 | 0 | 0 | 0 | 0 | 0 | 0 | 0 | 0 | 0 | 0 | 0 | 0 | 0 | 0 | 0 | 0 | 0 | 0 | 0 | 0 | 0 | 0 | 0 | 0 | 0 | 0 | 0 | 0 | 0 | 0 | 0 | 0 | 0 | 0 | 0 | 0 | 0 | 0 | 0 | 0 | 0 | 0 | 0 | 0 | 0 | 0 | 0 | 0 | 0 | 0 | 0 | 0 | 0 | 0 | 0 | 0 | 0 | 0 | 0 | 0 | 0 | 0 | 0 | 0 | 0 | 0 | 0 | 0 | 0 | 0 | 0 | 0 | 0 | 0 | 0 | 0 | 0 | 0 | 0 | 0 | 0 | 0 | 0 | 0 | 0 | 0 | 0 | 0 | 0 | 0 | 0 | 0 | 0 | 0 | 0 | 0 | 0 | 0 | 0 | 0 | 0 | 0 | 0 | 0 | 0 | 0 | 0 | 0 | 0 | 0 | 0 | 0 | 0 | 0 | 0 | 0 | 0 | 0 | 0 | 0 | 0 | 0 | 0 | 0 | 0 | 0 | 0 | 0 | 0 | 0 | 0 | 0 | 0 | 0 | 0 | 0 | 0 | 0 | 0 | 0 | 0 | 0 | 0 | 0 | 0 | 0 | 0 | 0 | 0 | 0 | 0 | 0 | 0 | 0 | 0 | 0 | 0 | 0 | 0 | 0 | 0 | 0 | 0 | 0 | 0 | 0 | 0 | 0 | 0 | 0 | 0 | 0 | 0 | 0 | 0 | 0 | 0 | 0 | 0 | 0 | 0 | 0 | 0 | 0 | 0 | 0 | 0 | 0 | 0 | 0 | 0 | 0 | 0 | 0 | 0 | 0 | 0 | 0 | 0 | 0 | 0 | 0 | 0 | 0 | 0 | 0 | 0 | 0 | 0 | 0 | 0 | 0 | 0 | 0 | 0 | 0 | 0 | 0 | 0 | 0 | 0 | 0 | 0 | 0 | 0 | 0 | 0 | 0 | 0 | 0 | 0 | 0 | 0 | 0 | 0 | 0 | 0 | 0 | 0 | 0 | 0 | 0.62447 | 0.62484 | 0.6253 | 0.62579 | 0.6263 | 0.62683 | 0.62736 | 0.6279 | 0.62843 | 0.629 | 0.62954 | 0.63007 | 0.63056 | 0.63102 | 0.63146 | 0.63189 | 0.63232 | 0.63271 | 0.63308 | 0.63343 | 0.63376 | 0.63406 | 0.63434 | 0 | 0 | 0 | 0.50829 | 0.50859 | 0.50897 | 0.50937 | 0.50978 | 0.51021 | 0.51064 | 0.51108 | 0.51151 | 0.51198 | 0.51242 | 0.51285 | 0.51325 | 0.51362 | 0.51398 | 0.51433 | 0.51468 | 0.515 | 0.5153 | 0.51559 | 0.51585 | 0.5161 | 0.51633 | 0 | 0 | 0
WA_Industrial_Wood and Lumber Products_Existing_Space Heating_Natural Gas_Retrocommissioning_A | WA | Industrial | Wood and Lumber Products | Existing | Space Heating | Natural Gas | Retrocommissioning | A | IM599 | Vintage/existing building | Optimized HVAC flow and controls | 5 | 0.97844 | 0 | 0 | 0.66 | 0 | 0 | 0 | 0.33225 |  | employee | 15% | 50% | Retrofit | RetroEven20 | 76.5% | TBD | 0.2% | 155.8102 |  | 138.0808 |  | 0.018741 | COM_RCX-Heating-7PLN-v5-18 | COM_RCX-All-XCELCO-2017-18-1 | COM_RCX-All-XCELCO-2017-18-1 | Vintage/existing building | Vintage/existing building | Vintage/existing building | Vintage/existing building | Vintage/existing building | Vintage/existing building | Vintage/existing building | Vintage/existing building | Vintage/existing building | Vintage/existing building | Vintage/existing building | Vintage/existing building | Vintage/existing building | Vintage/existing building | Vintage/existing building | Vintage/existing building | Vintage/existing building | Vintage/existing building | Vintage/existing building | Vintage/existing building | Vintage/existing building | Vintage/existing building | Vintage/existing building | Vintage/existing building | Vintage/existing building | Vintage/existing building | Vintage/existing building | Vintage/existing building | Vintage/existing building | Vintage/existing building | Vintage/existing building | Optimized HVAC flow and controls | Optimized HVAC flow and controls | Optimized HVAC flow and controls | Optimized HVAC flow and controls | Optimized HVAC flow and controls | Optimized HVAC flow and controls | Optimized HVAC flow and controls | Optimized HVAC flow and controls | Optimized HVAC flow and controls | Optimized HVAC flow and controls | Optimized HVAC flow and controls | Optimized HVAC flow and controls | Optimized HVAC flow and controls | Optimized HVAC flow and controls | Optimized HVAC flow and controls | Optimized HVAC flow and controls | Optimized HVAC flow and controls | Optimized HVAC flow and controls | Optimized HVAC flow and controls | Optimized HVAC flow and controls | Optimized HVAC flow and controls | Optimized HVAC flow and controls | Optimized HVAC flow and controls | Optimized HVAC flow and controls | Optimized HVAC flow and controls | Optimized HVAC flow and controls | Optimized HVAC flow and controls | Optimized HVAC flow and controls | Optimized HVAC flow and controls | Optimized HVAC flow and controls | Optimized HVAC flow and controls | 0.66 | 0.66 | 0.66 | 0.66 | 0.66 | 0.66 | 0.66 | 0.66 | 0.66 | 0.66 | 0.66 | 0.66 | 0.66 | 0.66 | 0.66 | 0.66 | 0.66 | 0.66 | 0.66 | 0.66 | 0.66 | 0.66 | 0.66 | 0.66 | 0.66 | 0.66 | 0.66 | 0.66 | 0.66 | 0.66 | 0.66 | 0 | 0 | 0 | 0 | 0 | 0.96234 | 0.95575 | 0.94728 | 0.93813 | 0.92834 | 0.91809 | 0.90751 | 0.89677 | 0.88552 | 0.87352 | 0.86184 | 0.85035 | 0.84006 | 0.8304 | 0.82158 | 0.81326 | 0.80482 | 0.79742 | 0.79048 | 0.78386 | 0.77766 | 0.77226 | 0.76706 | 0 | 0 | 0 | 0.011075 | 0.010993 | 0.010832 | 0.010733 | 0.01063 | 0.010379 | 0.010231 | 0.01009 | 0.0098048 | 0.0097089 | 0.0094876 | 0.0093624 | 0.0092025 | 0.0090155 | 0.0089304 | 0.0088034 | 0.0086782 | 0.008567 | 0.0084636 | 0.0083663 | 0 | 0 | 0 | 0 | 0 | 0 | 0.011075 | 0.021993 | 0.032629 | 0.043047 | 0.053228 | 0.063019 | 0.072524 | 0.081755 | 0.090535 | 0.099016 | 0.10718 | 0.11511 | 0.12292 | 0.13052 | 0.13807 | 0.14547 | 0.15264 | 0.15981 | 0.16688 | 0.17385 | 0.17247 | 0.17128 | 0.17012 | 0 | 0 | 0 | 11.5087 | 11.5024 | 11.4345 | 11.4407 | 11.4502 | 11.3048 | 11.2739 | 11.251 | 11.0723 | 11.1146 | 11.0086 | 11.01 | 10.9546 | 10.8569 | 10.8698 | 10.8248 | 10.7827 | 10.7434 | 10.7069 | 10.6732 | 0 | 0 | 0 | 0 | 0 | 0 | 11.5087 | 23.0111 | 34.4456 | 45.8863 | 57.3365 | 68.6413 | 79.9151 | 91.1661 | 102.2384 | 113.353 | 124.3617 | 135.3717 | 146.3263 | 157.1832 | 168.053 | 178.8778 | 189.6605 | 200.404 | 211.1109 | 221.784 | 221.784 | 221.784 | 221.784 | 221.784 | 221.784 | 221.784 | 0.0094257 | 0.0093679 | 0.0092471 | 0.0091805 | 0.0091103 | 0.0089136 | 0.0088043 | 0.0086991 | 0.0084712 | 0.0084046 | 0.0082294 | 0.0081352 | 0.0080043 | 0.0078479 | 0.0077771 | 0.0076693 | 0.007563 | 0.0074692 | 0.0073871 | 0.007311 | 0 | 0 | 0 | 0 | 0 | 0 | 0.0094257 | 0.018741 | 0.027856 | 0.036821 | 0.04562 | 0.054122 | 0.062409 | 0.070489 | 0.07822 | 0.085715 | 0.092966 | 0.10002 | 0.10692 | 0.11362 | 0.12024 | 0.12673 | 0.13303 | 0.13933 | 0.14565 | 0.15192 | 0.15091 | 0.15005 | 0.14924 | 0 | 0 | 0 | 9.7824 | 9.777 | 9.7194 | 9.7246 | 9.7326 | 9.6091 | 9.5828 | 9.5633 | 9.4115 | 9.4474 | 9.3573 | 9.3585 | 9.3114 | 9.2284 | 9.2393 | 9.2011 | 9.1653 | 9.1319 | 9.1009 | 9.0722 | 0 | 0 | 0 | 0 | 0 | 0 | 9.7824 | 19.5594 | 29.2787 | 39.0034 | 48.736 | 58.3451 | 67.9279 | 77.4912 | 86.9027 | 96.3501 | 105.7074 | 115.0659 | 124.3774 | 133.6057 | 142.845 | 152.0461 | 161.2114 | 170.3434 | 179.4442 | 188.5164 | 188.5164 | 188.5164 | 188.5164 | 188.5164 | 188.5164 | 188.5164 | 0.0094282 | 0.0093742 | 0.0092579 | 0.0091965 | 0.0091319 | 0.0089407 | 0.008837 | 0.0087374 | 0.008515 | 0.0084545 | 0.0082846 | 0.0081957 | 0.0080701 | 0.007919 | 0.0078536 | 0.0077509 | 0.0076501 | 0.0075616 | 0.0074797 | 0.0074037 | 0 | 0 | 0 | 0 | 0 | 0 | 0.0094282 | 0.018753 | 0.027889 | 0.036885 | 0.045728 | 0.054287 | 0.062641 | 0.070799 | 0.078625 | 0.086224 | 0.09359 | 0.10077 | 0.1078 | 0.11465 | 0.12142 | 0.12808 | 0.13456 | 0.14105 | 0.14748 | 0.15385 | 0.15284 | 0.15198 | 0.15118 | 0 | 0 | 0 | 9.7824 | 9.777 | 9.7194 | 9.7246 | 9.7326 | 9.6091 | 9.5828 | 9.5633 | 9.4115 | 9.4474 | 9.3573 | 9.3585 | 9.3114 | 9.2284 | 9.2393 | 9.2011 | 9.1653 | 9.1319 | 9.1009 | 9.0722 | 0 | 0 | 0 | 0 | 0 | 0 | 9.7824 | 19.5594 | 29.2787 | 39.0034 | 48.736 | 58.3451 | 67.9279 | 77.4912 | 86.9027 | 96.3501 | 105.7074 | 115.0659 | 124.3774 | 133.6057 | 142.845 | 152.0461 | 161.2114 | 170.3434 | 179.4442 | 188.5164 | 188.5164 | 188.5164 | 188.5164 | 188.5164 | 188.5164 | 188.5164 | 0.0094257 | 0.0093679 | 0.0092471 | 0.0091805 | 0.0091103 | 0.0089136 | 0.0088043 | 0.0086991 | 0.0084712 | 0.0084046 | 0.0082294 | 0.0081352 | 0.0080043 | 0.0078479 | 0.0077771 | 0.0076693 | 0.007563 | 0.0074692 | 0.0073871 | 0.007311 | 0 | 0 | 0 | 0 | 0 | 0 | 0.0094257 | 0.018741 | 0.027856 | 0.036821 | 0.04562 | 0.054122 | 0.062409 | 0.070489 | 0.07822 | 0.085715 | 0.092966 | 0.10002 | 0.10692 | 0.11362 | 0.12024 | 0.12673 | 0.13303 | 0.13933 | 0.14565 | 0.15192 | 0.15091 | 0.15005 | 0.14924 | 0 | 0 | 0 | 9.7824 | 9.777 | 9.7194 | 9.7246 | 9.7326 | 9.6091 | 9.5828 | 9.5633 | 9.4115 | 9.4474 | 9.3573 | 9.3585 | 9.3114 | 9.2284 | 9.2393 | 9.2011 | 9.1653 | 9.1319 | 9.1009 | 9.0722 | 0 | 0 | 0 | 0 | 0 | 0 | 9.7824 | 19.5594 | 29.2787 | 39.0034 | 48.736 | 58.3451 | 67.9279 | 77.4912 | 86.9027 | 96.3501 | 105.7074 | 115.0659 | 124.3774 | 133.6057 | 142.845 | 152.0461 | 161.2114 | 170.3434 | 179.4442 | 188.5164 | 188.5164 | 188.5164 | 188.5164 | 188.5164 | 188.5164 | 188.5164 | 147.3304 | 148.0541 | 148.9593 | 149.9286 | 150.957 | 152.014 | 153.1159 | 154.2277 | 155.3511 | 156.5833 | 157.7398 | 158.8993 | 159.9904 | 161.0213 | 162.0387 | 163.0117 | 164.0179 | 164.937 | 165.8151 | 166.6589 | 167.4475 | 168.1842 | 168.8721 | 0 | 0 | 0 | 130.5659 | 131.2073 | 132.0094 | 132.8684 | 133.7798 | 134.7165 | 135.6931 | 136.6784 | 137.6739 | 138.7659 | 139.7908 | 140.8184 | 141.7854 | 142.6989 | 143.6005 | 144.4628 | 145.3546 | 146.1691 | 146.9472 | 147.695 | 148.3939 | 149.0468 | 149.6564 | 0 | 0 | 0
WA_Industrial_Wood and Lumber Products_Existing_Process_Natural Gas_Retrocommissioning_A | WA | Industrial | Wood and Lumber Products | Existing | Process | Natural Gas | Retrocommissioning | A | IM600 | Vintage/existing building | Optimized process design and controls | 5 | 0 | 0 | 0 | 0.66 | 0 | 0 | 0 | 0.33225 |  | employee | 15% | 50% | Retrofit | RetroEven20 | 76.5% | TBD | 0.2% | 155.8102 |  | 138.0808 |  | 0 | COM_RCX-Heating-7PLN-v5-18 | COM_RCX-All-XCELCO-2017-18-1 | n/a | Vintage/existing building | Vintage/existing building | Vintage/existing building | Vintage/existing building | Vintage/existing building | Vintage/existing building | Vintage/existing building | Vintage/existing building | Vintage/existing building | Vintage/existing building | Vintage/existing building | Vintage/existing building | Vintage/existing building | Vintage/existing building | Vintage/existing building | Vintage/existing building | Vintage/existing building | Vintage/existing building | Vintage/existing building | Vintage/existing building | Vintage/existing building | Vintage/existing building | Vintage/existing building | Vintage/existing building | Vintage/existing building | Vintage/existing building | Vintage/existing building | Vintage/existing building | Vintage/existing building | Vintage/existing building | Vintage/existing building | Optimized process design and controls | Optimized process design and controls | Optimized process design and controls | Optimized process design and controls | Optimized process design and controls | Optimized process design and controls | Optimized process design and controls | Optimized process design and controls | Optimized process design and controls | Optimized process design and controls | Optimized process design and controls | Optimized process design and controls | Optimized process design and controls | Optimized process design and controls | Optimized process design and controls | Optimized process design and controls | Optimized process design and controls | Optimized process design and controls | Optimized process design and controls | Optimized process design and controls | Optimized process design and controls | Optimized process design and controls | Optimized process design and controls | Optimized process design and controls | Optimized process design and controls | Optimized process design and controls | Optimized process design and controls | Optimized process design and controls | Optimized process design and controls | Optimized process design and controls | Optimized process design and controls | 0.66 | 0.66 | 0.66 | 0.66 | 0.66 | 0.66 | 0.66 | 0.66 | 0.66 | 0.66 | 0.66 | 0.66 | 0.66 | 0.66 | 0.66 | 0.66 | 0.66 | 0.66 | 0.66 | 0.66 | 0.66 | 0.66 | 0.66 | 0.66 | 0.66 | 0.66 | 0.66 | 0.66 | 0.66 | 0.66 | 0.66 | 0 | 0 | 0 | 0 | 0 | 0 | 0 | 0 | 0 | 0 | 0 | 0 | 0 | 0 | 0 | 0 | 0 | 0 | 0 | 0 | 0 | 0 | 0 | 0 | 0 | 0 | 0 | 0 | 0 | 0 | 0 | 0 | 0 | 0 | 0 | 0 | 0 | 0 | 0 | 0 | 0 | 0 | 0 | 0 | 0 | 0 | 0 | 0 | 0 | 0 | 0 | 0 | 0 | 0 | 0 | 0 | 0 | 0 | 0 | 0 | 0 | 0 | 0 | 0 | 0 | 0 | 0 | 0 | 0 | 0 | 0 | 0 | 0 | 0 | 0 | 0 | 0 | 0 | 0 | 0 | 0 | 0 | 0 | 11.5087 | 11.5024 | 11.4345 | 11.4407 | 11.4502 | 11.3048 | 11.2739 | 11.251 | 11.0723 | 11.1146 | 11.0086 | 11.01 | 10.9546 | 10.8569 | 10.8698 | 10.8248 | 10.7827 | 10.7434 | 10.7069 | 10.6732 | 0 | 0 | 0 | 0 | 0 | 0 | 11.5087 | 23.0111 | 34.4456 | 45.8863 | 57.3365 | 68.6413 | 79.9151 | 91.1661 | 102.2384 | 113.353 | 124.3617 | 135.3717 | 146.3263 | 157.1832 | 168.053 | 178.8778 | 189.6605 | 200.404 | 211.1109 | 221.784 | 221.784 | 221.784 | 221.784 | 221.784 | 221.784 | 221.784 | 0 | 0 | 0 | 0 | 0 | 0 | 0 | 0 | 0 | 0 | 0 | 0 | 0 | 0 | 0 | 0 | 0 | 0 | 0 | 0 | 0 | 0 | 0 | 0 | 0 | 0 | 0 | 0 | 0 | 0 | 0 | 0 | 0 | 0 | 0 | 0 | 0 | 0 | 0 | 0 | 0 | 0 | 0 | 0 | 0 | 0 | 0 | 0 | 0 | 0 | 0 | 0 | 9.7824 | 9.777 | 9.7194 | 9.7246 | 9.7326 | 9.6091 | 9.5828 | 9.5633 | 9.4115 | 9.4474 | 9.3573 | 9.3585 | 9.3114 | 9.2284 | 9.2393 | 9.2011 | 9.1653 | 9.1319 | 9.1009 | 9.0722 | 0 | 0 | 0 | 0 | 0 | 0 | 9.7824 | 19.5594 | 29.2787 | 39.0034 | 48.736 | 58.3451 | 67.9279 | 77.4912 | 86.9027 | 96.3501 | 105.7074 | 115.0659 | 124.3774 | 133.6057 | 142.845 | 152.0461 | 161.2114 | 170.3434 | 179.4442 | 188.5164 | 188.5164 | 188.5164 | 188.5164 | 188.5164 | 188.5164 | 188.5164 | 0 | 0 | 0 | 0 | 0 | 0 | 0 | 0 | 0 | 0 | 0 | 0 | 0 | 0 | 0 | 0 | 0 | 0 | 0 | 0 | 0 | 0 | 0 | 0 | 0 | 0 | 0 | 0 | 0 | 0 | 0 | 0 | 0 | 0 | 0 | 0 | 0 | 0 | 0 | 0 | 0 | 0 | 0 | 0 | 0 | 0 | 0 | 0 | 0 | 0 | 0 | 0 | 9.7824 | 9.777 | 9.7194 | 9.7246 | 9.7326 | 9.6091 | 9.5828 | 9.5633 | 9.4115 | 9.4474 | 9.3573 | 9.3585 | 9.3114 | 9.2284 | 9.2393 | 9.2011 | 9.1653 | 9.1319 | 9.1009 | 9.0722 | 0 | 0 | 0 | 0 | 0 | 0 | 9.7824 | 19.5594 | 29.2787 | 39.0034 | 48.736 | 58.3451 | 67.9279 | 77.4912 | 86.9027 | 96.3501 | 105.7074 | 115.0659 | 124.3774 | 133.6057 | 142.845 | 152.0461 | 161.2114 | 170.3434 | 179.4442 | 188.5164 | 188.5164 | 188.5164 | 188.5164 | 188.5164 | 188.5164 | 188.5164 | 0 | 0 | 0 | 0 | 0 | 0 | 0 | 0 | 0 | 0 | 0 | 0 | 0 | 0 | 0 | 0 | 0 | 0 | 0 | 0 | 0 | 0 | 0 | 0 | 0 | 0 | 0 | 0 | 0 | 0 | 0 | 0 | 0 | 0 | 0 | 0 | 0 | 0 | 0 | 0 | 0 | 0 | 0 | 0 | 0 | 0 | 0 | 0 | 0 | 0 | 0 | 0 | 9.7824 | 9.777 | 9.7194 | 9.7246 | 9.7326 | 9.6091 | 9.5828 | 9.5633 | 9.4115 | 9.4474 | 9.3573 | 9.3585 | 9.3114 | 9.2284 | 9.2393 | 9.2011 | 9.1653 | 9.1319 | 9.1009 | 9.0722 | 0 | 0 | 0 | 0 | 0 | 0 | 9.7824 | 19.5594 | 29.2787 | 39.0034 | 48.736 | 58.3451 | 67.9279 | 77.4912 | 86.9027 | 96.3501 | 105.7074 | 115.0659 | 124.3774 | 133.6057 | 142.845 | 152.0461 | 161.2114 | 170.3434 | 179.4442 | 188.5164 | 188.5164 | 188.5164 | 188.5164 | 188.5164 | 188.5164 | 188.5164 | 147.3304 | 148.0541 | 148.9593 | 149.9286 | 150.957 | 152.014 | 153.1159 | 154.2277 | 155.3511 | 156.5833 | 157.7398 | 158.8993 | 159.9904 | 161.0213 | 162.0387 | 163.0117 | 164.0179 | 164.937 | 165.8151 | 166.6589 | 167.4475 | 168.1842 | 168.8721 | 0 | 0 | 0 | 130.5659 | 131.2073 | 132.0094 | 132.8684 | 133.7798 | 134.7165 | 135.6931 | 136.6784 | 137.6739 | 138.7659 | 139.7908 | 140.8184 | 141.7854 | 142.6989 | 143.6005 | 144.4628 | 145.3546 | 146.1691 | 146.9472 | 147.695 | 148.3939 | 149.0468 | 149.6564 | 0 | 0 | 0
WA_Industrial_Wood and Lumber Products_New_Space Heating_Natural Gas_Insulation - Roof/Ceiling_A | WA | Industrial | Wood and Lumber Products | New | Space Heating | Natural Gas | Insulation - Roof/Ceiling | A | IM601 | R-13 | R-38 | 45 | 0.095693 | 0 | 0 | 1.11 | 0 | 0 | 0 | 0.55475 |  | sqft | 0% | 0% | Retrofit | Retro3Slow | 83.42% | TBD | 0.2% | 919.2948 |  | 584.266 |  | 0 | RTF Wkbk - ComWeatherizationSchool_v3_1 | RTF Wkbk - ComWeatherizationSchool_v3_1 | Building Energy Simulation Tool | R-13 | R-13 | R-13 | R-13 | R-13 | R-13 | R-13 | R-13 | R-13 | R-13 | R-13 | R-13 | R-13 | R-13 | R-13 | R-13 | R-13 | R-13 | R-13 | R-13 | R-13 | R-13 | R-13 | R-13 | R-13 | R-13 | R-13 | R-13 | R-13 | R-13 | R-13 | R-38 | R-38 | R-38 | R-38 | R-38 | R-38 | R-38 | R-38 | R-38 | R-38 | R-38 | R-38 | R-38 | R-38 | R-38 | R-38 | R-38 | R-38 | R-38 | R-38 | R-38 | R-38 | R-38 | R-38 | R-38 | R-38 | R-38 | R-38 | R-38 | R-38 | R-38 | 1.11 | 1.11 | 1.11 | 1.11 | 1.11 | 1.11 | 1.11 | 1.11 | 1.11 | 1.11 | 1.11 | 1.11 | 1.11 | 1.11 | 1.11 | 1.11 | 1.11 | 1.11 | 1.11 | 1.11 | 1.11 | 1.11 | 1.11 | 1.11 | 1.11 | 1.11 | 1.11 | 1.11 | 1.11 | 1.11 | 1.11 | 0 | 0 | 0 | 0 | 0 | 0.091661 | 0.088939 | 0.086945 | 0.085423 | 0.08421 | 0.083223 | 0.082064 | 0.080839 | 0.079621 | 0.078432 | 0.077365 | 0.076407 | 0.076234 | 0.075637 | 0.075203 | 0.074897 | 0.074647 | 0.074559 | 0.074558 | 0.074608 | 0.074685 | 0.074763 | 0.074845 | 0 | 0 | 0 | 0 | 0 | 0 | 0 | 0 | 0 | 0 | 0 | 0 | 0 | 0 | 0 | 0 | 0 | 0 | 0 | 0 | 0 | 0 | 0 | 0 | 0 | 0 | 0 | 0 | 0 | 0 | 0 | 0 | 0 | 0 | 0 | 0 | 0 | 0 | 0 | 0 | 0 | 0 | 0 | 0 | 0 | 0 | 0 | 0 | 0 | 0 | 0 | 0 | 0 | 0 | 0 | 0 | 0 | 0 | 0 | 0 | 0 | 0 | 0 | 0 | 0 | 0 | 0 | 0 | 0 | 0 | 0 | 0 | 0 | 0 | 0 | 0 | 0 | 0 | 0 | 0 | 0 | 0 | 0 | 0 | 0 | 0 | 0 | 0 | 0 | 0 | 0 | 0 | 0 | 0 | 0 | 0 | 0 | 0 | 0 | 0 | 0 | 0 | 0 | 0 | 0 | 0 | 0 | 0 | 0 | 0 | 0 | 0 | 0 | 0 | 0 | 0 | 0 | 0 | 0 | 0 | 0 | 0 | 0 | 0 | 0 | 0 | 0 | 0 | 0 | 0 | 0 | 0 | 0 | 0 | 0 | 0 | 0 | 0 | 0 | 0 | 0 | 0 | 0 | 0 | 0 | 0 | 0 | 0 | 0 | 0 | 0 | 0 | 0 | 0 | 0 | 0 | 0 | 0 | 0 | 0 | 0 | 0 | 0 | 0 | 0 | 0 | 0 | 0 | 0 | 0 | 0 | 0 | 0 | 0 | 0 | 0 | 0 | 0 | 0 | 0 | 0 | 0 | 0 | 0 | 0 | 0 | 0 | 0 | 0 | 0 | 0 | 0 | 0 | 0 | 0 | 0 | 0 | 0 | 0 | 0 | 0 | 0 | 0 | 0 | 0 | 0 | 0 | 0 | 0 | 0 | 0 | 0 | 0 | 0 | 0 | 0 | 0 | 0 | 0 | 0 | 0 | 0 | 0 | 0 | 0 | 0 | 0 | 0 | 0 | 0 | 0 | 0 | 0 | 0 | 0 | 0 | 0 | 0 | 0 | 0 | 0 | 0 | 0 | 0 | 0 | 0 | 0 | 0 | 0 | 0 | 0 | 0 | 0 | 0 | 0 | 0 | 0 | 0 | 0 | 0 | 0 | 0 | 0 | 0 | 0 | 0 | 0 | 0 | 0 | 0 | 0 | 0 | 0 | 0 | 0 | 0 | 0 | 0 | 0 | 0 | 0 | 0 | 0 | 0 | 0 | 0 | 0 | 0 | 0 | 0 | 0 | 0 | 0 | 0 | 0 | 0 | 0 | 0 | 0 | 0 | 0 | 0 | 0 | 0 | 0 | 0 | 0 | 0 | 0 | 0 | 0 | 0 | 0 | 0 | 0 | 0 | 0 | 0 | 0 | 0 | 0 | 0 | 0 | 0 | 0 | 0 | 0 | 0 | 0 | 0 | 0 | 0 | 0 | 0 | 0 | 0 | 0 | 0 | 0 | 0 | 0 | 0 | 0 | 0 | 0 | 0 | 0 | 0 | 0 | 0 | 0 | 0 | 0 | 0 | 0 | 0 | 0 | 0 | 0 | 0 | 0 | 0 | 0 | 0 | 0 | 0 | 0 | 0 | 0 | 0 | 0 | 0 | 0 | 0 | 0 | 0 | 0 | 0 | 0 | 0 | 0 | 0 | 0 | 0 | 0 | 0 | 0 | 0 | 0 | 0 | 0 | 0 | 0 | 0 | 0 | 0 | 0 | 0 | 0 | 0 | 0 | 0 | 0 | 0 | 0 | 0 | 0 | 0 | 0 | 0 | 0 | 0 | 0 | 0 | 0 | 0 | 0 | 0 | 0 | 870.2094 | 881.5988 | 890.1016 | 896.6605 | 901.9039 | 906.1928 | 911.262 | 916.6444 | 922.0154 | 927.2693 | 931.4398 | 934.7521 | 937.4019 | 941.6309 | 944.7604 | 947.0354 | 948.8239 | 948.8239 | 948.8239 | 948.8239 | 948.8239 | 948.8239 | 948.8239 | 0 | 0 | 0 | 553.0693 | 560.308 | 565.712 | 569.8806 | 573.2131 | 575.9389 | 579.1607 | 582.5815 | 585.9951 | 589.3343 | 591.9848 | 594.09 | 595.7741 | 598.4619 | 600.4509 | 601.8968 | 603.0335 | 603.0335 | 603.0335 | 603.0335 | 603.0335 | 603.0335 | 603.0335 | 0 | 0 | 0
WA_Industrial_Wood and Lumber Products_New_Space Heating_Natural Gas_Insulation - Wall Cavity_A | WA | Industrial | Wood and Lumber Products | New | Space Heating | Natural Gas | Insulation - Wall Cavity | A | IM602 | R-11 or less | R-21 | 45 | 0.017233 | 0 | 0 | 0.36 | 0 | 0 | 0 | 0.1823 |  | sqft | 0% | 0% | Retrofit | Retro3Slow | 83.42% | TBD | 0.2% | 1655.5473 |  | 1052.1979 |  | 0 | RTF Wkbk - ComWeatherizationSchool_v4_0 | RTF Wkbk - ComWeatherizationSchool_v4_0 | Building Energy Simulation Tool | R-11 or less | R-11 or less | R-11 or less | R-11 or less | R-11 or less | R-11 or less | R-11 or less | R-11 or less | R-11 or less | R-11 or less | R-11 or less | R-11 or less | R-11 or less | R-11 or less | R-11 or less | R-11 or less | R-11 or less | R-11 or less | R-11 or less | R-11 or less | R-11 or less | R-11 or less | R-11 or less | R-11 or less | R-11 or less | R-11 or less | R-11 or less | R-11 or less | R-11 or less | R-11 or less | R-11 or less | R-21 | R-21 | R-21 | R-21 | R-21 | R-21 | R-21 | R-21 | R-21 | R-21 | R-21 | R-21 | R-21 | R-21 | R-21 | R-21 | R-21 | R-21 | R-21 | R-21 | R-21 | R-21 | R-21 | R-21 | R-21 | R-21 | R-21 | R-21 | R-21 | R-21 | R-21 | 0.36 | 0.36 | 0.36 | 0.36 | 0.36 | 0.36 | 0.36 | 0.36 | 0.36 | 0.36 | 0.36 | 0.36 | 0.36 | 0.36 | 0.36 | 0.36 | 0.36 | 0.36 | 0.36 | 0.36 | 0.36 | 0.36 | 0.36 | 0.36 | 0.36 | 0.36 | 0.36 | 0.36 | 0.36 | 0.36 | 0.36 | 0 | 0 | 0 | 0 | 0 | 0.016507 | 0.016017 | 0.015658 | 0.015384 | 0.015165 | 0.014988 | 0.014779 | 0.014558 | 0.014339 | 0.014125 | 0.013933 | 0.01376 | 0.013729 | 0.013621 | 0.013543 | 0.013488 | 0.013443 | 0.013427 | 0.013427 | 0.013436 | 0.01345 | 0.013464 | 0.013479 | 0 | 0 | 0 | 0 | 0 | 0 | 0 | 0 | 0 | 0 | 0 | 0 | 0 | 0 | 0 | 0 | 0 | 0 | 0 | 0 | 0 | 0 | 0 | 0 | 0 | 0 | 0 | 0 | 0 | 0 | 0 | 0 | 0 | 0 | 0 | 0 | 0 | 0 | 0 | 0 | 0 | 0 | 0 | 0 | 0 | 0 | 0 | 0 | 0 | 0 | 0 | 0 | 0 | 0 | 0 | 0 | 0 | 0 | 0 | 0 | 0 | 0 | 0 | 0 | 0 | 0 | 0 | 0 | 0 | 0 | 0 | 0 | 0 | 0 | 0 | 0 | 0 | 0 | 0 | 0 | 0 | 0 | 0 | 0 | 0 | 0 | 0 | 0 | 0 | 0 | 0 | 0 | 0 | 0 | 0 | 0 | 0 | 0 | 0 | 0 | 0 | 0 | 0 | 0 | 0 | 0 | 0 | 0 | 0 | 0 | 0 | 0 | 0 | 0 | 0 | 0 | 0 | 0 | 0 | 0 | 0 | 0 | 0 | 0 | 0 | 0 | 0 | 0 | 0 | 0 | 0 | 0 | 0 | 0 | 0 | 0 | 0 | 0 | 0 | 0 | 0 | 0 | 0 | 0 | 0 | 0 | 0 | 0 | 0 | 0 | 0 | 0 | 0 | 0 | 0 | 0 | 0 | 0 | 0 | 0 | 0 | 0 | 0 | 0 | 0 | 0 | 0 | 0 | 0 | 0 | 0 | 0 | 0 | 0 | 0 | 0 | 0 | 0 | 0 | 0 | 0 | 0 | 0 | 0 | 0 | 0 | 0 | 0 | 0 | 0 | 0 | 0 | 0 | 0 | 0 | 0 | 0 | 0 | 0 | 0 | 0 | 0 | 0 | 0 | 0 | 0 | 0 | 0 | 0 | 0 | 0 | 0 | 0 | 0 | 0 | 0 | 0 | 0 | 0 | 0 | 0 | 0 | 0 | 0 | 0 | 0 | 0 | 0 | 0 | 0 | 0 | 0 | 0 | 0 | 0 | 0 | 0 | 0 | 0 | 0 | 0 | 0 | 0 | 0 | 0 | 0 | 0 | 0 | 0 | 0 | 0 | 0 | 0 | 0 | 0 | 0 | 0 | 0 | 0 | 0 | 0 | 0 | 0 | 0 | 0 | 0 | 0 | 0 | 0 | 0 | 0 | 0 | 0 | 0 | 0 | 0 | 0 | 0 | 0 | 0 | 0 | 0 | 0 | 0 | 0 | 0 | 0 | 0 | 0 | 0 | 0 | 0 | 0 | 0 | 0 | 0 | 0 | 0 | 0 | 0 | 0 | 0 | 0 | 0 | 0 | 0 | 0 | 0 | 0 | 0 | 0 | 0 | 0 | 0 | 0 | 0 | 0 | 0 | 0 | 0 | 0 | 0 | 0 | 0 | 0 | 0 | 0 | 0 | 0 | 0 | 0 | 0 | 0 | 0 | 0 | 0 | 0 | 0 | 0 | 0 | 0 | 0 | 0 | 0 | 0 | 0 | 0 | 0 | 0 | 0 | 0 | 0 | 0 | 0 | 0 | 0 | 0 | 0 | 0 | 0 | 0 | 0 | 0 | 0 | 0 | 0 | 0 | 0 | 0 | 0 | 0 | 0 | 0 | 0 | 0 | 0 | 0 | 0 | 0 | 0 | 0 | 0 | 0 | 0 | 0 | 0 | 0 | 0 | 0 | 0 | 0 | 0 | 0 | 0 | 0 | 0 | 0 | 0 | 0 | 0 | 0 | 0 | 0 | 0 | 0 | 0 | 0 | 0 | 0 | 0 | 0 | 0 | 0 | 0 | 0 | 0 | 0 | 0 | 0 | 1567.15 | 1587.661 | 1602.9737 | 1614.7854 | 1624.2283 | 1631.952 | 1641.0811 | 1650.7742 | 1660.4467 | 1669.9086 | 1677.419 | 1683.3843 | 1688.1562 | 1695.7722 | 1701.4081 | 1705.505 | 1708.726 | 1708.726 | 1708.726 | 1708.726 | 1708.726 | 1708.726 | 1708.726 | 0 | 0 | 0 | 996.0162 | 1009.0521 | 1018.7842 | 1026.2913 | 1032.2928 | 1037.2016 | 1043.0037 | 1049.1642 | 1055.3117 | 1061.3253 | 1066.0986 | 1069.8899 | 1072.9227 | 1077.7631 | 1081.3451 | 1083.9489 | 1085.996 | 1085.996 | 1085.996 | 1085.996 | 1085.996 | 1085.996 | 1085.996 | 0 | 0 | 0
WA_Industrial_Wood and Lumber Products_New_Space Heating_Natural Gas_Insulation - Ducting_A | WA | Industrial | Wood and Lumber Products | New | Space Heating | Natural Gas | Insulation - Ducting | A | IM603 | ~2°F thermal losses | 50% reduction in thermal losses | 20 | 0.0014746 | 0 | 0 | 1.52 | 0 | 0 | 0 | 0.76105 |  | sqft | 0% | 0% | Retrofit | Retro5Med | 85.36% | TBD | 0.2% | 0 |  | 0 |  | 0 | MA TRM - 2019-2021 - COM-HVAC-DI | MEMD - MMD8.25.01.FESH23.v01 | Building Energy Simulation Tool | ~2°F thermal losses | ~2°F thermal losses | ~2°F thermal losses | ~2°F thermal losses | ~2°F thermal losses | ~2°F thermal losses | ~2°F thermal losses | ~2°F thermal losses | ~2°F thermal losses | ~2°F thermal losses | ~2°F thermal losses | ~2°F thermal losses | ~2°F thermal losses | ~2°F thermal losses | ~2°F thermal losses | ~2°F thermal losses | ~2°F thermal losses | ~2°F thermal losses | ~2°F thermal losses | ~2°F thermal losses | ~2°F thermal losses | ~2°F thermal losses | ~2°F thermal losses | ~2°F thermal losses | ~2°F thermal losses | ~2°F thermal losses | ~2°F thermal losses | ~2°F thermal losses | ~2°F thermal losses | ~2°F thermal losses | ~2°F thermal losses | 50% reduction in thermal losses | 50% reduction in thermal losses | 50% reduction in thermal losses | 50% reduction in thermal losses | 50% reduction in thermal losses | 50% reduction in thermal losses | 50% reduction in thermal losses | 50% reduction in thermal losses | 50% reduction in thermal losses | 50% reduction in thermal losses | 50% reduction in thermal losses | 50% reduction in thermal losses | 50% reduction in thermal losses | 50% reduction in thermal losses | 50% reduction in thermal losses | 50% reduction in thermal losses | 50% reduction in thermal losses | 50% reduction in thermal losses | 50% reduction in thermal losses | 50% reduction in thermal losses | 50% reduction in thermal losses | 50% reduction in thermal losses | 50% reduction in thermal losses | 50% reduction in thermal losses | 50% reduction in thermal losses | 50% reduction in thermal losses | 50% reduction in thermal losses | 50% reduction in thermal losses | 50% reduction in thermal losses | 50% reduction in thermal losses | 50% reduction in thermal losses | 1.52 | 1.52 | 1.52 | 1.52 | 1.52 | 1.52 | 1.52 | 1.52 | 1.52 | 1.52 | 1.52 | 1.52 | 1.52 | 1.52 | 1.52 | 1.52 | 1.52 | 1.52 | 1.52 | 1.52 | 1.52 | 1.52 | 1.52 | 1.52 | 1.52 | 1.52 | 1.52 | 1.52 | 1.52 | 1.52 | 1.52 | 0 | 0 | 0 | 0 | 0 | 0 | 0 | 0 | 0 | 0 | 0 | 0 | 0 | 0 | 0 | 0 | 0 | 0 | 0 | 0 | 0 | 0 | 0 | 0 | 0 | 0 | 0 | 0 | 0 | 0 | 0 | 0 | 0 | 0 | 0 | 0 | 0 | 0 | 0 | 0 | 0 | 0 | 0 | 0 | 0 | 0 | 0 | 0 | 0 | 0 | 0 | 0 | 0 | 0 | 0 | 0 | 0 | 0 | 0 | 0 | 0 | 0 | 0 | 0 | 0 | 0 | 0 | 0 | 0 | 0 | 0 | 0 | 0 | 0 | 0 | 0 | 0 | 0 | 0 | 0 | 0 | 0 | 0 | 0 | 0 | 0 | 0 | 0 | 0 | 0 | 0 | 0 | 0 | 0 | 0 | 0 | 0 | 0 | 0 | 0 | 0 | 0 | 0 | 0 | 0 | 0 | 0 | 0 | 0 | 0 | 0 | 0 | 0 | 0 | 0 | 0 | 0 | 0 | 0 | 0 | 0 | 0 | 0 | 0 | 0 | 0 | 0 | 0 | 0 | 0 | 0 | 0 | 0 | 0 | 0 | 0 | 0 | 0 | 0 | 0 | 0 | 0 | 0 | 0 | 0 | 0 | 0 | 0 | 0 | 0 | 0 | 0 | 0 | 0 | 0 | 0 | 0 | 0 | 0 | 0 | 0 | 0 | 0 | 0 | 0 | 0 | 0 | 0 | 0 | 0 | 0 | 0 | 0 | 0 | 0 | 0 | 0 | 0 | 0 | 0 | 0 | 0 | 0 | 0 | 0 | 0 | 0 | 0 | 0 | 0 | 0 | 0 | 0 | 0 | 0 | 0 | 0 | 0 | 0 | 0 | 0 | 0 | 0 | 0 | 0 | 0 | 0 | 0 | 0 | 0 | 0 | 0 | 0 | 0 | 0 | 0 | 0 | 0 | 0 | 0 | 0 | 0 | 0 | 0 | 0 | 0 | 0 | 0 | 0 | 0 | 0 | 0 | 0 | 0 | 0 | 0 | 0 | 0 | 0 | 0 | 0 | 0 | 0 | 0 | 0 | 0 | 0 | 0 | 0 | 0 | 0 | 0 | 0 | 0 | 0 | 0 | 0 | 0 | 0 | 0 | 0 | 0 | 0 | 0 | 0 | 0 | 0 | 0 | 0 | 0 | 0 | 0 | 0 | 0 | 0 | 0 | 0 | 0 | 0 | 0 | 0 | 0 | 0 | 0 | 0 | 0 | 0 | 0 | 0 | 0 | 0 | 0 | 0 | 0 | 0 | 0 | 0 | 0 | 0 | 0 | 0 | 0 | 0 | 0 | 0 | 0 | 0 | 0 | 0 | 0 | 0 | 0 | 0 | 0 | 0 | 0 | 0 | 0 | 0 | 0 | 0 | 0 | 0 | 0 | 0 | 0 | 0 | 0 | 0 | 0 | 0 | 0 | 0 | 0 | 0 | 0 | 0 | 0 | 0 | 0 | 0 | 0 | 0 | 0 | 0 | 0 | 0 | 0 | 0 | 0 | 0 | 0 | 0 | 0 | 0 | 0 | 0 | 0 | 0 | 0 | 0 | 0 | 0 | 0 | 0 | 0 | 0 | 0 | 0 | 0 | 0 | 0 | 0 | 0 | 0 | 0 | 0 | 0 | 0 | 0 | 0 | 0 | 0 | 0 | 0 | 0 | 0 | 0 | 0 | 0 | 0 | 0 | 0 | 0 | 0 | 0 | 0 | 0 | 0 | 0 | 0 | 0 | 0 | 0 | 0 | 0 | 0 | 0 | 0 | 0 | 0 | 0 | 0 | 0 | 0 | 0 | 0 | 0 | 0 | 0 | 0 | 0 | 0 | 0 | 0 | 0 | 0 | 0 | 0 | 0 | 0 | 0 | 0 | 0 | 0 | 0 | 0 | 0 | 0 | 0 | 0 | 0 | 0 | 0 | 0 | 0 | 0 | 0 | 0 | 0 | 0 | 0 | 0 | 0 | 0 | 0 | 0 | 0 | 0 | 0 | 0 | 0 | 0 | 0 | 0 | 0 | 0 | 0 | 0 | 0 | 0 | 0 | 0 | 0 | 0 | 0 | 0 | 0 | 0 | 0 | 0 | 0 | 0 | 0 | 0 | 0 | 0 | 0 | 0 | 0 | 0 | 0 | 0 | 0 | 0 | 0 | 0 | 0 | 0
WA_Industrial_Wood and Lumber Products_New_Space Heating_Natural Gas_HVAC - Duct Repair and Sealing_A | WA | Industrial | Wood and Lumber Products | New | Space Heating | Natural Gas | HVAC - Duct Repair and Sealing | A | IM604 | Poorly sealed/leaky ducts | 30% reduced duct leaking | 20 | 0.0034715 | 0 | 0 | 0 | 0 | 0 | 0 | 0 |  | sqft | 0% | 0% | Retrofit | RetroEven20 | 76.5% | TBD | 0.2% | 0 |  | 0 |  | 0 | MA TRM - 2019-2021 - COM-HVAC-DS | N/A | Building Energy Simulation Tool | Poorly sealed/leaky ducts | Poorly sealed/leaky ducts | Poorly sealed/leaky ducts | Poorly sealed/leaky ducts | Poorly sealed/leaky ducts | Poorly sealed/leaky ducts | Poorly sealed/leaky ducts | Poorly sealed/leaky ducts | Poorly sealed/leaky ducts | Poorly sealed/leaky ducts | Poorly sealed/leaky ducts | Poorly sealed/leaky ducts | Poorly sealed/leaky ducts | Poorly sealed/leaky ducts | Poorly sealed/leaky ducts | Poorly sealed/leaky ducts | Poorly sealed/leaky ducts | Poorly sealed/leaky ducts | Poorly sealed/leaky ducts | Poorly sealed/leaky ducts | Poorly sealed/leaky ducts | Poorly sealed/leaky ducts | Poorly sealed/leaky ducts | Poorly sealed/leaky ducts | Poorly sealed/leaky ducts | Poorly sealed/leaky ducts | Poorly sealed/leaky ducts | Poorly sealed/leaky ducts | Poorly sealed/leaky ducts | Poorly sealed/leaky ducts | Poorly sealed/leaky ducts | 30% reduced duct leaking | 30% reduced duct leaking | 30% reduced duct leaking | 30% reduced duct leaking | 30% reduced duct leaking | 30% reduced duct leaking | 30% reduced duct leaking | 30% reduced duct leaking | 30% reduced duct leaking | 30% reduced duct leaking | 30% reduced duct leaking | 30% reduced duct leaking | 30% reduced duct leaking | 30% reduced duct leaking | 30% reduced duct leaking | 30% reduced duct leaking | 30% reduced duct leaking | 30% reduced duct leaking | 30% reduced duct leaking | 30% reduced duct leaking | 30% reduced duct leaking | 30% reduced duct leaking | 30% reduced duct leaking | 30% reduced duct leaking | 30% reduced duct leaking | 30% reduced duct leaking | 30% reduced duct leaking | 30% reduced duct leaking | 30% reduced duct leaking | 30% reduced duct leaking | 30% reduced duct leaking | 0 | 0 | 0 | 0 | 0 | 0 | 0 | 0 | 0 | 0 | 0 | 0 | 0 | 0 | 0 | 0 | 0 | 0 | 0 | 0 | 0 | 0 | 0 | 0 | 0 | 0 | 0 | 0 | 0 | 0 | 0 | 0 | 0 | 0 | 0 | 0 | 0 | 0 | 0 | 0 | 0 | 0 | 0 | 0 | 0 | 0 | 0 | 0 | 0 | 0 | 0 | 0 | 0 | 0 | 0 | 0 | 0 | 0 | 0 | 0 | 0 | 0 | 0 | 0 | 0 | 0 | 0 | 0 | 0 | 0 | 0 | 0 | 0 | 0 | 0 | 0 | 0 | 0 | 0 | 0 | 0 | 0 | 0 | 0 | 0 | 0 | 0 | 0 | 0 | 0 | 0 | 0 | 0 | 0 | 0 | 0 | 0 | 0 | 0 | 0 | 0 | 0 | 0 | 0 | 0 | 0 | 0 | 0 | 0 | 0 | 0 | 0 | 0 | 0 | 0 | 0 | 0 | 0 | 0 | 0 | 0 | 0 | 0 | 0 | 0 | 0 | 0 | 0 | 0 | 0 | 0 | 0 | 0 | 0 | 0 | 0 | 0 | 0 | 0 | 0 | 0 | 0 | 0 | 0 | 0 | 0 | 0 | 0 | 0 | 0 | 0 | 0 | 0 | 0 | 0 | 0 | 0 | 0 | 0 | 0 | 0 | 0 | 0 | 0 | 0 | 0 | 0 | 0 | 0 | 0 | 0 | 0 | 0 | 0 | 0 | 0 | 0 | 0 | 0 | 0 | 0 | 0 | 0 | 0 | 0 | 0 | 0 | 0 | 0 | 0 | 0 | 0 | 0 | 0 | 0 | 0 | 0 | 0 | 0 | 0 | 0 | 0 | 0 | 0 | 0 | 0 | 0 | 0 | 0 | 0 | 0 | 0 | 0 | 0 | 0 | 0 | 0 | 0 | 0 | 0 | 0 | 0 | 0 | 0 | 0 | 0 | 0 | 0 | 0 | 0 | 0 | 0 | 0 | 0 | 0 | 0 | 0 | 0 | 0 | 0 | 0 | 0 | 0 | 0 | 0 | 0 | 0 | 0 | 0 | 0 | 0 | 0 | 0 | 0 | 0 | 0 | 0 | 0 | 0 | 0 | 0 | 0 | 0 | 0 | 0 | 0 | 0 | 0 | 0 | 0 | 0 | 0 | 0 | 0 | 0 | 0 | 0 | 0 | 0 | 0 | 0 | 0 | 0 | 0 | 0 | 0 | 0 | 0 | 0 | 0 | 0 | 0 | 0 | 0 | 0 | 0 | 0 | 0 | 0 | 0 | 0 | 0 | 0 | 0 | 0 | 0 | 0 | 0 | 0 | 0 | 0 | 0 | 0 | 0 | 0 | 0 | 0 | 0 | 0 | 0 | 0 | 0 | 0 | 0 | 0 | 0 | 0 | 0 | 0 | 0 | 0 | 0 | 0 | 0 | 0 | 0 | 0 | 0 | 0 | 0 | 0 | 0 | 0 | 0 | 0 | 0 | 0 | 0 | 0 | 0 | 0 | 0 | 0 | 0 | 0 | 0 | 0 | 0 | 0 | 0 | 0 | 0 | 0 | 0 | 0 | 0 | 0 | 0 | 0 | 0 | 0 | 0 | 0 | 0 | 0 | 0 | 0 | 0 | 0 | 0 | 0 | 0 | 0 | 0 | 0 | 0 | 0 | 0 | 0 | 0 | 0 | 0 | 0 | 0 | 0 | 0 | 0 | 0 | 0 | 0 | 0 | 0 | 0 | 0 | 0 | 0 | 0 | 0 | 0 | 0 | 0 | 0 | 0 | 0 | 0 | 0 | 0 | 0 | 0 | 0 | 0 | 0 | 0 | 0 | 0 | 0 | 0 | 0 | 0 | 0 | 0 | 0 | 0 | 0 | 0 | 0 | 0 | 0 | 0 | 0 | 0 | 0 | 0 | 0 | 0 | 0 | 0 | 0 | 0 | 0 | 0 | 0 | 0 | 0 | 0 | 0 | 0 | 0 | 0 | 0 | 0 | 0 | 0 | 0 | 0 | 0 | 0 | 0 | 0 | 0 | 0 | 0 | 0 | 0 | 0 | 0 | 0 | 0 | 0 | 0 | 0 | 0 | 0 | 0 | 0 | 0 | 0 | 0 | 0 | 0 | 0 | 0 | 0 | 0 | 0 | 0 | 0 | 0 | 0 | 0 | 0 | 0 | 0 | 0 | 0 | 0 | 0 | 0 | 0 | 0 | 0 | 0 | 0 | 0 | 0 | 0 | 0 | 0 | 0 | 0 | 0 | 0 | 0 | 0 | 0 | 0 | 0 | 0 | 0 | 0
WA_Industrial_Wood and Lumber Products_New_Space Heating_Natural Gas_Windows - High Efficiency_A | WA | Industrial | Wood and Lumber Products | New | Space Heating | Natural Gas | Windows - High Efficiency | A | IM605 | U-.5 or worse | U-.22 or better | 45 | 0.0054693 | 0 | 0 | 0 | 0 | 0 | 0 | 0 |  | sqft | 0% | 0% | Retrofit | Retro1Slow | 81.8% | TBD | 0.2% | 0 |  | 0 |  | 0 | RTF Wkbk - ComWeatherizationSchool_v3_1 | N/A | Building Energy Simulation Tool | U-.5 or worse | U-.5 or worse | U-.5 or worse | U-.5 or worse | U-.5 or worse | U-.5 or worse | U-.5 or worse | U-.5 or worse | U-.5 or worse | U-.5 or worse | U-.5 or worse | U-.5 or worse | U-.5 or worse | U-.5 or worse | U-.5 or worse | U-.5 or worse | U-.5 or worse | U-.5 or worse | U-.5 or worse | U-.5 or worse | U-.5 or worse | U-.5 or worse | U-.5 or worse | U-.5 or worse | U-.5 or worse | U-.5 or worse | U-.5 or worse | U-.5 or worse | U-.5 or worse | U-.5 or worse | U-.5 or worse | U-.22 or better | U-.22 or better | U-.22 or better | U-.22 or better | U-.22 or better | U-.22 or better | U-.22 or better | U-.22 or better | U-.22 or better | U-.22 or better | U-.22 or better | U-.22 or better | U-.22 or better | U-.22 or better | U-.22 or better | U-.22 or better | U-.22 or better | U-.22 or better | U-.22 or better | U-.22 or better | U-.22 or better | U-.22 or better | U-.22 or better | U-.22 or better | U-.22 or better | U-.22 or better | U-.22 or better | U-.22 or better | U-.22 or better | U-.22 or better | U-.22 or better | 0 | 0 | 0 | 0 | 0 | 0 | 0 | 0 | 0 | 0 | 0 | 0 | 0 | 0 | 0 | 0 | 0 | 0 | 0 | 0 | 0 | 0 | 0 | 0 | 0 | 0 | 0 | 0 | 0 | 0 | 0 | 0 | 0 | 0 | 0 | 0 | 0.0052336 | 0.0050739 | 0.0049564 | 0.0048662 | 0.004794 | 0.0047353 | 0.0046669 | 0.004595 | 0.0045235 | 0.0044538 | 0.0043922 | 0.004337 | 0.0043265 | 0.004292 | 0.0042668 | 0.0042489 | 0.0042344 | 0.004229 | 0.0042286 | 0.0042311 | 0.0042367 | 0.0042423 | 0.004248 | 0 | 0 | 0 | 0 | 0 | 0 | 0 | 0 | 0 | 0 | 0 | 0 | 0 | 0 | 0 | 0 | 0 | 0 | 0 | 0 | 0 | 0 | 0 | 0 | 0 | 0 | 0 | 0 | 0 | 0 | 0 | 0 | 0 | 0 | 0 | 0 | 0 | 0 | 0 | 0 | 0 | 0 | 0 | 0 | 0 | 0 | 0 | 0 | 0 | 0 | 0 | 0 | 0 | 0 | 0 | 0 | 0 | 0 | 0 | 0 | 0 | 0 | 0 | 0 | 0 | 0 | 0 | 0 | 0 | 0 | 0 | 0 | 0 | 0 | 0 | 0 | 0 | 0 | 0 | 0 | 0 | 0 | 0 | 0 | 0 | 0 | 0 | 0 | 0 | 0 | 0 | 0 | 0 | 0 | 0 | 0 | 0 | 0 | 0 | 0 | 0 | 0 | 0 | 0 | 0 | 0 | 0 | 0 | 0 | 0 | 0 | 0 | 0 | 0 | 0 | 0 | 0 | 0 | 0 | 0 | 0 | 0 | 0 | 0 | 0 | 0 | 0 | 0 | 0 | 0 | 0 | 0 | 0 | 0 | 0 | 0 | 0 | 0 | 0 | 0 | 0 | 0 | 0 | 0 | 0 | 0 | 0 | 0 | 0 | 0 | 0 | 0 | 0 | 0 | 0 | 0 | 0 | 0 | 0 | 0 | 0 | 0 | 0 | 0 | 0 | 0 | 0 | 0 | 0 | 0 | 0 | 0 | 0 | 0 | 0 | 0 | 0 | 0 | 0 | 0 | 0 | 0 | 0 | 0 | 0 | 0 | 0 | 0 | 0 | 0 | 0 | 0 | 0 | 0 | 0 | 0 | 0 | 0 | 0 | 0 | 0 | 0 | 0 | 0 | 0 | 0 | 0 | 0 | 0 | 0 | 0 | 0 | 0 | 0 | 0 | 0 | 0 | 0 | 0 | 0 | 0 | 0 | 0 | 0 | 0 | 0 | 0 | 0 | 0 | 0 | 0 | 0 | 0 | 0 | 0 | 0 | 0 | 0 | 0 | 0 | 0 | 0 | 0 | 0 | 0 | 0 | 0 | 0 | 0 | 0 | 0 | 0 | 0 | 0 | 0 | 0 | 0 | 0 | 0 | 0 | 0 | 0 | 0 | 0 | 0 | 0 | 0 | 0 | 0 | 0 | 0 | 0 | 0 | 0 | 0 | 0 | 0 | 0 | 0 | 0 | 0 | 0 | 0 | 0 | 0 | 0 | 0 | 0 | 0 | 0 | 0 | 0 | 0 | 0 | 0 | 0 | 0 | 0 | 0 | 0 | 0 | 0 | 0 | 0 | 0 | 0 | 0 | 0 | 0 | 0 | 0 | 0 | 0 | 0 | 0 | 0 | 0 | 0 | 0 | 0 | 0 | 0 | 0 | 0 | 0 | 0 | 0 | 0 | 0 | 0 | 0 | 0 | 0 | 0 | 0 | 0 | 0 | 0 | 0 | 0 | 0 | 0 | 0 | 0 | 0 | 0 | 0 | 0 | 0 | 0 | 0 | 0 | 0 | 0 | 0 | 0 | 0 | 0 | 0 | 0 | 0 | 0 | 0 | 0 | 0 | 0 | 0 | 0 | 0 | 0 | 0 | 0 | 0 | 0 | 0 | 0 | 0 | 0 | 0 | 0 | 0 | 0 | 0 | 0 | 0 | 0 | 0 | 0 | 0 | 0 | 0 | 0 | 0 | 0 | 0 | 0 | 0 | 0 | 0 | 0 | 0 | 0 | 0 | 0 | 0 | 0 | 0 | 0 | 0 | 0 | 0 | 0 | 0 | 0 | 0 | 0 | 0 | 0 | 0 | 0 | 0 | 0 | 0 | 0 | 0 | 0 | 0 | 0 | 0 | 0 | 0 | 0 | 0 | 0 | 0 | 0 | 0 | 0 | 0 | 0 | 0 | 0 | 0 | 0 | 0 | 0 | 0 | 0 | 0 | 0 | 0 | 0 | 0 | 0 | 0 | 0 | 0 | 0 | 0 | 0 | 0 | 0 | 0 | 0 | 0 | 0 | 0 | 0 | 0 | 0 | 0
WA_Industrial_Wood and Lumber Products_New_Space Heating_Natural Gas_Gas Boiler - Maintenance_A | WA | Industrial | Wood and Lumber Products | New | Space Heating | Natural Gas | Gas Boiler - Maintenance | A | IM606 | Degrade performance | General cleaning and maintenance | 3 | 0.8556 | 0 | 0 | 0.02 | 0 | 0 | 0 | 0.01095 |  | sqft | 5% | 10% | Retrofit | Retro20Fast | 83.83% | TBD | 0.2% | 1.0628 |  | 0.95795 |  | 0 | IL TRM - 4.3.10 - CI-HWE-DBTU-V01-180101 | IL TRM - 4.3.10 - CI-HWE-DBTU-V01-180101 | IL TRM - 4.3.10 - CI-HWE-DBTU-V01-180101 | Degrade performance | Degrade performance | Degrade performance | Degrade performance | Degrade performance | Degrade performance | Degrade performance | Degrade performance | Degrade performance | Degrade performance | Degrade performance | Degrade performance | Degrade performance | Degrade performance | Degrade performance | Degrade performance | Degrade performance | Degrade performance | Degrade performance | Degrade performance | Degrade performance | Degrade performance | Degrade performance | Degrade performance | Degrade performance | Degrade performance | Degrade performance | Degrade performance | Degrade performance | Degrade performance | Degrade performance | General cleaning and maintenance | General cleaning and maintenance | General cleaning and maintenance | General cleaning and maintenance | General cleaning and maintenance | General cleaning and maintenance | General cleaning and maintenance | General cleaning and maintenance | General cleaning and maintenance | General cleaning and maintenance | General cleaning and maintenance | General cleaning and maintenance | General cleaning and maintenance | General cleaning and maintenance | General cleaning and maintenance | General cleaning and maintenance | General cleaning and maintenance | General cleaning and maintenance | General cleaning and maintenance | General cleaning and maintenance | General cleaning and maintenance | General cleaning and maintenance | General cleaning and maintenance | General cleaning and maintenance | General cleaning and maintenance | General cleaning and maintenance | General cleaning and maintenance | General cleaning and maintenance | General cleaning and maintenance | General cleaning and maintenance | General cleaning and maintenance | 0.02 | 0.02 | 0.02 | 0.02 | 0.02 | 0.02 | 0.02 | 0.02 | 0.02 | 0.02 | 0.02 | 0.02 | 0.02 | 0.02 | 0.02 | 0.02 | 0.02 | 0.02 | 0.02 | 0.02 | 0.02 | 0.02 | 0.02 | 0.02 | 0.02 | 0.02 | 0.02 | 0.02 | 0.02 | 0.02 | 0.02 | 0 | 0 | 0 | 0 | 0 | 0 | 0 | 0 | 0 | 0 | 0 | 0 | 0 | 0 | 0 | 0 | 0 | 0 | 0 | 0 | 0 | 0 | 0 | 0 | 0 | 0 | 0 | 0 | 0 | 0 | 0 | 0 | 0 | 0 | 0 | 0 | 0 | 0 | 0 | 0 | 0 | 0 | 0 | 0 | 0 | 0 | 0 | 0 | 0 | 0 | 0 | 0 | 0 | 0 | 0 | 0 | 0 | 0 | 0 | 0 | 0 | 0 | 0 | 0 | 0 | 0 | 0 | 0 | 0 | 0 | 0 | 0 | 0 | 0 | 0 | 0 | 0 | 0 | 0 | 0 | 0 | 0 | 0 | 0 | 0 | 0 | 0 | 0 | 0 | 0 | 0 | 0 | 0 | 0 | 0 | 0 | 0 | 0 | 0 | 0 | 0 | 0 | 0 | 0 | 0 | 0 | 0 | 0 | 0 | 0 | 0 | 0 | 0 | 0 | 0 | 0 | 0 | 0 | 0 | 0 | 0 | 0 | 0 | 0 | 0 | 0 | 0 | 0 | 0 | 0 | 0 | 0 | 0 | 0 | 0 | 0 | 0 | 0 | 0 | 0 | 0 | 0 | 0 | 0 | 0 | 0 | 0 | 0 | 0 | 0 | 0 | 0 | 0 | 0 | 0 | 0 | 0 | 0 | 0 | 0 | 0 | 0 | 0 | 0 | 0 | 0 | 0 | 0 | 0 | 0 | 0 | 0 | 0 | 0 | 0 | 0 | 0 | 0 | 0 | 0 | 0 | 0 | 0 | 0 | 0 | 0 | 0 | 0 | 0 | 0 | 0 | 0 | 0 | 0 | 0 | 0 | 0 | 0 | 0 | 0 | 0 | 0 | 0 | 0 | 0 | 0 | 0 | 0 | 0 | 0 | 0 | 0 | 0 | 0 | 0 | 0 | 0 | 0 | 0 | 0 | 0 | 0 | 0 | 0 | 0 | 0 | 0 | 0 | 0 | 0 | 0 | 0 | 0 | 0 | 0 | 0 | 0 | 0 | 0 | 0 | 0 | 0 | 0 | 0 | 0 | 0 | 0 | 0 | 0 | 0 | 0 | 0 | 0 | 0 | 0 | 0 | 0 | 0 | 0 | 0 | 0 | 0 | 0 | 0 | 0 | 0 | 0 | 0 | 0 | 0 | 0 | 0 | 0 | 0 | 0 | 0 | 0 | 0 | 0 | 0 | 0 | 0 | 0 | 0 | 0 | 0 | 0 | 0 | 0 | 0 | 0 | 0 | 0 | 0 | 0 | 0 | 0 | 0 | 0 | 0 | 0 | 0 | 0 | 0 | 0 | 0 | 0 | 0 | 0 | 0 | 0 | 0 | 0 | 0 | 0 | 0 | 0 | 0 | 0 | 0 | 0 | 0 | 0 | 0 | 0 | 0 | 0 | 0 | 0 | 0 | 0 | 0 | 0 | 0 | 0 | 0 | 0 | 0 | 0 | 0 | 0 | 0 | 0 | 0 | 0 | 0 | 0 | 0 | 0 | 0 | 0 | 0 | 0 | 0 | 0 | 0 | 0 | 0 | 0 | 0 | 0 | 0 | 0 | 0 | 0 | 0 | 0 | 0 | 0 | 0 | 0 | 0 | 0 | 0 | 0 | 0 | 0 | 0 | 0 | 0 | 0 | 0 | 0 | 0 | 0 | 0 | 0 | 0 | 0 | 0 | 0 | 0 | 0 | 0 | 0 | 0 | 0 | 0 | 0 | 0 | 0 | 0 | 0 | 0 | 0 | 0 | 0 | 0 | 0 | 0 | 0 | 0 | 0 | 0 | 0 | 0 | 0 | 0 | 0 | 0 | 0 | 0 | 0 | 0 | 0 | 0 | 0 | 0 | 0 | 0 | 0 | 0 | 0 | 0 | 0 | 0 | 0 | 0 | 0 | 0 | 0 | 0 | 0 | 0 | 0 | 0 | 0 | 1.0628 | 1.0628 | 1.0628 | 1.0628 | 1.0628 | 1.0628 | 1.0628 | 1.0628 | 1.0628 | 1.0628 | 1.0628 | 1.0628 | 1.0628 | 1.0628 | 1.0628 | 1.0628 | 1.0628 | 1.0628 | 1.0628 | 1.0628 | 1.0628 | 1.0628 | 1.0628 | 1.0628 | 1.0628 | 1.0628 | 0.95795 | 0.95795 | 0.95795 | 0.95795 | 0.95795 | 0.95795 | 0.95795 | 0.95795 | 0.95795 | 0.95795 | 0.95795 | 0.95795 | 0.95795 | 0.95795 | 0.95795 | 0.95795 | 0.95795 | 0.95795 | 0.95795 | 0.95795 | 0.95795 | 0.95795 | 0.95795 | 0.95795 | 0.95795 | 0.95795
WA_Industrial_Wood and Lumber Products_New_Process_Natural Gas_Gas Boiler - Maintenance_A | WA | Industrial | Wood and Lumber Products | New | Process | Natural Gas | Gas Boiler - Maintenance | A | IM607 | Degrade performance | General cleaning and maintenance | 3 | 6.3264 | 0 | 0 | 0.02 | 0 | 0 | 0 | 0.01095 |  | sqft | 5% | 10% | Retrofit | Retro20Fast | 83.83% | TBD | 0.2% | 1.0628 |  | 0.95795 |  | 0.0077511 | IL TRM - 4.3.10 - CI-HWE-DBTU-V01-180101 | IL TRM - 4.3.10 - CI-HWE-DBTU-V01-180101 | IL TRM - 4.3.10 - CI-HWE-DBTU-V01-180101 | Degrade performance | Degrade performance | Degrade performance | Degrade performance | Degrade performance | Degrade performance | Degrade performance | Degrade performance | Degrade performance | Degrade performance | Degrade performance | Degrade performance | Degrade performance | Degrade performance | Degrade performance | Degrade performance | Degrade performance | Degrade performance | Degrade performance | Degrade performance | Degrade performance | Degrade performance | Degrade performance | Degrade performance | Degrade performance | Degrade performance | Degrade performance | Degrade performance | Degrade performance | Degrade performance | Degrade performance | General cleaning and maintenance | General cleaning and maintenance | General cleaning and maintenance | General cleaning and maintenance | General cleaning and maintenance | General cleaning and maintenance | General cleaning and maintenance | General cleaning and maintenance | General cleaning and maintenance | General cleaning and maintenance | General cleaning and maintenance | General cleaning and maintenance | General cleaning and maintenance | General cleaning and maintenance | General cleaning and maintenance | General cleaning and maintenance | General cleaning and maintenance | General cleaning and maintenance | General cleaning and maintenance | General cleaning and maintenance | General cleaning and maintenance | General cleaning and maintenance | General cleaning and maintenance | General cleaning and maintenance | General cleaning and maintenance | General cleaning and maintenance | General cleaning and maintenance | General cleaning and maintenance | General cleaning and maintenance | General cleaning and maintenance | General cleaning and maintenance | 0.02 | 0.02 | 0.02 | 0.02 | 0.02 | 0.02 | 0.02 | 0.02 | 0.02 | 0.02 | 0.02 | 0.02 | 0.02 | 0.02 | 0.02 | 0.02 | 0.02 | 0.02 | 0.02 | 0.02 | 0.02 | 0.02 | 0.02 | 0.02 | 0.02 | 0.02 | 0.02 | 0.02 | 0.02 | 0.02 | 0.02 | 0 | 0 | 0 | 0 | 0 | 6.3264 | 6.3264 | 6.3264 | 6.3264 | 6.3264 | 6.3264 | 6.3264 | 6.3264 | 6.3264 | 6.3264 | 6.3264 | 6.3264 | 6.3264 | 6.3264 | 6.3264 | 6.3264 | 6.3264 | 6.3264 | 6.3264 | 6.3264 | 6.3264 | 6.3264 | 6.3264 | 6.3264 | 6.3264 | 6.3264 | 0.0049819 | 0.004137 | 0.0033102 | 0.0049819 | 0.004137 | 0.0033102 | 0.0049819 | 0.004137 | 0.0033102 | 0.0049819 | 0.004137 | 0.0033102 | 0.0049819 | 0.004137 | 0.0033102 | 0.0049819 | 0.004137 | 0.0033102 | 0.0049819 | 0.004137 | 0.0033102 | 0.0049819 | 0.004137 | 0.0033102 | 0.0049819 | 0.004137 | 0.0049819 | 0.0091189 | 0.012429 | 0.012429 | 0.012429 | 0.012429 | 0.012429 | 0.012429 | 0.012429 | 0.012429 | 0.012429 | 0.012429 | 0.012429 | 0.012429 | 0.012429 | 0.012429 | 0.012429 | 0.012429 | 0.012429 | 0.012429 | 0.012429 | 0.012429 | 0.012429 | 0 | 0 | 0 | 0.78748 | 0.65392 | 0.52324 | 0.78748 | 0.65392 | 0.52324 | 0.78748 | 0.65392 | 0.52324 | 0.78748 | 0.65392 | 0.52324 | 0.78748 | 0.65392 | 0.52324 | 0.78748 | 0.65392 | 0.52324 | 0.78748 | 0.65392 | 0.52324 | 0.78748 | 0.65392 | 0.52324 | 0.78748 | 0.65392 | 0.78748 | 1.4414 | 1.9646 | 1.9646 | 1.9646 | 1.9646 | 1.9646 | 1.9646 | 1.9646 | 1.9646 | 1.9646 | 1.9646 | 1.9646 | 1.9646 | 1.9646 | 1.9646 | 1.9646 | 1.9646 | 1.9646 | 1.9646 | 1.9646 | 1.9646 | 1.9646 | 1.9646 | 1.9646 | 1.9646 | 0.0042346 | 0.0035164 | 0.0028137 | 0.0042346 | 0.0035164 | 0.0028137 | 0.0042346 | 0.0035164 | 0.0028137 | 0.0042346 | 0.0035164 | 0.0028137 | 0.0042346 | 0.0035164 | 0.0028137 | 0.0042346 | 0.0035164 | 0.0028137 | 0.0042346 | 0.0035164 | 0.0028137 | 0.0042346 | 0.0035164 | 0.0028137 | 0.0042346 | 0.0035164 | 0.0042346 | 0.0077511 | 0.010565 | 0.010565 | 0.010565 | 0.010565 | 0.010565 | 0.010565 | 0.010565 | 0.010565 | 0.010565 | 0.010565 | 0.010565 | 0.010565 | 0.010565 | 0.010565 | 0.010565 | 0.010565 | 0.010565 | 0.010565 | 0.010565 | 0.010565 | 0.010565 | 0 | 0 | 0 | 0.66936 | 0.55584 | 0.44475 | 0.66936 | 0.55584 | 0.44475 | 0.66936 | 0.55584 | 0.44475 | 0.66936 | 0.55584 | 0.44475 | 0.66936 | 0.55584 | 0.44475 | 0.66936 | 0.55584 | 0.44475 | 0.66936 | 0.55584 | 0.44475 | 0.66936 | 0.55584 | 0.44475 | 0.66936 | 0.55584 | 0.66936 | 1.2252 | 1.6699 | 1.6699 | 1.6699 | 1.6699 | 1.6699 | 1.6699 | 1.6699 | 1.6699 | 1.6699 | 1.6699 | 1.6699 | 1.6699 | 1.6699 | 1.6699 | 1.6699 | 1.6699 | 1.6699 | 1.6699 | 1.6699 | 1.6699 | 1.6699 | 1.6699 | 1.6699 | 1.6699 | 0.0042346 | 0.0035164 | 0.0028137 | 0.0042346 | 0.0035164 | 0.0028137 | 0.0042346 | 0.0035164 | 0.0028137 | 0.0042346 | 0.0035164 | 0.0028137 | 0.0042346 | 0.0035164 | 0.0028137 | 0.0042346 | 0.0035164 | 0.0028137 | 0.0042346 | 0.0035164 | 0.0028137 | 0.0042346 | 0.0035164 | 0.0028137 | 0.0042346 | 0.0035164 | 0.0042346 | 0.0077511 | 0.010565 | 0.010565 | 0.010565 | 0.010565 | 0.010565 | 0.010565 | 0.010565 | 0.010565 | 0.010565 | 0.010565 | 0.010565 | 0.010565 | 0.010565 | 0.010565 | 0.010565 | 0.010565 | 0.010565 | 0.010565 | 0.010565 | 0.010565 | 0.010565 | 0 | 0 | 0 | 0.66936 | 0.55584 | 0.44475 | 0.66936 | 0.55584 | 0.44475 | 0.66936 | 0.55584 | 0.44475 | 0.66936 | 0.55584 | 0.44475 | 0.66936 | 0.55584 | 0.44475 | 0.66936 | 0.55584 | 0.44475 | 0.66936 | 0.55584 | 0.44475 | 0.66936 | 0.55584 | 0.44475 | 0.66936 | 0.55584 | 0.66936 | 1.2252 | 1.6699 | 1.6699 | 1.6699 | 1.6699 | 1.6699 | 1.6699 | 1.6699 | 1.6699 | 1.6699 | 1.6699 | 1.6699 | 1.6699 | 1.6699 | 1.6699 | 1.6699 | 1.6699 | 1.6699 | 1.6699 | 1.6699 | 1.6699 | 1.6699 | 1.6699 | 1.6699 | 1.6699 | 0.0042346 | 0.0035164 | 0.0028137 | 0.0042346 | 0.0035164 | 0.0028137 | 0.0042346 | 0.0035164 | 0.0028137 | 0.0042346 | 0.0035164 | 0.0028137 | 0.0042346 | 0.0035164 | 0.0028137 | 0.0042346 | 0.0035164 | 0.0028137 | 0.0042346 | 0.0035164 | 0.0028137 | 0.0042346 | 0.0035164 | 0.0028137 | 0.0042346 | 0.0035164 | 0.0042346 | 0.0077511 | 0.010565 | 0.010565 | 0.010565 | 0.010565 | 0.010565 | 0.010565 | 0.010565 | 0.010565 | 0.010565 | 0.010565 | 0.010565 | 0.010565 | 0.010565 | 0.010565 | 0.010565 | 0.010565 | 0.010565 | 0.010565 | 0.010565 | 0.010565 | 0.010565 | 0 | 0 | 0 | 0.66936 | 0.55584 | 0.44475 | 0.66936 | 0.55584 | 0.44475 | 0.66936 | 0.55584 | 0.44475 | 0.66936 | 0.55584 | 0.44475 | 0.66936 | 0.55584 | 0.44475 | 0.66936 | 0.55584 | 0.44475 | 0.66936 | 0.55584 | 0.44475 | 0.66936 | 0.55584 | 0.44475 | 0.66936 | 0.55584 | 0.66936 | 1.2252 | 1.6699 | 1.6699 | 1.6699 | 1.6699 | 1.6699 | 1.6699 | 1.6699 | 1.6699 | 1.6699 | 1.6699 | 1.6699 | 1.6699 | 1.6699 | 1.6699 | 1.6699 | 1.6699 | 1.6699 | 1.6699 | 1.6699 | 1.6699 | 1.6699 | 1.6699 | 1.6699 | 1.6699 | 1.0628 | 1.0628 | 1.0628 | 1.0628 | 1.0628 | 1.0628 | 1.0628 | 1.0628 | 1.0628 | 1.0628 | 1.0628 | 1.0628 | 1.0628 | 1.0628 | 1.0628 | 1.0628 | 1.0628 | 1.0628 | 1.0628 | 1.0628 | 1.0628 | 1.0628 | 1.0628 | 1.0628 | 1.0628 | 1.0628 | 0.95795 | 0.95795 | 0.95795 | 0.95795 | 0.95795 | 0.95795 | 0.95795 | 0.95795 | 0.95795 | 0.95795 | 0.95795 | 0.95795 | 0.95795 | 0.95795 | 0.95795 | 0.95795 | 0.95795 | 0.95795 | 0.95795 | 0.95795 | 0.95795 | 0.95795 | 0.95795 | 0.95795 | 0.95795 | 0.95795
WA_Industrial_Wood and Lumber Products_New_Space Heating_Natural Gas_Gas Furnace - Maintenance_A | WA | Industrial | Wood and Lumber Products | New | Space Heating | Natural Gas | Gas Furnace - Maintenance | A | IM608 | Degrade performance | General cleaning and maintenance | 3 | 0.0083129 | 0 | 0 | 0.01 | 0 | 0 | 0 | 0.00405 |  | sqft | 5% | 10% | Retrofit | Retro20Fast | 83.83% | TBD | 0.2% | 0 |  | 0 |  | 0 | IL TRM - 4.4.31 - CI-HVC-FTUN-V03-200101 | MN TRM 3.1 - Forced-Air Heating Maintenance v2.0 | MN TRM v3.1 - Forced-Air Heating Maintenance | Degrade performance | Degrade performance | Degrade performance | Degrade performance | Degrade performance | Degrade performance | Degrade performance | Degrade performance | Degrade performance | Degrade performance | Degrade performance | Degrade performance | Degrade performance | Degrade performance | Degrade performance | Degrade performance | Degrade performance | Degrade performance | Degrade performance | Degrade performance | Degrade performance | Degrade performance | Degrade performance | Degrade performance | Degrade performance | Degrade performance | Degrade performance | Degrade performance | Degrade performance | Degrade performance | Degrade performance | General cleaning and maintenance | General cleaning and maintenance | General cleaning and maintenance | General cleaning and maintenance | General cleaning and maintenance | General cleaning and maintenance | General cleaning and maintenance | General cleaning and maintenance | General cleaning and maintenance | General cleaning and maintenance | General cleaning and maintenance | General cleaning and maintenance | General cleaning and maintenance | General cleaning and maintenance | General cleaning and maintenance | General cleaning and maintenance | General cleaning and maintenance | General cleaning and maintenance | General cleaning and maintenance | General cleaning and maintenance | General cleaning and maintenance | General cleaning and maintenance | General cleaning and maintenance | General cleaning and maintenance | General cleaning and maintenance | General cleaning and maintenance | General cleaning and maintenance | General cleaning and maintenance | General cleaning and maintenance | General cleaning and maintenance | General cleaning and maintenance | 0.01 | 0.01 | 0.01 | 0.01 | 0.01 | 0.01 | 0.01 | 0.01 | 0.01 | 0.01 | 0.01 | 0.01 | 0.01 | 0.01 | 0.01 | 0.01 | 0.01 | 0.01 | 0.01 | 0.01 | 0.01 | 0.01 | 0.01 | 0.01 | 0.01 | 0.01 | 0.01 | 0.01 | 0.01 | 0.01 | 0.01 | 0 | 0 | 0 | 0 | 0 | 0 | 0 | 0 | 0 | 0 | 0 | 0 | 0 | 0 | 0 | 0 | 0 | 0 | 0 | 0 | 0 | 0 | 0 | 0 | 0 | 0 | 0 | 0 | 0 | 0 | 0 | 0 | 0 | 0 | 0 | 0 | 0 | 0 | 0 | 0 | 0 | 0 | 0 | 0 | 0 | 0 | 0 | 0 | 0 | 0 | 0 | 0 | 0 | 0 | 0 | 0 | 0 | 0 | 0 | 0 | 0 | 0 | 0 | 0 | 0 | 0 | 0 | 0 | 0 | 0 | 0 | 0 | 0 | 0 | 0 | 0 | 0 | 0 | 0 | 0 | 0 | 0 | 0 | 0 | 0 | 0 | 0 | 0 | 0 | 0 | 0 | 0 | 0 | 0 | 0 | 0 | 0 | 0 | 0 | 0 | 0 | 0 | 0 | 0 | 0 | 0 | 0 | 0 | 0 | 0 | 0 | 0 | 0 | 0 | 0 | 0 | 0 | 0 | 0 | 0 | 0 | 0 | 0 | 0 | 0 | 0 | 0 | 0 | 0 | 0 | 0 | 0 | 0 | 0 | 0 | 0 | 0 | 0 | 0 | 0 | 0 | 0 | 0 | 0 | 0 | 0 | 0 | 0 | 0 | 0 | 0 | 0 | 0 | 0 | 0 | 0 | 0 | 0 | 0 | 0 | 0 | 0 | 0 | 0 | 0 | 0 | 0 | 0 | 0 | 0 | 0 | 0 | 0 | 0 | 0 | 0 | 0 | 0 | 0 | 0 | 0 | 0 | 0 | 0 | 0 | 0 | 0 | 0 | 0 | 0 | 0 | 0 | 0 | 0 | 0 | 0 | 0 | 0 | 0 | 0 | 0 | 0 | 0 | 0 | 0 | 0 | 0 | 0 | 0 | 0 | 0 | 0 | 0 | 0 | 0 | 0 | 0 | 0 | 0 | 0 | 0 | 0 | 0 | 0 | 0 | 0 | 0 | 0 | 0 | 0 | 0 | 0 | 0 | 0 | 0 | 0 | 0 | 0 | 0 | 0 | 0 | 0 | 0 | 0 | 0 | 0 | 0 | 0 | 0 | 0 | 0 | 0 | 0 | 0 | 0 | 0 | 0 | 0 | 0 | 0 | 0 | 0 | 0 | 0 | 0 | 0 | 0 | 0 | 0 | 0 | 0 | 0 | 0 | 0 | 0 | 0 | 0 | 0 | 0 | 0 | 0 | 0 | 0 | 0 | 0 | 0 | 0 | 0 | 0 | 0 | 0 | 0 | 0 | 0 | 0 | 0 | 0 | 0 | 0 | 0 | 0 | 0 | 0 | 0 | 0 | 0 | 0 | 0 | 0 | 0 | 0 | 0 | 0 | 0 | 0 | 0 | 0 | 0 | 0 | 0 | 0 | 0 | 0 | 0 | 0 | 0 | 0 | 0 | 0 | 0 | 0 | 0 | 0 | 0 | 0 | 0 | 0 | 0 | 0 | 0 | 0 | 0 | 0 | 0 | 0 | 0 | 0 | 0 | 0 | 0 | 0 | 0 | 0 | 0 | 0 | 0 | 0 | 0 | 0 | 0 | 0 | 0 | 0 | 0 | 0 | 0 | 0 | 0 | 0 | 0 | 0 | 0 | 0 | 0 | 0 | 0 | 0 | 0 | 0 | 0 | 0 | 0 | 0 | 0 | 0 | 0 | 0 | 0 | 0 | 0 | 0 | 0 | 0 | 0 | 0 | 0 | 0 | 0 | 0 | 0 | 0 | 0 | 0 | 0 | 0 | 0 | 0 | 0 | 0 | 0 | 0 | 0 | 0 | 0 | 0 | 0 | 0 | 0 | 0 | 0 | 0 | 0 | 0 | 0 | 0 | 0 | 0 | 0 | 0 | 0 | 0 | 0 | 0 | 0 | 0 | 0 | 0 | 0 | 0 | 0 | 0 | 0 | 0 | 0 | 0 | 0 | 0 | 0 | 0 | 0 | 0 | 0 | 0 | 0 | 0 | 0 | 0 | 0 | 0 | 0 | 0 | 0 | 0 | 0 | 0 | 0 | 0 | 0 | 0 | 0 | 0 | 0 | 0 | 0 | 0 | 0 | 0 | 0 | 0 | 0 | 0 | 0 | 0 | 0 | 0 | 0 | 0 | 0 | 0 | 0 | 0 | 0 | 0 | 0 | 0 | 0 | 0 | 0 | 0
WA_Industrial_Wood and Lumber Products_New_Space Heating_Natural Gas_Gas Boiler - Hot Water Reset_A | WA | Industrial | Wood and Lumber Products | New | Space Heating | Natural Gas | Gas Boiler - Hot Water Reset | A | IM609 | No control | Reset control installed | 16 | 3.1113 | 0 | 0 | 29.15 | 0 | 0 | 0 | 14.5748 |  | sqft | 20% | 45% | Retrofit | Retro5Med | 85.36% | TBD | 0.2% | 256.8331 |  | 193.5656 |  | 0 | IL TRM - 4.4.4 - CI-HVC-BLRC-V04-210101 | IL TRM - 4.4.4 - CI-HVC-BLRC-V04-210101 | IL TRM - 4.4.4 - CI-HVC-BLRC-V04-210101 | No control | No control | No control | No control | No control | No control | No control | No control | No control | No control | No control | No control | No control | No control | No control | No control | No control | No control | No control | No control | No control | No control | No control | No control | No control | No control | No control | No control | No control | No control | No control | Reset control installed | Reset control installed | Reset control installed | Reset control installed | Reset control installed | Reset control installed | Reset control installed | Reset control installed | Reset control installed | Reset control installed | Reset control installed | Reset control installed | Reset control installed | Reset control installed | Reset control installed | Reset control installed | Reset control installed | Reset control installed | Reset control installed | Reset control installed | Reset control installed | Reset control installed | Reset control installed | Reset control installed | Reset control installed | Reset control installed | Reset control installed | Reset control installed | Reset control installed | Reset control installed | Reset control installed | 29.15 | 29.15 | 29.15 | 29.15 | 29.15 | 29.15 | 29.15 | 29.15 | 29.15 | 29.15 | 29.15 | 29.15 | 29.15 | 29.15 | 29.15 | 29.15 | 29.15 | 29.15 | 29.15 | 29.15 | 29.15 | 29.15 | 29.15 | 29.15 | 29.15 | 29.15 | 29.15 | 29.15 | 29.15 | 29.15 | 29.15 | 0 | 0 | 0 | 0 | 0 | 0 | 0 | 0 | 0 | 0 | 0 | 0 | 0 | 0 | 0 | 0 | 0 | 0 | 0 | 0 | 0 | 0 | 0 | 0 | 0 | 0 | 0 | 0 | 0 | 0 | 0 | 0 | 0 | 0 | 0 | 0 | 0 | 0 | 0 | 0 | 0 | 0 | 0 | 0 | 0 | 0 | 0 | 0 | 0 | 0 | 0 | 0 | 0 | 0 | 0 | 0 | 0 | 0 | 0 | 0 | 0 | 0 | 0 | 0 | 0 | 0 | 0 | 0 | 0 | 0 | 0 | 0 | 0 | 0 | 0 | 0 | 0 | 0 | 0 | 0 | 0 | 0 | 0 | 0 | 0 | 0 | 0 | 0 | 0 | 0 | 0 | 0 | 0 | 0 | 0 | 0 | 0 | 0 | 0 | 0 | 0 | 0 | 0 | 0 | 0 | 0 | 0 | 0 | 0 | 0 | 0 | 0 | 0 | 0 | 0 | 0 | 0 | 0 | 0 | 0 | 0 | 0 | 0 | 0 | 0 | 0 | 0 | 0 | 0 | 0 | 0 | 0 | 0 | 0 | 0 | 0 | 0 | 0 | 0 | 0 | 0 | 0 | 0 | 0 | 0 | 0 | 0 | 0 | 0 | 0 | 0 | 0 | 0 | 0 | 0 | 0 | 0 | 0 | 0 | 0 | 0 | 0 | 0 | 0 | 0 | 0 | 0 | 0 | 0 | 0 | 0 | 0 | 0 | 0 | 0 | 0 | 0 | 0 | 0 | 0 | 0 | 0 | 0 | 0 | 0 | 0 | 0 | 0 | 0 | 0 | 0 | 0 | 0 | 0 | 0 | 0 | 0 | 0 | 0 | 0 | 0 | 0 | 0 | 0 | 0 | 0 | 0 | 0 | 0 | 0 | 0 | 0 | 0 | 0 | 0 | 0 | 0 | 0 | 0 | 0 | 0 | 0 | 0 | 0 | 0 | 0 | 0 | 0 | 0 | 0 | 0 | 0 | 0 | 0 | 0 | 0 | 0 | 0 | 0 | 0 | 0 | 0 | 0 | 0 | 0 | 0 | 0 | 0 | 0 | 0 | 0 | 0 | 0 | 0 | 0 | 0 | 0 | 0 | 0 | 0 | 0 | 0 | 0 | 0 | 0 | 0 | 0 | 0 | 0 | 0 | 0 | 0 | 0 | 0 | 0 | 0 | 0 | 0 | 0 | 0 | 0 | 0 | 0 | 0 | 0 | 0 | 0 | 0 | 0 | 0 | 0 | 0 | 0 | 0 | 0 | 0 | 0 | 0 | 0 | 0 | 0 | 0 | 0 | 0 | 0 | 0 | 0 | 0 | 0 | 0 | 0 | 0 | 0 | 0 | 0 | 0 | 0 | 0 | 0 | 0 | 0 | 0 | 0 | 0 | 0 | 0 | 0 | 0 | 0 | 0 | 0 | 0 | 0 | 0 | 0 | 0 | 0 | 0 | 0 | 0 | 0 | 0 | 0 | 0 | 0 | 0 | 0 | 0 | 0 | 0 | 0 | 0 | 0 | 0 | 0 | 0 | 0 | 0 | 0 | 0 | 0 | 0 | 0 | 0 | 0 | 0 | 0 | 0 | 0 | 0 | 0 | 0 | 0 | 0 | 0 | 0 | 0 | 0 | 0 | 0 | 0 | 0 | 0 | 0 | 0 | 0 | 0 | 0 | 0 | 0 | 0 | 0 | 0 | 0 | 0 | 0 | 0 | 0 | 0 | 0 | 0 | 0 | 0 | 0 | 0 | 0 | 0 | 0 | 0 | 0 | 0 | 0 | 0 | 0 | 0 | 0 | 0 | 0 | 0 | 0 | 0 | 0 | 0 | 0 | 0 | 0 | 0 | 0 | 0 | 0 | 0 | 0 | 0 | 0 | 0 | 0 | 0 | 0 | 0 | 0 | 0 | 0 | 0 | 0 | 0 | 0 | 0 | 256.8331 | 256.8331 | 256.8331 | 256.8331 | 256.8331 | 256.8331 | 256.8331 | 256.8331 | 256.8331 | 256.8331 | 256.8331 | 256.8331 | 256.8331 | 256.8331 | 256.8331 | 256.8331 | 256.8331 | 256.8331 | 256.8331 | 256.8331 | 256.8331 | 256.8331 | 256.8331 | 256.8331 | 256.8331 | 256.8331 | 193.5656 | 193.5656 | 193.5656 | 193.5656 | 193.5656 | 193.5656 | 193.5656 | 193.5656 | 193.5656 | 193.5656 | 193.5656 | 193.5656 | 193.5656 | 193.5656 | 193.5656 | 193.5656 | 193.5656 | 193.5656 | 193.5656 | 193.5656 | 193.5656 | 193.5656 | 193.5656 | 193.5656 | 193.5656 | 193.5656
WA_Industrial_Wood and Lumber Products_New_Process_Natural Gas_Gas Boiler - Hot Water Reset_A | WA | Industrial | Wood and Lumber Products | New | Process | Natural Gas | Gas Boiler - Hot Water Reset | A | IM610 | No control | Reset control installed | 16 | 11.5025 | 0 | 0 | 29.15 | 0 | 0 | 0 | 14.5748 |  | sqft | 20% | 45% | Retrofit | Retro5Med | 85.36% | TBD | 0.2% | 256.8331 |  | 193.5656 |  | 0.018331 | IL TRM - 4.4.4 - CI-HVC-BLRC-V04-210101 | IL TRM - 4.4.4 - CI-HVC-BLRC-V04-210101 | XCEL CO 2019-2020 DSM Plan | No control | No control | No control | No control | No control | No control | No control | No control | No control | No control | No control | No control | No control | No control | No control | No control | No control | No control | No control | No control | No control | No control | No control | No control | No control | No control | No control | No control | No control | No control | No control | Reset control installed | Reset control installed | Reset control installed | Reset control installed | Reset control installed | Reset control installed | Reset control installed | Reset control installed | Reset control installed | Reset control installed | Reset control installed | Reset control installed | Reset control installed | Reset control installed | Reset control installed | Reset control installed | Reset control installed | Reset control installed | Reset control installed | Reset control installed | Reset control installed | Reset control installed | Reset control installed | Reset control installed | Reset control installed | Reset control installed | Reset control installed | Reset control installed | Reset control installed | Reset control installed | Reset control installed | 29.15 | 29.15 | 29.15 | 29.15 | 29.15 | 29.15 | 29.15 | 29.15 | 29.15 | 29.15 | 29.15 | 29.15 | 29.15 | 29.15 | 29.15 | 29.15 | 29.15 | 29.15 | 29.15 | 29.15 | 29.15 | 29.15 | 29.15 | 29.15 | 29.15 | 29.15 | 29.15 | 29.15 | 29.15 | 29.15 | 29.15 | 0 | 0 | 0 | 0 | 0 | 11.487 | 11.4743 | 11.4631 | 11.4533 | 11.444 | 11.4365 | 11.4318 | 11.429 | 11.4278 | 11.4274 | 11.4279 | 11.4289 | 11.4303 | 11.4319 | 11.4336 | 11.4359 | 11.4389 | 11.4416 | 11.4441 | 11.4464 | 11.4485 | 11.4504 | 11.4523 | 11.5025 | 11.5025 | 11.5025 | 0.0087923 | 0.012776 | 0.018052 | 0.023744 | 0.030261 | 0.039098 | 0.046925 | 0.052052 | 0.052927 | 0.048777 | 0.040297 | 0.028343 | 0.01743 | 0.0088586 | 0.0039435 | 0.0015053 | 0.0087555 | 0.012739 | 0.018022 | 0.02373 | 0.030273 | 0.039146 | 0.047009 | 0.052386 | 0.053273 | 0.049097 | 0.0087923 | 0.021558 | 0.039589 | 0.0633 | 0.09351 | 0.13255 | 0.17942 | 0.23143 | 0.28433 | 0.3331 | 0.37341 | 0.40178 | 0.41926 | 0.42818 | 0.43219 | 0.43378 | 0.43389 | 0.43399 | 0.43409 | 0.43418 | 0.43426 | 0.43433 | 0.4344 | 0 | 0 | 0 | 0.76541 | 1.1134 | 1.5748 | 2.0731 | 2.6443 | 3.4187 | 4.1048 | 4.5543 | 4.6315 | 4.2684 | 3.5262 | 2.4799 | 1.5249 | 0.7749 | 0.3449 | 0.13163 | 0.76541 | 1.1134 | 1.5748 | 2.0731 | 2.6443 | 3.4187 | 4.1048 | 4.5543 | 4.6315 | 4.2684 | 0.76541 | 1.8788 | 3.4536 | 5.5268 | 8.1711 | 11.5898 | 15.6946 | 20.2489 | 24.8804 | 29.1488 | 32.6749 | 35.1549 | 36.6798 | 37.4547 | 37.7996 | 37.9312 | 37.9312 | 37.9312 | 37.9312 | 37.9312 | 37.9312 | 37.9312 | 37.9312 | 37.9312 | 37.9312 | 37.9312 | 0.007475 | 0.010863 | 0.015352 | 0.020196 | 0.025742 | 0.033262 | 0.039923 | 0.044287 | 0.045032 | 0.041501 | 0.034286 | 0.024115 | 0.01483 | 0.0075367 | 0.003355 | 0.0012806 | 0.0074484 | 0.010837 | 0.015331 | 0.020185 | 0.025751 | 0.033297 | 0.039984 | 0.044528 | 0.045282 | 0.041732 | 0.007475 | 0.018331 | 0.033668 | 0.053839 | 0.079544 | 0.11276 | 0.15265 | 0.1969 | 0.24191 | 0.28341 | 0.31771 | 0.34184 | 0.35671 | 0.36429 | 0.36769 | 0.36903 | 0.36912 | 0.36919 | 0.36926 | 0.36932 | 0.36938 | 0.36943 | 0.36948 | 0 | 0 | 0 | 0.6506 | 0.9464 | 1.3386 | 1.7622 | 2.2477 | 2.9059 | 3.4891 | 3.8712 | 3.9367 | 3.6281 | 2.9972 | 2.108 | 1.2962 | 0.65867 | 0.29317 | 0.11189 | 0.6506 | 0.9464 | 1.3386 | 1.7622 | 2.2477 | 2.9059 | 3.4891 | 3.8712 | 3.9367 | 3.6281 | 0.6506 | 1.597 | 2.9356 | 4.6978 | 6.9454 | 9.8513 | 13.3404 | 17.2116 | 21.1483 | 24.7764 | 27.7737 | 29.8816 | 31.1778 | 31.8365 | 32.1296 | 32.2415 | 32.2415 | 32.2415 | 32.2415 | 32.2415 | 32.2415 | 32.2415 | 32.2415 | 32.2415 | 32.2415 | 32.2415 | 0.007475 | 0.010863 | 0.015352 | 0.020196 | 0.025742 | 0.033262 | 0.039923 | 0.044287 | 0.045032 | 0.041501 | 0.034286 | 0.024115 | 0.01483 | 0.0075367 | 0.003355 | 0.0012806 | 0.0074484 | 0.010837 | 0.015331 | 0.020185 | 0.025751 | 0.033297 | 0.039984 | 0.044528 | 0.045282 | 0.041732 | 0.007475 | 0.018331 | 0.033668 | 0.053839 | 0.079544 | 0.11276 | 0.15265 | 0.1969 | 0.24191 | 0.28341 | 0.31771 | 0.34184 | 0.35671 | 0.36429 | 0.36769 | 0.36903 | 0.36912 | 0.36919 | 0.36926 | 0.36932 | 0.36938 | 0.36943 | 0.36948 | 0 | 0 | 0 | 0.6506 | 0.9464 | 1.3386 | 1.7622 | 2.2477 | 2.9059 | 3.4891 | 3.8712 | 3.9367 | 3.6281 | 2.9972 | 2.108 | 1.2962 | 0.65867 | 0.29317 | 0.11189 | 0.6506 | 0.9464 | 1.3386 | 1.7622 | 2.2477 | 2.9059 | 3.4891 | 3.8712 | 3.9367 | 3.6281 | 0.6506 | 1.597 | 2.9356 | 4.6978 | 6.9454 | 9.8513 | 13.3404 | 17.2116 | 21.1483 | 24.7764 | 27.7737 | 29.8816 | 31.1778 | 31.8365 | 32.1296 | 32.2415 | 32.2415 | 32.2415 | 32.2415 | 32.2415 | 32.2415 | 32.2415 | 32.2415 | 32.2415 | 32.2415 | 32.2415 | 0.007475 | 0.010863 | 0.015352 | 0.020196 | 0.025742 | 0.033262 | 0.039923 | 0.044287 | 0.045032 | 0.041501 | 0.034286 | 0.024115 | 0.01483 | 0.0075367 | 0.003355 | 0.0012806 | 0.0074484 | 0.010837 | 0.015331 | 0.020185 | 0.025751 | 0.033297 | 0.039984 | 0.044528 | 0.045282 | 0.041732 | 0.007475 | 0.018331 | 0.033668 | 0.053839 | 0.079544 | 0.11276 | 0.15265 | 0.1969 | 0.24191 | 0.28341 | 0.31771 | 0.34184 | 0.35671 | 0.36429 | 0.36769 | 0.36903 | 0.36912 | 0.36919 | 0.36926 | 0.36932 | 0.36938 | 0.36943 | 0.36948 | 0 | 0 | 0 | 0.6506 | 0.9464 | 1.3386 | 1.7622 | 2.2477 | 2.9059 | 3.4891 | 3.8712 | 3.9367 | 3.6281 | 2.9972 | 2.108 | 1.2962 | 0.65867 | 0.29317 | 0.11189 | 0.6506 | 0.9464 | 1.3386 | 1.7622 | 2.2477 | 2.9059 | 3.4891 | 3.8712 | 3.9367 | 3.6281 | 0.6506 | 1.597 | 2.9356 | 4.6978 | 6.9454 | 9.8513 | 13.3404 | 17.2116 | 21.1483 | 24.7764 | 27.7737 | 29.8816 | 31.1778 | 31.8365 | 32.1296 | 32.2415 | 32.2415 | 32.2415 | 32.2415 | 32.2415 | 32.2415 | 32.2415 | 32.2415 | 32.2415 | 32.2415 | 32.2415 | 256.8331 | 256.8331 | 256.8331 | 256.8331 | 256.8331 | 256.8331 | 256.8331 | 256.8331 | 256.8331 | 256.8331 | 256.8331 | 256.8331 | 256.8331 | 256.8331 | 256.8331 | 256.8331 | 256.8331 | 256.8331 | 256.8331 | 256.8331 | 256.8331 | 256.8331 | 256.8331 | 256.8331 | 256.8331 | 256.8331 | 193.5656 | 193.5656 | 193.5656 | 193.5656 | 193.5656 | 193.5656 | 193.5656 | 193.5656 | 193.5656 | 193.5656 | 193.5656 | 193.5656 | 193.5656 | 193.5656 | 193.5656 | 193.5656 | 193.5656 | 193.5656 | 193.5656 | 193.5656 | 193.5656 | 193.5656 | 193.5656 | 193.5656 | 193.5656 | 193.5656
WA_Industrial_Wood and Lumber Products_New_Space Heating_Natural Gas_Steam Trap Maintenance_A | WA | Industrial | Wood and Lumber Products | New | Space Heating | Natural Gas | Steam Trap Maintenance | A | IM611 | Degrade performance | Cleaning and maintenance | 6 | 1.0991 | 0 | 0 | 5.08 | 0 | 0 | 0 | 2.5379 |  | sqft | 0% | 0% | Retrofit | RetroEven20 | 76.5% | TBD | 0.2% | 127.8285 |  | 101.7022 |  | 0 | IL TRM - 4.4.16 - CI-HVC-STRE-V07-210101 | IL TRM - 4.4.16 - CI-HVC-STRE-V07-210101 | IL TRM - 4.4.16 - CI-HVC-STRE-V07-210101 | Degrade performance | Degrade performance | Degrade performance | Degrade performance | Degrade performance | Degrade performance | Degrade performance | Degrade performance | Degrade performance | Degrade performance | Degrade performance | Degrade performance | Degrade performance | Degrade performance | Degrade performance | Degrade performance | Degrade performance | Degrade performance | Degrade performance | Degrade performance | Degrade performance | Degrade performance | Degrade performance | Degrade performance | Degrade performance | Degrade performance | Degrade performance | Degrade performance | Degrade performance | Degrade performance | Degrade performance | Cleaning and maintenance | Cleaning and maintenance | Cleaning and maintenance | Cleaning and maintenance | Cleaning and maintenance | Cleaning and maintenance | Cleaning and maintenance | Cleaning and maintenance | Cleaning and maintenance | Cleaning and maintenance | Cleaning and maintenance | Cleaning and maintenance | Cleaning and maintenance | Cleaning and maintenance | Cleaning and maintenance | Cleaning and maintenance | Cleaning and maintenance | Cleaning and maintenance | Cleaning and maintenance | Cleaning and maintenance | Cleaning and maintenance | Cleaning and maintenance | Cleaning and maintenance | Cleaning and maintenance | Cleaning and maintenance | Cleaning and maintenance | Cleaning and maintenance | Cleaning and maintenance | Cleaning and maintenance | Cleaning and maintenance | Cleaning and maintenance | 5.08 | 5.08 | 5.08 | 5.08 | 5.08 | 5.08 | 5.08 | 5.08 | 5.08 | 5.08 | 5.08 | 5.08 | 5.08 | 5.08 | 5.08 | 5.08 | 5.08 | 5.08 | 5.08 | 5.08 | 5.08 | 5.08 | 5.08 | 5.08 | 5.08 | 5.08 | 5.08 | 5.08 | 5.08 | 5.08 | 5.08 | 0 | 0 | 0 | 0 | 0 | 0 | 0 | 0 | 0 | 0 | 0 | 0 | 0 | 0 | 0 | 0 | 0 | 0 | 0 | 0 | 0 | 0 | 0 | 0 | 0 | 0 | 0 | 0 | 0 | 0 | 0 | 0 | 0 | 0 | 0 | 0 | 0 | 0 | 0 | 0 | 0 | 0 | 0 | 0 | 0 | 0 | 0 | 0 | 0 | 0 | 0 | 0 | 0 | 0 | 0 | 0 | 0 | 0 | 0 | 0 | 0 | 0 | 0 | 0 | 0 | 0 | 0 | 0 | 0 | 0 | 0 | 0 | 0 | 0 | 0 | 0 | 0 | 0 | 0 | 0 | 0 | 0 | 0 | 0 | 0 | 0 | 0 | 0 | 0 | 0 | 0 | 0 | 0 | 0 | 0 | 0 | 0 | 0 | 0 | 0 | 0 | 0 | 0 | 0 | 0 | 0 | 0 | 0 | 0 | 0 | 0 | 0 | 0 | 0 | 0 | 0 | 0 | 0 | 0 | 0 | 0 | 0 | 0 | 0 | 0 | 0 | 0 | 0 | 0 | 0 | 0 | 0 | 0 | 0 | 0 | 0 | 0 | 0 | 0 | 0 | 0 | 0 | 0 | 0 | 0 | 0 | 0 | 0 | 0 | 0 | 0 | 0 | 0 | 0 | 0 | 0 | 0 | 0 | 0 | 0 | 0 | 0 | 0 | 0 | 0 | 0 | 0 | 0 | 0 | 0 | 0 | 0 | 0 | 0 | 0 | 0 | 0 | 0 | 0 | 0 | 0 | 0 | 0 | 0 | 0 | 0 | 0 | 0 | 0 | 0 | 0 | 0 | 0 | 0 | 0 | 0 | 0 | 0 | 0 | 0 | 0 | 0 | 0 | 0 | 0 | 0 | 0 | 0 | 0 | 0 | 0 | 0 | 0 | 0 | 0 | 0 | 0 | 0 | 0 | 0 | 0 | 0 | 0 | 0 | 0 | 0 | 0 | 0 | 0 | 0 | 0 | 0 | 0 | 0 | 0 | 0 | 0 | 0 | 0 | 0 | 0 | 0 | 0 | 0 | 0 | 0 | 0 | 0 | 0 | 0 | 0 | 0 | 0 | 0 | 0 | 0 | 0 | 0 | 0 | 0 | 0 | 0 | 0 | 0 | 0 | 0 | 0 | 0 | 0 | 0 | 0 | 0 | 0 | 0 | 0 | 0 | 0 | 0 | 0 | 0 | 0 | 0 | 0 | 0 | 0 | 0 | 0 | 0 | 0 | 0 | 0 | 0 | 0 | 0 | 0 | 0 | 0 | 0 | 0 | 0 | 0 | 0 | 0 | 0 | 0 | 0 | 0 | 0 | 0 | 0 | 0 | 0 | 0 | 0 | 0 | 0 | 0 | 0 | 0 | 0 | 0 | 0 | 0 | 0 | 0 | 0 | 0 | 0 | 0 | 0 | 0 | 0 | 0 | 0 | 0 | 0 | 0 | 0 | 0 | 0 | 0 | 0 | 0 | 0 | 0 | 0 | 0 | 0 | 0 | 0 | 0 | 0 | 0 | 0 | 0 | 0 | 0 | 0 | 0 | 0 | 0 | 0 | 0 | 0 | 0 | 0 | 0 | 0 | 0 | 0 | 0 | 0 | 0 | 0 | 0 | 0 | 0 | 0 | 0 | 0 | 0 | 0 | 0 | 0 | 0 | 0 | 0 | 0 | 0 | 0 | 0 | 0 | 0 | 0 | 0 | 0 | 0 | 0 | 0 | 0 | 0 | 0 | 0 | 0 | 0 | 0 | 0 | 0 | 0 | 0 | 0 | 0 | 0 | 0 | 0 | 0 | 0 | 0 | 0 | 0 | 0 | 0 | 0 | 0 | 0 | 0 | 0 | 0 | 0 | 0 | 0 | 0 | 0 | 0 | 0 | 0 | 0 | 0 | 0 | 0 | 0 | 0 | 0 | 0 | 0 | 0 | 0 | 127.8285 | 127.8285 | 127.8285 | 127.8285 | 127.8285 | 127.8285 | 127.8285 | 127.8285 | 127.8285 | 127.8285 | 127.8285 | 127.8285 | 127.8285 | 127.8285 | 127.8285 | 127.8285 | 127.8285 | 127.8285 | 127.8285 | 127.8285 | 127.8285 | 127.8285 | 127.8285 | 127.8285 | 127.8285 | 127.8285 | 101.7022 | 101.7022 | 101.7022 | 101.7022 | 101.7022 | 101.7022 | 101.7022 | 101.7022 | 101.7022 | 101.7022 | 101.7022 | 101.7022 | 101.7022 | 101.7022 | 101.7022 | 101.7022 | 101.7022 | 101.7022 | 101.7022 | 101.7022 | 101.7022 | 101.7022 | 101.7022 | 101.7022 | 101.7022 | 101.7022
WA_Industrial_Wood and Lumber Products_New_Process_Natural Gas_Steam Trap Maintenance_A | WA | Industrial | Wood and Lumber Products | New | Process | Natural Gas | Steam Trap Maintenance | A | IM612 | Degrade performance | Cleaning and maintenance | 6 | 8.1272 | 0 | 0 | 5.08 | 0 | 0 | 0 | 2.5379 |  | sqft | 0% | 0% | Retrofit | RetroEven20 | 76.5% | TBD | 0.2% | 127.8285 |  | 101.7022 |  | 0 | IL TRM - 4.4.16 - CI-HVC-STRE-V07-210101 | IL TRM - 4.4.16 - CI-HVC-STRE-V07-210101 | IL TRM - 4.4.16 - CI-HVC-STRE-V07-210101 | Degrade performance | Degrade performance | Degrade performance | Degrade performance | Degrade performance | Degrade performance | Degrade performance | Degrade performance | Degrade performance | Degrade performance | Degrade performance | Degrade performance | Degrade performance | Degrade performance | Degrade performance | Degrade performance | Degrade performance | Degrade performance | Degrade performance | Degrade performance | Degrade performance | Degrade performance | Degrade performance | Degrade performance | Degrade performance | Degrade performance | Degrade performance | Degrade performance | Degrade performance | Degrade performance | Degrade performance | Cleaning and maintenance | Cleaning and maintenance | Cleaning and maintenance | Cleaning and maintenance | Cleaning and maintenance | Cleaning and maintenance | Cleaning and maintenance | Cleaning and maintenance | Cleaning and maintenance | Cleaning and maintenance | Cleaning and maintenance | Cleaning and maintenance | Cleaning and maintenance | Cleaning and maintenance | Cleaning and maintenance | Cleaning and maintenance | Cleaning and maintenance | Cleaning and maintenance | Cleaning and maintenance | Cleaning and maintenance | Cleaning and maintenance | Cleaning and maintenance | Cleaning and maintenance | Cleaning and maintenance | Cleaning and maintenance | Cleaning and maintenance | Cleaning and maintenance | Cleaning and maintenance | Cleaning and maintenance | Cleaning and maintenance | Cleaning and maintenance | 5.08 | 5.08 | 5.08 | 5.08 | 5.08 | 5.08 | 5.08 | 5.08 | 5.08 | 5.08 | 5.08 | 5.08 | 5.08 | 5.08 | 5.08 | 5.08 | 5.08 | 5.08 | 5.08 | 5.08 | 5.08 | 5.08 | 5.08 | 5.08 | 5.08 | 5.08 | 5.08 | 5.08 | 5.08 | 5.08 | 5.08 | 0 | 0 | 0 | 0 | 0 | 8.123 | 8.1196 | 8.1168 | 8.1145 | 8.1123 | 8.1105 | 8.1094 | 8.1088 | 8.1085 | 8.1084 | 8.1086 | 8.1089 | 8.1092 | 8.1096 | 8.1101 | 8.1109 | 8.1116 | 8.1123 | 8.1129 | 8.1134 | 8.114 | 8.1144 | 8.1149 | 8.1272 | 8.1272 | 8.1272 | 0 | 0 | 0 | 0 | 0 | 0 | 0 | 0 | 0 | 0 | 0 | 0 | 0 | 0 | 0 | 0 | 0 | 0 | 0 | 0 | 0 | 0 | 0 | 0 | 0 | 0 | 0 | 0 | 0 | 0 | 0 | 0 | 0 | 0 | 0 | 0 | 0 | 0 | 0 | 0 | 0 | 0 | 0 | 0 | 0 | 0 | 0 | 0 | 0 | 0 | 0 | 0 | 0 | 0 | 0 | 0 | 0 | 0 | 0 | 0 | 0 | 0 | 0 | 0 | 0 | 0 | 0 | 0 | 0 | 0 | 0 | 0 | 0 | 0 | 0 | 0 | 0 | 0 | 0 | 0 | 0 | 0 | 0 | 0 | 0 | 0 | 0 | 0 | 0 | 0 | 0 | 0 | 0 | 0 | 0 | 0 | 0 | 0 | 0 | 0 | 0 | 0 | 0 | 0 | 0 | 0 | 0 | 0 | 0 | 0 | 0 | 0 | 0 | 0 | 0 | 0 | 0 | 0 | 0 | 0 | 0 | 0 | 0 | 0 | 0 | 0 | 0 | 0 | 0 | 0 | 0 | 0 | 0 | 0 | 0 | 0 | 0 | 0 | 0 | 0 | 0 | 0 | 0 | 0 | 0 | 0 | 0 | 0 | 0 | 0 | 0 | 0 | 0 | 0 | 0 | 0 | 0 | 0 | 0 | 0 | 0 | 0 | 0 | 0 | 0 | 0 | 0 | 0 | 0 | 0 | 0 | 0 | 0 | 0 | 0 | 0 | 0 | 0 | 0 | 0 | 0 | 0 | 0 | 0 | 0 | 0 | 0 | 0 | 0 | 0 | 0 | 0 | 0 | 0 | 0 | 0 | 0 | 0 | 0 | 0 | 0 | 0 | 0 | 0 | 0 | 0 | 0 | 0 | 0 | 0 | 0 | 0 | 0 | 0 | 0 | 0 | 0 | 0 | 0 | 0 | 0 | 0 | 0 | 0 | 0 | 0 | 0 | 0 | 0 | 0 | 0 | 0 | 0 | 0 | 0 | 0 | 0 | 0 | 0 | 0 | 0 | 0 | 0 | 0 | 0 | 0 | 0 | 0 | 0 | 0 | 0 | 0 | 0 | 0 | 0 | 0 | 0 | 0 | 0 | 0 | 0 | 0 | 0 | 0 | 0 | 0 | 0 | 0 | 0 | 0 | 0 | 0 | 0 | 0 | 0 | 0 | 0 | 0 | 0 | 0 | 0 | 0 | 0 | 0 | 0 | 0 | 0 | 0 | 0 | 0 | 0 | 0 | 0 | 0 | 0 | 0 | 0 | 0 | 0 | 0 | 0 | 0 | 0 | 0 | 0 | 0 | 0 | 0 | 0 | 0 | 0 | 0 | 0 | 0 | 0 | 0 | 0 | 0 | 0 | 0 | 0 | 0 | 0 | 0 | 0 | 0 | 0 | 0 | 0 | 0 | 0 | 0 | 0 | 0 | 0 | 0 | 0 | 0 | 0 | 0 | 0 | 0 | 0 | 0 | 0 | 0 | 0 | 0 | 0 | 0 | 0 | 0 | 0 | 0 | 0 | 0 | 0 | 0 | 0 | 0 | 0 | 0 | 0 | 0 | 0 | 0 | 0 | 0 | 0 | 0 | 0 | 0 | 0 | 0 | 0 | 0 | 0 | 0 | 0 | 0 | 0 | 0 | 0 | 0 | 0 | 0 | 0 | 0 | 0 | 0 | 0 | 0 | 0 | 0 | 0 | 0 | 0 | 0 | 0 | 0 | 0 | 0 | 0 | 0 | 0 | 0 | 0 | 0 | 0 | 0 | 0 | 0 | 0 | 0 | 0 | 0 | 127.8285 | 127.8285 | 127.8285 | 127.8285 | 127.8285 | 127.8285 | 127.8285 | 127.8285 | 127.8285 | 127.8285 | 127.8285 | 127.8285 | 127.8285 | 127.8285 | 127.8285 | 127.8285 | 127.8285 | 127.8285 | 127.8285 | 127.8285 | 127.8285 | 127.8285 | 127.8285 | 127.8285 | 127.8285 | 127.8285 | 101.7022 | 101.7022 | 101.7022 | 101.7022 | 101.7022 | 101.7022 | 101.7022 | 101.7022 | 101.7022 | 101.7022 | 101.7022 | 101.7022 | 101.7022 | 101.7022 | 101.7022 | 101.7022 | 101.7022 | 101.7022 | 101.7022 | 101.7022 | 101.7022 | 101.7022 | 101.7022 | 101.7022 | 101.7022 | 101.7022
WA_Industrial_Wood and Lumber Products_New_Space Heating_Natural Gas_Gas Boiler - High Turndown_A | WA | Industrial | Wood and Lumber Products | New | Space Heating | Natural Gas | Gas Boiler - High Turndown | A | IM613 | No control | Turndown control installed | 15 | 1.1667 | 0 | 0 | 72.61 | 0 | 0 | 0 | 36.3056 |  | sqft | 35% | 50% | Retrofit | Retro12Med | 84.73% | TBD | 0.2% | 882.6608 |  | 671.1021 |  | 0 | MN TRM 3.1 - Boiler Modifications, Space Heating Only v4.0 | MN TRM 3.1 - Boiler Modifications, Space Heating Only v4.0 | MN TRM 3.1 - Boiler Modifications, Space Heating Only v4.0 | No control | No control | No control | No control | No control | No control | No control | No control | No control | No control | No control | No control | No control | No control | No control | No control | No control | No control | No control | No control | No control | No control | No control | No control | No control | No control | No control | No control | No control | No control | No control | Turndown control installed | Turndown control installed | Turndown control installed | Turndown control installed | Turndown control installed | Turndown control installed | Turndown control installed | Turndown control installed | Turndown control installed | Turndown control installed | Turndown control installed | Turndown control installed | Turndown control installed | Turndown control installed | Turndown control installed | Turndown control installed | Turndown control installed | Turndown control installed | Turndown control installed | Turndown control installed | Turndown control installed | Turndown control installed | Turndown control installed | Turndown control installed | Turndown control installed | Turndown control installed | Turndown control installed | Turndown control installed | Turndown control installed | Turndown control installed | Turndown control installed | 72.61 | 72.61 | 72.61 | 72.61 | 72.61 | 72.61 | 72.61 | 72.61 | 72.61 | 72.61 | 72.61 | 72.61 | 72.61 | 72.61 | 72.61 | 72.61 | 72.61 | 72.61 | 72.61 | 72.61 | 72.61 | 72.61 | 72.61 | 72.61 | 72.61 | 72.61 | 72.61 | 72.61 | 72.61 | 72.61 | 72.61 | 0 | 0 | 0 | 0 | 0 | 0 | 0 | 0 | 0 | 0 | 0 | 0 | 0 | 0 | 0 | 0 | 0 | 0 | 0 | 0 | 0 | 0 | 0 | 0 | 0 | 0 | 0 | 0 | 0 | 0 | 0 | 0 | 0 | 0 | 0 | 0 | 0 | 0 | 0 | 0 | 0 | 0 | 0 | 0 | 0 | 0 | 0 | 0 | 0 | 0 | 0 | 0 | 0 | 0 | 0 | 0 | 0 | 0 | 0 | 0 | 0 | 0 | 0 | 0 | 0 | 0 | 0 | 0 | 0 | 0 | 0 | 0 | 0 | 0 | 0 | 0 | 0 | 0 | 0 | 0 | 0 | 0 | 0 | 0 | 0 | 0 | 0 | 0 | 0 | 0 | 0 | 0 | 0 | 0 | 0 | 0 | 0 | 0 | 0 | 0 | 0 | 0 | 0 | 0 | 0 | 0 | 0 | 0 | 0 | 0 | 0 | 0 | 0 | 0 | 0 | 0 | 0 | 0 | 0 | 0 | 0 | 0 | 0 | 0 | 0 | 0 | 0 | 0 | 0 | 0 | 0 | 0 | 0 | 0 | 0 | 0 | 0 | 0 | 0 | 0 | 0 | 0 | 0 | 0 | 0 | 0 | 0 | 0 | 0 | 0 | 0 | 0 | 0 | 0 | 0 | 0 | 0 | 0 | 0 | 0 | 0 | 0 | 0 | 0 | 0 | 0 | 0 | 0 | 0 | 0 | 0 | 0 | 0 | 0 | 0 | 0 | 0 | 0 | 0 | 0 | 0 | 0 | 0 | 0 | 0 | 0 | 0 | 0 | 0 | 0 | 0 | 0 | 0 | 0 | 0 | 0 | 0 | 0 | 0 | 0 | 0 | 0 | 0 | 0 | 0 | 0 | 0 | 0 | 0 | 0 | 0 | 0 | 0 | 0 | 0 | 0 | 0 | 0 | 0 | 0 | 0 | 0 | 0 | 0 | 0 | 0 | 0 | 0 | 0 | 0 | 0 | 0 | 0 | 0 | 0 | 0 | 0 | 0 | 0 | 0 | 0 | 0 | 0 | 0 | 0 | 0 | 0 | 0 | 0 | 0 | 0 | 0 | 0 | 0 | 0 | 0 | 0 | 0 | 0 | 0 | 0 | 0 | 0 | 0 | 0 | 0 | 0 | 0 | 0 | 0 | 0 | 0 | 0 | 0 | 0 | 0 | 0 | 0 | 0 | 0 | 0 | 0 | 0 | 0 | 0 | 0 | 0 | 0 | 0 | 0 | 0 | 0 | 0 | 0 | 0 | 0 | 0 | 0 | 0 | 0 | 0 | 0 | 0 | 0 | 0 | 0 | 0 | 0 | 0 | 0 | 0 | 0 | 0 | 0 | 0 | 0 | 0 | 0 | 0 | 0 | 0 | 0 | 0 | 0 | 0 | 0 | 0 | 0 | 0 | 0 | 0 | 0 | 0 | 0 | 0 | 0 | 0 | 0 | 0 | 0 | 0 | 0 | 0 | 0 | 0 | 0 | 0 | 0 | 0 | 0 | 0 | 0 | 0 | 0 | 0 | 0 | 0 | 0 | 0 | 0 | 0 | 0 | 0 | 0 | 0 | 0 | 0 | 0 | 0 | 0 | 0 | 0 | 0 | 0 | 0 | 0 | 0 | 0 | 0 | 0 | 0 | 0 | 0 | 0 | 0 | 0 | 0 | 0 | 0 | 0 | 0 | 0 | 0 | 0 | 0 | 0 | 0 | 0 | 0 | 0 | 0 | 0 | 0 | 0 | 0 | 0 | 0 | 0 | 0 | 0 | 0 | 0 | 0 | 0 | 0 | 0 | 0 | 0 | 0 | 0 | 0 | 0 | 0 | 0 | 0 | 0 | 0 | 0 | 0 | 0 | 0 | 0 | 0 | 0 | 0 | 0 | 0 | 0 | 0 | 0 | 0 | 0 | 0 | 0 | 0 | 0 | 0 | 882.6608 | 882.6608 | 882.6608 | 882.6608 | 882.6608 | 882.6608 | 882.6608 | 882.6608 | 882.6608 | 882.6608 | 882.6608 | 882.6608 | 882.6608 | 882.6608 | 882.6608 | 882.6608 | 882.6608 | 882.6608 | 882.6608 | 882.6608 | 882.6608 | 882.6608 | 882.6608 | 882.6608 | 882.6608 | 882.6608 | 671.1021 | 671.1021 | 671.1021 | 671.1021 | 671.1021 | 671.1021 | 671.1021 | 671.1021 | 671.1021 | 671.1021 | 671.1021 | 671.1021 | 671.1021 | 671.1021 | 671.1021 | 671.1021 | 671.1021 | 671.1021 | 671.1021 | 671.1021 | 671.1021 | 671.1021 | 671.1021 | 671.1021 | 671.1021 | 671.1021
WA_Industrial_Wood and Lumber Products_New_Process_Natural Gas_Gas Boiler - High Turndown_A | WA | Industrial | Wood and Lumber Products | New | Process | Natural Gas | Gas Boiler - High Turndown | A | IM614 | No control | Turndown control installed | 15 | 8.6269 | 0 | 0 | 72.61 | 0 | 0 | 0 | 36.3056 |  | sqft | 35% | 50% | Retrofit | Retro12Med | 84.73% | TBD | 0.2% | 882.6608 |  | 671.1021 |  | 0.018629 | MN TRM 3.1 - Boiler Modifications, Space Heating Only v4.0 | MN TRM 3.1 - Boiler Modifications, Space Heating Only v4.0 | MN TRM 3.1 - Boiler Modifications, Space Heating Only v4.0 | No control | No control | No control | No control | No control | No control | No control | No control | No control | No control | No control | No control | No control | No control | No control | No control | No control | No control | No control | No control | No control | No control | No control | No control | No control | No control | No control | No control | No control | No control | No control | Turndown control installed | Turndown control installed | Turndown control installed | Turndown control installed | Turndown control installed | Turndown control installed | Turndown control installed | Turndown control installed | Turndown control installed | Turndown control installed | Turndown control installed | Turndown control installed | Turndown control installed | Turndown control installed | Turndown control installed | Turndown control installed | Turndown control installed | Turndown control installed | Turndown control installed | Turndown control installed | Turndown control installed | Turndown control installed | Turndown control installed | Turndown control installed | Turndown control installed | Turndown control installed | Turndown control installed | Turndown control installed | Turndown control installed | Turndown control installed | Turndown control installed | 72.61 | 72.61 | 72.61 | 72.61 | 72.61 | 72.61 | 72.61 | 72.61 | 72.61 | 72.61 | 72.61 | 72.61 | 72.61 | 72.61 | 72.61 | 72.61 | 72.61 | 72.61 | 72.61 | 72.61 | 72.61 | 72.61 | 72.61 | 72.61 | 72.61 | 72.61 | 72.61 | 72.61 | 72.61 | 72.61 | 72.61 | 0 | 0 | 0 | 0 | 0 | 8.6019 | 8.5807 | 8.5617 | 8.5443 | 8.5275 | 8.5165 | 8.5076 | 8.5003 | 8.4945 | 8.4899 | 8.4867 | 8.4846 | 8.4835 | 8.4829 | 8.4827 | 8.483 | 8.4838 | 8.4844 | 8.4847 | 8.4849 | 8.4902 | 8.4951 | 8.4997 | 8.6269 | 8.6269 | 8.6269 | 0.010048 | 0.011875 | 0.013695 | 0.015499 | 0.017298 | 0.017194 | 0.015039 | 0.013056 | 0.011263 | 0.0096555 | 0.0082431 | 0.007006 | 0.0059346 | 0.0050105 | 0.0042168 | 0.0099093 | 0.011741 | 0.013572 | 0.015391 | 0.017212 | 0.017141 | 0.015017 | 0.013055 | 0.011439 | 0.0098113 | 0.0083792 | 0.010048 | 0.021899 | 0.035545 | 0.050972 | 0.06817 | 0.085276 | 0.10023 | 0.1132 | 0.12438 | 0.13397 | 0.14216 | 0.14913 | 0.15505 | 0.16005 | 0.16426 | 0.16427 | 0.16428 | 0.16429 | 0.1643 | 0.1643 | 0.16441 | 0.1645 | 0.16459 | 0 | 0 | 0 | 1.1681 | 1.3839 | 1.5996 | 1.814 | 2.0285 | 2.0189 | 1.7677 | 1.5359 | 1.326 | 1.1373 | 0.97129 | 0.82573 | 0.69955 | 0.59065 | 0.49711 | 1.1681 | 1.3839 | 1.5996 | 1.814 | 2.0285 | 2.0189 | 1.7677 | 1.5359 | 1.326 | 1.1373 | 0.97129 | 1.1681 | 2.5521 | 4.1517 | 5.9657 | 7.9942 | 10.013 | 11.7807 | 13.3167 | 14.6426 | 15.7799 | 16.7512 | 17.5769 | 18.2765 | 18.8671 | 19.3643 | 19.3643 | 19.3643 | 19.3643 | 19.3643 | 19.3643 | 19.3643 | 19.3643 | 19.3643 | 19.3643 | 19.3643 | 19.3643 | 0.0085447 | 0.010102 | 0.011654 | 0.013193 | 0.014729 | 0.014643 | 0.01281 | 0.011122 | 0.009596 | 0.0082269 | 0.0070239 | 0.00597 | 0.0050571 | 0.0042697 | 0.0035934 | 0.0084442 | 0.010005 | 0.011565 | 0.013115 | 0.014666 | 0.014605 | 0.012794 | 0.011121 | 0.009723 | 0.0083396 | 0.0071223 | 0.0085447 | 0.018629 | 0.030248 | 0.043389 | 0.058046 | 0.072625 | 0.08537 | 0.09643 | 0.10597 | 0.11415 | 0.12114 | 0.12708 | 0.13212 | 0.13639 | 0.13998 | 0.13998 | 0.13999 | 0.14 | 0.14 | 0.14001 | 0.14008 | 0.14015 | 0.14021 | 0 | 0 | 0 | 0.99292 | 1.1763 | 1.3597 | 1.5419 | 1.7242 | 1.716 | 1.5026 | 1.3055 | 1.1271 | 0.9667 | 0.8256 | 0.70187 | 0.59462 | 0.50206 | 0.42255 | 0.99292 | 1.1763 | 1.3597 | 1.5419 | 1.7242 | 1.716 | 1.5026 | 1.3055 | 1.1271 | 0.9667 | 0.8256 | 0.99292 | 2.1693 | 3.5289 | 5.0708 | 6.795 | 8.5111 | 10.0136 | 11.3192 | 12.4462 | 13.4129 | 14.2385 | 14.9404 | 15.535 | 16.0371 | 16.4596 | 16.4596 | 16.4596 | 16.4596 | 16.4596 | 16.4596 | 16.4596 | 16.4596 | 16.4596 | 16.4596 | 16.4596 | 16.4596 | 0 | 0 | 0 | 0.013194 | 0.014729 | 0.01627 | 0.017792 | 0.01931 | 0.018743 | 0.016069 | 0.01372 | 0.011661 | 0.0098784 | 0.0083403 | 0.0070192 | 0.0058936 | 0.0049368 | 0.0041262 | 0.013116 | 0.014667 | 0.016228 | 0.01777 | 0.019308 | 0.01899 | 0.016288 | 0.013911 | 0 | 0 | 0 | 0.013194 | 0.027901 | 0.044141 | 0.061894 | 0.08116 | 0.099857 | 0.11588 | 0.12957 | 0.1412 | 0.15107 | 0.1594 | 0.16642 | 0.17231 | 0.17726 | 0.1814 | 0.1814 | 0.1814 | 0.18149 | 0.18158 | 0.18166 | 0 | 0 | 0 | 0 | 0 | 0 | 1.5419 | 1.7242 | 1.9067 | 2.0869 | 2.2666 | 2.2013 | 1.8881 | 1.6125 | 1.3708 | 1.1614 | 0.98058 | 0.82529 | 0.69293 | 0.58039 | 0.48507 | 1.5419 | 1.7242 | 1.9067 | 2.0869 | 2.2666 | 2.2013 | 1.8881 | 1.6125 | 0 | 0 | 0 | 1.5419 | 3.2661 | 5.1728 | 7.2597 | 9.5263 | 11.7276 | 13.6157 | 15.2281 | 16.599 | 17.7604 | 18.7409 | 19.5662 | 20.2591 | 20.8395 | 21.3246 | 21.3246 | 21.3246 | 21.3246 | 21.3246 | 21.3246 | 21.3246 | 21.3246 | 21.3246 | 0.0085447 | 0.010102 | 0.011654 | 0.013193 | 0.014729 | 0.014643 | 0.01281 | 0.011122 | 0.009596 | 0.0082269 | 0.0070239 | 0.00597 | 0.0050571 | 0.0042697 | 0.0035934 | 0.0084442 | 0.010005 | 0.011565 | 0.013115 | 0.014666 | 0.014605 | 0.012794 | 0.011121 | 0.009723 | 0.0083396 | 0.0071223 | 0.0085447 | 0.018629 | 0.030248 | 0.043389 | 0.058046 | 0.072625 | 0.08537 | 0.09643 | 0.10597 | 0.11415 | 0.12114 | 0.12708 | 0.13212 | 0.13639 | 0.13998 | 0.13998 | 0.13999 | 0.14 | 0.14 | 0.14001 | 0.14008 | 0.14015 | 0.14021 | 0 | 0 | 0 | 0.99292 | 1.1763 | 1.3597 | 1.5419 | 1.7242 | 1.716 | 1.5026 | 1.3055 | 1.1271 | 0.9667 | 0.8256 | 0.70187 | 0.59462 | 0.50206 | 0.42255 | 0.99292 | 1.1763 | 1.3597 | 1.5419 | 1.7242 | 1.716 | 1.5026 | 1.3055 | 1.1271 | 0.9667 | 0.8256 | 0.99292 | 2.1693 | 3.5289 | 5.0708 | 6.795 | 8.5111 | 10.0136 | 11.3192 | 12.4462 | 13.4129 | 14.2385 | 14.9404 | 15.535 | 16.0371 | 16.4596 | 16.4596 | 16.4596 | 16.4596 | 16.4596 | 16.4596 | 16.4596 | 16.4596 | 16.4596 | 16.4596 | 16.4596 | 16.4596 | 882.6608 | 882.6608 | 882.6608 | 882.6608 | 882.6608 | 882.6608 | 882.6608 | 882.6608 | 882.6608 | 882.6608 | 882.6608 | 882.6608 | 882.6608 | 882.6608 | 882.6608 | 882.6608 | 882.6608 | 882.6608 | 882.6608 | 882.6608 | 882.6608 | 882.6608 | 882.6608 | 882.6608 | 882.6608 | 882.6608 | 671.1021 | 671.1021 | 671.1021 | 671.1021 | 671.1021 | 671.1021 | 671.1021 | 671.1021 | 671.1021 | 671.1021 | 671.1021 | 671.1021 | 671.1021 | 671.1021 | 671.1021 | 671.1021 | 671.1021 | 671.1021 | 671.1021 | 671.1021 | 671.1021 | 671.1021 | 671.1021 | 671.1021 | 671.1021 | 671.1021
WA_Industrial_Wood and Lumber Products_New_Space Heating_Natural Gas_Gas Boiler - Burner Control Optimization_A | WA | Industrial | Wood and Lumber Products | New | Space Heating | Natural Gas | Gas Boiler - Burner Control Optimization | A | IM615 | Average performance | Optimized burner controls | 18 | 0.33835 | 0 | 0 | 24.4 | 0 | 0 | 0 | 12.1975 |  | sqft | 5% | 85% | Retrofit | Retro3Slow | 83.58% | TBD | 0.2% | 931.6843 |  | 690.9422 |  | 0 | IL TRM - 4.4.22 - CI-HVC-O2TC-V01-140601 | GBLR_O2TRM-Heating-MEMD-2018-1 | IL TRM - 4.4.22 - CI-HVC-O2TC-V01-140601 | Average performance | Average performance | Average performance | Average performance | Average performance | Average performance | Average performance | Average performance | Average performance | Average performance | Average performance | Average performance | Average performance | Average performance | Average performance | Average performance | Average performance | Average performance | Average performance | Average performance | Average performance | Average performance | Average performance | Average performance | Average performance | Average performance | Average performance | Average performance | Average performance | Average performance | Average performance | Optimized burner controls | Optimized burner controls | Optimized burner controls | Optimized burner controls | Optimized burner controls | Optimized burner controls | Optimized burner controls | Optimized burner controls | Optimized burner controls | Optimized burner controls | Optimized burner controls | Optimized burner controls | Optimized burner controls | Optimized burner controls | Optimized burner controls | Optimized burner controls | Optimized burner controls | Optimized burner controls | Optimized burner controls | Optimized burner controls | Optimized burner controls | Optimized burner controls | Optimized burner controls | Optimized burner controls | Optimized burner controls | Optimized burner controls | Optimized burner controls | Optimized burner controls | Optimized burner controls | Optimized burner controls | Optimized burner controls | 24.4 | 24.4 | 24.4 | 24.4 | 24.4 | 24.4 | 24.4 | 24.4 | 24.4 | 24.4 | 24.4 | 24.4 | 24.4 | 24.4 | 24.4 | 24.4 | 24.4 | 24.4 | 24.4 | 24.4 | 24.4 | 24.4 | 24.4 | 24.4 | 24.4 | 24.4 | 24.4 | 24.4 | 24.4 | 24.4 | 24.4 | 0 | 0 | 0 | 0 | 0 | 0 | 0 | 0 | 0 | 0 | 0 | 0 | 0 | 0 | 0 | 0 | 0 | 0 | 0 | 0 | 0 | 0 | 0 | 0 | 0 | 0 | 0 | 0 | 0 | 0 | 0 | 0 | 0 | 0 | 0 | 0 | 0 | 0 | 0 | 0 | 0 | 0 | 0 | 0 | 0 | 0 | 0 | 0 | 0 | 0 | 0 | 0 | 0 | 0 | 0 | 0 | 0 | 0 | 0 | 0 | 0 | 0 | 0 | 0 | 0 | 0 | 0 | 0 | 0 | 0 | 0 | 0 | 0 | 0 | 0 | 0 | 0 | 0 | 0 | 0 | 0 | 0 | 0 | 0 | 0 | 0 | 0 | 0 | 0 | 0 | 0 | 0 | 0 | 0 | 0 | 0 | 0 | 0 | 0 | 0 | 0 | 0 | 0 | 0 | 0 | 0 | 0 | 0 | 0 | 0 | 0 | 0 | 0 | 0 | 0 | 0 | 0 | 0 | 0 | 0 | 0 | 0 | 0 | 0 | 0 | 0 | 0 | 0 | 0 | 0 | 0 | 0 | 0 | 0 | 0 | 0 | 0 | 0 | 0 | 0 | 0 | 0 | 0 | 0 | 0 | 0 | 0 | 0 | 0 | 0 | 0 | 0 | 0 | 0 | 0 | 0 | 0 | 0 | 0 | 0 | 0 | 0 | 0 | 0 | 0 | 0 | 0 | 0 | 0 | 0 | 0 | 0 | 0 | 0 | 0 | 0 | 0 | 0 | 0 | 0 | 0 | 0 | 0 | 0 | 0 | 0 | 0 | 0 | 0 | 0 | 0 | 0 | 0 | 0 | 0 | 0 | 0 | 0 | 0 | 0 | 0 | 0 | 0 | 0 | 0 | 0 | 0 | 0 | 0 | 0 | 0 | 0 | 0 | 0 | 0 | 0 | 0 | 0 | 0 | 0 | 0 | 0 | 0 | 0 | 0 | 0 | 0 | 0 | 0 | 0 | 0 | 0 | 0 | 0 | 0 | 0 | 0 | 0 | 0 | 0 | 0 | 0 | 0 | 0 | 0 | 0 | 0 | 0 | 0 | 0 | 0 | 0 | 0 | 0 | 0 | 0 | 0 | 0 | 0 | 0 | 0 | 0 | 0 | 0 | 0 | 0 | 0 | 0 | 0 | 0 | 0 | 0 | 0 | 0 | 0 | 0 | 0 | 0 | 0 | 0 | 0 | 0 | 0 | 0 | 0 | 0 | 0 | 0 | 0 | 0 | 0 | 0 | 0 | 0 | 0 | 0 | 0 | 0 | 0 | 0 | 0 | 0 | 0 | 0 | 0 | 0 | 0 | 0 | 0 | 0 | 0 | 0 | 0 | 0 | 0 | 0 | 0 | 0 | 0 | 0 | 0 | 0 | 0 | 0 | 0 | 0 | 0 | 0 | 0 | 0 | 0 | 0 | 0 | 0 | 0 | 0 | 0 | 0 | 0 | 0 | 0 | 0 | 0 | 0 | 0 | 0 | 0 | 0 | 0 | 0 | 0 | 0 | 0 | 0 | 0 | 0 | 0 | 0 | 0 | 0 | 0 | 0 | 0 | 0 | 0 | 0 | 0 | 0 | 0 | 0 | 0 | 0 | 0 | 0 | 0 | 0 | 0 | 0 | 0 | 0 | 0 | 0 | 0 | 0 | 0 | 0 | 0 | 0 | 0 | 0 | 0 | 0 | 0 | 0 | 0 | 0 | 0 | 0 | 0 | 0 | 0 | 0 | 0 | 0 | 0 | 0 | 0 | 0 | 0 | 0 | 0 | 0 | 0 | 0 | 0 | 0 | 0 | 0 | 0 | 0 | 0 | 0 | 0 | 0 | 0 | 0 | 0 | 0 | 0 | 0 | 0 | 0 | 0 | 0 | 0 | 0 | 0 | 0 | 0 | 0 | 0 | 0 | 0 | 0 | 0 | 0 | 0 | 931.6843 | 931.6843 | 931.6843 | 931.6843 | 931.6843 | 931.6843 | 931.6843 | 931.6843 | 931.6843 | 931.6843 | 931.6843 | 931.6843 | 931.6843 | 931.6843 | 931.6843 | 931.6843 | 931.6843 | 931.6843 | 931.6843 | 931.6843 | 931.6843 | 931.6843 | 931.6843 | 931.6843 | 931.6843 | 931.6843 | 690.9422 | 690.9422 | 690.9422 | 690.9422 | 690.9422 | 690.9422 | 690.9422 | 690.9422 | 690.9422 | 690.9422 | 690.9422 | 690.9422 | 690.9422 | 690.9422 | 690.9422 | 690.9422 | 690.9422 | 690.9422 | 690.9422 | 690.9422 | 690.9422 | 690.9422 | 690.9422 | 690.9422 | 690.9422 | 690.9422
WA_Industrial_Wood and Lumber Products_New_Process_Natural Gas_Gas Boiler - Burner Control Optimization_A | WA | Industrial | Wood and Lumber Products | New | Process | Natural Gas | Gas Boiler - Burner Control Optimization | A | IM616 | Average performance | Optimized burner controls | 18 | 2.5018 | 0 | 0 | 24.4 | 0 | 0 | 0 | 12.1975 |  | sqft | 5% | 85% | Retrofit | Retro3Slow | 83.58% | TBD | 0.2% | 931.6843 |  | 690.9422 |  | 0.0019088 | IL TRM - 4.4.22 - CI-HVC-O2TC-V01-140601 | GBLR_O2TRM-Heating-MEMD-2018-1 | IL TRM - 4.4.22 - CI-HVC-O2TC-V01-140601 | Average performance | Average performance | Average performance | Average performance | Average performance | Average performance | Average performance | Average performance | Average performance | Average performance | Average performance | Average performance | Average performance | Average performance | Average performance | Average performance | Average performance | Average performance | Average performance | Average performance | Average performance | Average performance | Average performance | Average performance | Average performance | Average performance | Average performance | Average performance | Average performance | Average performance | Average performance | Optimized burner controls | Optimized burner controls | Optimized burner controls | Optimized burner controls | Optimized burner controls | Optimized burner controls | Optimized burner controls | Optimized burner controls | Optimized burner controls | Optimized burner controls | Optimized burner controls | Optimized burner controls | Optimized burner controls | Optimized burner controls | Optimized burner controls | Optimized burner controls | Optimized burner controls | Optimized burner controls | Optimized burner controls | Optimized burner controls | Optimized burner controls | Optimized burner controls | Optimized burner controls | Optimized burner controls | Optimized burner controls | Optimized burner controls | Optimized burner controls | Optimized burner controls | Optimized burner controls | Optimized burner controls | Optimized burner controls | 24.4 | 24.4 | 24.4 | 24.4 | 24.4 | 24.4 | 24.4 | 24.4 | 24.4 | 24.4 | 24.4 | 24.4 | 24.4 | 24.4 | 24.4 | 24.4 | 24.4 | 24.4 | 24.4 | 24.4 | 24.4 | 24.4 | 24.4 | 24.4 | 24.4 | 24.4 | 24.4 | 24.4 | 24.4 | 24.4 | 24.4 | 0 | 0 | 0 | 0 | 0 | 2.4941 | 2.4876 | 2.4818 | 2.4765 | 2.4713 | 2.4679 | 2.4652 | 2.463 | 2.4613 | 2.4599 | 2.459 | 2.4584 | 2.4581 | 2.458 | 2.458 | 2.4582 | 2.4585 | 2.4588 | 2.4589 | 2.459 | 2.4606 | 2.4621 | 2.4635 | 2.5018 | 2.5018 | 2.5018 | 0.00078592 | 0.0014598 | 0.0033667 | 0.006667 | 0.011573 | 0.017893 | 0.024897 | 0.031519 | 0.036603 | 0.039223 | 0.039066 | 0.036317 | 0.031668 | 0.025994 | 0.02015 | 0.014805 | 0.010335 | 0.0068716 | 0.0043614 | 0.0030735 | 0.003338 | 0.0066284 | 0.011537 | 0.018138 | 0.025266 | 0.032015 | 0.00078592 | 0.0022437 | 0.0056051 | 0.01226 | 0.023808 | 0.041668 | 0.066518 | 0.097977 | 0.13451 | 0.17366 | 0.21266 | 0.24893 | 0.28057 | 0.30655 | 0.3267 | 0.34153 | 0.35191 | 0.35881 | 0.36243 | 0.36407 | 0.36431 | 0.36453 | 0.36473 | 0 | 0 | 0 | 0.31511 | 0.58682 | 1.3565 | 2.6921 | 4.683 | 7.2501 | 10.0993 | 12.797 | 14.8716 | 15.9446 | 15.8869 | 14.7722 | 12.8829 | 10.5753 | 8.1979 | 6.0227 | 4.2038 | 2.7948 | 1.7737 | 1.2499 | 1.3565 | 2.6921 | 4.683 | 7.2501 | 10.0993 | 12.797 | 0.31511 | 0.90194 | 2.2585 | 4.9506 | 9.6336 | 16.8837 | 26.983 | 39.78 | 54.6517 | 70.5962 | 86.4831 | 101.2553 | 114.1382 | 124.7136 | 132.9114 | 138.9341 | 143.1379 | 145.9327 | 147.3913 | 148.0543 | 148.0543 | 148.0543 | 148.0543 | 148.0543 | 148.0543 | 148.0543 | 0.00066834 | 0.0012419 | 0.0028651 | 0.0056756 | 0.0098554 | 0.01524 | 0.021209 | 0.026854 | 0.031189 | 0.033424 | 0.033292 | 0.03095 | 0.026989 | 0.022154 | 0.017173 | 0.012617 | 0.0088079 | 0.0058561 | 0.0037168 | 0.0026193 | 0.0028444 | 0.0056477 | 0.0098288 | 0.015418 | 0.021476 | 0.027213 | 0.00066834 | 0.0019088 | 0.0047701 | 0.010437 | 0.020274 | 0.03549 | 0.056666 | 0.083477 | 0.11462 | 0.14799 | 0.18123 | 0.21215 | 0.23911 | 0.26126 | 0.27843 | 0.29107 | 0.29991 | 0.30579 | 0.30886 | 0.31026 | 0.31043 | 0.31059 | 0.31074 | 0 | 0 | 0 | 0.26784 | 0.4988 | 1.1531 | 2.2883 | 3.9806 | 6.1626 | 8.5844 | 10.8774 | 12.6409 | 13.5529 | 13.5038 | 12.5564 | 10.9505 | 8.989 | 6.9682 | 5.1193 | 3.5732 | 2.3755 | 1.5076 | 1.0624 | 1.1531 | 2.2883 | 3.9806 | 6.1626 | 8.5844 | 10.8774 | 0.26784 | 0.76664 | 1.9197 | 4.208 | 8.1886 | 14.3512 | 22.9356 | 33.813 | 46.4539 | 60.0068 | 73.5106 | 86.067 | 97.0175 | 106.0065 | 112.9747 | 118.094 | 121.6672 | 124.0428 | 125.2826 | 125.8462 | 125.8462 | 125.8462 | 125.8462 | 125.8462 | 125.8462 | 125.8462 | 0.00066844 | 0.0012422 | 0.0028662 | 0.0056775 | 0.0098584 | 0.015244 | 0.021214 | 0.026858 | 0.031192 | 0.033426 | 0.033294 | 0.030951 | 0.02699 | 0.022154 | 0.017173 | 0.012617 | 0.0088074 | 0.0058556 | 0.0037165 | 0.002619 | 0.0028441 | 0.005647 | 0.0098275 | 0.015418 | 0.021476 | 0.027213 | 0.00066844 | 0.0019093 | 0.0047719 | 0.01044 | 0.02028 | 0.0355 | 0.056678 | 0.08349 | 0.11463 | 0.148 | 0.18124 | 0.21215 | 0.23912 | 0.26126 | 0.27843 | 0.29106 | 0.29989 | 0.30576 | 0.30884 | 0.31023 | 0.3104 | 0.31056 | 0.3107 | 0 | 0 | 0 | 0.26784 | 0.4988 | 1.1531 | 2.2883 | 3.9806 | 6.1626 | 8.5844 | 10.8774 | 12.6409 | 13.5529 | 13.5038 | 12.5564 | 10.9505 | 8.989 | 6.9682 | 5.1193 | 3.5732 | 2.3755 | 1.5076 | 1.0624 | 1.1531 | 2.2883 | 3.9806 | 6.1626 | 8.5844 | 10.8774 | 0.26784 | 0.76664 | 1.9197 | 4.208 | 8.1886 | 14.3512 | 22.9356 | 33.813 | 46.4539 | 60.0068 | 73.5106 | 86.067 | 97.0175 | 106.0065 | 112.9747 | 118.094 | 121.6672 | 124.0428 | 125.2826 | 125.8462 | 125.8462 | 125.8462 | 125.8462 | 125.8462 | 125.8462 | 125.8462 | 0.00066834 | 0.0012419 | 0.0028651 | 0.0056756 | 0.0098554 | 0.01524 | 0.021209 | 0.026854 | 0.031189 | 0.033424 | 0.033292 | 0.03095 | 0.026989 | 0.022154 | 0.017173 | 0.012617 | 0.0088079 | 0.0058561 | 0.0037168 | 0.0026193 | 0.0028444 | 0.0056477 | 0.0098288 | 0.015418 | 0.021476 | 0.027213 | 0.00066834 | 0.0019088 | 0.0047701 | 0.010437 | 0.020274 | 0.03549 | 0.056666 | 0.083477 | 0.11462 | 0.14799 | 0.18123 | 0.21215 | 0.23911 | 0.26126 | 0.27843 | 0.29107 | 0.29991 | 0.30579 | 0.30886 | 0.31026 | 0.31043 | 0.31059 | 0.31074 | 0 | 0 | 0 | 0.26784 | 0.4988 | 1.1531 | 2.2883 | 3.9806 | 6.1626 | 8.5844 | 10.8774 | 12.6409 | 13.5529 | 13.5038 | 12.5564 | 10.9505 | 8.989 | 6.9682 | 5.1193 | 3.5732 | 2.3755 | 1.5076 | 1.0624 | 1.1531 | 2.2883 | 3.9806 | 6.1626 | 8.5844 | 10.8774 | 0.26784 | 0.76664 | 1.9197 | 4.208 | 8.1886 | 14.3512 | 22.9356 | 33.813 | 46.4539 | 60.0068 | 73.5106 | 86.067 | 97.0175 | 106.0065 | 112.9747 | 118.094 | 121.6672 | 124.0428 | 125.2826 | 125.8462 | 125.8462 | 125.8462 | 125.8462 | 125.8462 | 125.8462 | 125.8462 | 931.6843 | 931.6843 | 931.6843 | 931.6843 | 931.6843 | 931.6843 | 931.6843 | 931.6843 | 931.6843 | 931.6843 | 931.6843 | 931.6843 | 931.6843 | 931.6843 | 931.6843 | 931.6843 | 931.6843 | 931.6843 | 931.6843 | 931.6843 | 931.6843 | 931.6843 | 931.6843 | 931.6843 | 931.6843 | 931.6843 | 690.9422 | 690.9422 | 690.9422 | 690.9422 | 690.9422 | 690.9422 | 690.9422 | 690.9422 | 690.9422 | 690.9422 | 690.9422 | 690.9422 | 690.9422 | 690.9422 | 690.9422 | 690.9422 | 690.9422 | 690.9422 | 690.9422 | 690.9422 | 690.9422 | 690.9422 | 690.9422 | 690.9422 | 690.9422 | 690.9422
WA_Industrial_Wood and Lumber Products_New_Space Heating_Natural Gas_HVAC - Demand Controlled Ventilation_A | WA | Industrial | Wood and Lumber Products | New | Space Heating | Natural Gas | HVAC - Demand Controlled Ventilation | A | IM617 | Constant ventilation | DCV enabled | 6 | 0.041334 | 0 | 0 | 0.29 | 0.01 | 0 | 0 | 0.14435 |  | sqft | 55% | 75% | Retrofit | RetroEven20 | 76.5% | TBD | 0.2% | 0 |  | 0 |  | 0 | IL TRM v11 - 4.4.19 - Demand Controlled Ventilation - CI-HVC-DCV-V06-220101 | IL TRM v11 - 4.4.19 - Demand Controlled Ventilation - CI-HVC-DCV-V06-220101 | IL TRM v11 - 4.4.19 - Demand Controlled Ventilation - CI-HVC-DCV-V06-220101 | Constant ventilation | Constant ventilation | Constant ventilation | Constant ventilation | Constant ventilation | Constant ventilation | Constant ventilation | Constant ventilation | Constant ventilation | Constant ventilation | Constant ventilation | Constant ventilation | Constant ventilation | Constant ventilation | Constant ventilation | Constant ventilation | Constant ventilation | Constant ventilation | Constant ventilation | Constant ventilation | Constant ventilation | Constant ventilation | Constant ventilation | Constant ventilation | Constant ventilation | Constant ventilation | Constant ventilation | Constant ventilation | Constant ventilation | Constant ventilation | Constant ventilation | DCV enabled | DCV enabled | DCV enabled | DCV enabled | DCV enabled | DCV enabled | DCV enabled | DCV enabled | DCV enabled | DCV enabled | DCV enabled | DCV enabled | DCV enabled | DCV enabled | DCV enabled | DCV enabled | DCV enabled | DCV enabled | DCV enabled | DCV enabled | DCV enabled | DCV enabled | DCV enabled | DCV enabled | DCV enabled | DCV enabled | DCV enabled | DCV enabled | DCV enabled | DCV enabled | DCV enabled | 0.29 | 0.29 | 0.29 | 0.29 | 0.29 | 0.29 | 0.29 | 0.29 | 0.29 | 0.29 | 0.29 | 0.29 | 0.29 | 0.29 | 0.29 | 0.29 | 0.29 | 0.29 | 0.29 | 0.29 | 0.29 | 0.29 | 0.29 | 0.29 | 0.29 | 0.29 | 0.29 | 0.29 | 0.29 | 0.29 | 0.29 | 0 | 0 | 0 | 0 | 0 | 0 | 0 | 0 | 0 | 0 | 0 | 0 | 0 | 0 | 0 | 0 | 0 | 0 | 0 | 0 | 0 | 0 | 0 | 0 | 0 | 0 | 0 | 0 | 0 | 0 | 0 | 0 | 0 | 0 | 0 | 0 | 0 | 0 | 0 | 0 | 0 | 0 | 0 | 0 | 0 | 0 | 0 | 0 | 0 | 0 | 0 | 0 | 0 | 0 | 0 | 0 | 0 | 0 | 0 | 0 | 0 | 0 | 0 | 0 | 0 | 0 | 0 | 0 | 0 | 0 | 0 | 0 | 0 | 0 | 0 | 0 | 0 | 0 | 0 | 0 | 0 | 0 | 0 | 0 | 0 | 0 | 0 | 0 | 0 | 0 | 0 | 0 | 0 | 0 | 0 | 0 | 0 | 0 | 0 | 0 | 0 | 0 | 0 | 0 | 0 | 0 | 0 | 0 | 0 | 0 | 0 | 0 | 0 | 0 | 0 | 0 | 0 | 0 | 0 | 0 | 0 | 0 | 0 | 0 | 0 | 0 | 0 | 0 | 0 | 0 | 0 | 0 | 0 | 0 | 0 | 0 | 0 | 0 | 0 | 0 | 0 | 0 | 0 | 0 | 0 | 0 | 0 | 0 | 0 | 0 | 0 | 0 | 0 | 0 | 0 | 0 | 0 | 0 | 0 | 0 | 0 | 0 | 0 | 0 | 0 | 0 | 0 | 0 | 0 | 0 | 0 | 0 | 0 | 0 | 0 | 0 | 0 | 0 | 0 | 0 | 0 | 0 | 0 | 0 | 0 | 0 | 0 | 0 | 0 | 0 | 0 | 0 | 0 | 0 | 0 | 0 | 0 | 0 | 0 | 0 | 0 | 0 | 0 | 0 | 0 | 0 | 0 | 0 | 0 | 0 | 0 | 0 | 0 | 0 | 0 | 0 | 0 | 0 | 0 | 0 | 0 | 0 | 0 | 0 | 0 | 0 | 0 | 0 | 0 | 0 | 0 | 0 | 0 | 0 | 0 | 0 | 0 | 0 | 0 | 0 | 0 | 0 | 0 | 0 | 0 | 0 | 0 | 0 | 0 | 0 | 0 | 0 | 0 | 0 | 0 | 0 | 0 | 0 | 0 | 0 | 0 | 0 | 0 | 0 | 0 | 0 | 0 | 0 | 0 | 0 | 0 | 0 | 0 | 0 | 0 | 0 | 0 | 0 | 0 | 0 | 0 | 0 | 0 | 0 | 0 | 0 | 0 | 0 | 0 | 0 | 0 | 0 | 0 | 0 | 0 | 0 | 0 | 0 | 0 | 0 | 0 | 0 | 0 | 0 | 0 | 0 | 0 | 0 | 0 | 0 | 0 | 0 | 0 | 0 | 0 | 0 | 0 | 0 | 0 | 0 | 0 | 0 | 0 | 0 | 0 | 0 | 0 | 0 | 0 | 0 | 0 | 0 | 0 | 0 | 0 | 0 | 0 | 0 | 0 | 0 | 0 | 0 | 0 | 0 | 0 | 0 | 0 | 0 | 0 | 0 | 0 | 0 | 0 | 0 | 0 | 0 | 0 | 0 | 0 | 0 | 0 | 0 | 0 | 0 | 0 | 0 | 0 | 0 | 0 | 0 | 0 | 0 | 0 | 0 | 0 | 0 | 0 | 0 | 0 | 0 | 0 | 0 | 0 | 0 | 0 | 0 | 0 | 0 | 0 | 0 | 0 | 0 | 0 | 0 | 0 | 0 | 0 | 0 | 0 | 0 | 0 | 0 | 0 | 0 | 0 | 0 | 0 | 0 | 0 | 0 | 0 | 0 | 0 | 0 | 0 | 0 | 0 | 0 | 0 | 0 | 0 | 0 | 0 | 0 | 0 | 0 | 0 | 0 | 0 | 0 | 0 | 0 | 0 | 0 | 0 | 0 | 0 | 0 | 0 | 0 | 0 | 0 | 0 | 0 | 0 | 0 | 0 | 0 | 0 | 0 | 0 | 0 | 0 | 0 | 0 | 0 | 0 | 0 | 0 | 0 | 0 | 0 | 0 | 0 | 0 | 0 | 0 | 0 | 0 | 0 | 0 | 0 | 0 | 0 | 0 | 0 | 0 | 0 | 0 | 0 | 0 | 0 | 0 | 0 | 0 | 0 | 0 | 0 | 0 | 0 | 0 | 0 | 0 | 0 | 0 | 0 | 0 | 0 | 0
WA_Industrial_Wood and Lumber Products_New_Space Heating_Natural Gas_Gas Boiler - Stack Economizer_A | WA | Industrial | Wood and Lumber Products | New | Space Heating | Natural Gas | Gas Boiler - Stack Economizer | A | IM618 | None | Economizer installed | 15 | 0.85171 | 0 | 0 | 0.65 | 0 | 0 | 0 | 0.32605 |  | sqft | 15% | 55% | Retrofit | Retro12Med | 84.73% | TBD | 0.2% | 8.2308 |  | 6.258 |  | 0 | IL TRM - 4.4.28 - CI-HVC-BECO-V02-210101 | XCEL CO 2019-2020 DSM Plan | IL TRM - 4.4.28 - CI-HVC-BECO-V02-210101 | None | None | None | None | None | None | None | None | None | None | None | None | None | None | None | None | None | None | None | None | None | None | None | None | None | None | None | None | None | None | None | Economizer installed | Economizer installed | Economizer installed | Economizer installed | Economizer installed | Economizer installed | Economizer installed | Economizer installed | Economizer installed | Economizer installed | Economizer installed | Economizer installed | Economizer installed | Economizer installed | Economizer installed | Economizer installed | Economizer installed | Economizer installed | Economizer installed | Economizer installed | Economizer installed | Economizer installed | Economizer installed | Economizer installed | Economizer installed | Economizer installed | Economizer installed | Economizer installed | Economizer installed | Economizer installed | Economizer installed | 0.65 | 0.65 | 0.65 | 0.65 | 0.65 | 0.65 | 0.65 | 0.65 | 0.65 | 0.65 | 0.65 | 0.65 | 0.65 | 0.65 | 0.65 | 0.65 | 0.65 | 0.65 | 0.65 | 0.65 | 0.65 | 0.65 | 0.65 | 0.65 | 0.65 | 0.65 | 0.65 | 0.65 | 0.65 | 0.65 | 0.65 | 0 | 0 | 0 | 0 | 0 | 0 | 0 | 0 | 0 | 0 | 0 | 0 | 0 | 0 | 0 | 0 | 0 | 0 | 0 | 0 | 0 | 0 | 0 | 0 | 0 | 0 | 0 | 0 | 0 | 0 | 0 | 0 | 0 | 0 | 0 | 0 | 0 | 0 | 0 | 0 | 0 | 0 | 0 | 0 | 0 | 0 | 0 | 0 | 0 | 0 | 0 | 0 | 0 | 0 | 0 | 0 | 0 | 0 | 0 | 0 | 0 | 0 | 0 | 0 | 0 | 0 | 0 | 0 | 0 | 0 | 0 | 0 | 0 | 0 | 0 | 0 | 0 | 0 | 0 | 0 | 0 | 0 | 0 | 0 | 0 | 0 | 0 | 0 | 0 | 0 | 0 | 0 | 0 | 0 | 0 | 0 | 0 | 0 | 0 | 0 | 0 | 0 | 0 | 0 | 0 | 0 | 0 | 0 | 0 | 0 | 0 | 0 | 0 | 0 | 0 | 0 | 0 | 0 | 0 | 0 | 0 | 0 | 0 | 0 | 0 | 0 | 0 | 0 | 0 | 0 | 0 | 0 | 0 | 0 | 0 | 0 | 0 | 0 | 0 | 0 | 0 | 0 | 0 | 0 | 0 | 0 | 0 | 0 | 0 | 0 | 0 | 0 | 0 | 0 | 0 | 0 | 0 | 0 | 0 | 0 | 0 | 0 | 0 | 0 | 0 | 0 | 0 | 0 | 0 | 0 | 0 | 0 | 0 | 0 | 0 | 0 | 0 | 0 | 0 | 0 | 0 | 0 | 0 | 0 | 0 | 0 | 0 | 0 | 0 | 0 | 0 | 0 | 0 | 0 | 0 | 0 | 0 | 0 | 0 | 0 | 0 | 0 | 0 | 0 | 0 | 0 | 0 | 0 | 0 | 0 | 0 | 0 | 0 | 0 | 0 | 0 | 0 | 0 | 0 | 0 | 0 | 0 | 0 | 0 | 0 | 0 | 0 | 0 | 0 | 0 | 0 | 0 | 0 | 0 | 0 | 0 | 0 | 0 | 0 | 0 | 0 | 0 | 0 | 0 | 0 | 0 | 0 | 0 | 0 | 0 | 0 | 0 | 0 | 0 | 0 | 0 | 0 | 0 | 0 | 0 | 0 | 0 | 0 | 0 | 0 | 0 | 0 | 0 | 0 | 0 | 0 | 0 | 0 | 0 | 0 | 0 | 0 | 0 | 0 | 0 | 0 | 0 | 0 | 0 | 0 | 0 | 0 | 0 | 0 | 0 | 0 | 0 | 0 | 0 | 0 | 0 | 0 | 0 | 0 | 0 | 0 | 0 | 0 | 0 | 0 | 0 | 0 | 0 | 0 | 0 | 0 | 0 | 0 | 0 | 0 | 0 | 0 | 0 | 0 | 0 | 0 | 0 | 0 | 0 | 0 | 0 | 0 | 0 | 0 | 0 | 0 | 0 | 0 | 0 | 0 | 0 | 0 | 0 | 0 | 0 | 0 | 0 | 0 | 0 | 0 | 0 | 0 | 0 | 0 | 0 | 0 | 0 | 0 | 0 | 0 | 0 | 0 | 0 | 0 | 0 | 0 | 0 | 0 | 0 | 0 | 0 | 0 | 0 | 0 | 0 | 0 | 0 | 0 | 0 | 0 | 0 | 0 | 0 | 0 | 0 | 0 | 0 | 0 | 0 | 0 | 0 | 0 | 0 | 0 | 0 | 0 | 0 | 0 | 0 | 0 | 0 | 0 | 0 | 0 | 0 | 0 | 0 | 0 | 0 | 0 | 0 | 0 | 0 | 0 | 0 | 0 | 0 | 0 | 0 | 0 | 0 | 0 | 0 | 0 | 0 | 0 | 0 | 0 | 0 | 0 | 0 | 0 | 0 | 0 | 0 | 0 | 0 | 0 | 0 | 0 | 0 | 0 | 0 | 0 | 0 | 0 | 0 | 0 | 0 | 0 | 0 | 0 | 8.2308 | 8.2308 | 8.2308 | 8.2308 | 8.2308 | 8.2308 | 8.2308 | 8.2308 | 8.2308 | 8.2308 | 8.2308 | 8.2308 | 8.2308 | 8.2308 | 8.2308 | 8.2308 | 8.2308 | 8.2308 | 8.2308 | 8.2308 | 8.2308 | 8.2308 | 8.2308 | 8.2308 | 8.2308 | 8.2308 | 6.258 | 6.258 | 6.258 | 6.258 | 6.258 | 6.258 | 6.258 | 6.258 | 6.258 | 6.258 | 6.258 | 6.258 | 6.258 | 6.258 | 6.258 | 6.258 | 6.258 | 6.258 | 6.258 | 6.258 | 6.258 | 6.258 | 6.258 | 6.258 | 6.258 | 6.258
WA_Industrial_Wood and Lumber Products_New_Process_Natural Gas_Gas Boiler - Stack Economizer_A | WA | Industrial | Wood and Lumber Products | New | Process | Natural Gas | Gas Boiler - Stack Economizer | A | IM619 | None | Economizer installed | 15 | 8.2818 | 0 | 0 | 0.65 | 0 | 0 | 0 | 0.32605 |  | sqft | 15% | 55% | Retrofit | Retro12Med | 84.73% | TBD | 0.2% | 8.2308 |  | 6.258 |  | 0.047902 | IL TRM - 4.4.28 - CI-HVC-BECO-V02-210101 | XCEL CO 2019-2020 DSM Plan | IL TRM - 4.4.29 - CI-HVC-PECO-V01-150601 | None | None | None | None | None | None | None | None | None | None | None | None | None | None | None | None | None | None | None | None | None | None | None | None | None | None | None | None | None | None | None | Economizer installed | Economizer installed | Economizer installed | Economizer installed | Economizer installed | Economizer installed | Economizer installed | Economizer installed | Economizer installed | Economizer installed | Economizer installed | Economizer installed | Economizer installed | Economizer installed | Economizer installed | Economizer installed | Economizer installed | Economizer installed | Economizer installed | Economizer installed | Economizer installed | Economizer installed | Economizer installed | Economizer installed | Economizer installed | Economizer installed | Economizer installed | Economizer installed | Economizer installed | Economizer installed | Economizer installed | 0.65 | 0.65 | 0.65 | 0.65 | 0.65 | 0.65 | 0.65 | 0.65 | 0.65 | 0.65 | 0.65 | 0.65 | 0.65 | 0.65 | 0.65 | 0.65 | 0.65 | 0.65 | 0.65 | 0.65 | 0.65 | 0.65 | 0.65 | 0.65 | 0.65 | 0.65 | 0.65 | 0.65 | 0.65 | 0.65 | 0.65 | 0 | 0 | 0 | 0 | 0 | 8.2811 | 8.2807 | 8.2805 | 8.2807 | 8.2808 | 8.2809 | 8.281 | 8.281 | 8.2811 | 8.2811 | 8.2812 | 8.2812 | 8.2813 | 8.2813 | 8.2813 | 8.2813 | 8.2814 | 8.2814 | 8.2814 | 8.2814 | 8.2814 | 8.2814 | 8.2815 | 8.2818 | 8.2818 | 8.2818 | 0.025796 | 0.03056 | 0.035321 | 0.040056 | 0.044794 | 0.044582 | 0.039036 | 0.033918 | 0.029281 | 0.025115 | 0.021449 | 0.018235 | 0.015448 | 0.013044 | 0.010978 | 0.025797 | 0.030562 | 0.035325 | 0.04006 | 0.044797 | 0.044584 | 0.039038 | 0.033919 | 0.029283 | 0.025117 | 0.021451 | 0.025796 | 0.056355 | 0.091675 | 0.13173 | 0.17653 | 0.22111 | 0.26015 | 0.29407 | 0.32335 | 0.34847 | 0.36992 | 0.38816 | 0.40361 | 0.41665 | 0.42763 | 0.42763 | 0.42763 | 0.42763 | 0.42763 | 0.42764 | 0.42764 | 0.42764 | 0.42764 | 0 | 0 | 0 | 3.115 | 3.6905 | 4.2656 | 4.8373 | 5.4093 | 5.3837 | 4.7139 | 4.0958 | 3.5359 | 3.0328 | 2.5901 | 2.202 | 1.8655 | 1.5751 | 1.3256 | 3.115 | 3.6905 | 4.2656 | 4.8373 | 5.4093 | 5.3837 | 4.7139 | 4.0958 | 3.5359 | 3.0328 | 2.5901 | 3.115 | 6.8055 | 11.0711 | 15.9084 | 21.3177 | 26.7014 | 31.4153 | 35.5111 | 39.047 | 42.0798 | 44.6699 | 46.8718 | 48.7373 | 50.3124 | 51.638 | 51.638 | 51.638 | 51.638 | 51.638 | 51.638 | 51.638 | 51.638 | 51.638 | 51.638 | 51.638 | 51.638 | 0.021927 | 0.025976 | 0.030024 | 0.034049 | 0.038075 | 0.037895 | 0.033181 | 0.02883 | 0.024889 | 0.021348 | 0.018232 | 0.0155 | 0.013131 | 0.011087 | 0.0093314 | 0.021927 | 0.025978 | 0.030026 | 0.034051 | 0.038078 | 0.037897 | 0.033182 | 0.028832 | 0.024891 | 0.021349 | 0.018233 | 0.021927 | 0.047902 | 0.077925 | 0.11197 | 0.15005 | 0.18795 | 0.22113 | 0.24996 | 0.27485 | 0.2962 | 0.31444 | 0.32994 | 0.34307 | 0.35416 | 0.36349 | 0.36349 | 0.36349 | 0.36349 | 0.36349 | 0.36349 | 0.36349 | 0.36349 | 0.36349 | 0 | 0 | 0 | 2.6478 | 3.1369 | 3.6257 | 4.1117 | 4.5979 | 4.5761 | 4.0068 | 3.4814 | 3.0055 | 2.5779 | 2.2016 | 1.8717 | 1.5856 | 1.3388 | 1.1268 | 2.6478 | 3.1369 | 3.6257 | 4.1117 | 4.5979 | 4.5761 | 4.0068 | 3.4814 | 3.0055 | 2.5779 | 2.2016 | 2.6478 | 5.7847 | 9.4104 | 13.5221 | 18.1201 | 22.6962 | 26.703 | 30.1845 | 33.1899 | 35.7678 | 37.9694 | 39.8411 | 41.4267 | 42.7655 | 43.8923 | 43.8923 | 43.8923 | 43.8923 | 43.8923 | 43.8923 | 43.8923 | 43.8923 | 43.8923 | 43.8923 | 43.8923 | 43.8923 | 0.021927 | 0.025976 | 0.030024 | 0.034049 | 0.038075 | 0.037895 | 0.033181 | 0.02883 | 0.024889 | 0.021348 | 0.018232 | 0.0155 | 0.013131 | 0.011087 | 0.0093314 | 0.021927 | 0.025978 | 0.030026 | 0.034051 | 0.038078 | 0.037897 | 0.033182 | 0.028832 | 0.024891 | 0.021349 | 0.018233 | 0.021927 | 0.047902 | 0.077925 | 0.11197 | 0.15005 | 0.18795 | 0.22113 | 0.24996 | 0.27485 | 0.2962 | 0.31444 | 0.32994 | 0.34307 | 0.35416 | 0.36349 | 0.36349 | 0.36349 | 0.36349 | 0.36349 | 0.36349 | 0.36349 | 0.36349 | 0.36349 | 0 | 0 | 0 | 2.6478 | 3.1369 | 3.6257 | 4.1117 | 4.5979 | 4.5761 | 4.0068 | 3.4814 | 3.0055 | 2.5779 | 2.2016 | 1.8717 | 1.5856 | 1.3388 | 1.1268 | 2.6478 | 3.1369 | 3.6257 | 4.1117 | 4.5979 | 4.5761 | 4.0068 | 3.4814 | 3.0055 | 2.5779 | 2.2016 | 2.6478 | 5.7847 | 9.4104 | 13.5221 | 18.1201 | 22.6962 | 26.703 | 30.1845 | 33.1899 | 35.7678 | 37.9694 | 39.8411 | 41.4267 | 42.7655 | 43.8923 | 43.8923 | 43.8923 | 43.8923 | 43.8923 | 43.8923 | 43.8923 | 43.8923 | 43.8923 | 43.8923 | 43.8923 | 43.8923 | 0.021927 | 0.025976 | 0.030024 | 0.034049 | 0.038075 | 0.037895 | 0.033181 | 0.02883 | 0.024889 | 0.021348 | 0.018232 | 0.0155 | 0.013131 | 0.011087 | 0.0093314 | 0.021927 | 0.025978 | 0.030026 | 0.034051 | 0.038078 | 0.037897 | 0.033182 | 0.028832 | 0.024891 | 0.021349 | 0.018233 | 0.021927 | 0.047902 | 0.077925 | 0.11197 | 0.15005 | 0.18795 | 0.22113 | 0.24996 | 0.27485 | 0.2962 | 0.31444 | 0.32994 | 0.34307 | 0.35416 | 0.36349 | 0.36349 | 0.36349 | 0.36349 | 0.36349 | 0.36349 | 0.36349 | 0.36349 | 0.36349 | 0 | 0 | 0 | 2.6478 | 3.1369 | 3.6257 | 4.1117 | 4.5979 | 4.5761 | 4.0068 | 3.4814 | 3.0055 | 2.5779 | 2.2016 | 1.8717 | 1.5856 | 1.3388 | 1.1268 | 2.6478 | 3.1369 | 3.6257 | 4.1117 | 4.5979 | 4.5761 | 4.0068 | 3.4814 | 3.0055 | 2.5779 | 2.2016 | 2.6478 | 5.7847 | 9.4104 | 13.5221 | 18.1201 | 22.6962 | 26.703 | 30.1845 | 33.1899 | 35.7678 | 37.9694 | 39.8411 | 41.4267 | 42.7655 | 43.8923 | 43.8923 | 43.8923 | 43.8923 | 43.8923 | 43.8923 | 43.8923 | 43.8923 | 43.8923 | 43.8923 | 43.8923 | 43.8923 | 8.2308 | 8.2308 | 8.2308 | 8.2308 | 8.2308 | 8.2308 | 8.2308 | 8.2308 | 8.2308 | 8.2308 | 8.2308 | 8.2308 | 8.2308 | 8.2308 | 8.2308 | 8.2308 | 8.2308 | 8.2308 | 8.2308 | 8.2308 | 8.2308 | 8.2308 | 8.2308 | 8.2308 | 8.2308 | 8.2308 | 6.258 | 6.258 | 6.258 | 6.258 | 6.258 | 6.258 | 6.258 | 6.258 | 6.258 | 6.258 | 6.258 | 6.258 | 6.258 | 6.258 | 6.258 | 6.258 | 6.258 | 6.258 | 6.258 | 6.258 | 6.258 | 6.258 | 6.258 | 6.258 | 6.258 | 6.258
WA_Industrial_Wood and Lumber Products_New_Space Heating_Natural Gas_Gas Furnace Tube Inserts_A | WA | Industrial | Wood and Lumber Products | New | Space Heating | Natural Gas | Gas Furnace Tube Inserts | A | IM620 | None | Tube inserts installed | 5 | 0.077933 | 0 | 0 | 0.02 | 0 | 0 | 0 | 0.0086 |  | sqft | 0% | 0% | Retrofit | Retro3Slow | 83.58% | TBD | 0.2% | 0 |  | 0 |  | 0 | WI TRM - Radiant Tube Inserts, 2507 | WI TRM - Radiant Tube Inserts, 2507 | WI TRM - Radiant Tube Inserts, 2507 | None | None | None | None | None | None | None | None | None | None | None | None | None | None | None | None | None | None | None | None | None | None | None | None | None | None | None | None | None | None | None | Tube inserts installed | Tube inserts installed | Tube inserts installed | Tube inserts installed | Tube inserts installed | Tube inserts installed | Tube inserts installed | Tube inserts installed | Tube inserts installed | Tube inserts installed | Tube inserts installed | Tube inserts installed | Tube inserts installed | Tube inserts installed | Tube inserts installed | Tube inserts installed | Tube inserts installed | Tube inserts installed | Tube inserts installed | Tube inserts installed | Tube inserts installed | Tube inserts installed | Tube inserts installed | Tube inserts installed | Tube inserts installed | Tube inserts installed | Tube inserts installed | Tube inserts installed | Tube inserts installed | Tube inserts installed | Tube inserts installed | 0.02 | 0.02 | 0.02 | 0.02 | 0.02 | 0.02 | 0.02 | 0.02 | 0.02 | 0.02 | 0.02 | 0.02 | 0.02 | 0.02 | 0.02 | 0.02 | 0.02 | 0.02 | 0.02 | 0.02 | 0.02 | 0.02 | 0.02 | 0.02 | 0.02 | 0.02 | 0.02 | 0.02 | 0.02 | 0.02 | 0.02 | 0 | 0 | 0 | 0 | 0 | 0 | 0 | 0 | 0 | 0 | 0 | 0 | 0 | 0 | 0 | 0 | 0 | 0 | 0 | 0 | 0 | 0 | 0 | 0 | 0 | 0 | 0 | 0 | 0 | 0 | 0 | 0 | 0 | 0 | 0 | 0 | 0 | 0 | 0 | 0 | 0 | 0 | 0 | 0 | 0 | 0 | 0 | 0 | 0 | 0 | 0 | 0 | 0 | 0 | 0 | 0 | 0 | 0 | 0 | 0 | 0 | 0 | 0 | 0 | 0 | 0 | 0 | 0 | 0 | 0 | 0 | 0 | 0 | 0 | 0 | 0 | 0 | 0 | 0 | 0 | 0 | 0 | 0 | 0 | 0 | 0 | 0 | 0 | 0 | 0 | 0 | 0 | 0 | 0 | 0 | 0 | 0 | 0 | 0 | 0 | 0 | 0 | 0 | 0 | 0 | 0 | 0 | 0 | 0 | 0 | 0 | 0 | 0 | 0 | 0 | 0 | 0 | 0 | 0 | 0 | 0 | 0 | 0 | 0 | 0 | 0 | 0 | 0 | 0 | 0 | 0 | 0 | 0 | 0 | 0 | 0 | 0 | 0 | 0 | 0 | 0 | 0 | 0 | 0 | 0 | 0 | 0 | 0 | 0 | 0 | 0 | 0 | 0 | 0 | 0 | 0 | 0 | 0 | 0 | 0 | 0 | 0 | 0 | 0 | 0 | 0 | 0 | 0 | 0 | 0 | 0 | 0 | 0 | 0 | 0 | 0 | 0 | 0 | 0 | 0 | 0 | 0 | 0 | 0 | 0 | 0 | 0 | 0 | 0 | 0 | 0 | 0 | 0 | 0 | 0 | 0 | 0 | 0 | 0 | 0 | 0 | 0 | 0 | 0 | 0 | 0 | 0 | 0 | 0 | 0 | 0 | 0 | 0 | 0 | 0 | 0 | 0 | 0 | 0 | 0 | 0 | 0 | 0 | 0 | 0 | 0 | 0 | 0 | 0 | 0 | 0 | 0 | 0 | 0 | 0 | 0 | 0 | 0 | 0 | 0 | 0 | 0 | 0 | 0 | 0 | 0 | 0 | 0 | 0 | 0 | 0 | 0 | 0 | 0 | 0 | 0 | 0 | 0 | 0 | 0 | 0 | 0 | 0 | 0 | 0 | 0 | 0 | 0 | 0 | 0 | 0 | 0 | 0 | 0 | 0 | 0 | 0 | 0 | 0 | 0 | 0 | 0 | 0 | 0 | 0 | 0 | 0 | 0 | 0 | 0 | 0 | 0 | 0 | 0 | 0 | 0 | 0 | 0 | 0 | 0 | 0 | 0 | 0 | 0 | 0 | 0 | 0 | 0 | 0 | 0 | 0 | 0 | 0 | 0 | 0 | 0 | 0 | 0 | 0 | 0 | 0 | 0 | 0 | 0 | 0 | 0 | 0 | 0 | 0 | 0 | 0 | 0 | 0 | 0 | 0 | 0 | 0 | 0 | 0 | 0 | 0 | 0 | 0 | 0 | 0 | 0 | 0 | 0 | 0 | 0 | 0 | 0 | 0 | 0 | 0 | 0 | 0 | 0 | 0 | 0 | 0 | 0 | 0 | 0 | 0 | 0 | 0 | 0 | 0 | 0 | 0 | 0 | 0 | 0 | 0 | 0 | 0 | 0 | 0 | 0 | 0 | 0 | 0 | 0 | 0 | 0 | 0 | 0 | 0 | 0 | 0 | 0 | 0 | 0 | 0 | 0 | 0 | 0 | 0 | 0 | 0 | 0 | 0 | 0 | 0 | 0 | 0 | 0 | 0 | 0 | 0 | 0 | 0 | 0 | 0 | 0 | 0 | 0 | 0 | 0 | 0 | 0 | 0 | 0 | 0 | 0 | 0 | 0 | 0 | 0 | 0 | 0 | 0 | 0 | 0 | 0 | 0 | 0 | 0 | 0 | 0 | 0 | 0 | 0 | 0 | 0 | 0 | 0 | 0 | 0 | 0 | 0 | 0 | 0 | 0 | 0 | 0 | 0 | 0 | 0 | 0 | 0 | 0 | 0 | 0 | 0 | 0 | 0 | 0 | 0 | 0 | 0 | 0 | 0 | 0 | 0 | 0 | 0 | 0 | 0 | 0 | 0 | 0 | 0 | 0 | 0 | 0 | 0 | 0 | 0 | 0 | 0 | 0 | 0 | 0 | 0 | 0 | 0 | 0
WA_Industrial_Wood and Lumber Products_New_Space Heating_Natural Gas_Space Heating - Heat Recovery Ventilator_A | WA | Industrial | Wood and Lumber Products | New | Space Heating | Natural Gas | Space Heating - Heat Recovery Ventilator | A | IM621 | None | HRV installed | 15 | 0.012707 | 0 | 0 | 0.28 | 0 | 0 | 0 | 0.139 |  | sqft | 5% | 10% | Retrofit | RetroEven20 | 76.5% | TBD | 0.2% | 2487.9248 |  | 1891.6117 |  | 7.6566e-05 | IL TRM - 4.4.27 - CI-HVC-ERVE-V04-200101 | IL TRM - 4.4.27 - CI-HVC-ERVE-V04-200101 | IL TRM - 4.4.27 - CI-HVC-ERVE-V04-200101 | None | None | None | None | None | None | None | None | None | None | None | None | None | None | None | None | None | None | None | None | None | None | None | None | None | None | None | None | None | None | None | HRV installed | HRV installed | HRV installed | HRV installed | HRV installed | HRV installed | HRV installed | HRV installed | HRV installed | HRV installed | HRV installed | HRV installed | HRV installed | HRV installed | HRV installed | HRV installed | HRV installed | HRV installed | HRV installed | HRV installed | HRV installed | HRV installed | HRV installed | HRV installed | HRV installed | HRV installed | HRV installed | HRV installed | HRV installed | HRV installed | HRV installed | 0.28 | 0.28 | 0.28 | 0.28 | 0.28 | 0.28 | 0.28 | 0.28 | 0.28 | 0.28 | 0.28 | 0.28 | 0.28 | 0.28 | 0.28 | 0.28 | 0.28 | 0.28 | 0.28 | 0.28 | 0.28 | 0.28 | 0.28 | 0.28 | 0.28 | 0.28 | 0.28 | 0.28 | 0.28 | 0.28 | 0.28 | 0 | 0 | 0 | 0 | 0 | 0.012172 | 0.01181 | 0.011546 | 0.011344 | 0.011182 | 0.011051 | 0.010898 | 0.010735 | 0.010573 | 0.010415 | 0.010273 | 0.010146 | 0.010123 | 0.010044 | 0.0099864 | 0.0099457 | 0.0099126 | 0.0099009 | 0.0099007 | 0.0099075 | 0.0099177 | 0.009928 | 0.0099389 | 0 | 0 | 0 | 4.1023e-05 | 4.7158e-05 | 5.3285e-05 | 5.9369e-05 | 6.5447e-05 | 7.1525e-05 | 7.7194e-05 | 8.2589e-05 | 8.778e-05 | 9.2707e-05 | 9.7623e-05 | 0.00010246 | 0.00010826 | 0.00011336 | 0.00011857 | 0.00012394 | 0.00012933 | 0.00013495 | 0.00014071 | 0.00014654 | 6.4188e-05 | 7.0326e-05 | 7.6466e-05 | 0 | 0 | 0 | 4.1023e-05 | 8.6963e-05 | 0.0001383 | 0.00019525 | 0.00025792 | 0.00032642 | 0.00039907 | 0.00047571 | 0.00055632 | 0.00064071 | 0.00072962 | 0.00082304 | 0.00092944 | 0.0010355 | 0.0011481 | 0.0012339 | 0.0013195 | 0.0014072 | 0.0014961 | 0.0015857 | 0.0015873 | 0.001589 | 0.0015907 | 0 | 0 | 0 | 3.3703 | 3.9929 | 4.6152 | 5.2337 | 5.8527 | 6.4721 | 7.0836 | 7.6935 | 8.3022 | 8.9012 | 9.5024 | 10.098 | 10.6936 | 11.2862 | 11.8735 | 12.4616 | 13.0472 | 13.6305 | 14.2117 | 14.7909 | 6.4721 | 7.0836 | 7.6935 | 8.3022 | 8.9012 | 9.5024 | 3.3703 | 7.3632 | 11.9784 | 17.2122 | 23.0648 | 29.5369 | 36.6205 | 44.3141 | 52.6162 | 61.5174 | 71.0198 | 81.1178 | 91.8114 | 103.0976 | 114.9712 | 124.0624 | 133.1166 | 142.132 | 151.1099 | 160.0481 | 160.0481 | 160.0481 | 160.0481 | 160.0481 | 160.0481 | 160.0481 | 3.5633e-05 | 4.152e-05 | 4.7324e-05 | 5.3013e-05 | 5.8621e-05 | 6.4161e-05 | 6.9353e-05 | 7.4299e-05 | 7.9049e-05 | 8.3553e-05 | 8.8029e-05 | 9.2418e-05 | 9.6857e-05 | 0.00010083 | 0.00010496 | 0.00010926 | 0.00011367 | 0.00011834 | 0.00012312 | 0.00012799 | 5.5981e-05 | 6.1262e-05 | 6.6548e-05 | 0 | 0 | 0 | 3.5633e-05 | 7.6566e-05 | 0.00012283 | 0.00017434 | 0.00023102 | 0.00029282 | 0.00035854 | 0.00042796 | 0.00050099 | 0.00057745 | 0.00065792 | 0.0007424 | 0.00083158 | 0.00092111 | 0.0010163 | 0.0010878 | 0.0011597 | 0.001234 | 0.0013091 | 0.001385 | 0.0013844 | 0.0013841 | 0.0013844 | 0 | 0 | 0 | 2.8648 | 3.394 | 3.9229 | 4.4487 | 4.9748 | 5.5013 | 6.0211 | 6.5395 | 7.0569 | 7.566 | 8.0771 | 8.5833 | 9.0896 | 9.5933 | 10.0925 | 10.5923 | 11.0901 | 11.5859 | 12.0799 | 12.5723 | 5.5013 | 6.0211 | 6.5395 | 7.0569 | 7.566 | 8.0771 | 2.8648 | 6.2588 | 10.1816 | 14.6303 | 19.6051 | 25.1064 | 31.1275 | 37.667 | 44.7238 | 52.2898 | 60.3669 | 68.9502 | 78.0397 | 87.633 | 97.7255 | 105.453 | 113.1491 | 120.8122 | 128.4434 | 136.0409 | 136.0409 | 136.0409 | 136.0409 | 136.0409 | 136.0409 | 136.0409 | 0 | 0 | 0 | 0 | 0 | 0 | 0 | 0 | 0 | 0 | 0 | 0 | 0 | 0 | 0 | 0 | 0 | 0 | 0 | 0 | 0 | 0 | 0 | 0 | 0 | 0 | 0 | 0 | 0 | 0 | 0 | 0 | 0 | 0 | 0 | 0 | 0 | 0 | 0 | 0 | 0 | 0 | 0 | 0 | 0 | 0 | 0 | 0 | 0 | 0 | 0 | 0 | 0 | 0 | 0 | 0 | 0 | 0 | 0 | 0 | 0 | 0 | 0 | 0 | 0 | 0 | 0 | 0 | 0 | 0 | 0 | 0 | 0 | 0 | 0 | 0 | 0 | 0 | 0 | 0 | 0 | 0 | 0 | 0 | 0 | 0 | 0 | 0 | 0 | 0 | 0 | 0 | 0 | 0 | 0 | 0 | 0 | 0 | 0 | 0 | 0 | 0 | 0 | 0 | 0 | 0 | 0 | 0 | 0 | 0 | 0 | 0 | 0 | 0 | 0 | 0 | 0 | 0 | 0 | 0 | 0 | 0 | 0 | 0 | 0 | 0 | 0 | 0 | 0 | 0 | 0 | 0 | 0 | 0 | 0 | 0 | 0 | 0 | 0 | 0 | 0 | 0 | 0 | 0 | 0 | 0 | 0 | 0 | 0 | 0 | 0 | 0 | 0 | 0 | 0 | 0 | 0 | 0 | 0 | 0 | 0 | 0 | 0 | 0 | 0 | 0 | 0 | 0 | 0 | 0 | 0 | 0 | 0 | 0 | 0 | 0 | 0 | 0 | 0 | 0 | 0 | 0 | 0 | 0 | 0 | 0 | 0 | 0 | 0 | 0 | 0 | 0 | 0 | 0 | 0 | 0 | 0 | 0 | 0 | 0 | 0 | 0 | 0 | 0 | 0 | 0 | 0 | 0 | 2355.083 | 2385.9065 | 2408.918 | 2426.6685 | 2440.8591 | 2452.4661 | 2466.1852 | 2480.7518 | 2495.2875 | 2509.5065 | 2520.7931 | 2529.7575 | 2536.9287 | 2548.3739 | 2556.8434 | 2563.0002 | 2567.8406 | 2567.8406 | 2567.8406 | 2567.8406 | 2567.8406 | 2567.8406 | 2567.8406 | 0 | 0 | 0 | 1790.6098 | 1814.0455 | 1831.5415 | 1845.0375 | 1855.8269 | 1864.6519 | 1875.0827 | 1886.1579 | 1897.2097 | 1908.0207 | 1916.6021 | 1923.4179 | 1928.8702 | 1937.5722 | 1944.0117 | 1948.6928 | 1952.3731 | 1952.3731 | 1952.3731 | 1952.3731 | 1952.3731 | 1952.3731 | 1952.3731 | 0 | 0 | 0
WA_Industrial_Wood and Lumber Products_New_Space Heating_Natural Gas_Thermostat - Programmable_A | WA | Industrial | Wood and Lumber Products | New | Space Heating | Natural Gas | Thermostat - Programmable | A | IM622 | Manual control | Programmable thermostat installed | 11 | 0.0063128 | 0 | 0 | 0.17 | 0.01 | 0 | 0 | 0.0859 |  | sqft | 25% | 40% | Retrofit | RetroEven20 | 76.5% | TBD | 0.2% | 4632.5491 |  | 2886.2281 |  | 0.00011407 | IL TRM - 4.4.48 - CI-HVC-THST-V02-210101 | IL TRM - 4.4.48 - CI-HVC-THST-V02-210101 | BEST | Manual control | Manual control | Manual control | Manual control | Manual control | Manual control | Manual control | Manual control | Manual control | Manual control | Manual control | Manual control | Manual control | Manual control | Manual control | Manual control | Manual control | Manual control | Manual control | Manual control | Manual control | Manual control | Manual control | Manual control | Manual control | Manual control | Manual control | Manual control | Manual control | Manual control | Manual control | Programmable thermostat installed | Programmable thermostat installed | Programmable thermostat installed | Programmable thermostat installed | Programmable thermostat installed | Programmable thermostat installed | Programmable thermostat installed | Programmable thermostat installed | Programmable thermostat installed | Programmable thermostat installed | Programmable thermostat installed | Programmable thermostat installed | Programmable thermostat installed | Programmable thermostat installed | Programmable thermostat installed | Programmable thermostat installed | Programmable thermostat installed | Programmable thermostat installed | Programmable thermostat installed | Programmable thermostat installed | Programmable thermostat installed | Programmable thermostat installed | Programmable thermostat installed | Programmable thermostat installed | Programmable thermostat installed | Programmable thermostat installed | Programmable thermostat installed | Programmable thermostat installed | Programmable thermostat installed | Programmable thermostat installed | Programmable thermostat installed | 0.17 | 0.17 | 0.17 | 0.17 | 0.17 | 0.17 | 0.17 | 0.17 | 0.17 | 0.17 | 0.17 | 0.17 | 0.17 | 0.17 | 0.17 | 0.17 | 0.17 | 0.17 | 0.17 | 0.17 | 0.17 | 0.17 | 0.17 | 0.17 | 0.17 | 0.17 | 0.17 | 0.17 | 0.17 | 0.17 | 0.17 | 0 | 0 | 0 | 0 | 0 | 0.0060455 | 0.0058648 | 0.0057324 | 0.0056311 | 0.0055503 | 0.005485 | 0.0054084 | 0.0053275 | 0.005247 | 0.0051684 | 0.0050979 | 0.0050346 | 0.0050231 | 0.0049835 | 0.0049548 | 0.0049345 | 0.004918 | 0.0049121 | 0.004912 | 0.0049153 | 0.0049206 | 0.0049259 | 0.0049316 | 0 | 0 | 0 | 6.1126e-05 | 7.0253e-05 | 7.9368e-05 | 8.8416e-05 | 9.7453e-05 | 0.0001065 | 0.00011493 | 0.00012296 | 0.00013068 | 0.00013801 | 0.00014533 | 0.00015252 | 0.00016114 | 0.00016874 | 0.00017649 | 0.00018448 | 0.0001925 | 0.00020086 | 0.00020942 | 0.0002181 | 0.0001314 | 0.00014042 | 0.0001494 | 0 | 0 | 0 | 6.1126e-05 | 0.00012955 | 0.00020599 | 0.00029077 | 0.00038405 | 0.00048603 | 0.00059418 | 0.00070825 | 0.00082823 | 0.00095384 | 0.0010862 | 0.0011743 | 0.0012726 | 0.0013623 | 0.0014531 | 0.001545 | 0.0016369 | 0.0017314 | 0.0018274 | 0.0019243 | 0.0019264 | 0.0019284 | 0.0019307 | 0 | 0 | 0 | 10.111 | 11.9787 | 13.8455 | 15.7012 | 17.558 | 19.4163 | 21.2509 | 23.0806 | 24.9065 | 26.7035 | 28.5073 | 30.2939 | 32.0808 | 33.8586 | 35.6206 | 37.3847 | 39.1415 | 40.8914 | 42.635 | 44.3727 | 26.7035 | 28.5073 | 30.2939 | 32.0808 | 33.8586 | 35.6206 | 10.111 | 22.0897 | 35.9352 | 51.6365 | 69.1944 | 88.6107 | 109.8616 | 132.9422 | 157.8487 | 184.5522 | 213.0595 | 233.2425 | 253.3445 | 273.3576 | 293.277 | 313.1038 | 332.829 | 352.4695 | 372.0239 | 391.49 | 391.49 | 391.49 | 391.49 | 391.49 | 391.49 | 391.49 | 5.3095e-05 | 6.1858e-05 | 7.0495e-05 | 7.8958e-05 | 8.73e-05 | 9.5547e-05 | 0.00010327 | 0.00011064 | 0.00011771 | 0.00012441 | 0.00013107 | 0.0001376 | 0.0001442 | 0.00015012 | 0.00015625 | 0.00016266 | 0.00016922 | 0.00017617 | 0.00018329 | 0.00019054 | 0.00011462 | 0.00012235 | 0.00013004 | 0 | 0 | 0 | 5.3095e-05 | 0.00011407 | 0.00018297 | 0.00025967 | 0.00034404 | 0.00043605 | 0.0005339 | 0.00063725 | 0.00074597 | 0.00085979 | 0.00097958 | 0.0010594 | 0.0011388 | 0.001212 | 0.0012865 | 0.0013623 | 0.0014389 | 0.0015185 | 0.0015993 | 0.0016811 | 0.0016804 | 0.0016802 | 0.0016806 | 0 | 0 | 0 | 8.5943 | 10.1819 | 11.7687 | 13.346 | 14.9243 | 16.5038 | 18.0633 | 19.6185 | 21.1706 | 22.698 | 24.2312 | 25.7498 | 27.2687 | 28.7798 | 30.2775 | 31.777 | 33.2703 | 34.7577 | 36.2398 | 37.7168 | 22.698 | 24.2312 | 25.7498 | 27.2687 | 28.7798 | 30.2775 | 8.5943 | 18.7763 | 30.5449 | 43.891 | 58.8153 | 75.3191 | 93.3824 | 113.0009 | 134.1714 | 156.8694 | 181.1006 | 198.2561 | 215.3428 | 232.354 | 249.2855 | 266.1382 | 282.9046 | 299.5991 | 316.2203 | 332.7665 | 332.7665 | 332.7665 | 332.7665 | 332.7665 | 332.7665 | 332.7665 | 0 | 0 | 0 | 0 | 0 | 0 | 0 | 0 | 0 | 0 | 0 | 0 | 0 | 0 | 0 | 0 | 0 | 0 | 0 | 0 | 0 | 0 | 0 | 0 | 0 | 0 | 0 | 0 | 0 | 0 | 0 | 0 | 0 | 0 | 0 | 0 | 0 | 0 | 0 | 0 | 0 | 0 | 0 | 0 | 0 | 0 | 0 | 0 | 0 | 0 | 0 | 0 | 0 | 0 | 0 | 0 | 0 | 0 | 0 | 0 | 0 | 0 | 0 | 0 | 0 | 0 | 0 | 0 | 0 | 0 | 0 | 0 | 0 | 0 | 0 | 0 | 0 | 0 | 0 | 0 | 0 | 0 | 0 | 0 | 0 | 0 | 0 | 0 | 0 | 0 | 0 | 0 | 0 | 0 | 0 | 0 | 0 | 0 | 0 | 0 | 0 | 0 | 0 | 0 | 0 | 0 | 0 | 0 | 0 | 0 | 0 | 0 | 0 | 0 | 0 | 0 | 0 | 0 | 0 | 0 | 0 | 0 | 0 | 0 | 0 | 0 | 0 | 0 | 0 | 0 | 0 | 0 | 0 | 0 | 0 | 0 | 0 | 0 | 0 | 0 | 0 | 0 | 0 | 0 | 0 | 0 | 0 | 0 | 0 | 0 | 0 | 0 | 0 | 0 | 0 | 0 | 0 | 0 | 0 | 0 | 0 | 0 | 0 | 0 | 0 | 0 | 0 | 0 | 0 | 0 | 0 | 0 | 0 | 0 | 0 | 0 | 0 | 0 | 0 | 0 | 0 | 0 | 0 | 0 | 0 | 0 | 0 | 0 | 0 | 0 | 0 | 0 | 0 | 0 | 0 | 0 | 0 | 0 | 0 | 0 | 0 | 0 | 0 | 0 | 0 | 0 | 0 | 0 | 4385.1958 | 4442.5897 | 4485.4375 | 4518.4891 | 4544.9122 | 4566.5246 | 4592.0697 | 4619.1928 | 4646.2585 | 4672.7346 | 4693.7504 | 4710.4422 | 4723.7951 | 4745.1062 | 4760.8765 | 4772.3405 | 4781.3534 | 4781.3534 | 4781.3534 | 4781.3534 | 4781.3534 | 4781.3534 | 4781.3534 | 0 | 0 | 0 | 2732.119 | 2767.8773 | 2794.5728 | 2815.1651 | 2831.6275 | 2845.0927 | 2861.0081 | 2877.9067 | 2894.7695 | 2911.2649 | 2924.3585 | 2934.758 | 2943.0773 | 2956.3548 | 2966.1802 | 2973.3226 | 2978.938 | 2978.938 | 2978.938 | 2978.938 | 2978.938 | 2978.938 | 2978.938 | 0 | 0 | 0
WA_Industrial_Wood and Lumber Products_New_Space Heating_Natural Gas_ENERGY STAR Connected Thermostat_A | WA | Industrial | Wood and Lumber Products | New | Space Heating | Natural Gas | ENERGY STAR Connected Thermostat | A | IM623 | Manual control | Wi-Fi/interactive thermostat installed | 5 | 0.01486 | 0 | 0 | 0.39 | 0.01 | 0 | 0 | 0.1927 |  | sqft | 5% | 20% | Retrofit | RetroEven20 | 76.5% | TBD | 0.2% | 6790.6546 |  | 5388.4928 |  | 0.0002686 | ComConnectedThermostats_v1_1 | ComConnectedThermostats_v1_1 | ComConnectedThermostats_v1_1 | Manual control | Manual control | Manual control | Manual control | Manual control | Manual control | Manual control | Manual control | Manual control | Manual control | Manual control | Manual control | Manual control | Manual control | Manual control | Manual control | Manual control | Manual control | Manual control | Manual control | Manual control | Manual control | Manual control | Manual control | Manual control | Manual control | Manual control | Manual control | Manual control | Manual control | Manual control | Wi-Fi/interactive thermostat installed | Wi-Fi/interactive thermostat installed | Wi-Fi/interactive thermostat installed | Wi-Fi/interactive thermostat installed | Wi-Fi/interactive thermostat installed | Wi-Fi/interactive thermostat installed | Wi-Fi/interactive thermostat installed | Wi-Fi/interactive thermostat installed | Wi-Fi/interactive thermostat installed | Wi-Fi/interactive thermostat installed | Wi-Fi/interactive thermostat installed | Wi-Fi/interactive thermostat installed | Wi-Fi/interactive thermostat installed | Wi-Fi/interactive thermostat installed | Wi-Fi/interactive thermostat installed | Wi-Fi/interactive thermostat installed | Wi-Fi/interactive thermostat installed | Wi-Fi/interactive thermostat installed | Wi-Fi/interactive thermostat installed | Wi-Fi/interactive thermostat installed | Wi-Fi/interactive thermostat installed | Wi-Fi/interactive thermostat installed | Wi-Fi/interactive thermostat installed | Wi-Fi/interactive thermostat installed | Wi-Fi/interactive thermostat installed | Wi-Fi/interactive thermostat installed | Wi-Fi/interactive thermostat installed | Wi-Fi/interactive thermostat installed | Wi-Fi/interactive thermostat installed | Wi-Fi/interactive thermostat installed | Wi-Fi/interactive thermostat installed | 0.39 | 0.39 | 0.39 | 0.39 | 0.39 | 0.39 | 0.39 | 0.39 | 0.39 | 0.39 | 0.39 | 0.39 | 0.39 | 0.39 | 0.39 | 0.39 | 0.39 | 0.39 | 0.39 | 0.39 | 0.39 | 0.39 | 0.39 | 0.39 | 0.39 | 0.39 | 0.39 | 0.39 | 0.39 | 0.39 | 0.39 | 0 | 0 | 0 | 0 | 0 | 0.014234 | 0.01381 | 0.0135 | 0.013263 | 0.013075 | 0.012921 | 0.012741 | 0.01255 | 0.012361 | 0.012176 | 0.01201 | 0.011861 | 0.011834 | 0.011741 | 0.011673 | 0.011625 | 0.011586 | 0.011573 | 0.011572 | 0.01158 | 0.011592 | 0.011604 | 0.011617 | 0 | 0 | 0 | 0.00014392 | 0.00016543 | 0.00018692 | 0.00020825 | 0.00022956 | 0.00025088 | 0.00027075 | 0.00028967 | 0.00030786 | 0.00032514 | 0.00034237 | 0.00035931 | 0.00037963 | 0.00039752 | 0.00041579 | 0.0004346 | 0.00045351 | 0.00047322 | 0.00049338 | 0.00051383 | 0.00043337 | 0.00045421 | 0.00047505 | 0 | 0 | 0 | 0.00014392 | 0.00030507 | 0.00048514 | 0.00068488 | 0.00090469 | 0.0010143 | 0.0011183 | 0.0012175 | 0.0013129 | 0.0014046 | 0.0014946 | 0.0015833 | 0.0016862 | 0.001778 | 0.0018719 | 0.0019674 | 0.0020634 | 0.0021629 | 0.0022644 | 0.0023672 | 0.0023697 | 0.0023722 | 0.0023749 | 0 | 0 | 0 | 10.111 | 11.9787 | 13.8455 | 15.7012 | 17.558 | 19.4163 | 21.2509 | 23.0806 | 24.9065 | 26.7035 | 28.5073 | 30.2939 | 32.0808 | 33.8586 | 35.6206 | 37.3847 | 39.1415 | 40.8914 | 42.635 | 44.3727 | 37.3847 | 39.1415 | 40.8914 | 42.635 | 44.3727 | 37.3847 | 10.111 | 22.0897 | 35.9352 | 51.6365 | 69.1944 | 78.4997 | 87.7719 | 97.007 | 106.2123 | 115.3578 | 124.4489 | 133.4919 | 142.492 | 151.4441 | 160.3612 | 169.2386 | 178.0862 | 186.8969 | 195.6732 | 204.4253 | 204.4253 | 204.4253 | 204.4253 | 204.4253 | 204.4253 | 204.4253 | 0.00012501 | 0.00014566 | 0.00016601 | 0.00018596 | 0.00020563 | 0.00022506 | 0.00024326 | 0.0002606 | 0.00027726 | 0.00029304 | 0.00030874 | 0.00032412 | 0.00033968 | 0.00035362 | 0.00036807 | 0.00038317 | 0.00039861 | 0.00041498 | 0.00043176 | 0.00044884 | 0.00037799 | 0.0003957 | 0.00041347 | 0 | 0 | 0 | 0.00012501 | 0.0002686 | 0.00043087 | 0.00061157 | 0.00081036 | 0.0009099 | 0.0010047 | 0.0010953 | 0.0011823 | 0.0012659 | 0.0013478 | 0.0014283 | 0.0015088 | 0.0015817 | 0.001657 | 0.0017346 | 0.0018136 | 0.0018967 | 0.0019815 | 0.0020678 | 0.0020669 | 0.0020666 | 0.002067 | 0 | 0 | 0 | 8.5943 | 10.1819 | 11.7687 | 13.346 | 14.9243 | 16.5038 | 18.0633 | 19.6185 | 21.1706 | 22.698 | 24.2312 | 25.7498 | 27.2687 | 28.7798 | 30.2775 | 31.777 | 33.2703 | 34.7577 | 36.2398 | 37.7168 | 31.777 | 33.2703 | 34.7577 | 36.2398 | 37.7168 | 31.777 | 8.5943 | 18.7763 | 30.5449 | 43.891 | 58.8153 | 66.7247 | 74.6061 | 82.4559 | 90.2804 | 98.0541 | 105.7815 | 113.4681 | 121.1182 | 128.7275 | 136.3071 | 143.8528 | 151.3733 | 158.8623 | 166.3223 | 173.7615 | 173.7615 | 173.7615 | 173.7615 | 173.7615 | 173.7615 | 173.7615 | 0 | 0 | 0 | 0 | 0 | 0 | 0 | 0 | 0 | 0 | 0 | 0 | 0 | 0 | 0 | 0 | 0 | 0 | 0 | 0 | 0 | 0 | 0 | 0 | 0 | 0 | 0 | 0 | 0 | 0 | 0 | 0 | 0 | 0 | 0 | 0 | 0 | 0 | 0 | 0 | 0 | 0 | 0 | 0 | 0 | 0 | 0 | 0 | 0 | 0 | 0 | 0 | 0 | 0 | 0 | 0 | 0 | 0 | 0 | 0 | 0 | 0 | 0 | 0 | 0 | 0 | 0 | 0 | 0 | 0 | 0 | 0 | 0 | 0 | 0 | 0 | 0 | 0 | 0 | 0 | 0 | 0 | 0 | 0 | 0 | 0 | 0 | 0 | 0 | 0 | 0 | 0 | 0 | 0 | 0 | 0 | 0 | 0 | 0 | 0 | 0 | 0 | 0 | 0 | 0 | 0 | 0 | 0 | 0 | 0 | 0 | 0 | 0 | 0 | 0 | 0 | 0 | 0 | 0 | 0 | 0 | 0 | 0 | 0 | 0 | 0 | 0 | 0 | 0 | 0 | 0 | 0 | 0 | 0 | 0 | 0 | 0 | 0 | 0 | 0 | 0 | 0 | 0 | 0 | 0 | 0 | 0 | 0 | 0 | 0 | 0 | 0 | 0 | 0 | 0 | 0 | 0 | 0 | 0 | 0 | 0 | 0 | 0 | 0 | 0 | 0 | 0 | 0 | 0 | 0 | 0 | 0 | 0 | 0 | 0 | 0 | 0 | 0 | 0 | 0 | 0 | 0 | 0 | 0 | 0 | 0 | 0 | 0 | 0 | 0 | 0 | 0 | 0 | 0 | 0 | 0 | 0 | 0 | 0 | 0 | 0 | 0 | 0 | 0 | 0 | 0 | 0 | 0 | 6428.0701 | 6512.2014 | 6575.01 | 6623.459 | 6662.1915 | 6693.8722 | 6731.3176 | 6771.0763 | 6810.7507 | 6849.5608 | 6880.3669 | 6904.8348 | 6924.4082 | 6955.6472 | 6978.7642 | 6995.5688 | 7008.7805 | 7008.7805 | 7008.7805 | 7008.7805 | 7008.7805 | 7008.7805 | 7008.7805 | 0 | 0 | 0 | 5100.7762 | 5167.5357 | 5217.3754 | 5255.8205 | 5286.5553 | 5311.6944 | 5341.408 | 5372.9571 | 5404.4394 | 5435.2358 | 5459.681 | 5479.0966 | 5494.6284 | 5519.4171 | 5537.7608 | 5551.0955 | 5561.5792 | 5561.5792 | 5561.5792 | 5561.5792 | 5561.5792 | 5561.5792 | 5561.5792 | 0 | 0 | 0
WA_Industrial_Wood and Lumber Products_New_Space Heating_Natural Gas_Destratification Fans (HVLS)_A | WA | Industrial | Wood and Lumber Products | New | Space Heating | Natural Gas | Destratification Fans (HVLS) | A | IM624 | None/Standard ventilation | Fans installed | 10 | 0.01486 | 0 | 0 | 0.6 | 0.01 | 0 | 0 | 0.2991 |  | sqft | 15% | 75% | Retrofit | RetroEven20 | 76.5% | TBD | 0.2% | 6593.3661 |  | 4653.9208 |  | 0.001074 | IL TRM - 4.4.34 - CI-HVC-DSFN-V05-210101 | IL TRM - 4.4.34 - CI-HVC-DSFN-V05-210101 | IL TRM - 4.4.34 - CI-HVC-DSFN-V05-210101 | None/Standard ventilation | None/Standard ventilation | None/Standard ventilation | None/Standard ventilation | None/Standard ventilation | None/Standard ventilation | None/Standard ventilation | None/Standard ventilation | None/Standard ventilation | None/Standard ventilation | None/Standard ventilation | None/Standard ventilation | None/Standard ventilation | None/Standard ventilation | None/Standard ventilation | None/Standard ventilation | None/Standard ventilation | None/Standard ventilation | None/Standard ventilation | None/Standard ventilation | None/Standard ventilation | None/Standard ventilation | None/Standard ventilation | None/Standard ventilation | None/Standard ventilation | None/Standard ventilation | None/Standard ventilation | None/Standard ventilation | None/Standard ventilation | None/Standard ventilation | None/Standard ventilation | Fans installed | Fans installed | Fans installed | Fans installed | Fans installed | Fans installed | Fans installed | Fans installed | Fans installed | Fans installed | Fans installed | Fans installed | Fans installed | Fans installed | Fans installed | Fans installed | Fans installed | Fans installed | Fans installed | Fans installed | Fans installed | Fans installed | Fans installed | Fans installed | Fans installed | Fans installed | Fans installed | Fans installed | Fans installed | Fans installed | Fans installed | 0.6 | 0.6 | 0.6 | 0.6 | 0.6 | 0.6 | 0.6 | 0.6 | 0.6 | 0.6 | 0.6 | 0.6 | 0.6 | 0.6 | 0.6 | 0.6 | 0.6 | 0.6 | 0.6 | 0.6 | 0.6 | 0.6 | 0.6 | 0.6 | 0.6 | 0.6 | 0.6 | 0.6 | 0.6 | 0.6 | 0.6 | 0 | 0 | 0 | 0 | 0 | 0.01423 | 0.013804 | 0.013492 | 0.013253 | 0.013062 | 0.012907 | 0.012727 | 0.012536 | 0.012346 | 0.01216 | 0.011994 | 0.011845 | 0.011817 | 0.011724 | 0.011657 | 0.011609 | 0.01157 | 0.011556 | 0.011555 | 0.011563 | 0.011576 | 0.011589 | 0.011602 | 0 | 0 | 0 | 0.00057552 | 0.00066142 | 0.00074719 | 0.00083233 | 0.00091735 | 0.0010025 | 0.0010818 | 0.0011573 | 0.0012299 | 0.0012989 | 0.0013677 | 0.0014353 | 0.0015165 | 0.0015879 | 0.0016608 | 0.001736 | 0.0018114 | 0.0018901 | 0.0019707 | 0.0020523 | 0.00132 | 0.0014043 | 0.0014888 | 0 | 0 | 0 | 0.00057552 | 0.0012197 | 0.0019393 | 0.0027373 | 0.0036152 | 0.004575 | 0.0055927 | 0.0066661 | 0.007795 | 0.0089768 | 0.0097366 | 0.010483 | 0.011321 | 0.012083 | 0.012856 | 0.013637 | 0.014419 | 0.015225 | 0.016044 | 0.016872 | 0.016891 | 0.016909 | 0.016929 | 0 | 0 | 0 | 40.4439 | 47.915 | 55.382 | 62.8049 | 70.2319 | 77.665 | 85.0037 | 92.3224 | 99.6262 | 106.814 | 114.0292 | 121.1757 | 128.3231 | 135.4345 | 142.4825 | 149.5388 | 156.5659 | 163.5657 | 170.54 | 177.4907 | 114.0292 | 121.1757 | 128.3231 | 135.4345 | 142.4825 | 149.5388 | 40.4439 | 88.3589 | 143.7409 | 206.5458 | 276.7777 | 354.4427 | 439.4464 | 531.7688 | 631.395 | 738.2089 | 811.7943 | 885.055 | 957.9961 | 1030.6257 | 1102.8762 | 1174.75 | 1246.3122 | 1317.5556 | 1388.4695 | 1459.1461 | 1459.1461 | 1459.1461 | 1459.1461 | 1459.1461 | 1459.1461 | 1459.1461 | 0.00049992 | 0.00058239 | 0.00066368 | 0.00074332 | 0.00082182 | 0.00089942 | 0.00097212 | 0.0010414 | 0.0011079 | 0.0011709 | 0.0012336 | 0.001295 | 0.0013572 | 0.0014128 | 0.0014705 | 0.0015308 | 0.0015925 | 0.0016579 | 0.0017249 | 0.0017931 | 0.0011515 | 0.0012236 | 0.0012961 | 0 | 0 | 0 | 0.00049992 | 0.001074 | 0.0017225 | 0.0024446 | 0.0032387 | 0.0041047 | 0.0050256 | 0.0059982 | 0.0070213 | 0.0080923 | 0.0087819 | 0.0094586 | 0.010132 | 0.010751 | 0.011382 | 0.012026 | 0.012677 | 0.013355 | 0.014043 | 0.014741 | 0.014735 | 0.014734 | 0.014737 | 0 | 0 | 0 | 34.3773 | 40.7277 | 47.0747 | 53.3842 | 59.6971 | 66.0153 | 72.2532 | 78.474 | 84.6822 | 90.7919 | 96.9249 | 102.9993 | 109.0746 | 115.1193 | 121.1101 | 127.108 | 133.081 | 139.0309 | 144.959 | 150.8671 | 96.9249 | 102.9993 | 109.0746 | 115.1193 | 121.1101 | 127.108 | 34.3773 | 75.1051 | 122.1797 | 175.5639 | 235.261 | 301.2763 | 373.5295 | 452.0035 | 536.6857 | 627.4776 | 690.0251 | 752.2967 | 814.2967 | 876.0318 | 937.4448 | 998.5375 | 1059.3654 | 1119.9223 | 1180.199 | 1240.2742 | 1240.2742 | 1240.2742 | 1240.2742 | 1240.2742 | 1240.2742 | 1240.2742 | 0 | 0 | 0 | 0 | 0 | 0 | 0 | 0 | 0 | 0 | 0 | 0 | 0 | 0 | 0 | 0 | 0 | 0 | 0 | 0 | 0 | 0 | 0 | 0 | 0 | 0 | 0 | 0 | 0 | 0 | 0 | 0 | 0 | 0 | 0 | 0 | 0 | 0 | 0 | 0 | 0 | 0 | 0 | 0 | 0 | 0 | 0 | 0 | 0 | 0 | 0 | 0 | 0 | 0 | 0 | 0 | 0 | 0 | 0 | 0 | 0 | 0 | 0 | 0 | 0 | 0 | 0 | 0 | 0 | 0 | 0 | 0 | 0 | 0 | 0 | 0 | 0 | 0 | 0 | 0 | 0 | 0 | 0 | 0 | 0 | 0 | 0 | 0 | 0 | 0 | 0 | 0 | 0 | 0 | 0 | 0 | 0 | 0 | 0 | 0 | 0 | 0 | 0 | 0 | 0 | 0 | 0 | 0 | 0 | 0 | 0 | 0 | 0 | 0 | 0 | 0 | 0 | 0 | 0 | 0 | 0 | 0 | 0 | 0 | 0 | 0 | 0 | 0 | 0 | 0 | 0 | 0 | 0 | 0 | 0 | 0 | 0 | 0 | 0 | 0 | 0 | 0 | 0 | 0 | 0 | 0 | 0 | 0 | 0 | 0 | 0 | 0 | 0 | 0 | 0 | 0 | 0 | 0 | 0 | 0 | 0 | 0 | 0 | 0 | 0 | 0 | 0 | 0 | 0 | 0 | 0 | 0 | 0 | 0 | 0 | 0 | 0 | 0 | 0 | 0 | 0 | 0 | 0 | 0 | 0 | 0 | 0 | 0 | 0 | 0 | 0 | 0 | 0 | 0 | 0 | 0 | 0 | 0 | 0 | 0 | 0 | 0 | 0 | 0 | 0 | 0 | 0 | 0 | 6241.3158 | 6323.0028 | 6383.9866 | 6431.0281 | 6468.6352 | 6499.3955 | 6535.7531 | 6574.3566 | 6612.8784 | 6650.5609 | 6680.4721 | 6704.2291 | 6723.2338 | 6753.5652 | 6776.0106 | 6792.327 | 6805.1548 | 6805.1548 | 6805.1548 | 6805.1548 | 6805.1548 | 6805.1548 | 6805.1548 | 0 | 0 | 0 | 4405.4265 | 4463.0851 | 4506.1305 | 4539.3347 | 4565.8797 | 4587.5918 | 4613.2547 | 4640.503 | 4667.6935 | 4694.2917 | 4715.4045 | 4732.1733 | 4745.5878 | 4766.9972 | 4782.8403 | 4794.3571 | 4803.4116 | 4803.4116 | 4803.4116 | 4803.4116 | 4803.4116 | 4803.4116 | 4803.4116 | 0 | 0 | 0
WA_Industrial_Wood and Lumber Products_New_Space Heating_Natural Gas_Gas Boiler - Insulate Steam Lines/Condensate Tank_A | WA | Industrial | Wood and Lumber Products | New | Space Heating | Natural Gas | Gas Boiler - Insulate Steam Lines/Condensate Tank | A | IM625 | No insulation | Lines and condenstate tank insulated | 20 | 9.266 | 0 | 0 | 290.13 | 0 | 0 | 0 | 145.0668 |  | sqft | 30% | 35% | Retrofit | RetroEven20 | 76.5% | TBD | 0.2% | 385.0991 |  | 281.5112 |  | 0 | PGE Workpaper - SWWH017-01 | PGE Workpaper - SWWH017-01 | PGE Workpaper - SWWH017-01 | No insulation | No insulation | No insulation | No insulation | No insulation | No insulation | No insulation | No insulation | No insulation | No insulation | No insulation | No insulation | No insulation | No insulation | No insulation | No insulation | No insulation | No insulation | No insulation | No insulation | No insulation | No insulation | No insulation | No insulation | No insulation | No insulation | No insulation | No insulation | No insulation | No insulation | No insulation | Lines and condenstate tank insulated | Lines and condenstate tank insulated | Lines and condenstate tank insulated | Lines and condenstate tank insulated | Lines and condenstate tank insulated | Lines and condenstate tank insulated | Lines and condenstate tank insulated | Lines and condenstate tank insulated | Lines and condenstate tank insulated | Lines and condenstate tank insulated | Lines and condenstate tank insulated | Lines and condenstate tank insulated | Lines and condenstate tank insulated | Lines and condenstate tank insulated | Lines and condenstate tank insulated | Lines and condenstate tank insulated | Lines and condenstate tank insulated | Lines and condenstate tank insulated | Lines and condenstate tank insulated | Lines and condenstate tank insulated | Lines and condenstate tank insulated | Lines and condenstate tank insulated | Lines and condenstate tank insulated | Lines and condenstate tank insulated | Lines and condenstate tank insulated | Lines and condenstate tank insulated | Lines and condenstate tank insulated | Lines and condenstate tank insulated | Lines and condenstate tank insulated | Lines and condenstate tank insulated | Lines and condenstate tank insulated | 290.13 | 290.13 | 290.13 | 290.13 | 290.13 | 290.13 | 290.13 | 290.13 | 290.13 | 290.13 | 290.13 | 290.13 | 290.13 | 290.13 | 290.13 | 290.13 | 290.13 | 290.13 | 290.13 | 290.13 | 290.13 | 290.13 | 290.13 | 290.13 | 290.13 | 290.13 | 290.13 | 290.13 | 290.13 | 290.13 | 290.13 | 0 | 0 | 0 | 0 | 0 | 0 | 0 | 0 | 0 | 0 | 0 | 0 | 0 | 0 | 0 | 0 | 0 | 0 | 0 | 0 | 0 | 0 | 0 | 0 | 0 | 0 | 0 | 0 | 0 | 0 | 0 | 0 | 0 | 0 | 0 | 0 | 0 | 0 | 0 | 0 | 0 | 0 | 0 | 0 | 0 | 0 | 0 | 0 | 0 | 0 | 0 | 0 | 0 | 0 | 0 | 0 | 0 | 0 | 0 | 0 | 0 | 0 | 0 | 0 | 0 | 0 | 0 | 0 | 0 | 0 | 0 | 0 | 0 | 0 | 0 | 0 | 0 | 0 | 0 | 0 | 0 | 0 | 0 | 0 | 0 | 0 | 0 | 0 | 0 | 0 | 0 | 0 | 0 | 0 | 0 | 0 | 0 | 0 | 0 | 0 | 0 | 0 | 0 | 0 | 0 | 0 | 0 | 0 | 0 | 0 | 0 | 0 | 0 | 0 | 0 | 0 | 0 | 0 | 0 | 0 | 0 | 0 | 0 | 0 | 0 | 0 | 0 | 0 | 0 | 0 | 0 | 0 | 0 | 0 | 0 | 0 | 0 | 0 | 0 | 0 | 0 | 0 | 0 | 0 | 0 | 0 | 0 | 0 | 0 | 0 | 0 | 0 | 0 | 0 | 0 | 0 | 0 | 0 | 0 | 0 | 0 | 0 | 0 | 0 | 0 | 0 | 0 | 0 | 0 | 0 | 0 | 0 | 0 | 0 | 0 | 0 | 0 | 0 | 0 | 0 | 0 | 0 | 0 | 0 | 0 | 0 | 0 | 0 | 0 | 0 | 0 | 0 | 0 | 0 | 0 | 0 | 0 | 0 | 0 | 0 | 0 | 0 | 0 | 0 | 0 | 0 | 0 | 0 | 0 | 0 | 0 | 0 | 0 | 0 | 0 | 0 | 0 | 0 | 0 | 0 | 0 | 0 | 0 | 0 | 0 | 0 | 0 | 0 | 0 | 0 | 0 | 0 | 0 | 0 | 0 | 0 | 0 | 0 | 0 | 0 | 0 | 0 | 0 | 0 | 0 | 0 | 0 | 0 | 0 | 0 | 0 | 0 | 0 | 0 | 0 | 0 | 0 | 0 | 0 | 0 | 0 | 0 | 0 | 0 | 0 | 0 | 0 | 0 | 0 | 0 | 0 | 0 | 0 | 0 | 0 | 0 | 0 | 0 | 0 | 0 | 0 | 0 | 0 | 0 | 0 | 0 | 0 | 0 | 0 | 0 | 0 | 0 | 0 | 0 | 0 | 0 | 0 | 0 | 0 | 0 | 0 | 0 | 0 | 0 | 0 | 0 | 0 | 0 | 0 | 0 | 0 | 0 | 0 | 0 | 0 | 0 | 0 | 0 | 0 | 0 | 0 | 0 | 0 | 0 | 0 | 0 | 0 | 0 | 0 | 0 | 0 | 0 | 0 | 0 | 0 | 0 | 0 | 0 | 0 | 0 | 0 | 0 | 0 | 0 | 0 | 0 | 0 | 0 | 0 | 0 | 0 | 0 | 0 | 0 | 0 | 0 | 0 | 0 | 0 | 0 | 0 | 0 | 0 | 0 | 0 | 0 | 0 | 0 | 0 | 0 | 0 | 0 | 0 | 0 | 0 | 0 | 0 | 0 | 0 | 0 | 0 | 0 | 0 | 0 | 0 | 0 | 0 | 0 | 0 | 0 | 0 | 0 | 0 | 0 | 0 | 0 | 0 | 0 | 0 | 0 | 0 | 0 | 0 | 0 | 0 | 0 | 0 | 0 | 0 | 0 | 0 | 0 | 0 | 0 | 0 | 0 | 0 | 0 | 0 | 0 | 0 | 0 | 0 | 0 | 0 | 0 | 0 | 0 | 0 | 0 | 0 | 0 | 0 | 0 | 0 | 0 | 0 | 0 | 0 | 0 | 0 | 0 | 0 | 0 | 0 | 0 | 0 | 385.0991 | 385.0991 | 385.0991 | 385.0991 | 385.0991 | 385.0991 | 385.0991 | 385.0991 | 385.0991 | 385.0991 | 385.0991 | 385.0991 | 385.0991 | 385.0991 | 385.0991 | 385.0991 | 385.0991 | 385.0991 | 385.0991 | 385.0991 | 385.0991 | 385.0991 | 385.0991 | 385.0991 | 385.0991 | 385.0991 | 281.5112 | 281.5112 | 281.5112 | 281.5112 | 281.5112 | 281.5112 | 281.5112 | 281.5112 | 281.5112 | 281.5112 | 281.5112 | 281.5112 | 281.5112 | 281.5112 | 281.5112 | 281.5112 | 281.5112 | 281.5112 | 281.5112 | 281.5112 | 281.5112 | 281.5112 | 281.5112 | 281.5112 | 281.5112 | 281.5112
WA_Industrial_Wood and Lumber Products_New_Process_Natural Gas_Gas Boiler - Insulate Steam Lines/Condensate Tank_A | WA | Industrial | Wood and Lumber Products | New | Process | Natural Gas | Gas Boiler - Insulate Steam Lines/Condensate Tank | A | IM626 | No insulation | Lines and condenstate tank insulated | 20 | 68.5138 | 0 | 0 | 290.13 | 0 | 0 | 0 | 145.0668 |  | sqft | 30% | 35% | Retrofit | RetroEven20 | 76.5% | TBD | 0.2% | 385.0991 |  | 281.5112 |  | 0.022552 | PGE Workpaper - SWWH017-01 | PGE Workpaper - SWWH017-01 | PGE Workpaper - SWWH017-01 | No insulation | No insulation | No insulation | No insulation | No insulation | No insulation | No insulation | No insulation | No insulation | No insulation | No insulation | No insulation | No insulation | No insulation | No insulation | No insulation | No insulation | No insulation | No insulation | No insulation | No insulation | No insulation | No insulation | No insulation | No insulation | No insulation | No insulation | No insulation | No insulation | No insulation | No insulation | Lines and condenstate tank insulated | Lines and condenstate tank insulated | Lines and condenstate tank insulated | Lines and condenstate tank insulated | Lines and condenstate tank insulated | Lines and condenstate tank insulated | Lines and condenstate tank insulated | Lines and condenstate tank insulated | Lines and condenstate tank insulated | Lines and condenstate tank insulated | Lines and condenstate tank insulated | Lines and condenstate tank insulated | Lines and condenstate tank insulated | Lines and condenstate tank insulated | Lines and condenstate tank insulated | Lines and condenstate tank insulated | Lines and condenstate tank insulated | Lines and condenstate tank insulated | Lines and condenstate tank insulated | Lines and condenstate tank insulated | Lines and condenstate tank insulated | Lines and condenstate tank insulated | Lines and condenstate tank insulated | Lines and condenstate tank insulated | Lines and condenstate tank insulated | Lines and condenstate tank insulated | Lines and condenstate tank insulated | Lines and condenstate tank insulated | Lines and condenstate tank insulated | Lines and condenstate tank insulated | Lines and condenstate tank insulated | 290.13 | 290.13 | 290.13 | 290.13 | 290.13 | 290.13 | 290.13 | 290.13 | 290.13 | 290.13 | 290.13 | 290.13 | 290.13 | 290.13 | 290.13 | 290.13 | 290.13 | 290.13 | 290.13 | 290.13 | 290.13 | 290.13 | 290.13 | 290.13 | 290.13 | 290.13 | 290.13 | 290.13 | 290.13 | 290.13 | 290.13 | 0 | 0 | 0 | 0 | 0 | 68.3293 | 68.1731 | 68.0327 | 67.9037 | 67.7798 | 67.7011 | 67.6381 | 67.5883 | 67.5502 | 67.522 | 67.5044 | 67.4956 | 67.494 | 67.4972 | 67.503 | 67.5132 | 67.5272 | 67.5393 | 67.5497 | 67.5585 | 67.5942 | 67.6272 | 67.6579 | 68.5138 | 68.5138 | 68.5138 | 0.012163 | 0.014377 | 0.016583 | 0.01877 | 0.020951 | 0.023142 | 0.025305 | 0.027463 | 0.029619 | 0.031743 | 0.033878 | 0.035997 | 0.038119 | 0.040234 | 0.042331 | 0.044434 | 0.046532 | 0.048621 | 0.050702 | 0.052775 | 0.012032 | 0.014262 | 0.016492 | 0.018938 | 0.021178 | 0.023419 | 0.012163 | 0.026512 | 0.04304 | 0.061728 | 0.082567 | 0.10561 | 0.13082 | 0.15819 | 0.18772 | 0.21938 | 0.2532 | 0.28917 | 0.32728 | 0.36753 | 0.40989 | 0.45439 | 0.50101 | 0.54972 | 0.60051 | 0.65336 | 0.65371 | 0.65403 | 0.65432 | 0 | 0 | 0 | 0.178 | 0.21088 | 0.24375 | 0.27642 | 0.30911 | 0.34182 | 0.37412 | 0.40633 | 0.43848 | 0.47011 | 0.50187 | 0.53332 | 0.56478 | 0.59608 | 0.6271 | 0.65815 | 0.68908 | 0.71989 | 0.75059 | 0.78118 | 0.178 | 0.21088 | 0.24375 | 0.27642 | 0.30911 | 0.34182 | 0.178 | 0.38889 | 0.63264 | 0.90906 | 1.2182 | 1.56 | 1.9341 | 2.3404 | 2.7789 | 3.249 | 3.7509 | 4.2842 | 4.849 | 5.4451 | 6.0722 | 6.7303 | 7.4194 | 8.1393 | 8.8899 | 9.6711 | 9.6711 | 9.6711 | 9.6711 | 9.6711 | 9.6711 | 9.6711 | 0.010343 | 0.012229 | 0.01411 | 0.015976 | 0.017837 | 0.019706 | 0.021551 | 0.023392 | 0.02523 | 0.027041 | 0.028861 | 0.030666 | 0.032474 | 0.034275 | 0.036062 | 0.037853 | 0.039638 | 0.041417 | 0.043188 | 0.044954 | 0.010248 | 0.012146 | 0.014044 | 0.016098 | 0.018001 | 0.019907 | 0.010343 | 0.022552 | 0.036623 | 0.052539 | 0.070295 | 0.089932 | 0.11141 | 0.13473 | 0.1599 | 0.18688 | 0.2157 | 0.24634 | 0.27881 | 0.3131 | 0.34918 | 0.38708 | 0.42679 | 0.46827 | 0.51152 | 0.55653 | 0.55678 | 0.55701 | 0.55723 | 0 | 0 | 0 | 0.1513 | 0.17925 | 0.20719 | 0.23496 | 0.26274 | 0.29055 | 0.318 | 0.34538 | 0.37271 | 0.3996 | 0.42659 | 0.45332 | 0.48006 | 0.50667 | 0.53303 | 0.55943 | 0.58572 | 0.61191 | 0.638 | 0.664 | 0.1513 | 0.17925 | 0.20719 | 0.23496 | 0.26274 | 0.29055 | 0.1513 | 0.33055 | 0.53774 | 0.7727 | 1.0354 | 1.326 | 1.644 | 1.9894 | 2.3621 | 2.7617 | 3.1883 | 3.6416 | 4.1216 | 4.6283 | 5.1613 | 5.7208 | 6.3065 | 6.9184 | 7.5564 | 8.2204 | 8.2204 | 8.2204 | 8.2204 | 8.2204 | 8.2204 | 8.2204 | 0.010343 | 0.012229 | 0.01411 | 0.015976 | 0.017838 | 0.019706 | 0.021551 | 0.023393 | 0.025231 | 0.027043 | 0.028864 | 0.03067 | 0.032478 | 0.03428 | 0.036066 | 0.037857 | 0.039642 | 0.041421 | 0.043192 | 0.044957 | 0.010248 | 0.012146 | 0.014044 | 0.016098 | 0.018001 | 0.019907 | 0.010343 | 0.022552 | 0.036623 | 0.05254 | 0.070296 | 0.089934 | 0.11141 | 0.13474 | 0.15991 | 0.1869 | 0.21572 | 0.24637 | 0.27885 | 0.31314 | 0.34923 | 0.38713 | 0.42683 | 0.46831 | 0.51156 | 0.55657 | 0.55681 | 0.55703 | 0.55723 | 0 | 0 | 0 | 0.1513 | 0.17925 | 0.20719 | 0.23496 | 0.26274 | 0.29055 | 0.318 | 0.34538 | 0.37271 | 0.3996 | 0.42659 | 0.45332 | 0.48006 | 0.50667 | 0.53303 | 0.55943 | 0.58572 | 0.61191 | 0.638 | 0.664 | 0.1513 | 0.17925 | 0.20719 | 0.23496 | 0.26274 | 0.29055 | 0.1513 | 0.33055 | 0.53774 | 0.7727 | 1.0354 | 1.326 | 1.644 | 1.9894 | 2.3621 | 2.7617 | 3.1883 | 3.6416 | 4.1216 | 4.6283 | 5.1613 | 5.7208 | 6.3065 | 6.9184 | 7.5564 | 8.2204 | 8.2204 | 8.2204 | 8.2204 | 8.2204 | 8.2204 | 8.2204 | 0.010343 | 0.012229 | 0.01411 | 0.015976 | 0.017837 | 0.019706 | 0.021551 | 0.023392 | 0.02523 | 0.027041 | 0.028861 | 0.030666 | 0.032474 | 0.034275 | 0.036062 | 0.037853 | 0.039638 | 0.041417 | 0.043188 | 0.044954 | 0.010248 | 0.012146 | 0.014044 | 0.016098 | 0.018001 | 0.019907 | 0.010343 | 0.022552 | 0.036623 | 0.052539 | 0.070295 | 0.089932 | 0.11141 | 0.13473 | 0.1599 | 0.18688 | 0.2157 | 0.24634 | 0.27881 | 0.3131 | 0.34918 | 0.38708 | 0.42679 | 0.46827 | 0.51152 | 0.55653 | 0.55678 | 0.55701 | 0.55723 | 0 | 0 | 0 | 0.1513 | 0.17925 | 0.20719 | 0.23496 | 0.26274 | 0.29055 | 0.318 | 0.34538 | 0.37271 | 0.3996 | 0.42659 | 0.45332 | 0.48006 | 0.50667 | 0.53303 | 0.55943 | 0.58572 | 0.61191 | 0.638 | 0.664 | 0.1513 | 0.17925 | 0.20719 | 0.23496 | 0.26274 | 0.29055 | 0.1513 | 0.33055 | 0.53774 | 0.7727 | 1.0354 | 1.326 | 1.644 | 1.9894 | 2.3621 | 2.7617 | 3.1883 | 3.6416 | 4.1216 | 4.6283 | 5.1613 | 5.7208 | 6.3065 | 6.9184 | 7.5564 | 8.2204 | 8.2204 | 8.2204 | 8.2204 | 8.2204 | 8.2204 | 8.2204 | 385.0991 | 385.0991 | 385.0991 | 385.0991 | 385.0991 | 385.0991 | 385.0991 | 385.0991 | 385.0991 | 385.0991 | 385.0991 | 385.0991 | 385.0991 | 385.0991 | 385.0991 | 385.0991 | 385.0991 | 385.0991 | 385.0991 | 385.0991 | 385.0991 | 385.0991 | 385.0991 | 385.0991 | 385.0991 | 385.0991 | 281.5112 | 281.5112 | 281.5112 | 281.5112 | 281.5112 | 281.5112 | 281.5112 | 281.5112 | 281.5112 | 281.5112 | 281.5112 | 281.5112 | 281.5112 | 281.5112 | 281.5112 | 281.5112 | 281.5112 | 281.5112 | 281.5112 | 281.5112 | 281.5112 | 281.5112 | 281.5112 | 281.5112 | 281.5112 | 281.5112
WA_Industrial_Wood and Lumber Products_New_Space Heating_Natural Gas_Gas Boiler - Insulate Hot Water Lines_A | WA | Industrial | Wood and Lumber Products | New | Space Heating | Natural Gas | Gas Boiler - Insulate Hot Water Lines | A | IM627 | No insulation | Insulated water lines | 20 | 10.4735 | 0 | 0 | 205.99 | 0 | 0 | 0 | 102.996 |  | sqft | 45% | 50% | Retrofit | RetroEven20 | 76.5% | TBD | 0.2% | 241.8949 |  | 176.8275 |  | 0 | PGE Workpaper - SWWH017-01 | PGE Workpaper - SWWH017-01 | PGE Workpaper - SWWH017-01 | No insulation | No insulation | No insulation | No insulation | No insulation | No insulation | No insulation | No insulation | No insulation | No insulation | No insulation | No insulation | No insulation | No insulation | No insulation | No insulation | No insulation | No insulation | No insulation | No insulation | No insulation | No insulation | No insulation | No insulation | No insulation | No insulation | No insulation | No insulation | No insulation | No insulation | No insulation | Insulated water lines | Insulated water lines | Insulated water lines | Insulated water lines | Insulated water lines | Insulated water lines | Insulated water lines | Insulated water lines | Insulated water lines | Insulated water lines | Insulated water lines | Insulated water lines | Insulated water lines | Insulated water lines | Insulated water lines | Insulated water lines | Insulated water lines | Insulated water lines | Insulated water lines | Insulated water lines | Insulated water lines | Insulated water lines | Insulated water lines | Insulated water lines | Insulated water lines | Insulated water lines | Insulated water lines | Insulated water lines | Insulated water lines | Insulated water lines | Insulated water lines | 205.99 | 205.99 | 205.99 | 205.99 | 205.99 | 205.99 | 205.99 | 205.99 | 205.99 | 205.99 | 205.99 | 205.99 | 205.99 | 205.99 | 205.99 | 205.99 | 205.99 | 205.99 | 205.99 | 205.99 | 205.99 | 205.99 | 205.99 | 205.99 | 205.99 | 205.99 | 205.99 | 205.99 | 205.99 | 205.99 | 205.99 | 0 | 0 | 0 | 0 | 0 | 0 | 0 | 0 | 0 | 0 | 0 | 0 | 0 | 0 | 0 | 0 | 0 | 0 | 0 | 0 | 0 | 0 | 0 | 0 | 0 | 0 | 0 | 0 | 0 | 0 | 0 | 0 | 0 | 0 | 0 | 0 | 0 | 0 | 0 | 0 | 0 | 0 | 0 | 0 | 0 | 0 | 0 | 0 | 0 | 0 | 0 | 0 | 0 | 0 | 0 | 0 | 0 | 0 | 0 | 0 | 0 | 0 | 0 | 0 | 0 | 0 | 0 | 0 | 0 | 0 | 0 | 0 | 0 | 0 | 0 | 0 | 0 | 0 | 0 | 0 | 0 | 0 | 0 | 0 | 0 | 0 | 0 | 0 | 0 | 0 | 0 | 0 | 0 | 0 | 0 | 0 | 0 | 0 | 0 | 0 | 0 | 0 | 0 | 0 | 0 | 0 | 0 | 0 | 0 | 0 | 0 | 0 | 0 | 0 | 0 | 0 | 0 | 0 | 0 | 0 | 0 | 0 | 0 | 0 | 0 | 0 | 0 | 0 | 0 | 0 | 0 | 0 | 0 | 0 | 0 | 0 | 0 | 0 | 0 | 0 | 0 | 0 | 0 | 0 | 0 | 0 | 0 | 0 | 0 | 0 | 0 | 0 | 0 | 0 | 0 | 0 | 0 | 0 | 0 | 0 | 0 | 0 | 0 | 0 | 0 | 0 | 0 | 0 | 0 | 0 | 0 | 0 | 0 | 0 | 0 | 0 | 0 | 0 | 0 | 0 | 0 | 0 | 0 | 0 | 0 | 0 | 0 | 0 | 0 | 0 | 0 | 0 | 0 | 0 | 0 | 0 | 0 | 0 | 0 | 0 | 0 | 0 | 0 | 0 | 0 | 0 | 0 | 0 | 0 | 0 | 0 | 0 | 0 | 0 | 0 | 0 | 0 | 0 | 0 | 0 | 0 | 0 | 0 | 0 | 0 | 0 | 0 | 0 | 0 | 0 | 0 | 0 | 0 | 0 | 0 | 0 | 0 | 0 | 0 | 0 | 0 | 0 | 0 | 0 | 0 | 0 | 0 | 0 | 0 | 0 | 0 | 0 | 0 | 0 | 0 | 0 | 0 | 0 | 0 | 0 | 0 | 0 | 0 | 0 | 0 | 0 | 0 | 0 | 0 | 0 | 0 | 0 | 0 | 0 | 0 | 0 | 0 | 0 | 0 | 0 | 0 | 0 | 0 | 0 | 0 | 0 | 0 | 0 | 0 | 0 | 0 | 0 | 0 | 0 | 0 | 0 | 0 | 0 | 0 | 0 | 0 | 0 | 0 | 0 | 0 | 0 | 0 | 0 | 0 | 0 | 0 | 0 | 0 | 0 | 0 | 0 | 0 | 0 | 0 | 0 | 0 | 0 | 0 | 0 | 0 | 0 | 0 | 0 | 0 | 0 | 0 | 0 | 0 | 0 | 0 | 0 | 0 | 0 | 0 | 0 | 0 | 0 | 0 | 0 | 0 | 0 | 0 | 0 | 0 | 0 | 0 | 0 | 0 | 0 | 0 | 0 | 0 | 0 | 0 | 0 | 0 | 0 | 0 | 0 | 0 | 0 | 0 | 0 | 0 | 0 | 0 | 0 | 0 | 0 | 0 | 0 | 0 | 0 | 0 | 0 | 0 | 0 | 0 | 0 | 0 | 0 | 0 | 0 | 0 | 0 | 0 | 0 | 0 | 0 | 0 | 0 | 0 | 0 | 0 | 0 | 0 | 0 | 0 | 0 | 0 | 0 | 0 | 0 | 0 | 0 | 0 | 0 | 0 | 0 | 0 | 0 | 0 | 0 | 0 | 0 | 0 | 0 | 0 | 0 | 0 | 0 | 0 | 0 | 0 | 0 | 0 | 0 | 0 | 0 | 0 | 0 | 0 | 0 | 0 | 0 | 0 | 0 | 0 | 0 | 0 | 0 | 0 | 241.8949 | 241.8949 | 241.8949 | 241.8949 | 241.8949 | 241.8949 | 241.8949 | 241.8949 | 241.8949 | 241.8949 | 241.8949 | 241.8949 | 241.8949 | 241.8949 | 241.8949 | 241.8949 | 241.8949 | 241.8949 | 241.8949 | 241.8949 | 241.8949 | 241.8949 | 241.8949 | 241.8949 | 241.8949 | 241.8949 | 176.8275 | 176.8275 | 176.8275 | 176.8275 | 176.8275 | 176.8275 | 176.8275 | 176.8275 | 176.8275 | 176.8275 | 176.8275 | 176.8275 | 176.8275 | 176.8275 | 176.8275 | 176.8275 | 176.8275 | 176.8275 | 176.8275 | 176.8275 | 176.8275 | 176.8275 | 176.8275 | 176.8275 | 176.8275 | 176.8275
WA_Industrial_Wood and Lumber Products_New_Process_Natural Gas_Gas Boiler - Insulate Hot Water Lines_A | WA | Industrial | Wood and Lumber Products | New | Process | Natural Gas | Gas Boiler - Insulate Hot Water Lines | A | IM628 | No insulation | Insulated water lines | 20 | 77.4421 | 0 | 0 | 205.99 | 0 | 0 | 0 | 102.996 |  | sqft | 45% | 50% | Retrofit | RetroEven20 | 76.5% | TBD | 0.2% | 241.8949 |  | 176.8275 |  | 0.0255 | PGE Workpaper - SWWH017-01 | PGE Workpaper - SWWH017-01 | PGE Workpaper - SWWH017-01 | No insulation | No insulation | No insulation | No insulation | No insulation | No insulation | No insulation | No insulation | No insulation | No insulation | No insulation | No insulation | No insulation | No insulation | No insulation | No insulation | No insulation | No insulation | No insulation | No insulation | No insulation | No insulation | No insulation | No insulation | No insulation | No insulation | No insulation | No insulation | No insulation | No insulation | No insulation | Insulated water lines | Insulated water lines | Insulated water lines | Insulated water lines | Insulated water lines | Insulated water lines | Insulated water lines | Insulated water lines | Insulated water lines | Insulated water lines | Insulated water lines | Insulated water lines | Insulated water lines | Insulated water lines | Insulated water lines | Insulated water lines | Insulated water lines | Insulated water lines | Insulated water lines | Insulated water lines | Insulated water lines | Insulated water lines | Insulated water lines | Insulated water lines | Insulated water lines | Insulated water lines | Insulated water lines | Insulated water lines | Insulated water lines | Insulated water lines | Insulated water lines | 205.99 | 205.99 | 205.99 | 205.99 | 205.99 | 205.99 | 205.99 | 205.99 | 205.99 | 205.99 | 205.99 | 205.99 | 205.99 | 205.99 | 205.99 | 205.99 | 205.99 | 205.99 | 205.99 | 205.99 | 205.99 | 205.99 | 205.99 | 205.99 | 205.99 | 205.99 | 205.99 | 205.99 | 205.99 | 205.99 | 205.99 | 0 | 0 | 0 | 0 | 0 | 77.2515 | 77.0901 | 76.9449 | 76.8113 | 76.6828 | 76.6048 | 76.5444 | 76.4986 | 76.4657 | 76.4441 | 76.4341 | 76.4341 | 76.4422 | 76.4556 | 76.4719 | 76.4931 | 76.5187 | 76.542 | 76.5633 | 76.5829 | 76.6151 | 76.6448 | 76.6725 | 77.4421 | 77.4421 | 77.4421 | 0.013751 | 0.016257 | 0.018755 | 0.021232 | 0.023703 | 0.026185 | 0.028637 | 0.031084 | 0.033528 | 0.035937 | 0.03836 | 0.040764 | 0.043173 | 0.045573 | 0.047955 | 0.050344 | 0.052728 | 0.055102 | 0.057467 | 0.059825 | 0.013638 | 0.016163 | 0.018689 | 0.021406 | 0.023938 | 0.026471 | 0.013751 | 0.029979 | 0.048678 | 0.069826 | 0.093412 | 0.1195 | 0.14804 | 0.17904 | 0.21249 | 0.24837 | 0.2867 | 0.32746 | 0.37067 | 0.41631 | 0.46435 | 0.51482 | 0.56772 | 0.623 | 0.68064 | 0.74064 | 0.74095 | 0.74124 | 0.7415 | 0 | 0 | 0 | 0.178 | 0.21088 | 0.24375 | 0.27642 | 0.30911 | 0.34182 | 0.37412 | 0.40633 | 0.43848 | 0.47011 | 0.50187 | 0.53332 | 0.56478 | 0.59608 | 0.6271 | 0.65815 | 0.68908 | 0.71989 | 0.75059 | 0.78118 | 0.178 | 0.21088 | 0.24375 | 0.27642 | 0.30911 | 0.34182 | 0.178 | 0.38889 | 0.63264 | 0.90906 | 1.2182 | 1.56 | 1.9341 | 2.3404 | 2.7789 | 3.249 | 3.7509 | 4.2842 | 4.849 | 5.4451 | 6.0722 | 6.7303 | 7.4194 | 8.1393 | 8.8899 | 9.6711 | 9.6711 | 9.6711 | 9.6711 | 9.6711 | 9.6711 | 9.6711 | 0.011693 | 0.013828 | 0.015957 | 0.018069 | 0.020178 | 0.022294 | 0.024384 | 0.02647 | 0.028554 | 0.030606 | 0.03267 | 0.034718 | 0.036769 | 0.038812 | 0.040839 | 0.042872 | 0.044899 | 0.046919 | 0.048931 | 0.050936 | 0.011611 | 0.01376 | 0.015909 | 0.018195 | 0.020347 | 0.022501 | 0.011693 | 0.0255 | 0.041416 | 0.059425 | 0.079518 | 0.10174 | 0.12606 | 0.15246 | 0.18096 | 0.21153 | 0.24417 | 0.27889 | 0.31568 | 0.35454 | 0.39545 | 0.43841 | 0.48344 | 0.53048 | 0.57954 | 0.6306 | 0.63082 | 0.63103 | 0.63122 | 0 | 0 | 0 | 0.1513 | 0.17925 | 0.20719 | 0.23496 | 0.26274 | 0.29055 | 0.318 | 0.34538 | 0.37271 | 0.3996 | 0.42659 | 0.45332 | 0.48006 | 0.50667 | 0.53303 | 0.55943 | 0.58572 | 0.61191 | 0.638 | 0.664 | 0.1513 | 0.17925 | 0.20719 | 0.23496 | 0.26274 | 0.29055 | 0.1513 | 0.33055 | 0.53774 | 0.7727 | 1.0354 | 1.326 | 1.644 | 1.9894 | 2.3621 | 2.7617 | 3.1883 | 3.6416 | 4.1216 | 4.6283 | 5.1613 | 5.7208 | 6.3065 | 6.9184 | 7.5564 | 8.2204 | 8.2204 | 8.2204 | 8.2204 | 8.2204 | 8.2204 | 8.2204 | 0.011693 | 0.013828 | 0.015957 | 0.01807 | 0.020178 | 0.022294 | 0.024385 | 0.026471 | 0.028555 | 0.030609 | 0.032673 | 0.034721 | 0.036773 | 0.038817 | 0.040844 | 0.042877 | 0.044904 | 0.046923 | 0.048935 | 0.05094 | 0.011611 | 0.013761 | 0.015909 | 0.018195 | 0.020347 | 0.022501 | 0.011693 | 0.0255 | 0.041417 | 0.059425 | 0.079519 | 0.10175 | 0.12606 | 0.15247 | 0.18097 | 0.21154 | 0.24419 | 0.27892 | 0.31572 | 0.35459 | 0.3955 | 0.43846 | 0.48349 | 0.53053 | 0.57958 | 0.63064 | 0.63085 | 0.63105 | 0.63123 | 0 | 0 | 0 | 0.1513 | 0.17925 | 0.20719 | 0.23496 | 0.26274 | 0.29055 | 0.318 | 0.34538 | 0.37271 | 0.3996 | 0.42659 | 0.45332 | 0.48006 | 0.50667 | 0.53303 | 0.55943 | 0.58572 | 0.61191 | 0.638 | 0.664 | 0.1513 | 0.17925 | 0.20719 | 0.23496 | 0.26274 | 0.29055 | 0.1513 | 0.33055 | 0.53774 | 0.7727 | 1.0354 | 1.326 | 1.644 | 1.9894 | 2.3621 | 2.7617 | 3.1883 | 3.6416 | 4.1216 | 4.6283 | 5.1613 | 5.7208 | 6.3065 | 6.9184 | 7.5564 | 8.2204 | 8.2204 | 8.2204 | 8.2204 | 8.2204 | 8.2204 | 8.2204 | 0.011693 | 0.013828 | 0.015957 | 0.018069 | 0.020178 | 0.022294 | 0.024384 | 0.02647 | 0.028554 | 0.030606 | 0.03267 | 0.034718 | 0.036769 | 0.038812 | 0.040839 | 0.042872 | 0.044899 | 0.046919 | 0.048931 | 0.050936 | 0.011611 | 0.01376 | 0.015909 | 0.018195 | 0.020347 | 0.022501 | 0.011693 | 0.0255 | 0.041416 | 0.059425 | 0.079518 | 0.10174 | 0.12606 | 0.15246 | 0.18096 | 0.21153 | 0.24417 | 0.27889 | 0.31568 | 0.35454 | 0.39545 | 0.43841 | 0.48344 | 0.53048 | 0.57954 | 0.6306 | 0.63082 | 0.63103 | 0.63122 | 0 | 0 | 0 | 0.1513 | 0.17925 | 0.20719 | 0.23496 | 0.26274 | 0.29055 | 0.318 | 0.34538 | 0.37271 | 0.3996 | 0.42659 | 0.45332 | 0.48006 | 0.50667 | 0.53303 | 0.55943 | 0.58572 | 0.61191 | 0.638 | 0.664 | 0.1513 | 0.17925 | 0.20719 | 0.23496 | 0.26274 | 0.29055 | 0.1513 | 0.33055 | 0.53774 | 0.7727 | 1.0354 | 1.326 | 1.644 | 1.9894 | 2.3621 | 2.7617 | 3.1883 | 3.6416 | 4.1216 | 4.6283 | 5.1613 | 5.7208 | 6.3065 | 6.9184 | 7.5564 | 8.2204 | 8.2204 | 8.2204 | 8.2204 | 8.2204 | 8.2204 | 8.2204 | 241.8949 | 241.8949 | 241.8949 | 241.8949 | 241.8949 | 241.8949 | 241.8949 | 241.8949 | 241.8949 | 241.8949 | 241.8949 | 241.8949 | 241.8949 | 241.8949 | 241.8949 | 241.8949 | 241.8949 | 241.8949 | 241.8949 | 241.8949 | 241.8949 | 241.8949 | 241.8949 | 241.8949 | 241.8949 | 241.8949 | 176.8275 | 176.8275 | 176.8275 | 176.8275 | 176.8275 | 176.8275 | 176.8275 | 176.8275 | 176.8275 | 176.8275 | 176.8275 | 176.8275 | 176.8275 | 176.8275 | 176.8275 | 176.8275 | 176.8275 | 176.8275 | 176.8275 | 176.8275 | 176.8275 | 176.8275 | 176.8275 | 176.8275 | 176.8275 | 176.8275
WA_Industrial_Wood and Lumber Products_New_Process_Natural Gas_Process - Insulate Heated Process Fluids_A | WA | Industrial | Wood and Lumber Products | New | Process | Natural Gas | Process - Insulate Heated Process Fluids | A | IM629 | No insulation | Insulated process fluid lines | 20 | 125.8253 | 0 | 0 | 290.13 | 0 | 0 | 0 | 145.0668 |  | employee | 5% | 10% | Retrofit | Retro12Med | 84.73% | TBD | 0.2% | 209.6922 |  | 153.2871 |  | 0.09091 | PGE Workpaper - SWWH017-01 | PGE Workpaper - SWWH017-01 | PGE Workpaper - SWWH017-01 | No insulation | No insulation | No insulation | No insulation | No insulation | No insulation | No insulation | No insulation | No insulation | No insulation | No insulation | No insulation | No insulation | No insulation | No insulation | No insulation | No insulation | No insulation | No insulation | No insulation | No insulation | No insulation | No insulation | No insulation | No insulation | No insulation | No insulation | No insulation | No insulation | No insulation | No insulation | Insulated process fluid lines | Insulated process fluid lines | Insulated process fluid lines | Insulated process fluid lines | Insulated process fluid lines | Insulated process fluid lines | Insulated process fluid lines | Insulated process fluid lines | Insulated process fluid lines | Insulated process fluid lines | Insulated process fluid lines | Insulated process fluid lines | Insulated process fluid lines | Insulated process fluid lines | Insulated process fluid lines | Insulated process fluid lines | Insulated process fluid lines | Insulated process fluid lines | Insulated process fluid lines | Insulated process fluid lines | Insulated process fluid lines | Insulated process fluid lines | Insulated process fluid lines | Insulated process fluid lines | Insulated process fluid lines | Insulated process fluid lines | Insulated process fluid lines | Insulated process fluid lines | Insulated process fluid lines | Insulated process fluid lines | Insulated process fluid lines | 290.13 | 290.13 | 290.13 | 290.13 | 290.13 | 290.13 | 290.13 | 290.13 | 290.13 | 290.13 | 290.13 | 290.13 | 290.13 | 290.13 | 290.13 | 290.13 | 290.13 | 290.13 | 290.13 | 290.13 | 290.13 | 290.13 | 290.13 | 290.13 | 290.13 | 290.13 | 290.13 | 290.13 | 290.13 | 290.13 | 290.13 | 0 | 0 | 0 | 0 | 0 | 125.76 | 125.708 | 125.6639 | 125.6282 | 125.5942 | 125.5671 | 125.5499 | 125.5402 | 125.5358 | 125.5351 | 125.5373 | 125.5414 | 125.5469 | 125.5532 | 125.5601 | 125.5726 | 125.5839 | 125.5942 | 125.6037 | 125.6124 | 125.6204 | 125.6278 | 125.6346 | 125.8253 | 125.8253 | 125.8253 | 0.048968 | 0.05799 | 0.067004 | 0.075963 | 0.084923 | 0.084501 | 0.073979 | 0.064274 | 0.055485 | 0.04759 | 0.040645 | 0.034555 | 0.029275 | 0.02472 | 0.020806 | 0.017471 | 0.00012477 | 4.6559e-05 | 1.655e-05 | 5.6172e-06 | 0.048914 | 0.057953 | 0.066988 | 0.076082 | 0.085079 | 0.084675 | 0.048968 | 0.10694 | 0.1739 | 0.24982 | 0.33467 | 0.4191 | 0.49302 | 0.55726 | 0.61272 | 0.66031 | 0.70097 | 0.73554 | 0.76485 | 0.78961 | 0.81046 | 0.82801 | 0.82821 | 0.82832 | 0.8284 | 0.82847 | 0.82852 | 0.82857 | 0.82861 | 0 | 0 | 0 | 0.38938 | 0.46131 | 0.5332 | 0.60466 | 0.67617 | 0.67296 | 0.58924 | 0.51198 | 0.44198 | 0.3791 | 0.32376 | 0.27524 | 0.23318 | 0.19688 | 0.1657 | 0.13913 | 0.00099356 | 0.00037071 | 0.00013177 | 4.4718e-05 | 0.38938 | 0.46131 | 0.5332 | 0.60466 | 0.67617 | 0.67296 | 0.38938 | 0.85069 | 1.3839 | 1.9886 | 2.6647 | 3.3377 | 3.9269 | 4.4389 | 4.8809 | 5.26 | 5.5837 | 5.859 | 6.0922 | 6.289 | 6.4548 | 6.5939 | 6.5949 | 6.5952 | 6.5954 | 6.5954 | 6.5954 | 6.5954 | 6.5954 | 6.5954 | 6.5954 | 6.5954 | 0.041626 | 0.049299 | 0.056964 | 0.064584 | 0.072204 | 0.071848 | 0.062903 | 0.054651 | 0.047178 | 0.040466 | 0.03456 | 0.029381 | 0.024892 | 0.021018 | 0.017691 | 0.014855 | 0.00010609 | 3.9586e-05 | 1.4071e-05 | 4.7758e-06 | 0.041587 | 0.049272 | 0.056953 | 0.06467 | 0.072317 | 0.071974 | 0.041626 | 0.09091 | 0.14785 | 0.2124 | 0.28455 | 0.35635 | 0.41921 | 0.47383 | 0.521 | 0.56146 | 0.59603 | 0.62542 | 0.65034 | 0.67139 | 0.68911 | 0.70402 | 0.70418 | 0.70427 | 0.70433 | 0.70438 | 0.70441 | 0.70445 | 0.70448 | 0 | 0 | 0 | 0.33097 | 0.39211 | 0.45322 | 0.51396 | 0.57474 | 0.57201 | 0.50085 | 0.43518 | 0.37569 | 0.32223 | 0.2752 | 0.23396 | 0.19821 | 0.16735 | 0.14085 | 0.11826 | 0.00084452 | 0.0003151 | 0.000112 | 3.8011e-05 | 0.33097 | 0.39211 | 0.45322 | 0.51396 | 0.57474 | 0.57201 | 0.33097 | 0.72309 | 1.1763 | 1.6903 | 2.265 | 2.837 | 3.3379 | 3.7731 | 4.1487 | 4.471 | 4.7462 | 4.9801 | 5.1783 | 5.3457 | 5.4865 | 5.6048 | 5.6056 | 5.606 | 5.6061 | 5.6061 | 5.6061 | 5.6061 | 5.6061 | 5.6061 | 5.6061 | 5.6061 | 0.041626 | 0.049299 | 0.056964 | 0.064584 | 0.072204 | 0.071848 | 0.062903 | 0.054651 | 0.047178 | 0.040466 | 0.03456 | 0.029381 | 0.024892 | 0.021018 | 0.017691 | 0.014855 | 0.00010609 | 3.9586e-05 | 1.4071e-05 | 4.7758e-06 | 0.041587 | 0.049272 | 0.056953 | 0.06467 | 0.072317 | 0.071974 | 0.041626 | 0.09091 | 0.14785 | 0.2124 | 0.28455 | 0.35635 | 0.41921 | 0.47383 | 0.521 | 0.56146 | 0.59603 | 0.62542 | 0.65034 | 0.67139 | 0.68911 | 0.70402 | 0.70418 | 0.70427 | 0.70433 | 0.70438 | 0.70441 | 0.70445 | 0.70448 | 0 | 0 | 0 | 0.33097 | 0.39211 | 0.45322 | 0.51396 | 0.57474 | 0.57201 | 0.50085 | 0.43518 | 0.37569 | 0.32223 | 0.2752 | 0.23396 | 0.19821 | 0.16735 | 0.14085 | 0.11826 | 0.00084452 | 0.0003151 | 0.000112 | 3.8011e-05 | 0.33097 | 0.39211 | 0.45322 | 0.51396 | 0.57474 | 0.57201 | 0.33097 | 0.72309 | 1.1763 | 1.6903 | 2.265 | 2.837 | 3.3379 | 3.7731 | 4.1487 | 4.471 | 4.7462 | 4.9801 | 5.1783 | 5.3457 | 5.4865 | 5.6048 | 5.6056 | 5.606 | 5.6061 | 5.6061 | 5.6061 | 5.6061 | 5.6061 | 5.6061 | 5.6061 | 5.6061 | 0.041626 | 0.049299 | 0.056964 | 0.064584 | 0.072204 | 0.071848 | 0.062903 | 0.054651 | 0.047178 | 0.040466 | 0.03456 | 0.029381 | 0.024892 | 0.021018 | 0.017691 | 0.014855 | 0.00010609 | 3.9586e-05 | 1.4071e-05 | 4.7758e-06 | 0.041587 | 0.049272 | 0.056953 | 0.06467 | 0.072317 | 0.071974 | 0.041626 | 0.09091 | 0.14785 | 0.2124 | 0.28455 | 0.35635 | 0.41921 | 0.47383 | 0.521 | 0.56146 | 0.59603 | 0.62542 | 0.65034 | 0.67139 | 0.68911 | 0.70402 | 0.70418 | 0.70427 | 0.70433 | 0.70438 | 0.70441 | 0.70445 | 0.70448 | 0 | 0 | 0 | 0.33097 | 0.39211 | 0.45322 | 0.51396 | 0.57474 | 0.57201 | 0.50085 | 0.43518 | 0.37569 | 0.32223 | 0.2752 | 0.23396 | 0.19821 | 0.16735 | 0.14085 | 0.11826 | 0.00084452 | 0.0003151 | 0.000112 | 3.8011e-05 | 0.33097 | 0.39211 | 0.45322 | 0.51396 | 0.57474 | 0.57201 | 0.33097 | 0.72309 | 1.1763 | 1.6903 | 2.265 | 2.837 | 3.3379 | 3.7731 | 4.1487 | 4.471 | 4.7462 | 4.9801 | 5.1783 | 5.3457 | 5.4865 | 5.6048 | 5.6056 | 5.606 | 5.6061 | 5.6061 | 5.6061 | 5.6061 | 5.6061 | 5.6061 | 5.6061 | 5.6061 | 209.6922 | 209.6922 | 209.6922 | 209.6922 | 209.6922 | 209.6922 | 209.6922 | 209.6922 | 209.6922 | 209.6922 | 209.6922 | 209.6922 | 209.6922 | 209.6922 | 209.6922 | 209.6922 | 209.6922 | 209.6922 | 209.6922 | 209.6922 | 209.6922 | 209.6922 | 209.6922 | 209.6922 | 209.6922 | 209.6922 | 153.2871 | 153.2871 | 153.2871 | 153.2871 | 153.2871 | 153.2871 | 153.2871 | 153.2871 | 153.2871 | 153.2871 | 153.2871 | 153.2871 | 153.2871 | 153.2871 | 153.2871 | 153.2871 | 153.2871 | 153.2871 | 153.2871 | 153.2871 | 153.2871 | 153.2871 | 153.2871 | 153.2871 | 153.2871 | 153.2871
WA_Industrial_Wood and Lumber Products_New_Process_Natural Gas_Process Heat Recovery_A | WA | Industrial | Wood and Lumber Products | New | Process | Natural Gas | Process Heat Recovery | A | IM630 | No HR system | HR system installed | 15 | 0.21081 | 0 | 0 | 1093.34 | 0 | 0 | 0 | 546.6706 |  | cfm | 5% | 50% | Retrofit | Retro12Med | 84.73% | TBD | 0.2% | 543902.6882 |  | 413538.5019 |  | 0.005461 | MN TRM v3.1 - Exhaust Energy Recovery | WI TRM - Process Exhaust Filtration, 3244 | MN TRM v3.1 - Exhaust Energy Recovery | No HR system | No HR system | No HR system | No HR system | No HR system | No HR system | No HR system | No HR system | No HR system | No HR system | No HR system | No HR system | No HR system | No HR system | No HR system | No HR system | No HR system | No HR system | No HR system | No HR system | No HR system | No HR system | No HR system | No HR system | No HR system | No HR system | No HR system | No HR system | No HR system | No HR system | No HR system | HR system installed | HR system installed | HR system installed | HR system installed | HR system installed | HR system installed | HR system installed | HR system installed | HR system installed | HR system installed | HR system installed | HR system installed | HR system installed | HR system installed | HR system installed | HR system installed | HR system installed | HR system installed | HR system installed | HR system installed | HR system installed | HR system installed | HR system installed | HR system installed | HR system installed | HR system installed | HR system installed | HR system installed | HR system installed | HR system installed | HR system installed | 1093.34 | 1093.34 | 1093.34 | 1093.34 | 1093.34 | 1093.34 | 1093.34 | 1093.34 | 1093.34 | 1093.34 | 1093.34 | 1093.34 | 1093.34 | 1093.34 | 1093.34 | 1093.34 | 1093.34 | 1093.34 | 1093.34 | 1093.34 | 1093.34 | 1093.34 | 1093.34 | 1093.34 | 1093.34 | 1093.34 | 1093.34 | 1093.34 | 1093.34 | 1093.34 | 1093.34 | 0 | 0 | 0 | 0 | 0 | 0.21016 | 0.20961 | 0.20911 | 0.20864 | 0.20819 | 0.20788 | 0.20761 | 0.20738 | 0.2072 | 0.20705 | 0.20693 | 0.20686 | 0.20681 | 0.20679 | 0.20679 | 0.2068 | 0.20684 | 0.20686 | 0.20689 | 0.20691 | 0.20706 | 0.20719 | 0.20731 | 0 | 0 | 0 | 0.0029459 | 0.003481 | 0.0040139 | 0.0045417 | 0.0050678 | 0.0050361 | 0.0044039 | 0.0038223 | 0.0032968 | 0.0028257 | 0.0024119 | 0.0020497 | 0.0017361 | 0.0014657 | 0.0012336 | 0.0028989 | 0.003435 | 0.0039708 | 0.0045035 | 0.0050366 | 0.0050162 | 0.004395 | 0.003821 | 0 | 0 | 0 | 0.0029459 | 0.0064192 | 0.010418 | 0.014936 | 0.019972 | 0.024978 | 0.029349 | 0.03314 | 0.036407 | 0.039206 | 0.041597 | 0.043631 | 0.045358 | 0.046819 | 0.048051 | 0.048055 | 0.048063 | 0.048069 | 0.048075 | 0.04808 | 0.048114 | 0.048145 | 0.048174 | 0 | 0 | 0 | 14.0177 | 16.6071 | 19.1951 | 21.7679 | 24.3421 | 24.2265 | 21.2126 | 18.4311 | 15.9114 | 13.6475 | 11.6555 | 9.9088 | 8.3946 | 7.0878 | 5.9654 | 14.0177 | 16.6071 | 19.1951 | 21.7679 | 24.3421 | 24.2265 | 21.2126 | 18.4311 | 15.9114 | 13.6475 | 11.6555 | 14.0177 | 30.6248 | 49.8199 | 71.5878 | 95.9299 | 120.1564 | 141.3689 | 159.8001 | 175.7115 | 189.359 | 201.0145 | 210.9233 | 219.3179 | 226.4058 | 232.3711 | 232.3711 | 232.3711 | 232.3711 | 232.3711 | 232.3711 | 232.3711 | 232.3711 | 232.3711 | 232.3711 | 232.3711 | 232.3711 | 0.0025052 | 0.0029614 | 0.0034159 | 0.0038665 | 0.0043157 | 0.0042897 | 0.0037519 | 0.003257 | 0.0028096 | 0.0024083 | 0.0020559 | 0.0017472 | 0.0014799 | 0.0012495 | 0.0010516 | 0.0024712 | 0.0029281 | 0.0033848 | 0.0038388 | 0.0042931 | 0.0042753 | 0.0037455 | 0.003256 | 0 | 0 | 0 | 0.0025052 | 0.005461 | 0.0088659 | 0.012716 | 0.017008 | 0.021276 | 0.025004 | 0.028238 | 0.031026 | 0.033415 | 0.035456 | 0.037192 | 0.038665 | 0.039911 | 0.040962 | 0.040965 | 0.04097 | 0.040975 | 0.040979 | 0.040983 | 0.041007 | 0.04103 | 0.041051 | 0 | 0 | 0 | 11.915 | 14.116 | 16.3159 | 18.5027 | 20.6907 | 20.5925 | 18.0307 | 15.6665 | 13.5247 | 11.6004 | 9.9072 | 8.4225 | 7.1354 | 6.0247 | 5.0706 | 11.915 | 14.116 | 16.3159 | 18.5027 | 20.6907 | 20.5925 | 18.0307 | 15.6665 | 13.5247 | 11.6004 | 9.9072 | 11.915 | 26.0311 | 42.3469 | 60.8496 | 81.5404 | 102.1329 | 120.1636 | 135.8301 | 149.3548 | 160.9551 | 170.8623 | 179.2848 | 186.4202 | 192.4449 | 197.5154 | 197.5154 | 197.5154 | 197.5154 | 197.5154 | 197.5154 | 197.5154 | 197.5154 | 197.5154 | 197.5154 | 197.5154 | 197.5154 | 0 | 0 | 0 | 0 | 0 | 0 | 0 | 0 | 0 | 0 | 0 | 0 | 0 | 0 | 0 | 0 | 0 | 0 | 0 | 0 | 0 | 0 | 0 | 0 | 0 | 0 | 0 | 0 | 0 | 0 | 0 | 0 | 0 | 0 | 0 | 0 | 0 | 0 | 0 | 0 | 0 | 0 | 0 | 0 | 0 | 0 | 0 | 0 | 0 | 0 | 0 | 0 | 0 | 0 | 0 | 0 | 0 | 0 | 0 | 0 | 0 | 0 | 0 | 0 | 0 | 0 | 0 | 0 | 0 | 0 | 0 | 0 | 0 | 0 | 0 | 0 | 0 | 0 | 0 | 0 | 0 | 0 | 0 | 0 | 0 | 0 | 0 | 0 | 0 | 0 | 0 | 0 | 0 | 0 | 0 | 0 | 0 | 0 | 0 | 0 | 0 | 0 | 0 | 0 | 0 | 0 | 0 | 0 | 0 | 0 | 0 | 0 | 0 | 0 | 0 | 0 | 0 | 0 | 0 | 0 | 0 | 0 | 0 | 0 | 0 | 0 | 0 | 0 | 0 | 0 | 0 | 0 | 0 | 0 | 0 | 0 | 0 | 0 | 0 | 0 | 0 | 0 | 0 | 0 | 0 | 0 | 0 | 0 | 0 | 0 | 0 | 0 | 0 | 0 | 0 | 0 | 0 | 0 | 0 | 0 | 0 | 0 | 0 | 0 | 0 | 0 | 0 | 0 | 0 | 0 | 0 | 0 | 0 | 0 | 0 | 0 | 0 | 0 | 0 | 0 | 0 | 0 | 0 | 0 | 0 | 0 | 0 | 0 | 0 | 0 | 0 | 0 | 0 | 0 | 0 | 0 | 0 | 0 | 0 | 0 | 0 | 0 | 0 | 0 | 0 | 0 | 0 | 0 | 543902.6882 | 543902.6882 | 543902.6882 | 543902.6882 | 543902.6882 | 543902.6882 | 543902.6882 | 543902.6882 | 543902.6882 | 543902.6882 | 543902.6882 | 543902.6882 | 543902.6882 | 543902.6882 | 543902.6882 | 543902.6882 | 543902.6882 | 543902.6882 | 543902.6882 | 543902.6882 | 543902.6882 | 543902.6882 | 543902.6882 | 0 | 0 | 0 | 413538.5019 | 413538.5019 | 413538.5019 | 413538.5019 | 413538.5019 | 413538.5019 | 413538.5019 | 413538.5019 | 413538.5019 | 413538.5019 | 413538.5019 | 413538.5019 | 413538.5019 | 413538.5019 | 413538.5019 | 413538.5019 | 413538.5019 | 413538.5019 | 413538.5019 | 413538.5019 | 413538.5019 | 413538.5019 | 413538.5019 | 0 | 0 | 0
WA_Industrial_Wood and Lumber Products_New_Space Heating_Natural Gas_Building Automation System_A | WA | Industrial | Wood and Lumber Products | New | Space Heating | Natural Gas | Building Automation System | A | IM631 | No control system | Automation system installed and programmed | 15 | 0.01486 | 0 | 0 | 0.09 | 0.03 | 0 | 0 | 0.04595 |  | sqft | 5% | 65% | Retrofit | Retro1Slow | 81.8% | TBD | 0.2% | 2818.0396 |  | 519.9207 |  | 8.4967e-05 | COM_EMS-All-XCELCO-2017-18-3 | BEHAV_EIS-All-CPUC-2018_PG-10 | COM_EMS-All-XCELCO-2017-18-3 | No control system | No control system | No control system | No control system | No control system | No control system | No control system | No control system | No control system | No control system | No control system | No control system | No control system | No control system | No control system | No control system | No control system | No control system | No control system | No control system | No control system | No control system | No control system | No control system | No control system | No control system | No control system | No control system | No control system | No control system | No control system | Automation system installed and programmed | Automation system installed and programmed | Automation system installed and programmed | Automation system installed and programmed | Automation system installed and programmed | Automation system installed and programmed | Automation system installed and programmed | Automation system installed and programmed | Automation system installed and programmed | Automation system installed and programmed | Automation system installed and programmed | Automation system installed and programmed | Automation system installed and programmed | Automation system installed and programmed | Automation system installed and programmed | Automation system installed and programmed | Automation system installed and programmed | Automation system installed and programmed | Automation system installed and programmed | Automation system installed and programmed | Automation system installed and programmed | Automation system installed and programmed | Automation system installed and programmed | Automation system installed and programmed | Automation system installed and programmed | Automation system installed and programmed | Automation system installed and programmed | Automation system installed and programmed | Automation system installed and programmed | Automation system installed and programmed | Automation system installed and programmed | 0.09 | 0.09 | 0.09 | 0.09 | 0.09 | 0.09 | 0.09 | 0.09 | 0.09 | 0.09 | 0.09 | 0.09 | 0.09 | 0.09 | 0.09 | 0.09 | 0.09 | 0.09 | 0.09 | 0.09 | 0.09 | 0.09 | 0.09 | 0.09 | 0.09 | 0.09 | 0.09 | 0.09 | 0.09 | 0.09 | 0.09 | 0 | 0 | 0 | 0 | 0 | 0.014235 | 0.013813 | 0.013505 | 0.013271 | 0.013086 | 0.012938 | 0.012764 | 0.012582 | 0.012403 | 0.012229 | 0.012076 | 0.011939 | 0.011925 | 0.011842 | 0.011783 | 0.011742 | 0.011706 | 0.011693 | 0.011691 | 0.011695 | 0.011703 | 0.011711 | 0.011721 | 0 | 0 | 0 | 2.9527e-05 | 6.7854e-05 | 0.00013615 | 0.00024679 | 0.00041306 | 0.00064678 | 0.00095002 | 0.0013185 | 0.0017347 | 0.0021625 | 0.0025576 | 0.0028586 | 0.0030362 | 0.0029999 | 0.002761 | 0.0023879 | 0.001906 | 0.001377 | 0.00091711 | 0.00062273 | 0.00058506 | 0.00087166 | 0.0012283 | 0 | 0 | 0 | 2.9527e-05 | 9.6506e-05 | 0.0002305 | 0.0004733 | 0.00087976 | 0.0015166 | 0.0024463 | 0.0037299 | 0.0054114 | 0.0074983 | 0.0099616 | 0.012708 | 0.015729 | 0.01862 | 0.021288 | 0.023576 | 0.025353 | 0.026583 | 0.027279 | 0.027543 | 0.027561 | 0.027581 | 0.027603 | 0 | 0 | 0 | 2.0743 | 4.9123 | 10.0812 | 18.5964 | 31.5648 | 49.9921 | 74.4287 | 104.7938 | 139.8657 | 176.8345 | 211.7985 | 239.4346 | 254.6159 | 253.3198 | 234.3153 | 203.3727 | 162.8286 | 117.7673 | 78.4484 | 53.2472 | 49.9921 | 74.4287 | 104.7938 | 139.8657 | 176.8345 | 211.7985 | 2.0743 | 6.9866 | 17.0678 | 35.6643 | 67.229 | 117.2211 | 191.6498 | 296.4436 | 436.3092 | 613.1437 | 824.9423 | 1064.3769 | 1318.9928 | 1572.3126 | 1806.6279 | 2007.9263 | 2165.8426 | 2273.5287 | 2333.3807 | 2355.0631 | 2355.0631 | 2355.0631 | 2355.0631 | 2355.0631 | 2355.0631 | 2355.0631 | 2.5647e-05 | 5.9741e-05 | 0.00012091 | 0.00022036 | 0.00036994 | 0.0005801 | 0.00085332 | 0.0011858 | 0.0015615 | 0.0019478 | 0.0023045 | 0.0025761 | 0.0027136 | 0.0026652 | 0.0024406 | 0.0021021 | 0.0016727 | 0.0012057 | 0.00080133 | 0.00054315 | 0.00050956 | 0.00075832 | 0.0010676 | 0 | 0 | 0 | 2.5647e-05 | 8.4967e-05 | 0.00020471 | 0.0004226 | 0.00078792 | 0.0013602 | 0.0021973 | 0.0033544 | 0.004871 | 0.0067537 | 0.0089758 | 0.011452 | 0.014057 | 0.016542 | 0.018818 | 0.020755 | 0.02225 | 0.023276 | 0.023835 | 0.024023 | 0.024005 | 0.023995 | 0.023993 | 0 | 0 | 0 | 1.7631 | 4.1755 | 8.5691 | 15.807 | 26.83 | 42.4933 | 63.2644 | 89.0747 | 118.8858 | 150.3094 | 180.0287 | 203.5194 | 216.4235 | 215.3218 | 199.168 | 172.8668 | 138.4043 | 100.1022 | 66.6812 | 45.2601 | 42.4933 | 63.2644 | 89.0747 | 118.8858 | 150.3094 | 180.0287 | 1.7631 | 5.9386 | 14.5077 | 30.3146 | 57.1447 | 99.6379 | 162.9023 | 251.977 | 370.8628 | 521.1722 | 701.2009 | 904.7204 | 1121.1439 | 1336.4657 | 1535.6337 | 1706.7374 | 1840.9662 | 1932.4994 | 1983.3736 | 2001.8036 | 2001.8036 | 2001.8036 | 2001.8036 | 2001.8036 | 2001.8036 | 2001.8036 | 2.5647e-05 | 5.9741e-05 | 0.00012091 | 0.00022036 | 0.00036994 | 0.0005801 | 0.00085332 | 0.0011858 | 0.0015615 | 0.0019478 | 0.0023045 | 0.0025761 | 0.0027136 | 0.0026652 | 0.0024406 | 0.0021021 | 0.0016727 | 0.0012057 | 0.00080133 | 0.00054315 | 0.00050956 | 0.00075832 | 0.0010676 | 0 | 0 | 0 | 2.5647e-05 | 8.4967e-05 | 0.00020471 | 0.0004226 | 0.00078792 | 0.0013602 | 0.0021973 | 0.0033544 | 0.004871 | 0.0067537 | 0.0089758 | 0.011452 | 0.014057 | 0.016542 | 0.018818 | 0.020755 | 0.02225 | 0.023276 | 0.023835 | 0.024023 | 0.024005 | 0.023995 | 0.023993 | 0 | 0 | 0 | 1.7631 | 4.1755 | 8.5691 | 15.807 | 26.83 | 42.4933 | 63.2644 | 89.0747 | 118.8858 | 150.3094 | 180.0287 | 203.5194 | 216.4235 | 215.3218 | 199.168 | 172.8668 | 138.4043 | 100.1022 | 66.6812 | 45.2601 | 42.4933 | 63.2644 | 89.0747 | 118.8858 | 150.3094 | 180.0287 | 1.7631 | 5.9386 | 14.5077 | 30.3146 | 57.1447 | 99.6379 | 162.9023 | 251.977 | 370.8628 | 521.1722 | 701.2009 | 904.7204 | 1121.1439 | 1336.4657 | 1535.6337 | 1706.7374 | 1840.9662 | 1932.4994 | 1983.3736 | 2001.8036 | 2001.8036 | 2001.8036 | 2001.8036 | 2001.8036 | 2001.8036 | 2001.8036 | 2.5647e-05 | 5.9741e-05 | 0.00012091 | 0.00022036 | 0.00036994 | 0.0005801 | 0.00085332 | 0.0011858 | 0.0015615 | 0.0019478 | 0.0023045 | 0.0025761 | 0.0027136 | 0.0026652 | 0.0024406 | 0.0021021 | 0.0016727 | 0.0012057 | 0.00080133 | 0.00054315 | 0.00050956 | 0.00075832 | 0.0010676 | 0 | 0 | 0 | 2.5647e-05 | 8.4967e-05 | 0.00020471 | 0.0004226 | 0.00078792 | 0.0013602 | 0.0021973 | 0.0033544 | 0.004871 | 0.0067537 | 0.0089758 | 0.011452 | 0.014057 | 0.016542 | 0.018818 | 0.020755 | 0.02225 | 0.023276 | 0.023835 | 0.024023 | 0.024005 | 0.023995 | 0.023993 | 0 | 0 | 0 | 1.7631 | 4.1755 | 8.5691 | 15.807 | 26.83 | 42.4933 | 63.2644 | 89.0747 | 118.8858 | 150.3094 | 180.0287 | 203.5194 | 216.4235 | 215.3218 | 199.168 | 172.8668 | 138.4043 | 100.1022 | 66.6812 | 45.2601 | 42.4933 | 63.2644 | 89.0747 | 118.8858 | 150.3094 | 180.0287 | 1.7631 | 5.9386 | 14.5077 | 30.3146 | 57.1447 | 99.6379 | 162.9023 | 251.977 | 370.8628 | 521.1722 | 701.2009 | 904.7204 | 1121.1439 | 1336.4657 | 1535.6337 | 1706.7374 | 1840.9662 | 1932.4994 | 1983.3736 | 2001.8036 | 2001.8036 | 2001.8036 | 2001.8036 | 2001.8036 | 2001.8036 | 2001.8036 | 2667.5714 | 2702.4849 | 2728.5497 | 2748.6555 | 2764.729 | 2777.8761 | 2793.4155 | 2809.9148 | 2826.3792 | 2842.4849 | 2855.2691 | 2865.423 | 2873.5457 | 2886.5095 | 2896.1028 | 2903.0765 | 2908.5592 | 2908.5592 | 2908.5592 | 2908.5592 | 2908.5592 | 2908.5592 | 2908.5592 | 0 | 0 | 0 | 492.1598 | 498.6012 | 503.4101 | 507.1195 | 510.0851 | 512.5107 | 515.3776 | 518.4217 | 521.4594 | 524.4308 | 526.7895 | 528.6628 | 530.1615 | 532.5533 | 534.3232 | 535.6098 | 536.6214 | 536.6214 | 536.6214 | 536.6214 | 536.6214 | 536.6214 | 536.6214 | 0 | 0 | 0
WA_Industrial_Wood and Lumber Products_New_Space Heating_Natural Gas_Steam System Efficiency Improvements_A | WA | Industrial | Wood and Lumber Products | New | Space Heating | Natural Gas | Steam System Efficiency Improvements | A | IM632 | Average system efficiency | Optimized system | 5 | 0.13322 | 0 | 0 | 0.11 | 0 | 0 | 0 | 0.05645 |  | sqft | 30% | 60% | Retrofit | Retro1Slow | 81.8% | TBD | 0.2% | 900.0196 |  | 797.6077 |  | 0 | AEG Research | DOE - Improving Steam System Performance: A Sourcebook for Industry, Second Edition. October 2012. | DOE - Improving Steam System Performance: A Sourcebook for Industry, Second Edition. October 2012. | Average system efficiency | Average system efficiency | Average system efficiency | Average system efficiency | Average system efficiency | Average system efficiency | Average system efficiency | Average system efficiency | Average system efficiency | Average system efficiency | Average system efficiency | Average system efficiency | Average system efficiency | Average system efficiency | Average system efficiency | Average system efficiency | Average system efficiency | Average system efficiency | Average system efficiency | Average system efficiency | Average system efficiency | Average system efficiency | Average system efficiency | Average system efficiency | Average system efficiency | Average system efficiency | Average system efficiency | Average system efficiency | Average system efficiency | Average system efficiency | Average system efficiency | Optimized system | Optimized system | Optimized system | Optimized system | Optimized system | Optimized system | Optimized system | Optimized system | Optimized system | Optimized system | Optimized system | Optimized system | Optimized system | Optimized system | Optimized system | Optimized system | Optimized system | Optimized system | Optimized system | Optimized system | Optimized system | Optimized system | Optimized system | Optimized system | Optimized system | Optimized system | Optimized system | Optimized system | Optimized system | Optimized system | Optimized system | 0.11 | 0.11 | 0.11 | 0.11 | 0.11 | 0.11 | 0.11 | 0.11 | 0.11 | 0.11 | 0.11 | 0.11 | 0.11 | 0.11 | 0.11 | 0.11 | 0.11 | 0.11 | 0.11 | 0.11 | 0.11 | 0.11 | 0.11 | 0.11 | 0.11 | 0.11 | 0.11 | 0.11 | 0.11 | 0.11 | 0.11 | 0 | 0 | 0 | 0 | 0 | 0 | 0 | 0 | 0 | 0 | 0 | 0 | 0 | 0 | 0 | 0 | 0 | 0 | 0 | 0 | 0 | 0 | 0 | 0 | 0 | 0 | 0 | 0 | 0 | 0 | 0 | 0 | 0 | 0 | 0 | 0 | 0 | 0 | 0 | 0 | 0 | 0 | 0 | 0 | 0 | 0 | 0 | 0 | 0 | 0 | 0 | 0 | 0 | 0 | 0 | 0 | 0 | 0 | 0 | 0 | 0 | 0 | 0 | 0 | 0 | 0 | 0 | 0 | 0 | 0 | 0 | 0 | 0 | 0 | 0 | 0 | 0 | 0 | 0 | 0 | 0 | 0 | 0 | 0 | 0 | 0 | 0 | 0 | 0 | 0 | 0 | 0 | 0 | 0 | 0 | 0 | 0 | 0 | 0 | 0 | 0 | 0 | 0 | 0 | 0 | 0 | 0 | 0 | 0 | 0 | 0 | 0 | 0 | 0 | 0 | 0 | 0 | 0 | 0 | 0 | 0 | 0 | 0 | 0 | 0 | 0 | 0 | 0 | 0 | 0 | 0 | 0 | 0 | 0 | 0 | 0 | 0 | 0 | 0 | 0 | 0 | 0 | 0 | 0 | 0 | 0 | 0 | 0 | 0 | 0 | 0 | 0 | 0 | 0 | 0 | 0 | 0 | 0 | 0 | 0 | 0 | 0 | 0 | 0 | 0 | 0 | 0 | 0 | 0 | 0 | 0 | 0 | 0 | 0 | 0 | 0 | 0 | 0 | 0 | 0 | 0 | 0 | 0 | 0 | 0 | 0 | 0 | 0 | 0 | 0 | 0 | 0 | 0 | 0 | 0 | 0 | 0 | 0 | 0 | 0 | 0 | 0 | 0 | 0 | 0 | 0 | 0 | 0 | 0 | 0 | 0 | 0 | 0 | 0 | 0 | 0 | 0 | 0 | 0 | 0 | 0 | 0 | 0 | 0 | 0 | 0 | 0 | 0 | 0 | 0 | 0 | 0 | 0 | 0 | 0 | 0 | 0 | 0 | 0 | 0 | 0 | 0 | 0 | 0 | 0 | 0 | 0 | 0 | 0 | 0 | 0 | 0 | 0 | 0 | 0 | 0 | 0 | 0 | 0 | 0 | 0 | 0 | 0 | 0 | 0 | 0 | 0 | 0 | 0 | 0 | 0 | 0 | 0 | 0 | 0 | 0 | 0 | 0 | 0 | 0 | 0 | 0 | 0 | 0 | 0 | 0 | 0 | 0 | 0 | 0 | 0 | 0 | 0 | 0 | 0 | 0 | 0 | 0 | 0 | 0 | 0 | 0 | 0 | 0 | 0 | 0 | 0 | 0 | 0 | 0 | 0 | 0 | 0 | 0 | 0 | 0 | 0 | 0 | 0 | 0 | 0 | 0 | 0 | 0 | 0 | 0 | 0 | 0 | 0 | 0 | 0 | 0 | 0 | 0 | 0 | 0 | 0 | 0 | 0 | 0 | 0 | 0 | 0 | 0 | 0 | 0 | 0 | 0 | 0 | 0 | 0 | 0 | 0 | 0 | 0 | 0 | 0 | 0 | 0 | 0 | 0 | 0 | 0 | 0 | 0 | 0 | 0 | 0 | 0 | 0 | 0 | 0 | 0 | 0 | 0 | 0 | 0 | 0 | 0 | 0 | 0 | 0 | 0 | 0 | 0 | 0 | 0 | 0 | 0 | 0 | 0 | 0 | 0 | 0 | 0 | 0 | 0 | 0 | 0 | 0 | 0 | 0 | 0 | 0 | 0 | 0 | 0 | 0 | 0 | 0 | 0 | 0 | 0 | 0 | 0 | 0 | 0 | 0 | 0 | 0 | 0 | 0 | 0 | 0 | 0 | 0 | 0 | 0 | 0 | 0 | 0 | 0 | 0 | 0 | 0 | 0 | 0 | 0 | 0 | 0 | 0 | 0 | 0 | 0 | 0 | 0 | 0 | 900.0196 | 900.0196 | 900.0196 | 900.0196 | 900.0196 | 900.0196 | 900.0196 | 900.0196 | 900.0196 | 900.0196 | 900.0196 | 900.0196 | 900.0196 | 900.0196 | 900.0196 | 900.0196 | 900.0196 | 900.0196 | 900.0196 | 900.0196 | 900.0196 | 900.0196 | 900.0196 | 900.0196 | 900.0196 | 900.0196 | 797.6077 | 797.6077 | 797.6077 | 797.6077 | 797.6077 | 797.6077 | 797.6077 | 797.6077 | 797.6077 | 797.6077 | 797.6077 | 797.6077 | 797.6077 | 797.6077 | 797.6077 | 797.6077 | 797.6077 | 797.6077 | 797.6077 | 797.6077 | 797.6077 | 797.6077 | 797.6077 | 797.6077 | 797.6077 | 797.6077
WA_Industrial_Wood and Lumber Products_New_Process_Natural Gas_Steam System Efficiency Improvements_A | WA | Industrial | Wood and Lumber Products | New | Process | Natural Gas | Steam System Efficiency Improvements | A | IM633 | Average system efficiency | Optimized system | 5 | 0.98506 | 0 | 0 | 4.12 | 0 | 0 | 0 | 2.0598 |  | sqft | 30% | 60% | Retrofit | Retro1Slow | 81.8% | TBD | 0.2% | 900.0196 |  | 797.6077 |  | 0.00015388 | AEG Research | DOE - Improving Steam System Performance: A Sourcebook for Industry, Second Edition. October 2012. | DOE - Improving Steam System Performance: A Sourcebook for Industry, Second Edition. October 2012. | Average system efficiency | Average system efficiency | Average system efficiency | Average system efficiency | Average system efficiency | Average system efficiency | Average system efficiency | Average system efficiency | Average system efficiency | Average system efficiency | Average system efficiency | Average system efficiency | Average system efficiency | Average system efficiency | Average system efficiency | Average system efficiency | Average system efficiency | Average system efficiency | Average system efficiency | Average system efficiency | Average system efficiency | Average system efficiency | Average system efficiency | Average system efficiency | Average system efficiency | Average system efficiency | Average system efficiency | Average system efficiency | Average system efficiency | Average system efficiency | Average system efficiency | Optimized system | Optimized system | Optimized system | Optimized system | Optimized system | Optimized system | Optimized system | Optimized system | Optimized system | Optimized system | Optimized system | Optimized system | Optimized system | Optimized system | Optimized system | Optimized system | Optimized system | Optimized system | Optimized system | Optimized system | Optimized system | Optimized system | Optimized system | Optimized system | Optimized system | Optimized system | Optimized system | Optimized system | Optimized system | Optimized system | Optimized system | 4.12 | 4.12 | 4.12 | 4.12 | 4.12 | 4.12 | 4.12 | 4.12 | 4.12 | 4.12 | 4.12 | 4.12 | 4.12 | 4.12 | 4.12 | 4.12 | 4.12 | 4.12 | 4.12 | 4.12 | 4.12 | 4.12 | 4.12 | 4.12 | 4.12 | 4.12 | 4.12 | 4.12 | 4.12 | 4.12 | 4.12 | 0 | 0 | 0 | 0 | 0 | 0.98263 | 0.98058 | 0.97874 | 0.97704 | 0.97542 | 0.97443 | 0.97368 | 0.97311 | 0.97271 | 0.97245 | 0.97234 | 0.97236 | 0.97248 | 0.97265 | 0.97286 | 0.97312 | 0.97344 | 0.97373 | 0.974 | 0.97425 | 0.97465 | 0.97502 | 0.97537 | 0.98506 | 0.98506 | 0.98506 | 5.3825e-05 | 0.0001272 | 0.00026056 | 0.00047981 | 0.00081305 | 0.0012864 | 0.0019137 | 0.0026929 | 0.0035927 | 0.0045411 | 0.0054384 | 0.0061481 | 0.0065387 | 0.0065066 | 0.0060197 | 0.0054427 | 0.0061549 | 0.0065471 | 0.0065156 | 0.0060283 | 0.0054513 | 0.0061649 | 0.0065581 | 0.0065896 | 0.0060952 | 0.0055095 | 5.3825e-05 | 0.00018092 | 0.00044113 | 0.00092018 | 0.0017317 | 0.002963 | 0.0047481 | 0.0071792 | 0.010291 | 0.014019 | 0.018172 | 0.022409 | 0.02626 | 0.029179 | 0.030661 | 0.03067 | 0.03068 | 0.030689 | 0.030697 | 0.030705 | 0.030718 | 0.03073 | 0.030741 | 0 | 0 | 0 | 0.054776 | 0.12972 | 0.26622 | 0.49108 | 0.83354 | 1.3202 | 1.9655 | 2.7673 | 3.6935 | 4.6697 | 5.593 | 6.3228 | 6.7237 | 6.6895 | 6.1876 | 5.593 | 6.3228 | 6.7237 | 6.6895 | 6.1876 | 5.593 | 6.3228 | 6.7237 | 6.6895 | 6.1876 | 5.593 | 0.054776 | 0.1845 | 0.45072 | 0.9418 | 1.7753 | 3.0407 | 4.8765 | 7.3776 | 10.58 | 14.4162 | 18.6891 | 23.0464 | 27.0028 | 29.9989 | 31.5168 | 31.5168 | 31.5168 | 31.5168 | 31.5168 | 31.5168 | 31.5168 | 31.5168 | 31.5168 | 31.5168 | 31.5168 | 31.5168 | 4.5768e-05 | 0.0001082 | 0.00022169 | 0.00040834 | 0.00069211 | 0.0010952 | 0.0016295 | 0.0022932 | 0.0030596 | 0.0038674 | 0.0046316 | 0.0052361 | 0.0055686 | 0.0055411 | 0.0051264 | 0.0046348 | 0.005241 | 0.0055747 | 0.0055476 | 0.0051325 | 0.004641 | 0.0052482 | 0.0055827 | 0.0056011 | 0.0051809 | 0.0046831 | 4.5768e-05 | 0.00015388 | 0.00037533 | 0.00078311 | 0.0014741 | 0.0025226 | 0.0040429 | 0.0061135 | 0.0087641 | 0.011939 | 0.015477 | 0.019085 | 0.022364 | 0.024849 | 0.026111 | 0.026117 | 0.026124 | 0.026131 | 0.026137 | 0.026143 | 0.026152 | 0.02616 | 0.026168 | 0 | 0 | 0 | 0.04656 | 0.11026 | 0.22629 | 0.41742 | 0.70851 | 1.1221 | 1.6706 | 2.3522 | 3.1395 | 3.9693 | 4.7541 | 5.3744 | 5.7152 | 5.6861 | 5.2595 | 4.7541 | 5.3744 | 5.7152 | 5.6861 | 5.2595 | 4.7541 | 5.3744 | 5.7152 | 5.6861 | 5.2595 | 4.7541 | 0.04656 | 0.15682 | 0.38311 | 0.80053 | 1.509 | 2.5846 | 4.145 | 6.2709 | 8.993 | 12.2537 | 15.8857 | 19.5895 | 22.9524 | 25.499 | 26.7893 | 26.7893 | 26.7893 | 26.7893 | 26.7893 | 26.7893 | 26.7893 | 26.7893 | 26.7893 | 26.7893 | 26.7893 | 26.7893 | 0 | 0 | 0 | 0 | 0 | 0 | 0 | 0 | 0 | 0 | 0 | 0 | 0 | 0.00015194 | 0.00031958 | 0.00059567 | 0.0010148 | 0.0016095 | 0.002404 | 0.0034042 | 0.0045869 | 0.0058877 | 0.0071952 | 0.0084229 | 0.00926 | 0.009599 | 0 | 0 | 0 | 0 | 0 | 0 | 0 | 0 | 0 | 0 | 0 | 0 | 0 | 0.00015194 | 0.00047155 | 0.0010673 | 0.0020824 | 0.0036924 | 0.0059452 | 0.0090307 | 0.013024 | 0.0179 | 0.023489 | 0 | 0 | 0 | 0 | 0 | 0 | 0 | 0 | 0 | 0 | 0 | 0 | 0 | 0 | 0 | 0 | 0.15592 | 0.32788 | 0.611 | 1.0406 | 1.6501 | 2.464 | 3.4884 | 4.6987 | 6.0292 | 7.3659 | 8.5506 | 9.4004 | 9.7446 | 0 | 0 | 0 | 0 | 0 | 0 | 0 | 0 | 0 | 0 | 0 | 0 | 0 | 0.15592 | 0.4838 | 1.0948 | 2.1354 | 3.7855 | 6.0936 | 9.2541 | 13.3418 | 18.3304 | 24.0462 | 30.1328 | 36.0449 | 41.0907 | 4.5768e-05 | 0.0001082 | 0.00022169 | 0.00040834 | 0.00069211 | 0.0010952 | 0.0016295 | 0.0022932 | 0.0030596 | 0.0038674 | 0.0046316 | 0.0052361 | 0.0055686 | 0.0055411 | 0.0051264 | 0.0046348 | 0.005241 | 0.0055747 | 0.0055476 | 0.0051325 | 0.004641 | 0.0052482 | 0.0055827 | 0.0056011 | 0.0051809 | 0.0046831 | 4.5768e-05 | 0.00015388 | 0.00037533 | 0.00078311 | 0.0014741 | 0.0025226 | 0.0040429 | 0.0061135 | 0.0087641 | 0.011939 | 0.015477 | 0.019085 | 0.022364 | 0.024849 | 0.026111 | 0.026117 | 0.026124 | 0.026131 | 0.026137 | 0.026143 | 0.026152 | 0.02616 | 0.026168 | 0 | 0 | 0 | 0.04656 | 0.11026 | 0.22629 | 0.41742 | 0.70851 | 1.1221 | 1.6706 | 2.3522 | 3.1395 | 3.9693 | 4.7541 | 5.3744 | 5.7152 | 5.6861 | 5.2595 | 4.7541 | 5.3744 | 5.7152 | 5.6861 | 5.2595 | 4.7541 | 5.3744 | 5.7152 | 5.6861 | 5.2595 | 4.7541 | 0.04656 | 0.15682 | 0.38311 | 0.80053 | 1.509 | 2.5846 | 4.145 | 6.2709 | 8.993 | 12.2537 | 15.8857 | 19.5895 | 22.9524 | 25.499 | 26.7893 | 26.7893 | 26.7893 | 26.7893 | 26.7893 | 26.7893 | 26.7893 | 26.7893 | 26.7893 | 26.7893 | 26.7893 | 26.7893 | 900.0196 | 900.0196 | 900.0196 | 900.0196 | 900.0196 | 900.0196 | 900.0196 | 900.0196 | 900.0196 | 900.0196 | 900.0196 | 900.0196 | 900.0196 | 900.0196 | 900.0196 | 900.0196 | 900.0196 | 900.0196 | 900.0196 | 900.0196 | 900.0196 | 900.0196 | 900.0196 | 900.0196 | 900.0196 | 900.0196 | 797.6077 | 797.6077 | 797.6077 | 797.6077 | 797.6077 | 797.6077 | 797.6077 | 797.6077 | 797.6077 | 797.6077 | 797.6077 | 797.6077 | 797.6077 | 797.6077 | 797.6077 | 797.6077 | 797.6077 | 797.6077 | 797.6077 | 797.6077 | 797.6077 | 797.6077 | 797.6077 | 797.6077 | 797.6077 | 797.6077
WA_Industrial_Wood and Lumber Products_New_Space Heating_Natural Gas_Strategic Energy Management_A | WA | Industrial | Wood and Lumber Products | New | Space Heating | Natural Gas | Strategic Energy Management | A | IM634 | No energy management system | Energy management system installed and programmed | 5 | 5.3432 | 0 | 0 | 25.25 | 0 | 0.6 | 0 | 12.6257 |  | employee | 5% | 50% | Retrofit | RetroEven20 | 76.5% | TBD | 0.2% | 283.8274 |  | 278.1974 |  | 0.00034667 | BEHAV_SEM-All-CPUC-2018_PG-26 | BEHAV_SEM-All-CPUC-2018_PG-26 | AEG Research | No energy management system | No energy management system | No energy management system | No energy management system | No energy management system | No energy management system | No energy management system | No energy management system | No energy management system | No energy management system | No energy management system | No energy management system | No energy management system | No energy management system | No energy management system | No energy management system | No energy management system | No energy management system | No energy management system | No energy management system | No energy management system | No energy management system | No energy management system | No energy management system | No energy management system | No energy management system | No energy management system | No energy management system | No energy management system | No energy management system | No energy management system | Energy management system installed and programmed | Energy management system installed and programmed | Energy management system installed and programmed | Energy management system installed and programmed | Energy management system installed and programmed | Energy management system installed and programmed | Energy management system installed and programmed | Energy management system installed and programmed | Energy management system installed and programmed | Energy management system installed and programmed | Energy management system installed and programmed | Energy management system installed and programmed | Energy management system installed and programmed | Energy management system installed and programmed | Energy management system installed and programmed | Energy management system installed and programmed | Energy management system installed and programmed | Energy management system installed and programmed | Energy management system installed and programmed | Energy management system installed and programmed | Energy management system installed and programmed | Energy management system installed and programmed | Energy management system installed and programmed | Energy management system installed and programmed | Energy management system installed and programmed | Energy management system installed and programmed | Energy management system installed and programmed | Energy management system installed and programmed | Energy management system installed and programmed | Energy management system installed and programmed | Energy management system installed and programmed | 25.25 | 25.25 | 25.25 | 25.25 | 25.25 | 25.25 | 25.25 | 25.25 | 25.25 | 25.25 | 25.25 | 25.25 | 25.25 | 25.25 | 25.25 | 25.25 | 25.25 | 25.25 | 25.25 | 25.25 | 25.25 | 25.25 | 25.25 | 25.25 | 25.25 | 25.25 | 25.25 | 25.25 | 25.25 | 25.25 | 25.25 | 0 | 0 | 0 | 0 | 0 | 5.1194 | 4.9687 | 4.8587 | 4.7752 | 4.7094 | 4.6561 | 4.5938 | 4.5284 | 4.4638 | 4.4014 | 4.3462 | 4.2971 | 4.292 | 4.2623 | 4.2411 | 4.2261 | 4.2133 | 4.2085 | 4.2078 | 4.2095 | 4.2121 | 4.215 | 4.2182 | 0 | 0 | 0 | 0.00018571 | 0.00021354 | 0.00024135 | 0.000269 | 0.00029666 | 0.00032435 | 0.00035024 | 0.00037498 | 0.00039888 | 0.00042168 | 0.00044451 | 0.00046703 | 0.00049399 | 0.00051777 | 0.000542 | 0.00056683 | 0.00059167 | 0.00061742 | 0.00064364 | 0.00067013 | 0.00056496 | 0.00059191 | 0.00061885 | 0 | 0 | 0 | 0.00018571 | 0.00039378 | 0.00062641 | 0.00088465 | 0.0011691 | 0.0013113 | 0.0014466 | 0.001576 | 0.001701 | 0.0018216 | 0.0019405 | 0.002058 | 0.0021941 | 0.0023159 | 0.0024401 | 0.002566 | 0.002692 | 0.002822 | 0.002954 | 0.0030873 | 0.0030893 | 0.0030914 | 0.0030937 | 0 | 0 | 0 | 0.036275 | 0.042976 | 0.049674 | 0.056332 | 0.062993 | 0.06966 | 0.076242 | 0.082807 | 0.089358 | 0.095805 | 0.10228 | 0.10869 | 0.1151 | 0.12148 | 0.1278 | 0.13413 | 0.14043 | 0.14671 | 0.15296 | 0.1592 | 0.13413 | 0.14043 | 0.14671 | 0.15296 | 0.1592 | 0.13413 | 0.036275 | 0.079252 | 0.12893 | 0.18526 | 0.24825 | 0.28164 | 0.3149 | 0.34803 | 0.38106 | 0.41387 | 0.44649 | 0.47893 | 0.51122 | 0.54334 | 0.57533 | 0.60718 | 0.63892 | 0.67053 | 0.70202 | 0.73342 | 0.73342 | 0.73342 | 0.73342 | 0.73342 | 0.73342 | 0.73342 | 0.0001613 | 0.00018799 | 0.00021432 | 0.00024016 | 0.00026566 | 0.00029087 | 0.00031455 | 0.00033718 | 0.00035899 | 0.00037975 | 0.00040046 | 0.00042082 | 0.00044143 | 0.00045993 | 0.00047904 | 0.00049892 | 0.00051916 | 0.00054052 | 0.0005623 | 0.00058441 | 0.00049198 | 0.00051487 | 0.00053783 | 0 | 0 | 0 | 0.0001613 | 0.00034667 | 0.00055627 | 0.0007898 | 0.0010469 | 0.001176 | 0.0012992 | 0.0014171 | 0.0015309 | 0.0016405 | 0.0017482 | 0.0018544 | 0.0019607 | 0.0020572 | 0.0021566 | 0.0022586 | 0.0023621 | 0.0024705 | 0.0025807 | 0.0026924 | 0.0026902 | 0.002689 | 0.0026887 | 0 | 0 | 0 | 0.030834 | 0.03653 | 0.042223 | 0.047882 | 0.053544 | 0.059211 | 0.064806 | 0.070386 | 0.075954 | 0.081434 | 0.086935 | 0.092383 | 0.097832 | 0.10325 | 0.10863 | 0.11401 | 0.11936 | 0.1247 | 0.13002 | 0.13532 | 0.11401 | 0.11936 | 0.1247 | 0.13002 | 0.13532 | 0.11401 | 0.030834 | 0.067364 | 0.10959 | 0.15747 | 0.21101 | 0.23939 | 0.26767 | 0.29583 | 0.3239 | 0.35179 | 0.37951 | 0.40709 | 0.43454 | 0.46184 | 0.48903 | 0.5161 | 0.54309 | 0.56995 | 0.59672 | 0.62341 | 0.62341 | 0.62341 | 0.62341 | 0.62341 | 0.62341 | 0.62341 | 0.0001613 | 0.00018799 | 0.00021432 | 0.00024016 | 0.00026566 | 0.00029087 | 0.00031455 | 0.00033718 | 0.00035899 | 0.00037975 | 0.00040046 | 0.00042082 | 0.00044143 | 0.00045993 | 0.00047904 | 0.00049892 | 0.00051916 | 0.00054052 | 0.0005623 | 0.00058441 | 0.00049198 | 0.00051487 | 0.00053783 | 0 | 0 | 0 | 0.0001613 | 0.00034667 | 0.00055627 | 0.0007898 | 0.0010469 | 0.001176 | 0.0012992 | 0.0014171 | 0.0015309 | 0.0016405 | 0.0017482 | 0.0018544 | 0.0019607 | 0.0020572 | 0.0021566 | 0.0022586 | 0.0023621 | 0.0024705 | 0.0025807 | 0.0026924 | 0.0026902 | 0.002689 | 0.0026887 | 0 | 0 | 0 | 0.030834 | 0.03653 | 0.042223 | 0.047882 | 0.053544 | 0.059211 | 0.064806 | 0.070386 | 0.075954 | 0.081434 | 0.086935 | 0.092383 | 0.097832 | 0.10325 | 0.10863 | 0.11401 | 0.11936 | 0.1247 | 0.13002 | 0.13532 | 0.11401 | 0.11936 | 0.1247 | 0.13002 | 0.13532 | 0.11401 | 0.030834 | 0.067364 | 0.10959 | 0.15747 | 0.21101 | 0.23939 | 0.26767 | 0.29583 | 0.3239 | 0.35179 | 0.37951 | 0.40709 | 0.43454 | 0.46184 | 0.48903 | 0.5161 | 0.54309 | 0.56995 | 0.59672 | 0.62341 | 0.62341 | 0.62341 | 0.62341 | 0.62341 | 0.62341 | 0.62341 | 0.0001613 | 0.00018799 | 0.00021432 | 0.00024016 | 0.00026566 | 0.00029087 | 0.00031455 | 0.00033718 | 0.00035899 | 0.00037975 | 0.00040046 | 0.00042082 | 0.00044143 | 0.00045993 | 0.00047904 | 0.00049892 | 0.00051916 | 0.00054052 | 0.0005623 | 0.00058441 | 0.00049198 | 0.00051487 | 0.00053783 | 0 | 0 | 0 | 0.0001613 | 0.00034667 | 0.00055627 | 0.0007898 | 0.0010469 | 0.001176 | 0.0012992 | 0.0014171 | 0.0015309 | 0.0016405 | 0.0017482 | 0.0018544 | 0.0019607 | 0.0020572 | 0.0021566 | 0.0022586 | 0.0023621 | 0.0024705 | 0.0025807 | 0.0026924 | 0.0026902 | 0.002689 | 0.0026887 | 0 | 0 | 0 | 0.030834 | 0.03653 | 0.042223 | 0.047882 | 0.053544 | 0.059211 | 0.064806 | 0.070386 | 0.075954 | 0.081434 | 0.086935 | 0.092383 | 0.097832 | 0.10325 | 0.10863 | 0.11401 | 0.11936 | 0.1247 | 0.13002 | 0.13532 | 0.11401 | 0.11936 | 0.1247 | 0.13002 | 0.13532 | 0.11401 | 0.030834 | 0.067364 | 0.10959 | 0.15747 | 0.21101 | 0.23939 | 0.26767 | 0.29583 | 0.3239 | 0.35179 | 0.37951 | 0.40709 | 0.43454 | 0.46184 | 0.48903 | 0.5161 | 0.54309 | 0.56995 | 0.59672 | 0.62341 | 0.62341 | 0.62341 | 0.62341 | 0.62341 | 0.62341 | 0.62341 | 279.3101 | 280.3899 | 281.1832 | 281.7879 | 282.2668 | 282.6556 | 283.1118 | 283.5923 | 284.0677 | 284.529 | 284.8925 | 285.1795 | 285.4081 | 285.771 | 286.038 | 286.2313 | 286.3829 | 286.3829 | 286.3829 | 286.3829 | 286.3829 | 286.3829 | 286.3829 | 0 | 0 | 0 | 273.7697 | 274.828 | 275.6057 | 276.1984 | 276.6678 | 277.0489 | 277.496 | 277.9669 | 278.4329 | 278.8851 | 279.2413 | 279.5227 | 279.7467 | 280.1024 | 280.3642 | 280.5537 | 280.7022 | 280.7022 | 280.7022 | 280.7022 | 280.7022 | 280.7022 | 280.7022 | 0 | 0 | 0
WA_Industrial_Wood and Lumber Products_New_Process_Natural Gas_Strategic Energy Management_A | WA | Industrial | Wood and Lumber Products | New | Process | Natural Gas | Strategic Energy Management | A | IM635 | No energy management system | Energy management system installed and programmed | 5 | 8.9454 | 0 | 0 | 25.25 | 0 | 0.6 | 0 | 12.6257 |  | employee | 5% | 50% | Retrofit | RetroEven20 | 76.5% | TBD | 0.2% | 283.8274 |  | 278.1974 |  | 0.1062 | BEHAV_SEM-All-CPUC-2018_PG-26 | BEHAV_SEM-All-CPUC-2018_PG-26 | AEG Research | No energy management system | No energy management system | No energy management system | No energy management system | No energy management system | No energy management system | No energy management system | No energy management system | No energy management system | No energy management system | No energy management system | No energy management system | No energy management system | No energy management system | No energy management system | No energy management system | No energy management system | No energy management system | No energy management system | No energy management system | No energy management system | No energy management system | No energy management system | No energy management system | No energy management system | No energy management system | No energy management system | No energy management system | No energy management system | No energy management system | No energy management system | Energy management system installed and programmed | Energy management system installed and programmed | Energy management system installed and programmed | Energy management system installed and programmed | Energy management system installed and programmed | Energy management system installed and programmed | Energy management system installed and programmed | Energy management system installed and programmed | Energy management system installed and programmed | Energy management system installed and programmed | Energy management system installed and programmed | Energy management system installed and programmed | Energy management system installed and programmed | Energy management system installed and programmed | Energy management system installed and programmed | Energy management system installed and programmed | Energy management system installed and programmed | Energy management system installed and programmed | Energy management system installed and programmed | Energy management system installed and programmed | Energy management system installed and programmed | Energy management system installed and programmed | Energy management system installed and programmed | Energy management system installed and programmed | Energy management system installed and programmed | Energy management system installed and programmed | Energy management system installed and programmed | Energy management system installed and programmed | Energy management system installed and programmed | Energy management system installed and programmed | Energy management system installed and programmed | 25.25 | 25.25 | 25.25 | 25.25 | 25.25 | 25.25 | 25.25 | 25.25 | 25.25 | 25.25 | 25.25 | 25.25 | 25.25 | 25.25 | 25.25 | 25.25 | 25.25 | 25.25 | 25.25 | 25.25 | 25.25 | 25.25 | 25.25 | 25.25 | 25.25 | 25.25 | 25.25 | 25.25 | 25.25 | 25.25 | 25.25 | 0 | 0 | 0 | 0 | 0 | 8.9321 | 8.9207 | 8.9104 | 8.901 | 8.8918 | 8.8837 | 8.8775 | 8.873 | 8.8699 | 8.868 | 8.8674 | 8.8679 | 8.8693 | 8.8712 | 8.8733 | 8.8759 | 8.879 | 8.8819 | 8.8845 | 8.8868 | 8.889 | 8.8911 | 8.893 | 0 | 0 | 0 | 0.057238 | 0.067725 | 0.078188 | 0.088574 | 0.098946 | 0.10932 | 0.11957 | 0.12979 | 0.14001 | 0.15008 | 0.16021 | 0.17026 | 0.18033 | 0.19036 | 0.20032 | 0.2103 | 0.22026 | 0.23018 | 0.24007 | 0.24992 | 0.21061 | 0.22056 | 0.23047 | 0 | 0 | 0 | 0.057238 | 0.12489 | 0.20293 | 0.29129 | 0.38994 | 0.44198 | 0.49384 | 0.54552 | 0.59707 | 0.64835 | 0.6994 | 0.75026 | 0.80097 | 0.85147 | 0.90182 | 0.95203 | 1.0021 | 1.0521 | 1.1018 | 1.1514 | 1.1517 | 1.1519 | 1.1522 | 0 | 0 | 0 | 6.4081 | 7.5919 | 8.775 | 9.9511 | 11.1278 | 12.3056 | 13.4683 | 14.6279 | 15.7852 | 16.9241 | 18.0673 | 19.1996 | 20.332 | 21.4588 | 22.5755 | 23.6936 | 24.807 | 25.916 | 27.0211 | 28.1224 | 23.6936 | 24.807 | 25.916 | 27.0211 | 28.1224 | 23.6936 | 6.4081 | 14 | 22.7749 | 32.726 | 43.8538 | 49.7513 | 55.6278 | 61.4808 | 67.3149 | 73.1111 | 78.8728 | 84.604 | 90.3081 | 95.9818 | 101.6332 | 107.2595 | 112.8669 | 118.4509 | 124.0132 | 129.56 | 129.56 | 129.56 | 129.56 | 129.56 | 129.56 | 129.56 | 0.048663 | 0.05759 | 0.066499 | 0.075344 | 0.08418 | 0.093018 | 0.10175 | 0.11046 | 0.11916 | 0.12774 | 0.13636 | 0.14491 | 0.15348 | 0.16201 | 0.17048 | 0.17897 | 0.18743 | 0.19587 | 0.20427 | 0.21264 | 0.17919 | 0.18765 | 0.19607 | 0 | 0 | 0 | 0.048663 | 0.1062 | 0.1726 | 0.24778 | 0.33175 | 0.37607 | 0.42024 | 0.46426 | 0.50816 | 0.55182 | 0.59527 | 0.63856 | 0.6817 | 0.72466 | 0.76748 | 0.81017 | 0.85278 | 0.89521 | 0.93748 | 0.97964 | 0.97984 | 0.98004 | 0.98021 | 0 | 0 | 0 | 5.4469 | 6.4531 | 7.4587 | 8.4584 | 9.4587 | 10.4597 | 11.4481 | 12.4338 | 13.4174 | 14.3854 | 15.3572 | 16.3196 | 17.2822 | 18.24 | 19.1892 | 20.1395 | 21.0859 | 22.0286 | 22.9679 | 23.904 | 20.1395 | 21.0859 | 22.0286 | 22.9679 | 23.904 | 20.1395 | 5.4469 | 11.9 | 19.3587 | 27.8171 | 37.2757 | 42.2886 | 47.2836 | 52.2587 | 57.2176 | 62.1444 | 67.0419 | 71.9134 | 76.7619 | 81.5845 | 86.3882 | 91.1706 | 95.9369 | 100.6833 | 105.4112 | 110.126 | 110.126 | 110.126 | 110.126 | 110.126 | 110.126 | 110.126 | 0.048663 | 0.05759 | 0.066499 | 0.075344 | 0.08418 | 0.093018 | 0.10175 | 0.11046 | 0.11916 | 0.12774 | 0.13636 | 0.14491 | 0.15348 | 0.16201 | 0.17048 | 0.17897 | 0.18743 | 0.19587 | 0.20427 | 0.21264 | 0.17919 | 0.18765 | 0.19607 | 0 | 0 | 0 | 0.048663 | 0.1062 | 0.1726 | 0.24778 | 0.33175 | 0.37607 | 0.42024 | 0.46426 | 0.50816 | 0.55182 | 0.59527 | 0.63856 | 0.6817 | 0.72466 | 0.76748 | 0.81017 | 0.85278 | 0.89521 | 0.93748 | 0.97964 | 0.97984 | 0.98004 | 0.98021 | 0 | 0 | 0 | 5.4469 | 6.4531 | 7.4587 | 8.4584 | 9.4587 | 10.4597 | 11.4481 | 12.4338 | 13.4174 | 14.3854 | 15.3572 | 16.3196 | 17.2822 | 18.24 | 19.1892 | 20.1395 | 21.0859 | 22.0286 | 22.9679 | 23.904 | 20.1395 | 21.0859 | 22.0286 | 22.9679 | 23.904 | 20.1395 | 5.4469 | 11.9 | 19.3587 | 27.8171 | 37.2757 | 42.2886 | 47.2836 | 52.2587 | 57.2176 | 62.1444 | 67.0419 | 71.9134 | 76.7619 | 81.5845 | 86.3882 | 91.1706 | 95.9369 | 100.6833 | 105.4112 | 110.126 | 110.126 | 110.126 | 110.126 | 110.126 | 110.126 | 110.126 | 0.048663 | 0.05759 | 0.066499 | 0.075344 | 0.08418 | 0.093018 | 0.10175 | 0.11046 | 0.11916 | 0.12774 | 0.13636 | 0.14491 | 0.15348 | 0.16201 | 0.17048 | 0.17897 | 0.18743 | 0.19587 | 0.20427 | 0.21264 | 0.17919 | 0.18765 | 0.19607 | 0 | 0 | 0 | 0.048663 | 0.1062 | 0.1726 | 0.24778 | 0.33175 | 0.37607 | 0.42024 | 0.46426 | 0.50816 | 0.55182 | 0.59527 | 0.63856 | 0.6817 | 0.72466 | 0.76748 | 0.81017 | 0.85278 | 0.89521 | 0.93748 | 0.97964 | 0.97984 | 0.98004 | 0.98021 | 0 | 0 | 0 | 5.4469 | 6.4531 | 7.4587 | 8.4584 | 9.4587 | 10.4597 | 11.4481 | 12.4338 | 13.4174 | 14.3854 | 15.3572 | 16.3196 | 17.2822 | 18.24 | 19.1892 | 20.1395 | 21.0859 | 22.0286 | 22.9679 | 23.904 | 20.1395 | 21.0859 | 22.0286 | 22.9679 | 23.904 | 20.1395 | 5.4469 | 11.9 | 19.3587 | 27.8171 | 37.2757 | 42.2886 | 47.2836 | 52.2587 | 57.2176 | 62.1444 | 67.0419 | 71.9134 | 76.7619 | 81.5845 | 86.3882 | 91.1706 | 95.9369 | 100.6833 | 105.4112 | 110.126 | 110.126 | 110.126 | 110.126 | 110.126 | 110.126 | 110.126 | 279.3101 | 280.3899 | 281.1832 | 281.7879 | 282.2668 | 282.6556 | 283.1118 | 283.5923 | 284.0677 | 284.529 | 284.8925 | 285.1795 | 285.4081 | 285.771 | 286.038 | 286.2313 | 286.3829 | 286.3829 | 286.3829 | 286.3829 | 286.3829 | 286.3829 | 286.3829 | 0 | 0 | 0 | 273.7697 | 274.828 | 275.6057 | 276.1984 | 276.6678 | 277.0489 | 277.496 | 277.9669 | 278.4329 | 278.8851 | 279.2413 | 279.5227 | 279.7467 | 280.1024 | 280.3642 | 280.5537 | 280.7022 | 280.7022 | 280.7022 | 280.7022 | 280.7022 | 280.7022 | 280.7022 | 0 | 0 | 0
WA_Industrial_Wood and Lumber Products_New_Miscellaneous_Natural Gas_Strategic Energy Management_A | WA | Industrial | Wood and Lumber Products | New | Miscellaneous | Natural Gas | Strategic Energy Management | A | IM636 | No energy management system | Energy management system installed and programmed | 5 | 3.4004 | 0 | 0 | 25.25 | 0 | 0.6 | 0 | 12.6257 |  | employee | 5% | 50% | Retrofit | RetroEven20 | 76.5% | TBD | 0.2% | 283.8274 |  | 278.1974 |  | 0.010116 | BEHAV_SEM-All-CPUC-2018_PG-26 | BEHAV_SEM-All-CPUC-2018_PG-26 | AEG Research | No energy management system | No energy management system | No energy management system | No energy management system | No energy management system | No energy management system | No energy management system | No energy management system | No energy management system | No energy management system | No energy management system | No energy management system | No energy management system | No energy management system | No energy management system | No energy management system | No energy management system | No energy management system | No energy management system | No energy management system | No energy management system | No energy management system | No energy management system | No energy management system | No energy management system | No energy management system | No energy management system | No energy management system | No energy management system | No energy management system | No energy management system | Energy management system installed and programmed | Energy management system installed and programmed | Energy management system installed and programmed | Energy management system installed and programmed | Energy management system installed and programmed | Energy management system installed and programmed | Energy management system installed and programmed | Energy management system installed and programmed | Energy management system installed and programmed | Energy management system installed and programmed | Energy management system installed and programmed | Energy management system installed and programmed | Energy management system installed and programmed | Energy management system installed and programmed | Energy management system installed and programmed | Energy management system installed and programmed | Energy management system installed and programmed | Energy management system installed and programmed | Energy management system installed and programmed | Energy management system installed and programmed | Energy management system installed and programmed | Energy management system installed and programmed | Energy management system installed and programmed | Energy management system installed and programmed | Energy management system installed and programmed | Energy management system installed and programmed | Energy management system installed and programmed | Energy management system installed and programmed | Energy management system installed and programmed | Energy management system installed and programmed | Energy management system installed and programmed | 25.25 | 25.25 | 25.25 | 25.25 | 25.25 | 25.25 | 25.25 | 25.25 | 25.25 | 25.25 | 25.25 | 25.25 | 25.25 | 25.25 | 25.25 | 25.25 | 25.25 | 25.25 | 25.25 | 25.25 | 25.25 | 25.25 | 25.25 | 25.25 | 25.25 | 25.25 | 25.25 | 25.25 | 25.25 | 25.25 | 25.25 | 0 | 0 | 0 | 0 | 0 | 3.4004 | 3.4004 | 3.4004 | 3.4004 | 3.4004 | 3.4004 | 3.4004 | 3.4004 | 3.4004 | 3.4004 | 3.4004 | 3.4004 | 3.4004 | 3.4004 | 3.4004 | 3.4004 | 3.4004 | 3.4004 | 3.4004 | 3.4004 | 3.4004 | 3.4004 | 3.4004 | 0 | 0 | 0 | 0.0054476 | 0.0064539 | 0.0074597 | 0.0084595 | 0.0094599 | 0.010461 | 0.01145 | 0.012435 | 0.013419 | 0.014387 | 0.015359 | 0.016322 | 0.017284 | 0.018242 | 0.019192 | 0.020142 | 0.021089 | 0.022032 | 0.022971 | 0.023907 | 0.020142 | 0.021089 | 0.022032 | 0 | 0 | 0 | 0.0054476 | 0.011902 | 0.019361 | 0.027821 | 0.037281 | 0.042294 | 0.04729 | 0.052265 | 0.057225 | 0.062153 | 0.067051 | 0.071923 | 0.076772 | 0.081595 | 0.0864 | 0.091182 | 0.095949 | 0.1007 | 0.10542 | 0.11014 | 0.11014 | 0.11014 | 0.11014 | 0 | 0 | 0 | 1.602 | 1.898 | 2.1937 | 2.4878 | 2.782 | 3.0764 | 3.3671 | 3.657 | 3.9463 | 4.231 | 4.5168 | 4.7999 | 5.083 | 5.3647 | 5.6439 | 5.9234 | 6.2017 | 6.479 | 6.7553 | 7.0306 | 5.9234 | 6.2017 | 6.479 | 6.7553 | 7.0306 | 5.9234 | 1.602 | 3.5 | 5.6937 | 8.1815 | 10.9635 | 12.4378 | 13.9069 | 15.3702 | 16.8287 | 18.2778 | 19.7182 | 21.151 | 22.577 | 23.9954 | 25.4083 | 26.8149 | 28.2167 | 29.6127 | 31.0033 | 32.39 | 32.39 | 32.39 | 32.39 | 32.39 | 32.39 | 32.39 | 0.0046305 | 0.0054858 | 0.0063407 | 0.0071906 | 0.0080409 | 0.0088919 | 0.0097321 | 0.01057 | 0.011406 | 0.012229 | 0.013055 | 0.013874 | 0.014692 | 0.015506 | 0.016313 | 0.017121 | 0.017925 | 0.018727 | 0.019525 | 0.020321 | 0.017121 | 0.017925 | 0.018727 | 0 | 0 | 0 | 0.0046305 | 0.010116 | 0.016457 | 0.023648 | 0.031689 | 0.03595 | 0.040196 | 0.044426 | 0.048641 | 0.05283 | 0.056993 | 0.061134 | 0.065256 | 0.069356 | 0.07344 | 0.077505 | 0.081557 | 0.085592 | 0.089611 | 0.093619 | 0.093619 | 0.093619 | 0.093619 | 0 | 0 | 0 | 1.3617 | 1.6133 | 1.8647 | 2.1146 | 2.3647 | 2.6149 | 2.862 | 3.1084 | 3.3544 | 3.5964 | 3.8393 | 4.0799 | 4.3206 | 4.56 | 4.7973 | 5.0349 | 5.2715 | 5.5072 | 5.742 | 5.976 | 5.0349 | 5.2715 | 5.5072 | 5.742 | 5.976 | 5.0349 | 1.3617 | 2.975 | 4.8397 | 6.9543 | 9.3189 | 10.5721 | 11.8209 | 13.0647 | 14.3044 | 15.5361 | 16.7605 | 17.9784 | 19.1905 | 20.3961 | 21.5971 | 22.7926 | 23.9842 | 25.1708 | 26.3528 | 27.5315 | 27.5315 | 27.5315 | 27.5315 | 27.5315 | 27.5315 | 27.5315 | 0.0046305 | 0.0054858 | 0.0063407 | 0.0071906 | 0.0080409 | 0.0088919 | 0.0097321 | 0.01057 | 0.011406 | 0.012229 | 0.013055 | 0.013874 | 0.014692 | 0.015506 | 0.016313 | 0.017121 | 0.017925 | 0.018727 | 0.019525 | 0.020321 | 0.017121 | 0.017925 | 0.018727 | 0 | 0 | 0 | 0.0046305 | 0.010116 | 0.016457 | 0.023648 | 0.031689 | 0.03595 | 0.040196 | 0.044426 | 0.048641 | 0.05283 | 0.056993 | 0.061134 | 0.065256 | 0.069356 | 0.07344 | 0.077505 | 0.081557 | 0.085592 | 0.089611 | 0.093619 | 0.093619 | 0.093619 | 0.093619 | 0 | 0 | 0 | 1.3617 | 1.6133 | 1.8647 | 2.1146 | 2.3647 | 2.6149 | 2.862 | 3.1084 | 3.3544 | 3.5964 | 3.8393 | 4.0799 | 4.3206 | 4.56 | 4.7973 | 5.0349 | 5.2715 | 5.5072 | 5.742 | 5.976 | 5.0349 | 5.2715 | 5.5072 | 5.742 | 5.976 | 5.0349 | 1.3617 | 2.975 | 4.8397 | 6.9543 | 9.3189 | 10.5721 | 11.8209 | 13.0647 | 14.3044 | 15.5361 | 16.7605 | 17.9784 | 19.1905 | 20.3961 | 21.5971 | 22.7926 | 23.9842 | 25.1708 | 26.3528 | 27.5315 | 27.5315 | 27.5315 | 27.5315 | 27.5315 | 27.5315 | 27.5315 | 0.0046305 | 0.0054858 | 0.0063407 | 0.0071906 | 0.0080409 | 0.0088919 | 0.0097321 | 0.01057 | 0.011406 | 0.012229 | 0.013055 | 0.013874 | 0.014692 | 0.015506 | 0.016313 | 0.017121 | 0.017925 | 0.018727 | 0.019525 | 0.020321 | 0.017121 | 0.017925 | 0.018727 | 0 | 0 | 0 | 0.0046305 | 0.010116 | 0.016457 | 0.023648 | 0.031689 | 0.03595 | 0.040196 | 0.044426 | 0.048641 | 0.05283 | 0.056993 | 0.061134 | 0.065256 | 0.069356 | 0.07344 | 0.077505 | 0.081557 | 0.085592 | 0.089611 | 0.093619 | 0.093619 | 0.093619 | 0.093619 | 0 | 0 | 0 | 1.3617 | 1.6133 | 1.8647 | 2.1146 | 2.3647 | 2.6149 | 2.862 | 3.1084 | 3.3544 | 3.5964 | 3.8393 | 4.0799 | 4.3206 | 4.56 | 4.7973 | 5.0349 | 5.2715 | 5.5072 | 5.742 | 5.976 | 5.0349 | 5.2715 | 5.5072 | 5.742 | 5.976 | 5.0349 | 1.3617 | 2.975 | 4.8397 | 6.9543 | 9.3189 | 10.5721 | 11.8209 | 13.0647 | 14.3044 | 15.5361 | 16.7605 | 17.9784 | 19.1905 | 20.3961 | 21.5971 | 22.7926 | 23.9842 | 25.1708 | 26.3528 | 27.5315 | 27.5315 | 27.5315 | 27.5315 | 27.5315 | 27.5315 | 27.5315 | 279.3101 | 280.3899 | 281.1832 | 281.7879 | 282.2668 | 282.6556 | 283.1118 | 283.5923 | 284.0677 | 284.529 | 284.8925 | 285.1795 | 285.4081 | 285.771 | 286.038 | 286.2313 | 286.3829 | 286.3829 | 286.3829 | 286.3829 | 286.3829 | 286.3829 | 286.3829 | 0 | 0 | 0 | 273.7697 | 274.828 | 275.6057 | 276.1984 | 276.6678 | 277.0489 | 277.496 | 277.9669 | 278.4329 | 278.8851 | 279.2413 | 279.5227 | 279.7467 | 280.1024 | 280.3642 | 280.5537 | 280.7022 | 280.7022 | 280.7022 | 280.7022 | 280.7022 | 280.7022 | 280.7022 | 0 | 0 | 0
WA_Industrial_Wood and Lumber Products_New_Space Heating_Natural Gas_Commissioning_A | WA | Industrial | Wood and Lumber Products | New | Space Heating | Natural Gas | Commissioning | A | IM637 | New construction code | Optimized HVAC design and controls | 10 | 6.6688 | 0 | 0 | 0.27 | 0 | 0 | 0 | 0.1336 |  | employee | 0% | 0% | Retrofit | Retro12Med | 84.73% | TBD | 0.2% | 0.63277 |  | 0.51505 |  | 0 | DL20_COM_CX-Refrig-2021PLN-V11-3 | 2018 AMIL BUS Retro-Commissioning Initiative | U.S. Department of Energy. Lawrence Berkeley National Labs and Building Commissioning Association. https://www.bcxa.org/wp-content/uploads/2020/09/1-s2.0- S0378778819319553-main.pdf | New construction code | New construction code | New construction code | New construction code | New construction code | New construction code | New construction code | New construction code | New construction code | New construction code | New construction code | New construction code | New construction code | New construction code | New construction code | New construction code | New construction code | New construction code | New construction code | New construction code | New construction code | New construction code | New construction code | New construction code | New construction code | New construction code | New construction code | New construction code | New construction code | New construction code | New construction code | Optimized HVAC design and controls | Optimized HVAC design and controls | Optimized HVAC design and controls | Optimized HVAC design and controls | Optimized HVAC design and controls | Optimized HVAC design and controls | Optimized HVAC design and controls | Optimized HVAC design and controls | Optimized HVAC design and controls | Optimized HVAC design and controls | Optimized HVAC design and controls | Optimized HVAC design and controls | Optimized HVAC design and controls | Optimized HVAC design and controls | Optimized HVAC design and controls | Optimized HVAC design and controls | Optimized HVAC design and controls | Optimized HVAC design and controls | Optimized HVAC design and controls | Optimized HVAC design and controls | Optimized HVAC design and controls | Optimized HVAC design and controls | Optimized HVAC design and controls | Optimized HVAC design and controls | Optimized HVAC design and controls | Optimized HVAC design and controls | Optimized HVAC design and controls | Optimized HVAC design and controls | Optimized HVAC design and controls | Optimized HVAC design and controls | Optimized HVAC design and controls | 0.27 | 0.27 | 0.27 | 0.27 | 0.27 | 0.27 | 0.27 | 0.27 | 0.27 | 0.27 | 0.27 | 0.27 | 0.27 | 0.27 | 0.27 | 0.27 | 0.27 | 0.27 | 0.27 | 0.27 | 0.27 | 0.27 | 0.27 | 0.27 | 0.27 | 0.27 | 0.27 | 0.27 | 0.27 | 0.27 | 0.27 | 0 | 0 | 0 | 0 | 0 | 6.3895 | 6.2014 | 6.064 | 5.9599 | 5.8777 | 5.8112 | 5.7334 | 5.6518 | 5.5712 | 5.4934 | 5.4244 | 5.3631 | 5.3567 | 5.3198 | 5.2933 | 5.2746 | 5.2585 | 5.2526 | 5.2517 | 5.2538 | 5.2571 | 5.2607 | 5.2647 | 0 | 0 | 0 | 0 | 0 | 0 | 0 | 0 | 0 | 0 | 0 | 0 | 0 | 0 | 0 | 0 | 0 | 0 | 0 | 0 | 0 | 0 | 0 | 0 | 0 | 0 | 0 | 0 | 0 | 0 | 0 | 0 | 0 | 0 | 0 | 0 | 0 | 0 | 0 | 0 | 0 | 0 | 0 | 0 | 0 | 0 | 0 | 0 | 0 | 0 | 0 | 0 | 0 | 0 | 0 | 0 | 0 | 0 | 0 | 0 | 0 | 0 | 0 | 0 | 0 | 0 | 0 | 0 | 0 | 0 | 0 | 0 | 0 | 0 | 0 | 0 | 0 | 0 | 0 | 0 | 0 | 0 | 0 | 0 | 0 | 0 | 0 | 0 | 0 | 0 | 0 | 0 | 0 | 0 | 0 | 0 | 0 | 0 | 0 | 0 | 0 | 0 | 0 | 0 | 0 | 0 | 0 | 0 | 0 | 0 | 0 | 0 | 0 | 0 | 0 | 0 | 0 | 0 | 0 | 0 | 0 | 0 | 0 | 0 | 0 | 0 | 0 | 0 | 0 | 0 | 0 | 0 | 0 | 0 | 0 | 0 | 0 | 0 | 0 | 0 | 0 | 0 | 0 | 0 | 0 | 0 | 0 | 0 | 0 | 0 | 0 | 0 | 0 | 0 | 0 | 0 | 0 | 0 | 0 | 0 | 0 | 0 | 0 | 0 | 0 | 0 | 0 | 0 | 0 | 0 | 0 | 0 | 0 | 0 | 0 | 0 | 0 | 0 | 0 | 0 | 0 | 0 | 0 | 0 | 0 | 0 | 0 | 0 | 0 | 0 | 0 | 0 | 0 | 0 | 0 | 0 | 0 | 0 | 0 | 0 | 0 | 0 | 0 | 0 | 0 | 0 | 0 | 0 | 0 | 0 | 0 | 0 | 0 | 0 | 0 | 0 | 0 | 0 | 0 | 0 | 0 | 0 | 0 | 0 | 0 | 0 | 0 | 0 | 0 | 0 | 0 | 0 | 0 | 0 | 0 | 0 | 0 | 0 | 0 | 0 | 0 | 0 | 0 | 0 | 0 | 0 | 0 | 0 | 0 | 0 | 0 | 0 | 0 | 0 | 0 | 0 | 0 | 0 | 0 | 0 | 0 | 0 | 0 | 0 | 0 | 0 | 0 | 0 | 0 | 0 | 0 | 0 | 0 | 0 | 0 | 0 | 0 | 0 | 0 | 0 | 0 | 0 | 0 | 0 | 0 | 0 | 0 | 0 | 0 | 0 | 0 | 0 | 0 | 0 | 0 | 0 | 0 | 0 | 0 | 0 | 0 | 0 | 0 | 0 | 0 | 0 | 0 | 0 | 0 | 0 | 0 | 0 | 0 | 0 | 0 | 0 | 0 | 0 | 0 | 0 | 0 | 0 | 0 | 0 | 0 | 0 | 0 | 0 | 0 | 0 | 0 | 0 | 0 | 0 | 0 | 0 | 0 | 0 | 0 | 0 | 0 | 0 | 0 | 0 | 0 | 0 | 0 | 0 | 0 | 0 | 0 | 0 | 0 | 0 | 0 | 0 | 0 | 0 | 0 | 0 | 0 | 0 | 0 | 0 | 0 | 0 | 0 | 0 | 0 | 0 | 0 | 0 | 0 | 0 | 0 | 0 | 0 | 0 | 0 | 0 | 0 | 0 | 0 | 0 | 0 | 0 | 0 | 0 | 0 | 0 | 0 | 0 | 0 | 0 | 0 | 0 | 0 | 0 | 0 | 0 | 0 | 0 | 0 | 0 | 0 | 0 | 0 | 0 | 0 | 0 | 0 | 0 | 0 | 0 | 0 | 0 | 0 | 0 | 0 | 0.62886 | 0.6298 | 0.63049 | 0.63102 | 0.63143 | 0.63177 | 0.63216 | 0.63257 | 0.63298 | 0.63338 | 0.63369 | 0.63393 | 0.63413 | 0.63444 | 0.63466 | 0.63483 | 0.63496 | 0.63496 | 0.63496 | 0.63496 | 0.63496 | 0.63496 | 0.63496 | 0 | 0 | 0 | 0.51186 | 0.51263 | 0.51319 | 0.51362 | 0.51396 | 0.51423 | 0.51455 | 0.51489 | 0.51522 | 0.51554 | 0.51579 | 0.51599 | 0.51615 | 0.5164 | 0.51659 | 0.51672 | 0.51683 | 0.51683 | 0.51683 | 0.51683 | 0.51683 | 0.51683 | 0.51683 | 0 | 0 | 0
WA_Industrial_Wood and Lumber Products_New_Process_Natural Gas_Commissioning_A | WA | Industrial | Wood and Lumber Products | New | Process | Natural Gas | Commissioning | A | IM638 | New construction code | Optimized process design and controls | 10 | 49.928 | 0 | 0 | 0.27 | 0 | 0 | 0 | 0.1336 |  | employee | 0% | 0% | Retrofit | Retro12Med | 84.73% | TBD | 0.2% | 0.63277 |  | 0.51505 |  | 0 | DL20_COM_CX-Refrig-2021PLN-V11-3 | 2018 AMIL BUS Retro-Commissioning Initiative | U.S. Department of Energy. Lawrence Berkeley National Labs and Building Commissioning Association. https://www.bcxa.org/wp-content/uploads/2020/09/1-s2.0- S0378778819319553-main.pdf | New construction code | New construction code | New construction code | New construction code | New construction code | New construction code | New construction code | New construction code | New construction code | New construction code | New construction code | New construction code | New construction code | New construction code | New construction code | New construction code | New construction code | New construction code | New construction code | New construction code | New construction code | New construction code | New construction code | New construction code | New construction code | New construction code | New construction code | New construction code | New construction code | New construction code | New construction code | Optimized process design and controls | Optimized process design and controls | Optimized process design and controls | Optimized process design and controls | Optimized process design and controls | Optimized process design and controls | Optimized process design and controls | Optimized process design and controls | Optimized process design and controls | Optimized process design and controls | Optimized process design and controls | Optimized process design and controls | Optimized process design and controls | Optimized process design and controls | Optimized process design and controls | Optimized process design and controls | Optimized process design and controls | Optimized process design and controls | Optimized process design and controls | Optimized process design and controls | Optimized process design and controls | Optimized process design and controls | Optimized process design and controls | Optimized process design and controls | Optimized process design and controls | Optimized process design and controls | Optimized process design and controls | Optimized process design and controls | Optimized process design and controls | Optimized process design and controls | Optimized process design and controls | 0.27 | 0.27 | 0.27 | 0.27 | 0.27 | 0.27 | 0.27 | 0.27 | 0.27 | 0.27 | 0.27 | 0.27 | 0.27 | 0.27 | 0.27 | 0.27 | 0.27 | 0.27 | 0.27 | 0.27 | 0.27 | 0.27 | 0.27 | 0.27 | 0.27 | 0.27 | 0.27 | 0.27 | 0.27 | 0.27 | 0.27 | 0 | 0 | 0 | 0 | 0 | 49.9238 | 49.9215 | 49.9203 | 49.9212 | 49.9219 | 49.9225 | 49.923 | 49.9234 | 49.9237 | 49.924 | 49.9243 | 49.9245 | 49.9247 | 49.9248 | 49.925 | 49.9251 | 49.9253 | 49.9254 | 49.9255 | 49.9256 | 49.9257 | 49.9258 | 49.9258 | 0 | 0 | 0 | 0 | 0 | 0 | 0 | 0 | 0 | 0 | 0 | 0 | 0 | 0 | 0 | 0 | 0 | 0 | 0 | 0 | 0 | 0 | 0 | 0 | 0 | 0 | 0 | 0 | 0 | 0 | 0 | 0 | 0 | 0 | 0 | 0 | 0 | 0 | 0 | 0 | 0 | 0 | 0 | 0 | 0 | 0 | 0 | 0 | 0 | 0 | 0 | 0 | 0 | 0 | 0 | 0 | 0 | 0 | 0 | 0 | 0 | 0 | 0 | 0 | 0 | 0 | 0 | 0 | 0 | 0 | 0 | 0 | 0 | 0 | 0 | 0 | 0 | 0 | 0 | 0 | 0 | 0 | 0 | 0 | 0 | 0 | 0 | 0 | 0 | 0 | 0 | 0 | 0 | 0 | 0 | 0 | 0 | 0 | 0 | 0 | 0 | 0 | 0 | 0 | 0 | 0 | 0 | 0 | 0 | 0 | 0 | 0 | 0 | 0 | 0 | 0 | 0 | 0 | 0 | 0 | 0 | 0 | 0 | 0 | 0 | 0 | 0 | 0 | 0 | 0 | 0 | 0 | 0 | 0 | 0 | 0 | 0 | 0 | 0 | 0 | 0 | 0 | 0 | 0 | 0 | 0 | 0 | 0 | 0 | 0 | 0 | 0 | 0 | 0 | 0 | 0 | 0 | 0 | 0 | 0 | 0 | 0 | 0 | 0 | 0 | 0 | 0 | 0 | 0 | 0 | 0 | 0 | 0 | 0 | 0 | 0 | 0 | 0 | 0 | 0 | 0 | 0 | 0 | 0 | 0 | 0 | 0 | 0 | 0 | 0 | 0 | 0 | 0 | 0 | 0 | 0 | 0 | 0 | 0 | 0 | 0 | 0 | 0 | 0 | 0 | 0 | 0 | 0 | 0 | 0 | 0 | 0 | 0 | 0 | 0 | 0 | 0 | 0 | 0 | 0 | 0 | 0 | 0 | 0 | 0 | 0 | 0 | 0 | 0 | 0 | 0 | 0 | 0 | 0 | 0 | 0 | 0 | 0 | 0 | 0 | 0 | 0 | 0 | 0 | 0 | 0 | 0 | 0 | 0 | 0 | 0 | 0 | 0 | 0 | 0 | 0 | 0 | 0 | 0 | 0 | 0 | 0 | 0 | 0 | 0 | 0 | 0 | 0 | 0 | 0 | 0 | 0 | 0 | 0 | 0 | 0 | 0 | 0 | 0 | 0 | 0 | 0 | 0 | 0 | 0 | 0 | 0 | 0 | 0 | 0 | 0 | 0 | 0 | 0 | 0 | 0 | 0 | 0 | 0 | 0 | 0 | 0 | 0 | 0 | 0 | 0 | 0 | 0 | 0 | 0 | 0 | 0 | 0 | 0 | 0 | 0 | 0 | 0 | 0 | 0 | 0 | 0 | 0 | 0 | 0 | 0 | 0 | 0 | 0 | 0 | 0 | 0 | 0 | 0 | 0 | 0 | 0 | 0 | 0 | 0 | 0 | 0 | 0 | 0 | 0 | 0 | 0 | 0 | 0 | 0 | 0 | 0 | 0 | 0 | 0 | 0 | 0 | 0 | 0 | 0 | 0 | 0 | 0 | 0 | 0 | 0 | 0 | 0 | 0 | 0 | 0 | 0 | 0 | 0 | 0 | 0 | 0 | 0 | 0 | 0 | 0 | 0 | 0 | 0 | 0 | 0 | 0 | 0 | 0 | 0 | 0 | 0 | 0 | 0 | 0 | 0 | 0 | 0 | 0 | 0 | 0 | 0 | 0 | 0 | 0 | 0 | 0 | 0 | 0 | 0 | 0 | 0 | 0 | 0 | 0 | 0 | 0 | 0 | 0 | 0.62886 | 0.6298 | 0.63049 | 0.63102 | 0.63143 | 0.63177 | 0.63216 | 0.63257 | 0.63298 | 0.63338 | 0.63369 | 0.63393 | 0.63413 | 0.63444 | 0.63466 | 0.63483 | 0.63496 | 0.63496 | 0.63496 | 0.63496 | 0.63496 | 0.63496 | 0.63496 | 0 | 0 | 0 | 0.51186 | 0.51263 | 0.51319 | 0.51362 | 0.51396 | 0.51423 | 0.51455 | 0.51489 | 0.51522 | 0.51554 | 0.51579 | 0.51599 | 0.51615 | 0.5164 | 0.51659 | 0.51672 | 0.51683 | 0.51683 | 0.51683 | 0.51683 | 0.51683 | 0.51683 | 0.51683 | 0 | 0 | 0
WA_Industrial_Wood and Lumber Products_New_Space Heating_Natural Gas_Retrocommissioning_A | WA | Industrial | Wood and Lumber Products | New | Space Heating | Natural Gas | Retrocommissioning | A | IM639 | Vintage/existing building | Optimized HVAC flow and controls | 5 | 0 | 0 | 0 | 0 | 0 | 0 | 0 | 0 |  | employee | 0% | 0% | Retrofit | RetroEven20 | 76.5% | TBD | 0.2% | 0 |  | 0 |  | 0 | COM_RCX-Heating-7PLN-v5-18 | COM_RCX-Heating-7PLN-v5-18 | n/a | Vintage/existing building | Vintage/existing building | Vintage/existing building | Vintage/existing building | Vintage/existing building | Vintage/existing building | Vintage/existing building | Vintage/existing building | Vintage/existing building | Vintage/existing building | Vintage/existing building | Vintage/existing building | Vintage/existing building | Vintage/existing building | Vintage/existing building | Vintage/existing building | Vintage/existing building | Vintage/existing building | Vintage/existing building | Vintage/existing building | Vintage/existing building | Vintage/existing building | Vintage/existing building | Vintage/existing building | Vintage/existing building | Vintage/existing building | Vintage/existing building | Vintage/existing building | Vintage/existing building | Vintage/existing building | Vintage/existing building | Optimized HVAC flow and controls | Optimized HVAC flow and controls | Optimized HVAC flow and controls | Optimized HVAC flow and controls | Optimized HVAC flow and controls | Optimized HVAC flow and controls | Optimized HVAC flow and controls | Optimized HVAC flow and controls | Optimized HVAC flow and controls | Optimized HVAC flow and controls | Optimized HVAC flow and controls | Optimized HVAC flow and controls | Optimized HVAC flow and controls | Optimized HVAC flow and controls | Optimized HVAC flow and controls | Optimized HVAC flow and controls | Optimized HVAC flow and controls | Optimized HVAC flow and controls | Optimized HVAC flow and controls | Optimized HVAC flow and controls | Optimized HVAC flow and controls | Optimized HVAC flow and controls | Optimized HVAC flow and controls | Optimized HVAC flow and controls | Optimized HVAC flow and controls | Optimized HVAC flow and controls | Optimized HVAC flow and controls | Optimized HVAC flow and controls | Optimized HVAC flow and controls | Optimized HVAC flow and controls | Optimized HVAC flow and controls | 0 | 0 | 0 | 0 | 0 | 0 | 0 | 0 | 0 | 0 | 0 | 0 | 0 | 0 | 0 | 0 | 0 | 0 | 0 | 0 | 0 | 0 | 0 | 0 | 0 | 0 | 0 | 0 | 0 | 0 | 0 | 0 | 0 | 0 | 0 | 0 | 0 | 0 | 0 | 0 | 0 | 0 | 0 | 0 | 0 | 0 | 0 | 0 | 0 | 0 | 0 | 0 | 0 | 0 | 0 | 0 | 0 | 0 | 0 | 0 | 0 | 0 | 0 | 0 | 0 | 0 | 0 | 0 | 0 | 0 | 0 | 0 | 0 | 0 | 0 | 0 | 0 | 0 | 0 | 0 | 0 | 0 | 0 | 0 | 0 | 0 | 0 | 0 | 0 | 0 | 0 | 0 | 0 | 0 | 0 | 0 | 0 | 0 | 0 | 0 | 0 | 0 | 0 | 0 | 0 | 0 | 0 | 0 | 0 | 0 | 0 | 0 | 0 | 0 | 0 | 0 | 0 | 0 | 0 | 0 | 0 | 0 | 0 | 0 | 0 | 0 | 0 | 0 | 0 | 0 | 0 | 0 | 0 | 0 | 0 | 0 | 0 | 0 | 0 | 0 | 0 | 0 | 0 | 0 | 0 | 0 | 0 | 0 | 0 | 0 | 0 | 0 | 0 | 0 | 0 | 0 | 0 | 0 | 0 | 0 | 0 | 0 | 0 | 0 | 0 | 0 | 0 | 0 | 0 | 0 | 0 | 0 | 0 | 0 | 0 | 0 | 0 | 0 | 0 | 0 | 0 | 0 | 0 | 0 | 0 | 0 | 0 | 0 | 0 | 0 | 0 | 0 | 0 | 0 | 0 | 0 | 0 | 0 | 0 | 0 | 0 | 0 | 0 | 0 | 0 | 0 | 0 | 0 | 0 | 0 | 0 | 0 | 0 | 0 | 0 | 0 | 0 | 0 | 0 | 0 | 0 | 0 | 0 | 0 | 0 | 0 | 0 | 0 | 0 | 0 | 0 | 0 | 0 | 0 | 0 | 0 | 0 | 0 | 0 | 0 | 0 | 0 | 0 | 0 | 0 | 0 | 0 | 0 | 0 | 0 | 0 | 0 | 0 | 0 | 0 | 0 | 0 | 0 | 0 | 0 | 0 | 0 | 0 | 0 | 0 | 0 | 0 | 0 | 0 | 0 | 0 | 0 | 0 | 0 | 0 | 0 | 0 | 0 | 0 | 0 | 0 | 0 | 0 | 0 | 0 | 0 | 0 | 0 | 0 | 0 | 0 | 0 | 0 | 0 | 0 | 0 | 0 | 0 | 0 | 0 | 0 | 0 | 0 | 0 | 0 | 0 | 0 | 0 | 0 | 0 | 0 | 0 | 0 | 0 | 0 | 0 | 0 | 0 | 0 | 0 | 0 | 0 | 0 | 0 | 0 | 0 | 0 | 0 | 0 | 0 | 0 | 0 | 0 | 0 | 0 | 0 | 0 | 0 | 0 | 0 | 0 | 0 | 0 | 0 | 0 | 0 | 0 | 0 | 0 | 0 | 0 | 0 | 0 | 0 | 0 | 0 | 0 | 0 | 0 | 0 | 0 | 0 | 0 | 0 | 0 | 0 | 0 | 0 | 0 | 0 | 0 | 0 | 0 | 0 | 0 | 0 | 0 | 0 | 0 | 0 | 0 | 0 | 0 | 0 | 0 | 0 | 0 | 0 | 0 | 0 | 0 | 0 | 0 | 0 | 0 | 0 | 0 | 0 | 0 | 0 | 0 | 0 | 0 | 0 | 0 | 0 | 0 | 0 | 0 | 0 | 0 | 0 | 0 | 0 | 0 | 0 | 0 | 0 | 0 | 0 | 0 | 0 | 0 | 0 | 0 | 0 | 0 | 0 | 0 | 0 | 0 | 0 | 0 | 0 | 0 | 0 | 0 | 0 | 0 | 0 | 0 | 0 | 0 | 0 | 0 | 0 | 0 | 0 | 0 | 0 | 0 | 0 | 0 | 0 | 0 | 0 | 0 | 0 | 0 | 0 | 0 | 0 | 0 | 0 | 0 | 0 | 0 | 0 | 0 | 0 | 0 | 0 | 0 | 0 | 0 | 0 | 0 | 0 | 0 | 0 | 0 | 0 | 0 | 0 | 0 | 0 | 0 | 0 | 0 | 0 | 0 | 0 | 0 | 0 | 0 | 0 | 0 | 0 | 0 | 0 | 0 | 0 | 0 | 0 | 0 | 0 | 0 | 0 | 0 | 0 | 0 | 0 | 0 | 0 | 0 | 0 | 0 | 0 | 0 | 0 | 0 | 0 | 0 | 0 | 0 | 0 | 0 | 0 | 0 | 0
WA_Industrial_Wood and Lumber Products_New_Process_Natural Gas_Retrocommissioning_A | WA | Industrial | Wood and Lumber Products | New | Process | Natural Gas | Retrocommissioning | A | IM640 | Vintage/existing building | Optimized process design and controls | 5 | 0 | 0 | 0 | 0 | 0 | 0 | 0 | 0 |  | employee | 0% | 0% | Retrofit | RetroEven20 | 76.5% | TBD | 0.2% | 0 |  | 0 |  | 0 | COM_RCX-Heating-7PLN-v5-18 | COM_RCX-Heating-7PLN-v5-18 | n/a | Vintage/existing building | Vintage/existing building | Vintage/existing building | Vintage/existing building | Vintage/existing building | Vintage/existing building | Vintage/existing building | Vintage/existing building | Vintage/existing building | Vintage/existing building | Vintage/existing building | Vintage/existing building | Vintage/existing building | Vintage/existing building | Vintage/existing building | Vintage/existing building | Vintage/existing building | Vintage/existing building | Vintage/existing building | Vintage/existing building | Vintage/existing building | Vintage/existing building | Vintage/existing building | Vintage/existing building | Vintage/existing building | Vintage/existing building | Vintage/existing building | Vintage/existing building | Vintage/existing building | Vintage/existing building | Vintage/existing building | Optimized process design and controls | Optimized process design and controls | Optimized process design and controls | Optimized process design and controls | Optimized process design and controls | Optimized process design and controls | Optimized process design and controls | Optimized process design and controls | Optimized process design and controls | Optimized process design and controls | Optimized process design and controls | Optimized process design and controls | Optimized process design and controls | Optimized process design and controls | Optimized process design and controls | Optimized process design and controls | Optimized process design and controls | Optimized process design and controls | Optimized process design and controls | Optimized process design and controls | Optimized process design and controls | Optimized process design and controls | Optimized process design and controls | Optimized process design and controls | Optimized process design and controls | Optimized process design and controls | Optimized process design and controls | Optimized process design and controls | Optimized process design and controls | Optimized process design and controls | Optimized process design and controls | 0 | 0 | 0 | 0 | 0 | 0 | 0 | 0 | 0 | 0 | 0 | 0 | 0 | 0 | 0 | 0 | 0 | 0 | 0 | 0 | 0 | 0 | 0 | 0 | 0 | 0 | 0 | 0 | 0 | 0 | 0 | 0 | 0 | 0 | 0 | 0 | 0 | 0 | 0 | 0 | 0 | 0 | 0 | 0 | 0 | 0 | 0 | 0 | 0 | 0 | 0 | 0 | 0 | 0 | 0 | 0 | 0 | 0 | 0 | 0 | 0 | 0 | 0 | 0 | 0 | 0 | 0 | 0 | 0 | 0 | 0 | 0 | 0 | 0 | 0 | 0 | 0 | 0 | 0 | 0 | 0 | 0 | 0 | 0 | 0 | 0 | 0 | 0 | 0 | 0 | 0 | 0 | 0 | 0 | 0 | 0 | 0 | 0 | 0 | 0 | 0 | 0 | 0 | 0 | 0 | 0 | 0 | 0 | 0 | 0 | 0 | 0 | 0 | 0 | 0 | 0 | 0 | 0 | 0 | 0 | 0 | 0 | 0 | 0 | 0 | 0 | 0 | 0 | 0 | 0 | 0 | 0 | 0 | 0 | 0 | 0 | 0 | 0 | 0 | 0 | 0 | 0 | 0 | 0 | 0 | 0 | 0 | 0 | 0 | 0 | 0 | 0 | 0 | 0 | 0 | 0 | 0 | 0 | 0 | 0 | 0 | 0 | 0 | 0 | 0 | 0 | 0 | 0 | 0 | 0 | 0 | 0 | 0 | 0 | 0 | 0 | 0 | 0 | 0 | 0 | 0 | 0 | 0 | 0 | 0 | 0 | 0 | 0 | 0 | 0 | 0 | 0 | 0 | 0 | 0 | 0 | 0 | 0 | 0 | 0 | 0 | 0 | 0 | 0 | 0 | 0 | 0 | 0 | 0 | 0 | 0 | 0 | 0 | 0 | 0 | 0 | 0 | 0 | 0 | 0 | 0 | 0 | 0 | 0 | 0 | 0 | 0 | 0 | 0 | 0 | 0 | 0 | 0 | 0 | 0 | 0 | 0 | 0 | 0 | 0 | 0 | 0 | 0 | 0 | 0 | 0 | 0 | 0 | 0 | 0 | 0 | 0 | 0 | 0 | 0 | 0 | 0 | 0 | 0 | 0 | 0 | 0 | 0 | 0 | 0 | 0 | 0 | 0 | 0 | 0 | 0 | 0 | 0 | 0 | 0 | 0 | 0 | 0 | 0 | 0 | 0 | 0 | 0 | 0 | 0 | 0 | 0 | 0 | 0 | 0 | 0 | 0 | 0 | 0 | 0 | 0 | 0 | 0 | 0 | 0 | 0 | 0 | 0 | 0 | 0 | 0 | 0 | 0 | 0 | 0 | 0 | 0 | 0 | 0 | 0 | 0 | 0 | 0 | 0 | 0 | 0 | 0 | 0 | 0 | 0 | 0 | 0 | 0 | 0 | 0 | 0 | 0 | 0 | 0 | 0 | 0 | 0 | 0 | 0 | 0 | 0 | 0 | 0 | 0 | 0 | 0 | 0 | 0 | 0 | 0 | 0 | 0 | 0 | 0 | 0 | 0 | 0 | 0 | 0 | 0 | 0 | 0 | 0 | 0 | 0 | 0 | 0 | 0 | 0 | 0 | 0 | 0 | 0 | 0 | 0 | 0 | 0 | 0 | 0 | 0 | 0 | 0 | 0 | 0 | 0 | 0 | 0 | 0 | 0 | 0 | 0 | 0 | 0 | 0 | 0 | 0 | 0 | 0 | 0 | 0 | 0 | 0 | 0 | 0 | 0 | 0 | 0 | 0 | 0 | 0 | 0 | 0 | 0 | 0 | 0 | 0 | 0 | 0 | 0 | 0 | 0 | 0 | 0 | 0 | 0 | 0 | 0 | 0 | 0 | 0 | 0 | 0 | 0 | 0 | 0 | 0 | 0 | 0 | 0 | 0 | 0 | 0 | 0 | 0 | 0 | 0 | 0 | 0 | 0 | 0 | 0 | 0 | 0 | 0 | 0 | 0 | 0 | 0 | 0 | 0 | 0 | 0 | 0 | 0 | 0 | 0 | 0 | 0 | 0 | 0 | 0 | 0 | 0 | 0 | 0 | 0 | 0 | 0 | 0 | 0 | 0 | 0 | 0 | 0 | 0 | 0 | 0 | 0 | 0 | 0 | 0 | 0 | 0 | 0 | 0 | 0 | 0 | 0 | 0 | 0 | 0 | 0 | 0 | 0 | 0 | 0 | 0 | 0 | 0 | 0 | 0 | 0 | 0 | 0 | 0 | 0 | 0 | 0 | 0 | 0 | 0 | 0 | 0 | 0 | 0 | 0 | 0 | 0 | 0 | 0
WA_Industrial_Other Industrial_Existing_Space Heating_Natural Gas_Insulation - Roof/Ceiling_A | WA | Industrial | Other Industrial | Existing | Space Heating | Natural Gas | Insulation - Roof/Ceiling | A | IM641 | R-13 | R-38 | 45 | 0.10108 | 0 | 0 | 1.11 | 0.09 | 0 | 0 | 0.55255 |  | sqft | 60% | 68% | Retrofit | Retro3Slow | 83.42% | TBD | 0.2% | 1700.4349 |  | 551.4318 |  | 1.5686 | RTF Wkbk - ComWeatherizationSchool_v3_1 | RTF Wkbk - ComWeatherizationSchool_v3_1 | Building Energy Simulation Tool | R-13 | R-13 | R-13 | R-13 | R-13 | R-13 | R-13 | R-13 | R-13 | R-13 | R-13 | R-13 | R-13 | R-13 | R-13 | R-13 | R-13 | R-13 | R-13 | R-13 | R-13 | R-13 | R-13 | R-13 | R-13 | R-13 | R-13 | R-13 | R-13 | R-13 | R-13 | R-38 | R-38 | R-38 | R-38 | R-38 | R-38 | R-38 | R-38 | R-38 | R-38 | R-38 | R-38 | R-38 | R-38 | R-38 | R-38 | R-38 | R-38 | R-38 | R-38 | R-38 | R-38 | R-38 | R-38 | R-38 | R-38 | R-38 | R-38 | R-38 | R-38 | R-38 | 1.11 | 1.11 | 1.11 | 1.11 | 1.11 | 1.11 | 1.11 | 1.11 | 1.11 | 1.11 | 1.11 | 1.11 | 1.11 | 1.11 | 1.11 | 1.11 | 1.11 | 1.11 | 1.11 | 1.11 | 1.11 | 1.11 | 1.11 | 1.11 | 1.11 | 1.11 | 1.11 | 1.11 | 1.11 | 1.11 | 1.11 | 0 | 0 | 0 | 0 | 0 | 0.099235 | 0.098354 | 0.097256 | 0.096062 | 0.094762 | 0.093349 | 0.091856 | 0.090287 | 0.088575 | 0.086788 | 0.084957 | 0.083172 | 0.0815 | 0.079915 | 0.078537 | 0.077258 | 0.076055 | 0.075036 | 0.074131 | 0.0733 | 0.072699 | 0.072177 | 0.071674 | 0 | 0 | 0 | 0.67519 | 1.1704 | 1.7898 | 2.4762 | 3.1115 | 3.5305 | 3.7311 | 3.6599 | 3.2979 | 2.8382 | 2.2663 | 1.7258 | 1.2398 | 0.84341 | 0.55323 | 0.34489 | 0.20586 | 0.13702 | 0 | 0 | 0 | 0 | 0 | 0 | 0 | 0 | 0.67519 | 1.8396 | 3.6089 | 6.0408 | 9.0705 | 12.4658 | 15.9975 | 19.3842 | 22.3145 | 24.7025 | 26.4477 | 27.6177 | 28.3025 | 28.5953 | 28.6555 | 28.5336 | 28.2953 | 28.0534 | 27.715 | 27.404 | 27.1796 | 26.9843 | 26.7964 | 0 | 0 | 0 | 6803.9184 | 11900.3223 | 18402.4428 | 25777.3488 | 32834.6627 | 37820.6456 | 40618.6246 | 40536.1513 | 37232.9544 | 32703.2222 | 26675.233 | 20750.0959 | 15212.5914 | 10553.8272 | 7044.2192 | 4464.148 | 2706.739 | 1826.0111 | 0 | 0 | 0 | 0 | 0 | 0 | 0 | 0 | 6803.9184 | 18704.2407 | 37106.6836 | 62884.0323 | 95718.695 | 133539.3406 | 174157.9652 | 214694.1164 | 251927.0708 | 284630.293 | 311305.526 | 332055.622 | 347268.2134 | 357822.0407 | 364866.2599 | 369330.4078 | 372037.1468 | 373863.1579 | 373863.1579 | 373863.1579 | 373863.1579 | 373863.1579 | 373863.1579 | 373863.1579 | 373863.1579 | 373863.1579 | 0.57478 | 0.99797 | 1.5294 | 2.1209 | 2.6715 | 3.0394 | 3.2206 | 3.1678 | 2.8633 | 2.4715 | 1.9797 | 1.5121 | 1.0887 | 0.74214 | 0.48752 | 0.30433 | 0.18187 | 0.12118 | 0 | 0 | 0 | 0 | 0 | 0 | 0 | 0 | 0.57478 | 1.5686 | 3.0838 | 5.1739 | 7.788 | 10.7316 | 13.8088 | 16.7779 | 19.3735 | 21.5106 | 23.1035 | 24.1974 | 24.8532 | 25.162 | 25.252 | 25.1779 | 24.9975 | 24.8102 | 24.5506 | 24.3151 | 24.1483 | 24.005 | 23.8714 | 0 | 0 | 0 | 5783.3307 | 10115.274 | 15642.0764 | 21910.7464 | 27909.4633 | 32147.5488 | 34525.8309 | 34455.7286 | 31648.0112 | 27797.7389 | 22673.9481 | 17637.5816 | 12930.7027 | 8970.7531 | 5987.5863 | 3794.5258 | 2300.7281 | 1552.1095 | 0 | 0 | 0 | 0 | 0 | 0 | 0 | 0 | 5783.3307 | 15898.6046 | 31540.681 | 53451.4275 | 81360.8907 | 113508.4395 | 148034.2704 | 182489.999 | 214138.0102 | 241935.7491 | 264609.6971 | 282247.2787 | 295177.9814 | 304148.7346 | 310136.3209 | 313930.8467 | 316231.5748 | 317783.6842 | 317783.6842 | 317783.6842 | 317783.6842 | 317783.6842 | 317783.6842 | 317783.6842 | 317783.6842 | 317783.6842 | 0.57509 | 0.99915 | 1.5323 | 2.1267 | 2.6812 | 3.0533 | 3.2383 | 3.1882 | 2.8846 | 2.4924 | 1.9985 | 1.528 | 1.1013 | 0.75151 | 0.49417 | 0.3088 | 0.18475 | 0.12323 | 0 | 0 | 0 | 0 | 0 | 0 | 0 | 0 | 0.57509 | 1.5704 | 3.0898 | 5.1882 | 7.8163 | 10.7807 | 13.8846 | 16.8856 | 19.5182 | 21.6927 | 23.3233 | 24.4512 | 25.1397 | 25.4797 | 25.5964 | 25.5482 | 25.3934 | 25.2307 | 24.977 | 24.7469 | 24.5801 | 24.4368 | 24.3029 | 0 | 0 | 0 | 5783.3307 | 10115.274 | 15642.0764 | 21910.7464 | 27909.4633 | 32147.5488 | 34525.8309 | 34455.7286 | 31648.0112 | 27797.7389 | 22673.9481 | 17637.5816 | 12930.7027 | 8970.7531 | 5987.5863 | 3794.5258 | 2300.7281 | 1552.1095 | 0 | 0 | 0 | 0 | 0 | 0 | 0 | 0 | 5783.3307 | 15898.6046 | 31540.681 | 53451.4275 | 81360.8907 | 113508.4395 | 148034.2704 | 182489.999 | 214138.0102 | 241935.7491 | 264609.6971 | 282247.2787 | 295177.9814 | 304148.7346 | 310136.3209 | 313930.8467 | 316231.5748 | 317783.6842 | 317783.6842 | 317783.6842 | 317783.6842 | 317783.6842 | 317783.6842 | 317783.6842 | 317783.6842 | 317783.6842 | 0.57493 | 0.99823 | 1.5298 | 2.1214 | 2.6722 | 3.0402 | 3.2214 | 3.1686 | 2.864 | 2.4721 | 1.9802 | 1.5125 | 1.089 | 0.74234 | 0.48765 | 0.30441 | 0.18192 | 0.12121 | 0 | 0 | 0 | 0 | 0 | 0 | 0 | 0 | 0.57493 | 1.569 | 3.0846 | 5.1752 | 7.79 | 10.7344 | 13.8124 | 16.7821 | 19.3785 | 21.516 | 23.1095 | 24.2036 | 24.8596 | 25.1685 | 25.2585 | 25.1844 | 25.004 | 24.8166 | 24.557 | 24.3215 | 24.1488 | 24.0055 | 23.8719 | 0 | 0 | 0 | 5783.3307 | 10115.274 | 15642.0764 | 21910.7464 | 27909.4633 | 32147.5488 | 34525.8309 | 34455.7286 | 31648.0112 | 27797.7389 | 22673.9481 | 17637.5816 | 12930.7027 | 8970.7531 | 5987.5863 | 3794.5258 | 2300.7281 | 1552.1095 | 0 | 0 | 0 | 0 | 0 | 0 | 0 | 0 | 5783.3307 | 15898.6046 | 31540.681 | 53451.4275 | 81360.8907 | 113508.4395 | 148034.2704 | 182489.999 | 214138.0102 | 241935.7491 | 264609.6971 | 282247.2787 | 295177.9814 | 304148.7346 | 310136.3209 | 313930.8467 | 316231.5748 | 317783.6842 | 317783.6842 | 317783.6842 | 317783.6842 | 317783.6842 | 317783.6842 | 317783.6842 | 317783.6842 | 317783.6842 | 1607.8908 | 1615.7897 | 1625.6679 | 1636.2463 | 1647.4696 | 1659.0052 | 1671.0313 | 1683.1648 | 1695.4248 | 1708.8727 | 1721.4938 | 1734.1485 | 1746.0565 | 1757.3066 | 1768.4096 | 1779.0285 | 1790.0107 | 1800.0412 | 1809.6237 | 1818.8327 | 1827.4393 | 1835.4792 | 1842.9868 | 0 | 0 | 0 | 521.4208 | 523.9824 | 527.1858 | 530.6162 | 534.2558 | 537.9967 | 541.8966 | 545.8313 | 549.8071 | 554.1681 | 558.261 | 562.3648 | 566.2264 | 569.8747 | 573.4753 | 576.9189 | 580.4803 | 583.733 | 586.8405 | 589.8269 | 592.6179 | 595.2252 | 597.6598 | 0 | 0 | 0
WA_Industrial_Other Industrial_Existing_Space Heating_Natural Gas_Insulation - Wall Cavity_A | WA | Industrial | Other Industrial | Existing | Space Heating | Natural Gas | Insulation - Wall Cavity | A | IM642 | R-11 or less | R-21 | 45 | 0.018204 | 0 | 0 | 0.36 | 0.02 | 0 | 0 | 0.1823 |  | sqft | 60% | 68% | Retrofit | Retro3Slow | 83.42% | TBD | 0.2% | 2395.312 |  | 993.0672 |  | 0.28184 | RTF Wkbk - ComWeatherizationSchool_v4_0 | RTF Wkbk - ComWeatherizationSchool_v4_0 | Building Energy Simulation Tool | R-11 or less | R-11 or less | R-11 or less | R-11 or less | R-11 or less | R-11 or less | R-11 or less | R-11 or less | R-11 or less | R-11 or less | R-11 or less | R-11 or less | R-11 or less | R-11 or less | R-11 or less | R-11 or less | R-11 or less | R-11 or less | R-11 or less | R-11 or less | R-11 or less | R-11 or less | R-11 or less | R-11 or less | R-11 or less | R-11 or less | R-11 or less | R-11 or less | R-11 or less | R-11 or less | R-11 or less | R-21 | R-21 | R-21 | R-21 | R-21 | R-21 | R-21 | R-21 | R-21 | R-21 | R-21 | R-21 | R-21 | R-21 | R-21 | R-21 | R-21 | R-21 | R-21 | R-21 | R-21 | R-21 | R-21 | R-21 | R-21 | R-21 | R-21 | R-21 | R-21 | R-21 | R-21 | 0.36 | 0.36 | 0.36 | 0.36 | 0.36 | 0.36 | 0.36 | 0.36 | 0.36 | 0.36 | 0.36 | 0.36 | 0.36 | 0.36 | 0.36 | 0.36 | 0.36 | 0.36 | 0.36 | 0.36 | 0.36 | 0.36 | 0.36 | 0.36 | 0.36 | 0.36 | 0.36 | 0.36 | 0.36 | 0.36 | 0.36 | 0 | 0 | 0 | 0 | 0 | 0.017854 | 0.017666 | 0.017424 | 0.017149 | 0.01684 | 0.016499 | 0.016142 | 0.015775 | 0.015384 | 0.015004 | 0.014624 | 0.014272 | 0.01395 | 0.01365 | 0.0134 | 0.01317 | 0.012956 | 0.012776 | 0.012618 | 0.012474 | 0.01237 | 0.012279 | 0.012192 | 0 | 0 | 0 | 0.12147 | 0.21023 | 0.32064 | 0.44205 | 0.55295 | 0.62401 | 0.65566 | 0.63944 | 0.57281 | 0.49069 | 0.3901 | 0.29616 | 0.21221 | 0.14406 | 0.094395 | 0.058791 | 0.035068 | 0.023328 | 0 | 0 | 0 | 0 | 0 | 0 | 0 | 0 | 0.12147 | 0.33042 | 0.64653 | 1.0784 | 1.6119 | 2.2033 | 2.8112 | 3.3867 | 3.8758 | 4.2707 | 4.5526 | 4.7393 | 4.8444 | 4.8842 | 4.8893 | 4.8639 | 4.82 | 4.7763 | 4.7176 | 4.6636 | 4.6246 | 4.5907 | 4.5581 | 0 | 0 | 0 | 6803.9184 | 11900.3223 | 18402.4428 | 25777.3488 | 32834.6627 | 37820.6456 | 40618.6246 | 40536.1513 | 37232.9544 | 32703.2222 | 26675.233 | 20750.0959 | 15212.5914 | 10553.8272 | 7044.2192 | 4464.148 | 2706.739 | 1826.0111 | 0 | 0 | 0 | 0 | 0 | 0 | 0 | 0 | 6803.9184 | 18704.2407 | 37106.6836 | 62884.0323 | 95718.695 | 133539.3406 | 174157.9652 | 214694.1164 | 251927.0708 | 284630.293 | 311305.526 | 332055.622 | 347268.2134 | 357822.0407 | 364866.2599 | 369330.4078 | 372037.1468 | 373863.1579 | 373863.1579 | 373863.1579 | 373863.1579 | 373863.1579 | 373863.1579 | 373863.1579 | 373863.1579 | 373863.1579 | 0.10343 | 0.17932 | 0.2742 | 0.37911 | 0.47572 | 0.53872 | 0.56807 | 0.55602 | 0.50006 | 0.42996 | 0.34314 | 0.2614 | 0.18781 | 0.12779 | 0.083875 | 0.052316 | 0.031246 | 0.02081 | 0 | 0 | 0 | 0 | 0 | 0 | 0 | 0 | 0.10343 | 0.28184 | 0.5529 | 0.92485 | 1.3868 | 1.9022 | 2.4357 | 2.9449 | 3.3835 | 3.7421 | 4.0045 | 4.1831 | 4.2872 | 4.3328 | 4.3444 | 4.3282 | 4.2947 | 4.2607 | 4.2152 | 4.174 | 4.1448 | 4.1197 | 4.0963 | 0 | 0 | 0 | 5783.3307 | 10115.274 | 15642.0764 | 21910.7464 | 27909.4633 | 32147.5488 | 34525.8309 | 34455.7286 | 31648.0112 | 27797.7389 | 22673.9481 | 17637.5816 | 12930.7027 | 8970.7531 | 5987.5863 | 3794.5258 | 2300.7281 | 1552.1095 | 0 | 0 | 0 | 0 | 0 | 0 | 0 | 0 | 5783.3307 | 15898.6046 | 31540.681 | 53451.4275 | 81360.8907 | 113508.4395 | 148034.2704 | 182489.999 | 214138.0102 | 241935.7491 | 264609.6971 | 282247.2787 | 295177.9814 | 304148.7346 | 310136.3209 | 313930.8467 | 316231.5748 | 317783.6842 | 317783.6842 | 317783.6842 | 317783.6842 | 317783.6842 | 317783.6842 | 317783.6842 | 317783.6842 | 317783.6842 | 0.10348 | 0.17955 | 0.27477 | 0.38022 | 0.47754 | 0.54131 | 0.57133 | 0.55975 | 0.50396 | 0.43376 | 0.34654 | 0.26426 | 0.19006 | 0.12947 | 0.085066 | 0.053116 | 0.031761 | 0.021177 | 0 | 0 | 0 | 0 | 0 | 0 | 0 | 0 | 0.10348 | 0.2822 | 0.55404 | 0.92754 | 1.3921 | 1.9113 | 2.4497 | 2.9647 | 3.4099 | 3.7752 | 4.0442 | 4.2289 | 4.3387 | 4.3898 | 4.4061 | 4.3944 | 4.3655 | 4.3357 | 4.2914 | 4.2513 | 4.222 | 4.1968 | 4.1734 | 0 | 0 | 0 | 5783.3307 | 10115.274 | 15642.0764 | 21910.7464 | 27909.4633 | 32147.5488 | 34525.8309 | 34455.7286 | 31648.0112 | 27797.7389 | 22673.9481 | 17637.5816 | 12930.7027 | 8970.7531 | 5987.5863 | 3794.5258 | 2300.7281 | 1552.1095 | 0 | 0 | 0 | 0 | 0 | 0 | 0 | 0 | 5783.3307 | 15898.6046 | 31540.681 | 53451.4275 | 81360.8907 | 113508.4395 | 148034.2704 | 182489.999 | 214138.0102 | 241935.7491 | 264609.6971 | 282247.2787 | 295177.9814 | 304148.7346 | 310136.3209 | 313930.8467 | 316231.5748 | 317783.6842 | 317783.6842 | 317783.6842 | 317783.6842 | 317783.6842 | 317783.6842 | 317783.6842 | 317783.6842 | 317783.6842 | 0 | 0 | 0 | 0 | 0 | 0 | 0 | 0 | 0 | 0 | 0 | 0 | 0 | 0 | 0 | 0 | 0 | 0 | 0 | 0 | 0 | 0 | 0 | 0 | 0 | 0 | 0 | 0 | 0 | 0 | 0 | 0 | 0 | 0 | 0 | 0 | 0 | 0 | 0 | 0 | 0 | 0 | 0 | 0 | 0 | 0 | 0 | 0 | 0 | 0 | 0 | 0 | 0 | 0 | 0 | 0 | 0 | 0 | 0 | 0 | 0 | 0 | 0 | 0 | 0 | 0 | 0 | 0 | 0 | 0 | 0 | 0 | 0 | 0 | 0 | 0 | 0 | 0 | 0 | 0 | 0 | 0 | 0 | 0 | 0 | 0 | 0 | 0 | 0 | 0 | 0 | 0 | 0 | 0 | 0 | 0 | 0 | 0 | 0 | 0 | 0 | 0 | 0 | 0 | 2264.95 | 2276.0768 | 2289.9918 | 2304.893 | 2320.7026 | 2336.9523 | 2353.8928 | 2370.9845 | 2388.2546 | 2407.1979 | 2424.9766 | 2442.8026 | 2459.5768 | 2475.4241 | 2491.0644 | 2506.0226 | 2521.4927 | 2535.6221 | 2549.1204 | 2562.0927 | 2574.2163 | 2585.5417 | 2596.1174 | 0 | 0 | 0 | 939.0207 | 943.6337 | 949.4027 | 955.5806 | 962.1351 | 968.872 | 975.8953 | 982.9813 | 990.1413 | 997.995 | 1005.3658 | 1012.7562 | 1019.7106 | 1026.2807 | 1032.765 | 1038.9665 | 1045.3802 | 1051.238 | 1056.8343 | 1062.2125 | 1067.2387 | 1071.9341 | 1076.3187 | 0 | 0 | 0
WA_Industrial_Other Industrial_Existing_Space Heating_Natural Gas_Insulation - Ducting_A | WA | Industrial | Other Industrial | Existing | Space Heating | Natural Gas | Insulation - Ducting | A | IM643 | ~2°F thermal losses | 50% reduction in thermal losses | 20 | 0.0016852 | 0 | 0 | 1.52 | 0 | 0 | 0 | 0.76105 |  | sqft | 40% | 60% | Retrofit | Retro5Med | 85.36% | TBD | 0.2% | 92900.7848 |  | 67826.1227 |  | 0.013037 | MA TRM - 2019-2021 - COM-HVAC-DI | MEMD - MMD8.25.01.FESH23.v01 | Building Energy Simulation Tool | ~2°F thermal losses | ~2°F thermal losses | ~2°F thermal losses | ~2°F thermal losses | ~2°F thermal losses | ~2°F thermal losses | ~2°F thermal losses | ~2°F thermal losses | ~2°F thermal losses | ~2°F thermal losses | ~2°F thermal losses | ~2°F thermal losses | ~2°F thermal losses | ~2°F thermal losses | ~2°F thermal losses | ~2°F thermal losses | ~2°F thermal losses | ~2°F thermal losses | ~2°F thermal losses | ~2°F thermal losses | ~2°F thermal losses | ~2°F thermal losses | ~2°F thermal losses | ~2°F thermal losses | ~2°F thermal losses | ~2°F thermal losses | ~2°F thermal losses | ~2°F thermal losses | ~2°F thermal losses | ~2°F thermal losses | ~2°F thermal losses | 50% reduction in thermal losses | 50% reduction in thermal losses | 50% reduction in thermal losses | 50% reduction in thermal losses | 50% reduction in thermal losses | 50% reduction in thermal losses | 50% reduction in thermal losses | 50% reduction in thermal losses | 50% reduction in thermal losses | 50% reduction in thermal losses | 50% reduction in thermal losses | 50% reduction in thermal losses | 50% reduction in thermal losses | 50% reduction in thermal losses | 50% reduction in thermal losses | 50% reduction in thermal losses | 50% reduction in thermal losses | 50% reduction in thermal losses | 50% reduction in thermal losses | 50% reduction in thermal losses | 50% reduction in thermal losses | 50% reduction in thermal losses | 50% reduction in thermal losses | 50% reduction in thermal losses | 50% reduction in thermal losses | 50% reduction in thermal losses | 50% reduction in thermal losses | 50% reduction in thermal losses | 50% reduction in thermal losses | 50% reduction in thermal losses | 50% reduction in thermal losses | 1.52 | 1.52 | 1.52 | 1.52 | 1.52 | 1.52 | 1.52 | 1.52 | 1.52 | 1.52 | 1.52 | 1.52 | 1.52 | 1.52 | 1.52 | 1.52 | 1.52 | 1.52 | 1.52 | 1.52 | 1.52 | 1.52 | 1.52 | 1.52 | 1.52 | 1.52 | 1.52 | 1.52 | 1.52 | 1.52 | 1.52 | 0 | 0 | 0 | 0 | 0 | 0.0016223 | 0.0015973 | 0.0015651 | 0.0015302 | 0.0014928 | 0.0014529 | 0.0014124 | 0.0013723 | 0.0013312 | 0.0012924 | 0.0012548 | 0.0012208 | 0.0011896 | 0.0011605 | 0.0011359 | 0.0011128 | 0.0010914 | 0.0010721 | 0.0010549 | 0.0010389 | 0.001027 | 0.0010163 | 0.0010062 | 0.00131 | 0.0013019 | 0.0012943 | 0.0069685 | 0.0084195 | 0.010036 | 0.011397 | 0.012692 | 0.014259 | 0.015164 | 0.015021 | 0.013514 | 0.011321 | 0.0084245 | 0.0054251 | 0.003054 | 0.0014217 | 0.00058941 | 0.0002091 | 6.3814e-05 | 1.3612e-05 | 2.1941e-06 | 2.5855e-07 | 0 | 0 | 0 | 0 | 0 | 0 | 0.0069685 | 0.01528 | 0.025009 | 0.035848 | 0.047663 | 0.060649 | 0.074122 | 0.087036 | 0.097947 | 0.10641 | 0.11174 | 0.11414 | 0.11427 | 0.1129 | 0.11109 | 0.10904 | 0.10702 | 0.10513 | 0.10345 | 0.10188 | 0.10071 | 0.099666 | 0.098669 | 0 | 0 | 0 | 4295.3811 | 5271.1484 | 6412.3031 | 7447.6979 | 8502.067 | 9813.7112 | 10736.3743 | 10945.695 | 10151.2052 | 8759.1362 | 6713.5506 | 4443.7468 | 2567.2536 | 1225.0593 | 518.9083 | 187.9136 | 58.4675 | 12.6968 | 2.0799 | 0.24887 | 0 | 0 | 0 | 0 | 0 | 0 | 4295.3811 | 9566.5295 | 15978.8326 | 23426.5305 | 31928.5975 | 41742.3087 | 52478.683 | 63424.378 | 73575.5832 | 82334.7194 | 89048.27 | 93492.0168 | 96059.2704 | 97284.3297 | 97803.2379 | 97991.1515 | 98049.619 | 98062.3158 | 98064.3958 | 98064.6446 | 98064.6446 | 98064.6446 | 98064.6446 | 98064.6446 | 98064.6446 | 98064.6446 | 0.0059338 | 0.0071833 | 0.0085858 | 0.0097796 | 0.010927 | 0.012322 | 0.013154 | 0.01308 | 0.011817 | 0.009938 | 0.0074256 | 0.0047991 | 0.0027092 | 0.0012644 | 0.0005251 | 0.00018658 | 5.7021e-05 | 1.2179e-05 | 1.9664e-06 | 2.3213e-07 | 0 | 0 | 0 | 0 | 0 | 0 | 0.0059338 | 0.013037 | 0.021395 | 0.030761 | 0.041036 | 0.052411 | 0.064297 | 0.075789 | 0.085651 | 0.093416 | 0.098493 | 0.10097 | 0.10137 | 0.10041 | 0.098971 | 0.097297 | 0.095624 | 0.094059 | 0.092712 | 0.091466 | 0.090541 | 0.08972 | 0.088951 | 0 | 0 | 0 | 3651.074 | 4480.4761 | 5450.4576 | 6330.5432 | 7226.7569 | 8341.6546 | 9125.9181 | 9303.8408 | 8628.5245 | 7445.2658 | 5706.518 | 3777.1848 | 2182.1656 | 1041.3004 | 441.072 | 159.7266 | 49.6974 | 10.7923 | 1.7679 | 0.21154 | 0 | 0 | 0 | 0 | 0 | 0 | 3651.074 | 8131.5501 | 13582.0077 | 19912.5509 | 27139.3078 | 35480.9624 | 44606.8805 | 53910.7213 | 62539.2457 | 69984.5115 | 75691.0295 | 79468.2143 | 81650.3798 | 82691.6802 | 83132.7522 | 83292.4788 | 83342.1762 | 83352.9685 | 83354.7364 | 83354.9479 | 83354.9479 | 83354.9479 | 83354.9479 | 83354.9479 | 83354.9479 | 83354.9479 | 0 | 0 | 0 | 0 | 0 | 0 | 0 | 0 | 0 | 0 | 0 | 0 | 0 | 0 | 0 | 0 | 0 | 0 | 0 | 0 | 0 | 0 | 0 | 0 | 0 | 0 | 0 | 0 | 0 | 0 | 0 | 0 | 0 | 0 | 0 | 0 | 0 | 0 | 0 | 0 | 0 | 0 | 0 | 0 | 0 | 0 | 0 | 0 | 0 | 0 | 0 | 0 | 0 | 0 | 0 | 0 | 0 | 0 | 0 | 0 | 0 | 0 | 0 | 0 | 0 | 0 | 0 | 0 | 0 | 0 | 0 | 0 | 0 | 0 | 0 | 0 | 0 | 0 | 0 | 0 | 0 | 0 | 0 | 0 | 0 | 0 | 0 | 0 | 0 | 0 | 0 | 0 | 0 | 0 | 0 | 0 | 0 | 0 | 0 | 0 | 0 | 0 | 0 | 0 | 0 | 0 | 0 | 0 | 0 | 0 | 0 | 0 | 0 | 0 | 0 | 0 | 0 | 0 | 0 | 0 | 0 | 0 | 0 | 0 | 0 | 0 | 0 | 0 | 0 | 0 | 0 | 0 | 0 | 0 | 0 | 0 | 0 | 0 | 0 | 0 | 0 | 0 | 0 | 0 | 0 | 0 | 0 | 0 | 0 | 0 | 0 | 0 | 0 | 0 | 0 | 0 | 0 | 0 | 0 | 0 | 0 | 0 | 0 | 0 | 0 | 0 | 0 | 0 | 0 | 0 | 0 | 0 | 0 | 0 | 0 | 0 | 0 | 0 | 0 | 0 | 0 | 0 | 0 | 0 | 0 | 0 | 0 | 0 | 0 | 0 | 0 | 0 | 0 | 0 | 0 | 0 | 0 | 0 | 0 | 0 | 0 | 0 | 0 | 0 | 0 | 0 | 0 | 0 | 84863.365 | 85636.2898 | 86640.1016 | 87683.2795 | 88756.1653 | 89831.4423 | 90923.8694 | 91976.5885 | 92989.8962 | 94035.2852 | 94968.9433 | 95867.0471 | 96725.6896 | 97547.9937 | 98393.9839 | 99227.8908 | 100071.4039 | 100955.7537 | 101820.0685 | 102665.8439 | 103470.8503 | 104236.4171 | 104963.9046 | 105654.6936 | 106310.1751 | 106931.742 | 61958.0665 | 62522.3728 | 63255.2478 | 64016.8637 | 64800.1691 | 65585.2202 | 66382.7926 | 67151.3743 | 67891.1823 | 68654.4124 | 69336.0688 | 69991.7672 | 70618.6552 | 71219.0129 | 71836.6636 | 72445.4924 | 73061.3346 | 73706.9913 | 74338.0207 | 74955.5146 | 75543.2433 | 76102.1775 | 76633.3104 | 77137.6499 | 77616.2117 | 78070.0128
WA_Industrial_Other Industrial_Existing_Space Heating_Natural Gas_HVAC - Duct Repair and Sealing_A | WA | Industrial | Other Industrial | Existing | Space Heating | Natural Gas | HVAC - Duct Repair and Sealing | A | IM644 | Poorly sealed/leaky ducts | 30% reduced duct leaking | 20 | 0.0039673 | 0 | 0 | 0.07 | 0 | 0 | 0 | 0.035 |  | sqft | 15% | 50% | Retrofit | RetroEven20 | 76.5% | TBD | 0.2% | 2048.2895 |  | 1326.8113 |  | 0.056144 | MA TRM - 2019-2021 - COM-HVAC-DS | RS Means Cost Calculator 2019 IRP DSM TRM Extract | Building Energy Simulation Tool | Poorly sealed/leaky ducts | Poorly sealed/leaky ducts | Poorly sealed/leaky ducts | Poorly sealed/leaky ducts | Poorly sealed/leaky ducts | Poorly sealed/leaky ducts | Poorly sealed/leaky ducts | Poorly sealed/leaky ducts | Poorly sealed/leaky ducts | Poorly sealed/leaky ducts | Poorly sealed/leaky ducts | Poorly sealed/leaky ducts | Poorly sealed/leaky ducts | Poorly sealed/leaky ducts | Poorly sealed/leaky ducts | Poorly sealed/leaky ducts | Poorly sealed/leaky ducts | Poorly sealed/leaky ducts | Poorly sealed/leaky ducts | Poorly sealed/leaky ducts | Poorly sealed/leaky ducts | Poorly sealed/leaky ducts | Poorly sealed/leaky ducts | Poorly sealed/leaky ducts | Poorly sealed/leaky ducts | Poorly sealed/leaky ducts | Poorly sealed/leaky ducts | Poorly sealed/leaky ducts | Poorly sealed/leaky ducts | Poorly sealed/leaky ducts | Poorly sealed/leaky ducts | 30% reduced duct leaking | 30% reduced duct leaking | 30% reduced duct leaking | 30% reduced duct leaking | 30% reduced duct leaking | 30% reduced duct leaking | 30% reduced duct leaking | 30% reduced duct leaking | 30% reduced duct leaking | 30% reduced duct leaking | 30% reduced duct leaking | 30% reduced duct leaking | 30% reduced duct leaking | 30% reduced duct leaking | 30% reduced duct leaking | 30% reduced duct leaking | 30% reduced duct leaking | 30% reduced duct leaking | 30% reduced duct leaking | 30% reduced duct leaking | 30% reduced duct leaking | 30% reduced duct leaking | 30% reduced duct leaking | 30% reduced duct leaking | 30% reduced duct leaking | 30% reduced duct leaking | 30% reduced duct leaking | 30% reduced duct leaking | 30% reduced duct leaking | 30% reduced duct leaking | 30% reduced duct leaking | 0.07 | 0.07 | 0.07 | 0.07 | 0.07 | 0.07 | 0.07 | 0.07 | 0.07 | 0.07 | 0.07 | 0.07 | 0.07 | 0.07 | 0.07 | 0.07 | 0.07 | 0.07 | 0.07 | 0.07 | 0.07 | 0.07 | 0.07 | 0.07 | 0.07 | 0.07 | 0.07 | 0.07 | 0.07 | 0.07 | 0.07 | 0 | 0 | 0 | 0 | 0 | 0.0038221 | 0.0037663 | 0.0036943 | 0.0036162 | 0.0035325 | 0.0034436 | 0.0033529 | 0.0032627 | 0.0031704 | 0.0030821 | 0.0029966 | 0.0029185 | 0.0028468 | 0.00278 | 0.0027229 | 0.0026696 | 0.0026203 | 0.0025757 | 0.0025359 | 0.002499 | 0.0024705 | 0.0024451 | 0.0024207 | 0.0030839 | 0.0030649 | 0.0030471 | 0.033408 | 0.032902 | 0.032082 | 0.031421 | 0.03072 | 0.029566 | 0.028708 | 0.027879 | 0.026661 | 0.026017 | 0.025054 | 0.024404 | 0.023685 | 0.022922 | 0.022479 | 0.021947 | 0.021458 | 0.021016 | 0.020621 | 0.020257 | 0 | 0 | 0 | 0 | 0 | 0 | 0.033408 | 0.065821 | 0.096645 | 0.12602 | 0.15383 | 0.17952 | 0.2035 | 0.22591 | 0.24618 | 0.26534 | 0.28302 | 0.30006 | 0.31637 | 0.33187 | 0.34753 | 0.36267 | 0.37744 | 0.39202 | 0.4066 | 0.42093 | 0.41613 | 0.41185 | 0.40775 | 0 | 0 | 0 | 8740.6011 | 8735.804 | 8684.2858 | 8688.9809 | 8696.1656 | 8585.7333 | 8562.2713 | 8544.8862 | 8409.1963 | 8441.3029 | 8360.8041 | 8361.8891 | 8319.8034 | 8245.5912 | 8255.3586 | 8221.2207 | 8189.2457 | 8159.4069 | 8131.6787 | 8106.0358 | 0 | 0 | 0 | 0 | 0 | 0 | 8740.6011 | 17476.4051 | 26160.6909 | 34849.6718 | 43545.8374 | 52131.5706 | 60693.8419 | 69238.7281 | 77647.9244 | 86089.2274 | 94450.0315 | 102811.9206 | 111131.724 | 119377.3152 | 127632.6738 | 135853.8945 | 144043.1401 | 152202.5471 | 160334.2257 | 168440.2615 | 168440.2615 | 168440.2615 | 168440.2615 | 168440.2615 | 168440.2615 | 168440.2615 | 0.028444 | 0.028064 | 0.027435 | 0.026947 | 0.026428 | 0.025524 | 0.024872 | 0.024241 | 0.023273 | 0.022795 | 0.022036 | 0.021539 | 0.020959 | 0.020333 | 0.019971 | 0.019528 | 0.019118 | 0.018745 | 0.018423 | 0.018128 | 0 | 0 | 0 | 0 | 0 | 0 | 0.028444 | 0.056144 | 0.082647 | 0.10808 | 0.13234 | 0.15498 | 0.1763 | 0.19642 | 0.2149 | 0.23248 | 0.24893 | 0.26483 | 0.27996 | 0.29437 | 0.30877 | 0.32269 | 0.33626 | 0.34966 | 0.36326 | 0.3767 | 0.37291 | 0.36954 | 0.36639 | 0 | 0 | 0 | 7429.511 | 7425.4334 | 7381.6429 | 7385.6337 | 7391.7408 | 7297.8733 | 7277.9306 | 7263.1533 | 7147.8169 | 7175.1075 | 7106.6835 | 7107.6058 | 7071.8329 | 7008.7525 | 7017.0548 | 6988.0376 | 6960.8588 | 6935.4959 | 6911.9269 | 6890.1304 | 0 | 0 | 0 | 0 | 0 | 0 | 7429.511 | 14854.9443 | 22236.5872 | 29622.221 | 37013.9618 | 44311.835 | 51589.7656 | 58852.9189 | 66000.7358 | 73175.8433 | 80282.5268 | 87390.1325 | 94461.9654 | 101470.7179 | 108487.7727 | 115475.8103 | 122436.6691 | 129372.165 | 136284.0919 | 143174.2223 | 143174.2223 | 143174.2223 | 143174.2223 | 143174.2223 | 143174.2223 | 143174.2223 | 0 | 0 | 0 | 0 | 0 | 0 | 0 | 0 | 0 | 0 | 0 | 0 | 0 | 0 | 0 | 0 | 0 | 0 | 0 | 0 | 0 | 0 | 0 | 0 | 0 | 0 | 0 | 0 | 0 | 0 | 0 | 0 | 0 | 0 | 0 | 0 | 0 | 0 | 0 | 0 | 0 | 0 | 0 | 0 | 0 | 0 | 0 | 0 | 0 | 0 | 0 | 0 | 0 | 0 | 0 | 0 | 0 | 0 | 0 | 0 | 0 | 0 | 0 | 0 | 0 | 0 | 0 | 0 | 0 | 0 | 0 | 0 | 0 | 0 | 0 | 0 | 0 | 0 | 0 | 0 | 0 | 0 | 0 | 0 | 0 | 0 | 0 | 0 | 0 | 0 | 0 | 0 | 0 | 0 | 0 | 0 | 0 | 0 | 0 | 0 | 0 | 0 | 0 | 0 | 0 | 0 | 0 | 0 | 0 | 0 | 0 | 0 | 0 | 0 | 0 | 0 | 0 | 0 | 0 | 0 | 0 | 0 | 0 | 0 | 0 | 0 | 0 | 0 | 0 | 0 | 0 | 0 | 0 | 0 | 0 | 0 | 0 | 0 | 0 | 0 | 0 | 0 | 0 | 0 | 0 | 0 | 0 | 0 | 0 | 0 | 0 | 0 | 0 | 0 | 0 | 0 | 0 | 0 | 0 | 0 | 0 | 0 | 0 | 0 | 0 | 0 | 0 | 0 | 0 | 0 | 0 | 0 | 0 | 0 | 0 | 0 | 0 | 0 | 0 | 0 | 0 | 0 | 0 | 0 | 0 | 0 | 0 | 0 | 0 | 0 | 0 | 0 | 0 | 0 | 0 | 0 | 0 | 0 | 0 | 0 | 0 | 0 | 0 | 0 | 0 | 0 | 0 | 0 | 1871.0793 | 1888.1209 | 1910.2531 | 1933.2532 | 1956.9083 | 1980.6162 | 2004.7022 | 2027.9127 | 2050.2542 | 2073.3031 | 2093.8885 | 2113.6901 | 2132.6215 | 2150.7518 | 2169.4043 | 2187.7904 | 2206.3883 | 2225.8866 | 2244.9431 | 2263.5909 | 2281.3398 | 2298.2191 | 2314.2588 | 2329.4895 | 2343.9416 | 2357.646 | 1212.0207 | 1223.0596 | 1237.3961 | 1252.2948 | 1267.6178 | 1282.9749 | 1298.577 | 1313.6119 | 1328.084 | 1343.0143 | 1356.3488 | 1369.1756 | 1381.4387 | 1393.1829 | 1405.2653 | 1417.1752 | 1429.2223 | 1441.8526 | 1454.1968 | 1466.2762 | 1477.7733 | 1488.7071 | 1499.0971 | 1508.963 | 1518.3246 | 1527.2018
WA_Industrial_Other Industrial_Existing_Space Heating_Natural Gas_Windows - High Efficiency_A | WA | Industrial | Other Industrial | Existing | Space Heating | Natural Gas | Windows - High Efficiency | A | IM645 | U-.5 or worse | U-.22 or better | 45 | 0.0057775 | 0 | 0 | 0.23 | 0.01 | 0 | 0 | 0.11455 |  | sqft | 45% | 100% | Retrofit | Retro1Slow | 81.8% | TBD | 0.2% | 3978.3028 |  | 1999.1511 |  | 0.098623 | RTF Wkbk - ComWeatherizationSchool_v3_1 | RTF Wkbk - ComWeatherizationSchool_v3_1 | Building Energy Simulation Tool | U-.5 or worse | U-.5 or worse | U-.5 or worse | U-.5 or worse | U-.5 or worse | U-.5 or worse | U-.5 or worse | U-.5 or worse | U-.5 or worse | U-.5 or worse | U-.5 or worse | U-.5 or worse | U-.5 or worse | U-.5 or worse | U-.5 or worse | U-.5 or worse | U-.5 or worse | U-.5 or worse | U-.5 or worse | U-.5 or worse | U-.5 or worse | U-.5 or worse | U-.5 or worse | U-.5 or worse | U-.5 or worse | U-.5 or worse | U-.5 or worse | U-.5 or worse | U-.5 or worse | U-.5 or worse | U-.5 or worse | U-.22 or better | U-.22 or better | U-.22 or better | U-.22 or better | U-.22 or better | U-.22 or better | U-.22 or better | U-.22 or better | U-.22 or better | U-.22 or better | U-.22 or better | U-.22 or better | U-.22 or better | U-.22 or better | U-.22 or better | U-.22 or better | U-.22 or better | U-.22 or better | U-.22 or better | U-.22 or better | U-.22 or better | U-.22 or better | U-.22 or better | U-.22 or better | U-.22 or better | U-.22 or better | U-.22 or better | U-.22 or better | U-.22 or better | U-.22 or better | U-.22 or better | 0.23 | 0.23 | 0.23 | 0.23 | 0.23 | 0.23 | 0.23 | 0.23 | 0.23 | 0.23 | 0.23 | 0.23 | 0.23 | 0.23 | 0.23 | 0.23 | 0.23 | 0.23 | 0.23 | 0.23 | 0.23 | 0.23 | 0.23 | 0.23 | 0.23 | 0.23 | 0.23 | 0.23 | 0.23 | 0.23 | 0.23 | 0 | 0 | 0 | 0 | 0 | 0.0056578 | 0.0055893 | 0.0055029 | 0.0054054 | 0.0052967 | 0.0051766 | 0.005052 | 0.0049244 | 0.0047894 | 0.0046601 | 0.0045305 | 0.0044119 | 0.0043027 | 0.004201 | 0.004117 | 0.0040388 | 0.0039666 | 0.0039051 | 0.0038513 | 0.0038016 | 0.0037694 | 0.0037414 | 0.0037144 | 0 | 0 | 0 | 0.039023 | 0.077018 | 0.13384 | 0.21397 | 0.31851 | 0.44017 | 0.58273 | 0.73487 | 0.86994 | 1.002 | 1.0825 | 1.1215 | 1.0928 | 0.99685 | 0.85996 | 0.69478 | 0.51977 | 0.35297 | 0.22165 | 0.14224 | 0 | 0 | 0 | 0 | 0 | 0 | 0.039023 | 0.11557 | 0.24762 | 0.4572 | 0.76652 | 1.1893 | 1.7434 | 2.4343 | 3.2374 | 4.152 | 5.119 | 6.1066 | 7.0483 | 7.8785 | 8.581 | 9.1128 | 9.4695 | 9.6757 | 9.764 | 9.7803 | 9.6975 | 9.6253 | 9.5561 | 0 | 0 | 0 | 6897.2204 | 13779.5244 | 24321.8837 | 39584.2668 | 60133.07 | 85029.7267 | 115347.7083 | 149228.6756 | 181639.2421 | 215013.6221 | 238930.8557 | 254210.431 | 253986.9322 | 237289.8564 | 208877.9896 | 172025.4692 | 131037.251 | 90387.5519 | 57551.358 | 37415.1343 | 0 | 0 | 0 | 0 | 0 | 0 | 6897.2204 | 20676.7448 | 44998.6286 | 84582.8954 | 144715.9654 | 229745.6921 | 345093.4004 | 494322.0761 | 675961.3182 | 890974.9402 | 1129905.796 | 1384116.2269 | 1638103.1592 | 1875393.0155 | 2084271.0051 | 2256296.4743 | 2387333.7253 | 2477721.2772 | 2535272.6352 | 2572687.7695 | 2572687.7695 | 2572687.7695 | 2572687.7695 | 2572687.7695 | 2572687.7695 | 2572687.7695 | 0.033233 | 0.065725 | 0.11454 | 0.18369 | 0.27439 | 0.38066 | 0.50594 | 0.64058 | 0.76166 | 0.88082 | 0.95561 | 0.99386 | 0.97131 | 0.8884 | 0.76786 | 0.62146 | 0.46564 | 0.31665 | 0.19921 | 0.12808 | 0 | 0 | 0 | 0 | 0 | 0 | 0.033233 | 0.098623 | 0.21192 | 0.39251 | 0.66035 | 1.0285 | 1.5136 | 2.1219 | 2.8345 | 3.6499 | 4.5191 | 5.4113 | 6.2645 | 7.0214 | 7.662 | 8.151 | 8.4833 | 8.6801 | 8.7758 | 8.8072 | 8.7447 | 8.6909 | 8.6408 | 0 | 0 | 0 | 5862.6374 | 11712.5957 | 20673.6012 | 33646.6268 | 51113.1095 | 72275.2677 | 98045.5521 | 126844.3743 | 154393.3558 | 182761.5787 | 203091.2274 | 216078.8663 | 215888.8924 | 201696.3779 | 177546.2912 | 146221.6488 | 111381.6634 | 76829.4191 | 48918.6543 | 31802.8641 | 0 | 0 | 0 | 0 | 0 | 0 | 5862.6374 | 17575.2331 | 38248.8343 | 71895.4611 | 123008.5706 | 195283.8383 | 293329.3904 | 420173.7646 | 574567.1204 | 757328.6992 | 960419.9266 | 1176498.7929 | 1392387.6853 | 1594084.0632 | 1771630.3544 | 1917852.0032 | 2029233.6665 | 2106063.0857 | 2154981.7399 | 2186784.604 | 2186784.604 | 2186784.604 | 2186784.604 | 2186784.604 | 2186784.604 | 2186784.604 | 0 | 0 | 0 | 0 | 0 | 0 | 0 | 0 | 0 | 0 | 0 | 0 | 0 | 0 | 0 | 0 | 0 | 0 | 0 | 0 | 0 | 0 | 0 | 0 | 0 | 0 | 0 | 0 | 0 | 0 | 0 | 0 | 0 | 0 | 0 | 0 | 0 | 0 | 0 | 0 | 0 | 0 | 0 | 0 | 0 | 0 | 0 | 0 | 0 | 0 | 0 | 0 | 0 | 0 | 0 | 0 | 0 | 0 | 0 | 0 | 0 | 0 | 0 | 0 | 0 | 0 | 0 | 0 | 0 | 0 | 0 | 0 | 0 | 0 | 0 | 0 | 0 | 0 | 0 | 0 | 0 | 0 | 0 | 0 | 0 | 0 | 0 | 0 | 0 | 0 | 0 | 0 | 0 | 0 | 0 | 0 | 0 | 0 | 0 | 0 | 0 | 0 | 0 | 0 | 0 | 0 | 0 | 0 | 0 | 0 | 0 | 0 | 0 | 0 | 0 | 0 | 0 | 0 | 0 | 0 | 0 | 0 | 0 | 0 | 0 | 0 | 0 | 0 | 0 | 0 | 0 | 0 | 0 | 0 | 0 | 0 | 0 | 0 | 0 | 0 | 0 | 0 | 0 | 0 | 0 | 0 | 0 | 0 | 0 | 0 | 0 | 0 | 0 | 0 | 0 | 0 | 0 | 0 | 0 | 0 | 0 | 0 | 0 | 0 | 0 | 0 | 0 | 0 | 0 | 0 | 0 | 0 | 0 | 0 | 0 | 0 | 0 | 0 | 0 | 0 | 0 | 0 | 0 | 0 | 0 | 0 | 0 | 0 | 0 | 0 | 0 | 0 | 0 | 0 | 0 | 0 | 0 | 0 | 0 | 0 | 0 | 0 | 0 | 0 | 0 | 0 | 0 | 0 | 3761.7885 | 3780.2686 | 3803.3796 | 3828.1285 | 3854.3863 | 3881.3749 | 3909.5108 | 3937.898 | 3966.5813 | 3998.0438 | 4027.5719 | 4057.1785 | 4085.0382 | 4111.3587 | 4137.3351 | 4162.1788 | 4187.8725 | 4211.3396 | 4233.7587 | 4255.304 | 4275.4397 | 4294.2497 | 4311.8145 | 0 | 0 | 0 | 1890.3497 | 1899.6362 | 1911.2498 | 1923.6865 | 1936.8814 | 1950.4435 | 1964.5822 | 1978.8471 | 1993.2609 | 2009.0712 | 2023.9095 | 2038.7872 | 2052.7871 | 2066.0135 | 2079.067 | 2091.5513 | 2104.4627 | 2116.2553 | 2127.5211 | 2138.348 | 2148.4664 | 2157.9187 | 2166.7452 | 0 | 0 | 0
WA_Industrial_Other Industrial_Existing_Space Heating_Natural Gas_Gas Boiler - Maintenance_A | WA | Industrial | Other Industrial | Existing | Space Heating | Natural Gas | Gas Boiler - Maintenance | A | IM646 | Degrade performance | General cleaning and maintenance | 3 | 2.0541 | 0 | 0 | 0.01 | 0 | 0 | 0 | 0.0055 |  | employee | 20% | 30% | Retrofit | Retro20Fast | 83.83% | TBD | 0.2% | 0.9709 |  | 0.87509 |  | 0.053334 | IL TRM - 4.3.10 - CI-HWE-DBTU-V01-180101 | IL TRM - 4.3.10 - CI-HWE-DBTU-V01-180101 | IL TRM - 4.3.10 - CI-HWE-DBTU-V01-180101 | Degrade performance | Degrade performance | Degrade performance | Degrade performance | Degrade performance | Degrade performance | Degrade performance | Degrade performance | Degrade performance | Degrade performance | Degrade performance | Degrade performance | Degrade performance | Degrade performance | Degrade performance | Degrade performance | Degrade performance | Degrade performance | Degrade performance | Degrade performance | Degrade performance | Degrade performance | Degrade performance | Degrade performance | Degrade performance | Degrade performance | Degrade performance | Degrade performance | Degrade performance | Degrade performance | Degrade performance | General cleaning and maintenance | General cleaning and maintenance | General cleaning and maintenance | General cleaning and maintenance | General cleaning and maintenance | General cleaning and maintenance | General cleaning and maintenance | General cleaning and maintenance | General cleaning and maintenance | General cleaning and maintenance | General cleaning and maintenance | General cleaning and maintenance | General cleaning and maintenance | General cleaning and maintenance | General cleaning and maintenance | General cleaning and maintenance | General cleaning and maintenance | General cleaning and maintenance | General cleaning and maintenance | General cleaning and maintenance | General cleaning and maintenance | General cleaning and maintenance | General cleaning and maintenance | General cleaning and maintenance | General cleaning and maintenance | General cleaning and maintenance | General cleaning and maintenance | General cleaning and maintenance | General cleaning and maintenance | General cleaning and maintenance | General cleaning and maintenance | 0.01 | 0.01 | 0.01 | 0.01 | 0.01 | 0.01 | 0.01 | 0.01 | 0.01 | 0.01 | 0.01 | 0.01 | 0.01 | 0.01 | 0.01 | 0.01 | 0.01 | 0.01 | 0.01 | 0.01 | 0.01 | 0.01 | 0.01 | 0.01 | 0.01 | 0.01 | 0.01 | 0.01 | 0.01 | 0.01 | 0.01 | 0 | 0 | 0 | 0 | 0 | 2.015 | 1.9977 | 1.9789 | 1.9592 | 1.9388 | 1.918 | 1.897 | 1.8756 | 1.8533 | 1.8297 | 1.8067 | 1.784 | 1.7631 | 1.7429 | 1.7241 | 1.7061 | 1.6876 | 1.6707 | 1.6546 | 1.6387 | 1.624 | 1.6112 | 1.599 | 1.7433 | 1.7361 | 1.7296 | 0.037126 | 0.025784 | 0.017577 | 0.01356 | 0.011767 | 0.0099452 | 0.0084034 | 0.0070449 | 0.0057797 | 0.004804 | 0.0039205 | 0.0030154 | 0.0023092 | 0.0017619 | 0.0013589 | 0.0012297 | 0.00094825 | 0.00080542 | 0.00066673 | 0.00053165 | 0 | 0 | 0 | 0 | 0 | 0 | 0.037126 | 0.062591 | 0.079577 | 0.092346 | 0.10315 | 0.11199 | 0.11917 | 0.12487 | 0.12916 | 0.13232 | 0.13458 | 0.13591 | 0.13662 | 0.13682 | 0.1367 | 0.1365 | 0.13597 | 0.13542 | 0.13478 | 0.13401 | 0.13281 | 0.13176 | 0.13077 | 0 | 0 | 0 | 18.4244 | 12.9069 | 8.8824 | 6.9213 | 6.0691 | 5.1851 | 4.4299 | 3.756 | 3.1186 | 2.6256 | 2.17 | 1.6902 | 1.3097 | 1.0109 | 0.78822 | 0.72076 | 0.56188 | 0.48208 | 0.40295 | 0.32443 | 0 | 0 | 0 | 0 | 0 | 0 | 18.4244 | 31.3313 | 40.2136 | 47.135 | 53.2041 | 58.3892 | 62.8191 | 66.5751 | 69.6937 | 72.3193 | 74.4892 | 76.1794 | 77.4891 | 78.5 | 79.2883 | 80.009 | 80.5709 | 81.053 | 81.4559 | 81.7804 | 81.7804 | 81.7804 | 81.7804 | 81.7804 | 81.7804 | 81.7804 | 0.031596 | 0.021971 | 0.015005 | 0.011598 | 0.010084 | 0.0085403 | 0.0072305 | 0.0060732 | 0.0049929 | 0.004158 | 0.0034 | 0.0026197 | 0.0020082 | 0.0015334 | 0.0011832 | 0.0010711 | 0.00082625 | 0.00070208 | 0.00058183 | 0.00046451 | 0 | 0 | 0 | 0 | 0 | 0 | 0.031596 | 0.053334 | 0.067931 | 0.078983 | 0.0884 | 0.096171 | 0.10253 | 0.10765 | 0.11158 | 0.11453 | 0.11671 | 0.11807 | 0.11881 | 0.11908 | 0.11902 | 0.1189 | 0.11848 | 0.11804 | 0.11762 | 0.11709 | 0.11619 | 0.11541 | 0.1147 | 0 | 0 | 0 | 15.6607 | 10.9709 | 7.55 | 5.8831 | 5.1588 | 4.4074 | 3.7654 | 3.1926 | 2.6508 | 2.2317 | 1.8445 | 1.4367 | 1.1132 | 0.85926 | 0.66999 | 0.61265 | 0.4776 | 0.40977 | 0.34251 | 0.27577 | 0 | 0 | 0 | 0 | 0 | 0 | 15.6607 | 26.6316 | 34.1816 | 40.0647 | 45.2235 | 49.6308 | 53.3962 | 56.5888 | 59.2396 | 61.4714 | 63.3159 | 64.7525 | 65.8658 | 66.725 | 67.395 | 68.0077 | 68.4853 | 68.895 | 69.2375 | 69.5133 | 69.5133 | 69.5133 | 69.5133 | 69.5133 | 69.5133 | 69.5133 | 0.031604 | 0.021986 | 0.015022 | 0.011618 | 0.010108 | 0.0085663 | 0.0072574 | 0.0061 | 0.0050187 | 0.0041827 | 0.0034228 | 0.0026392 | 0.0020247 | 0.0015473 | 0.0011949 | 0.0010825 | 0.00083576 | 0.00071077 | 0.00058912 | 0.0004704 | 0 | 0 | 0 | 0 | 0 | 0 | 0.031604 | 0.05337 | 0.068011 | 0.079121 | 0.08861 | 0.096464 | 0.10292 | 0.10812 | 0.11216 | 0.11521 | 0.1175 | 0.11895 | 0.11979 | 0.12015 | 0.12019 | 0.12016 | 0.11984 | 0.1195 | 0.11909 | 0.11857 | 0.11767 | 0.1169 | 0.11619 | 0 | 0 | 0 | 15.6607 | 10.9709 | 7.55 | 5.8831 | 5.1588 | 4.4074 | 3.7654 | 3.1926 | 2.6508 | 2.2317 | 1.8445 | 1.4367 | 1.1132 | 0.85926 | 0.66999 | 0.61265 | 0.4776 | 0.40977 | 0.34251 | 0.27577 | 0 | 0 | 0 | 0 | 0 | 0 | 15.6607 | 26.6316 | 34.1816 | 40.0647 | 45.2235 | 49.6308 | 53.3962 | 56.5888 | 59.2396 | 61.4714 | 63.3159 | 64.7525 | 65.8658 | 66.725 | 67.395 | 68.0077 | 68.4853 | 68.895 | 69.2375 | 69.5133 | 69.5133 | 69.5133 | 69.5133 | 69.5133 | 69.5133 | 69.5133 | 0.031596 | 0.021971 | 0.015005 | 0.011598 | 0.010084 | 0.0085403 | 0.0072305 | 0.0060732 | 0.0049929 | 0.004158 | 0.0034 | 0.0026197 | 0.0020082 | 0.0015334 | 0.0011832 | 0.0010711 | 0.00082625 | 0.00070208 | 0.00058183 | 0.00046451 | 0 | 0 | 0 | 0 | 0 | 0 | 0.031596 | 0.053334 | 0.067931 | 0.078983 | 0.0884 | 0.096171 | 0.10253 | 0.10765 | 0.11158 | 0.11453 | 0.11671 | 0.11807 | 0.11881 | 0.11908 | 0.11902 | 0.1189 | 0.11848 | 0.11804 | 0.11762 | 0.11709 | 0.11619 | 0.11541 | 0.1147 | 0 | 0 | 0 | 15.6607 | 10.9709 | 7.55 | 5.8831 | 5.1588 | 4.4074 | 3.7654 | 3.1926 | 2.6508 | 2.2317 | 1.8445 | 1.4367 | 1.1132 | 0.85926 | 0.66999 | 0.61265 | 0.4776 | 0.40977 | 0.34251 | 0.27577 | 0 | 0 | 0 | 0 | 0 | 0 | 15.6607 | 26.6316 | 34.1816 | 40.0647 | 45.2235 | 49.6308 | 53.3962 | 56.5888 | 59.2396 | 61.4714 | 63.3159 | 64.7525 | 65.8658 | 66.725 | 67.395 | 68.0077 | 68.4853 | 68.895 | 69.2375 | 69.5133 | 69.5133 | 69.5133 | 69.5133 | 69.5133 | 69.5133 | 69.5133 | 0.94065 | 0.94427 | 0.94788 | 0.95155 | 0.95523 | 0.95884 | 0.96244 | 0.96602 | 0.96959 | 0.9734 | 0.97692 | 0.98043 | 0.98391 | 0.98736 | 0.99083 | 0.99422 | 0.99777 | 1.0012 | 1.0046 | 1.008 | 1.0111 | 1.014 | 1.0166 | 1.019 | 1.0213 | 1.0233 | 0.84783 | 0.85108 | 0.85434 | 0.85765 | 0.86097 | 0.86422 | 0.86746 | 0.87069 | 0.87391 | 0.87734 | 0.88052 | 0.88368 | 0.88681 | 0.88992 | 0.89306 | 0.89611 | 0.8993 | 0.90241 | 0.90544 | 0.90851 | 0.91133 | 0.91392 | 0.9163 | 0.91848 | 0.92048 | 0.92231
WA_Industrial_Other Industrial_Existing_Process_Natural Gas_Gas Boiler - Maintenance_A | WA | Industrial | Other Industrial | Existing | Process | Natural Gas | Gas Boiler - Maintenance | A | IM647 | Degrade performance | General cleaning and maintenance | 3 | 1.5559 | 0 | 0 | 0.01 | 0 | 0 | 0 | 0.0055 |  | sqft | 20% | 30% | Retrofit | Retro20Fast | 83.83% | TBD | 0.2% | 0.9709 |  | 0.87509 |  | 0.59995 | IL TRM - 4.3.10 - CI-HWE-DBTU-V01-180101 | IL TRM - 4.3.10 - CI-HWE-DBTU-V01-180101 | IL TRM - 4.3.10 - CI-HWE-DBTU-V01-180101 | Degrade performance | Degrade performance | Degrade performance | Degrade performance | Degrade performance | Degrade performance | Degrade performance | Degrade performance | Degrade performance | Degrade performance | Degrade performance | Degrade performance | Degrade performance | Degrade performance | Degrade performance | Degrade performance | Degrade performance | Degrade performance | Degrade performance | Degrade performance | Degrade performance | Degrade performance | Degrade performance | Degrade performance | Degrade performance | Degrade performance | Degrade performance | Degrade performance | Degrade performance | Degrade performance | Degrade performance | General cleaning and maintenance | General cleaning and maintenance | General cleaning and maintenance | General cleaning and maintenance | General cleaning and maintenance | General cleaning and maintenance | General cleaning and maintenance | General cleaning and maintenance | General cleaning and maintenance | General cleaning and maintenance | General cleaning and maintenance | General cleaning and maintenance | General cleaning and maintenance | General cleaning and maintenance | General cleaning and maintenance | General cleaning and maintenance | General cleaning and maintenance | General cleaning and maintenance | General cleaning and maintenance | General cleaning and maintenance | General cleaning and maintenance | General cleaning and maintenance | General cleaning and maintenance | General cleaning and maintenance | General cleaning and maintenance | General cleaning and maintenance | General cleaning and maintenance | General cleaning and maintenance | General cleaning and maintenance | General cleaning and maintenance | General cleaning and maintenance | 0.01 | 0.01 | 0.01 | 0.01 | 0.01 | 0.01 | 0.01 | 0.01 | 0.01 | 0.01 | 0.01 | 0.01 | 0.01 | 0.01 | 0.01 | 0.01 | 0.01 | 0.01 | 0.01 | 0.01 | 0.01 | 0.01 | 0.01 | 0.01 | 0.01 | 0.01 | 0.01 | 0.01 | 0.01 | 0.01 | 0.01 | 0 | 0 | 0 | 0 | 0 | 1.5559 | 1.5559 | 1.5559 | 1.5559 | 1.5559 | 1.5559 | 1.5559 | 1.5559 | 1.5559 | 1.5559 | 1.5559 | 1.5559 | 1.5559 | 1.5559 | 1.5559 | 1.5559 | 1.5559 | 1.5559 | 1.5559 | 1.5559 | 1.5559 | 1.5559 | 1.5559 | 1.5559 | 1.5559 | 1.5559 | 0.41506 | 0.29077 | 0.2001 | 0.15592 | 0.13672 | 0.11681 | 0.099795 | 0.084614 | 0.070255 | 0.059149 | 0.048885 | 0.038076 | 0.029505 | 0.022773 | 0.017757 | 0.016237 | 0.012658 | 0.01086 | 0.0090776 | 0.0073088 | 0 | 0 | 0 | 0 | 0 | 0 | 0.41506 | 0.70583 | 0.90593 | 1.0618 | 1.1986 | 1.3154 | 1.4152 | 1.4998 | 1.57 | 1.6292 | 1.6781 | 1.7162 | 1.7457 | 1.7684 | 1.7862 | 1.8024 | 1.8151 | 1.8259 | 1.835 | 1.8423 | 1.8423 | 1.8423 | 1.8423 | 0 | 0 | 0 | 266.77 | 186.882 | 128.6093 | 100.2152 | 87.8762 | 75.0767 | 64.141 | 54.3836 | 45.1549 | 38.0164 | 31.4195 | 24.4727 | 18.9634 | 14.637 | 11.4128 | 10.4361 | 8.1356 | 6.9801 | 5.8344 | 4.6975 | 0 | 0 | 0 | 0 | 0 | 0 | 266.77 | 453.652 | 582.2613 | 682.4765 | 770.3528 | 845.4294 | 909.5704 | 963.954 | 1009.1089 | 1047.1252 | 1078.5447 | 1103.0174 | 1121.9808 | 1136.6178 | 1148.0306 | 1158.4666 | 1166.6022 | 1173.5823 | 1179.4167 | 1184.1142 | 1184.1142 | 1184.1142 | 1184.1142 | 1184.1142 | 1184.1142 | 1184.1142 | 0.3528 | 0.24715 | 0.17009 | 0.13253 | 0.11622 | 0.099288 | 0.084826 | 0.071922 | 0.059717 | 0.050276 | 0.041552 | 0.032365 | 0.025079 | 0.019357 | 0.015093 | 0.013802 | 0.010759 | 0.0092312 | 0.007716 | 0.0062125 | 0 | 0 | 0 | 0 | 0 | 0 | 0.3528 | 0.59995 | 0.77004 | 0.90257 | 1.0188 | 1.1181 | 1.2029 | 1.2748 | 1.3345 | 1.3848 | 1.4264 | 1.4587 | 1.4838 | 1.5032 | 1.5183 | 1.5321 | 1.5428 | 1.5521 | 1.5598 | 1.566 | 1.566 | 1.566 | 1.566 | 0 | 0 | 0 | 226.7545 | 158.8497 | 109.3179 | 85.1829 | 74.6948 | 63.8152 | 54.5198 | 46.226 | 38.3816 | 32.3139 | 26.7065 | 20.8018 | 16.1189 | 12.4414 | 9.7009 | 8.8706 | 6.9152 | 5.9331 | 4.9592 | 3.9929 | 0 | 0 | 0 | 0 | 0 | 0 | 226.7545 | 385.6042 | 494.9221 | 580.105 | 654.7998 | 718.615 | 773.1348 | 819.3609 | 857.7425 | 890.0564 | 916.763 | 937.5648 | 953.6837 | 966.1251 | 975.826 | 984.6966 | 991.6119 | 997.545 | 1002.5042 | 1006.4971 | 1006.4971 | 1006.4971 | 1006.4971 | 1006.4971 | 1006.4971 | 1006.4971 | 0.3528 | 0.24715 | 0.17009 | 0.13253 | 0.11622 | 0.099288 | 0.084826 | 0.071922 | 0.059717 | 0.050276 | 0.041552 | 0.032365 | 0.025079 | 0.019357 | 0.015093 | 0.013802 | 0.010759 | 0.0092312 | 0.007716 | 0.0062125 | 0 | 0 | 0 | 0 | 0 | 0 | 0.3528 | 0.59995 | 0.77004 | 0.90257 | 1.0188 | 1.1181 | 1.2029 | 1.2748 | 1.3345 | 1.3848 | 1.4264 | 1.4587 | 1.4838 | 1.5032 | 1.5183 | 1.5321 | 1.5428 | 1.5521 | 1.5598 | 1.566 | 1.566 | 1.566 | 1.566 | 0 | 0 | 0 | 226.7545 | 158.8497 | 109.3179 | 85.1829 | 74.6948 | 63.8152 | 54.5198 | 46.226 | 38.3816 | 32.3139 | 26.7065 | 20.8018 | 16.1189 | 12.4414 | 9.7009 | 8.8706 | 6.9152 | 5.9331 | 4.9592 | 3.9929 | 0 | 0 | 0 | 0 | 0 | 0 | 226.7545 | 385.6042 | 494.9221 | 580.105 | 654.7998 | 718.615 | 773.1348 | 819.3609 | 857.7425 | 890.0564 | 916.763 | 937.5648 | 953.6837 | 966.1251 | 975.826 | 984.6966 | 991.6119 | 997.545 | 1002.5042 | 1006.4971 | 1006.4971 | 1006.4971 | 1006.4971 | 1006.4971 | 1006.4971 | 1006.4971 | 0.3528 | 0.24715 | 0.17009 | 0.13253 | 0.11622 | 0.099288 | 0.084826 | 0.071922 | 0.059717 | 0.050276 | 0.041552 | 0.032365 | 0.025079 | 0.019357 | 0.015093 | 0.013802 | 0.010759 | 0.0092312 | 0.007716 | 0.0062125 | 0 | 0 | 0 | 0 | 0 | 0 | 0.3528 | 0.59995 | 0.77004 | 0.90257 | 1.0188 | 1.1181 | 1.2029 | 1.2748 | 1.3345 | 1.3848 | 1.4264 | 1.4587 | 1.4838 | 1.5032 | 1.5183 | 1.5321 | 1.5428 | 1.5521 | 1.5598 | 1.566 | 1.566 | 1.566 | 1.566 | 0 | 0 | 0 | 226.7545 | 158.8497 | 109.3179 | 85.1829 | 74.6948 | 63.8152 | 54.5198 | 46.226 | 38.3816 | 32.3139 | 26.7065 | 20.8018 | 16.1189 | 12.4414 | 9.7009 | 8.8706 | 6.9152 | 5.9331 | 4.9592 | 3.9929 | 0 | 0 | 0 | 0 | 0 | 0 | 226.7545 | 385.6042 | 494.9221 | 580.105 | 654.7998 | 718.615 | 773.1348 | 819.3609 | 857.7425 | 890.0564 | 916.763 | 937.5648 | 953.6837 | 966.1251 | 975.826 | 984.6966 | 991.6119 | 997.545 | 1002.5042 | 1006.4971 | 1006.4971 | 1006.4971 | 1006.4971 | 1006.4971 | 1006.4971 | 1006.4971 | 0.94065 | 0.94427 | 0.94788 | 0.95155 | 0.95523 | 0.95884 | 0.96244 | 0.96602 | 0.96959 | 0.9734 | 0.97692 | 0.98043 | 0.98391 | 0.98736 | 0.99083 | 0.99422 | 0.99777 | 1.0012 | 1.0046 | 1.008 | 1.0111 | 1.014 | 1.0166 | 1.019 | 1.0213 | 1.0233 | 0.84783 | 0.85108 | 0.85434 | 0.85765 | 0.86097 | 0.86422 | 0.86746 | 0.87069 | 0.87391 | 0.87734 | 0.88052 | 0.88368 | 0.88681 | 0.88992 | 0.89306 | 0.89611 | 0.8993 | 0.90241 | 0.90544 | 0.90851 | 0.91133 | 0.91392 | 0.9163 | 0.91848 | 0.92048 | 0.92231
WA_Industrial_Other Industrial_Existing_Space Heating_Natural Gas_Gas Furnace - Maintenance_A | WA | Industrial | Other Industrial | Existing | Space Heating | Natural Gas | Gas Furnace - Maintenance | A | IM648 | Degrade performance | General cleaning and maintenance | 3 | 0.0095 | 0 | 0 | 0.01 | 0 | 0 | 0 | 0.00265 |  | sqft | 20% | 30% | Retrofit | Retro20Fast | 83.83% | TBD | 0.2% | 400.305 |  | 360.8021 |  | 0.0016364 | IL TRM - 4.4.31 - CI-HVC-FTUN-V03-200101 | MN TRM 3.1 - Forced-Air Heating Maintenance v2.0 | MN TRM v3.1 - Forced-Air Heating Maintenance | Degrade performance | Degrade performance | Degrade performance | Degrade performance | Degrade performance | Degrade performance | Degrade performance | Degrade performance | Degrade performance | Degrade performance | Degrade performance | Degrade performance | Degrade performance | Degrade performance | Degrade performance | Degrade performance | Degrade performance | Degrade performance | Degrade performance | Degrade performance | Degrade performance | Degrade performance | Degrade performance | Degrade performance | Degrade performance | Degrade performance | Degrade performance | Degrade performance | Degrade performance | Degrade performance | Degrade performance | General cleaning and maintenance | General cleaning and maintenance | General cleaning and maintenance | General cleaning and maintenance | General cleaning and maintenance | General cleaning and maintenance | General cleaning and maintenance | General cleaning and maintenance | General cleaning and maintenance | General cleaning and maintenance | General cleaning and maintenance | General cleaning and maintenance | General cleaning and maintenance | General cleaning and maintenance | General cleaning and maintenance | General cleaning and maintenance | General cleaning and maintenance | General cleaning and maintenance | General cleaning and maintenance | General cleaning and maintenance | General cleaning and maintenance | General cleaning and maintenance | General cleaning and maintenance | General cleaning and maintenance | General cleaning and maintenance | General cleaning and maintenance | General cleaning and maintenance | General cleaning and maintenance | General cleaning and maintenance | General cleaning and maintenance | General cleaning and maintenance | 0.01 | 0.01 | 0.01 | 0.01 | 0.01 | 0.01 | 0.01 | 0.01 | 0.01 | 0.01 | 0.01 | 0.01 | 0.01 | 0.01 | 0.01 | 0.01 | 0.01 | 0.01 | 0.01 | 0.01 | 0.01 | 0.01 | 0.01 | 0.01 | 0.01 | 0.01 | 0.01 | 0.01 | 0.01 | 0.01 | 0.01 | 0 | 0 | 0 | 0 | 0 | 0.0091782 | 0.0090775 | 0.0089472 | 0.0088124 | 0.0086741 | 0.008535 | 0.0083956 | 0.0082609 | 0.0081272 | 0.0079908 | 0.007864 | 0.007743 | 0.0076335 | 0.0075303 | 0.0074329 | 0.0073397 | 0.0072467 | 0.007157 | 0.007072 | 0.0069904 | 0.0069137 | 0.0068453 | 0.0067796 | 0.0073847 | 0.0073392 | 0.0072965 | 0.0011418 | 0.00079107 | 0.00053659 | 0.00041182 | 0.00035545 | 0.00029881 | 0.00025112 | 0.0002095 | 0.00017113 | 0.00014166 | 0.00011522 | 8.8364e-05 | 6.7503e-05 | 5.1398e-05 | 3.9558e-05 | 3.5719e-05 | 2.7492e-05 | 2.3296e-05 | 1.9241e-05 | 1.5313e-05 | 0 | 0 | 0 | 0 | 0 | 0 | 0.0011418 | 0.0019203 | 0.0024293 | 0.0028045 | 0.003116 | 0.0033648 | 0.003561 | 0.0037134 | 0.0038244 | 0.0039019 | 0.0039552 | 0.0039827 | 0.0039938 | 0.0039912 | 0.0039792 | 0.003965 | 0.0039423 | 0.0039168 | 0.0038895 | 0.0038599 | 0.0038176 | 0.0037798 | 0.0037435 | 0 | 0 | 0 | 124.4001 | 87.1467 | 59.9731 | 46.7323 | 40.9784 | 35.0097 | 29.9102 | 25.3601 | 21.0566 | 17.7278 | 14.6515 | 11.4121 | 8.843 | 6.8255 | 5.322 | 4.8665 | 3.7938 | 3.255 | 2.7207 | 2.1906 | 0 | 0 | 0 | 0 | 0 | 0 | 124.4001 | 211.5468 | 271.5199 | 318.2522 | 359.2306 | 394.2403 | 424.1505 | 449.5106 | 470.5672 | 488.295 | 502.9465 | 514.3586 | 523.2016 | 530.0271 | 535.3492 | 540.2157 | 544.0095 | 547.2644 | 549.9851 | 552.1757 | 552.1757 | 552.1757 | 552.1757 | 552.1757 | 552.1757 | 552.1757 | 0.00097171 | 0.0006741 | 0.00045809 | 0.00035225 | 0.00030464 | 0.00025662 | 0.00021609 | 0.00018063 | 0.00014785 | 0.00012263 | 9.994e-05 | 7.6781e-05 | 5.8713e-05 | 4.4741e-05 | 3.445e-05 | 3.1117e-05 | 2.396e-05 | 2.0311e-05 | 1.6793e-05 | 1.3381e-05 | 0 | 0 | 0 | 0 | 0 | 0 | 0.00097171 | 0.0016364 | 0.0020739 | 0.0023989 | 0.0026706 | 0.0028898 | 0.0030644 | 0.0032016 | 0.0033042 | 0.0033777 | 0.0034307 | 0.0034606 | 0.0034738 | 0.0034743 | 0.0034654 | 0.0034542 | 0.0034357 | 0.0034149 | 0.0033948 | 0.003373 | 0.0033403 | 0.0033113 | 0.0032841 | 0 | 0 | 0 | 105.7401 | 74.0747 | 50.9771 | 39.7225 | 34.8317 | 29.7583 | 25.4237 | 21.5561 | 17.8981 | 15.0686 | 12.4538 | 9.7003 | 7.5166 | 5.8017 | 4.5237 | 4.1366 | 3.2247 | 2.7667 | 2.3126 | 1.862 | 0 | 0 | 0 | 0 | 0 | 0 | 105.7401 | 179.8148 | 230.7919 | 270.5143 | 305.346 | 335.1043 | 360.5279 | 382.084 | 399.9822 | 415.0508 | 427.5045 | 437.2048 | 444.7214 | 450.5231 | 455.0468 | 459.1833 | 462.408 | 465.1748 | 467.4874 | 469.3493 | 469.3493 | 469.3493 | 469.3493 | 469.3493 | 469.3493 | 469.3493 | 0.00097198 | 0.00067456 | 0.00045863 | 0.00035287 | 0.00030536 | 0.0002574 | 0.0002169 | 0.00018142 | 0.00014862 | 0.00012336 | 0.00010061 | 7.7353e-05 | 5.9196e-05 | 4.5146e-05 | 3.4788e-05 | 3.1448e-05 | 2.4235e-05 | 2.0562e-05 | 1.7004e-05 | 1.3551e-05 | 0 | 0 | 0 | 0 | 0 | 0 | 0.00097198 | 0.0016375 | 0.0020764 | 0.0024031 | 0.0026769 | 0.0028986 | 0.0030758 | 0.0032157 | 0.0033213 | 0.0033978 | 0.0034537 | 0.0034864 | 0.0035024 | 0.0035058 | 0.0034994 | 0.0034909 | 0.0034752 | 0.0034571 | 0.0034374 | 0.0034158 | 0.0033831 | 0.0033541 | 0.0033268 | 0 | 0 | 0 | 105.7401 | 74.0747 | 50.9771 | 39.7225 | 34.8317 | 29.7583 | 25.4237 | 21.5561 | 17.8981 | 15.0686 | 12.4538 | 9.7003 | 7.5166 | 5.8017 | 4.5237 | 4.1366 | 3.2247 | 2.7667 | 2.3126 | 1.862 | 0 | 0 | 0 | 0 | 0 | 0 | 105.7401 | 179.8148 | 230.7919 | 270.5143 | 305.346 | 335.1043 | 360.5279 | 382.084 | 399.9822 | 415.0508 | 427.5045 | 437.2048 | 444.7214 | 450.5231 | 455.0468 | 459.1833 | 462.408 | 465.1748 | 467.4874 | 469.3493 | 469.3493 | 469.3493 | 469.3493 | 469.3493 | 469.3493 | 469.3493 | 0.00097171 | 0.0006741 | 0.00045809 | 0.00035225 | 0.00030464 | 0.00025662 | 0.00021609 | 0.00018063 | 0.00014785 | 0.00012263 | 9.994e-05 | 7.6781e-05 | 5.8713e-05 | 4.4741e-05 | 3.445e-05 | 3.1117e-05 | 2.396e-05 | 2.0311e-05 | 1.6793e-05 | 1.3381e-05 | 0 | 0 | 0 | 0 | 0 | 0 | 0.00097171 | 0.0016364 | 0.0020739 | 0.0023989 | 0.0026706 | 0.0028898 | 0.0030644 | 0.0032016 | 0.0033042 | 0.0033777 | 0.0034307 | 0.0034606 | 0.0034738 | 0.0034743 | 0.0034654 | 0.0034542 | 0.0034357 | 0.0034149 | 0.0033948 | 0.003373 | 0.0033403 | 0.0033113 | 0.0032841 | 0 | 0 | 0 | 105.7401 | 74.0747 | 50.9771 | 39.7225 | 34.8317 | 29.7583 | 25.4237 | 21.5561 | 17.8981 | 15.0686 | 12.4538 | 9.7003 | 7.5166 | 5.8017 | 4.5237 | 4.1366 | 3.2247 | 2.7667 | 2.3126 | 1.862 | 0 | 0 | 0 | 0 | 0 | 0 | 105.7401 | 179.8148 | 230.7919 | 270.5143 | 305.346 | 335.1043 | 360.5279 | 382.084 | 399.9822 | 415.0508 | 427.5045 | 437.2048 | 444.7214 | 450.5231 | 455.0468 | 459.1833 | 462.408 | 465.1748 | 467.4874 | 469.3493 | 469.3493 | 469.3493 | 469.3493 | 469.3493 | 469.3493 | 469.3493 | 365.6722 | 369.0027 | 373.328 | 377.823 | 382.446 | 387.0794 | 391.7866 | 396.3227 | 400.689 | 405.1935 | 409.2166 | 413.0865 | 416.7863 | 420.3296 | 423.9749 | 427.5682 | 431.2029 | 435.0135 | 438.7378 | 442.3822 | 445.8509 | 449.1497 | 452.2844 | 455.261 | 458.0854 | 460.7637 | 329.5869 | 332.5887 | 336.4873 | 340.5387 | 344.7055 | 348.8816 | 353.1243 | 357.2128 | 361.1482 | 365.2082 | 368.8343 | 372.3223 | 375.6571 | 378.8507 | 382.1363 | 385.3749 | 388.6509 | 392.0855 | 395.4423 | 398.727 | 401.8535 | 404.8267 | 407.6521 | 410.3349 | 412.8807 | 415.2947
WA_Industrial_Other Industrial_Existing_Space Heating_Natural Gas_Gas Boiler - Hot Water Reset_A | WA | Industrial | Other Industrial | Existing | Space Heating | Natural Gas | Gas Boiler - Hot Water Reset | A | IM649 | No control | Reset control installed | 16 | 7.4693 | 0 | 0 | 20.54 | 0 | 0 | 0 | 10.2707 |  | employee | 20% | 45% | Retrofit | Retro5Med | 85.36% | TBD | 0.2% | 213.2197 |  | 160.6958 |  | 0.12338 | IL TRM - 4.4.4 - CI-HVC-BLRC-V04-210101 | IL TRM - 4.4.4 - CI-HVC-BLRC-V04-210101 | IL TRM - 4.4.4 - CI-HVC-BLRC-V04-210101 | No control | No control | No control | No control | No control | No control | No control | No control | No control | No control | No control | No control | No control | No control | No control | No control | No control | No control | No control | No control | No control | No control | No control | No control | No control | No control | No control | No control | No control | No control | No control | Reset control installed | Reset control installed | Reset control installed | Reset control installed | Reset control installed | Reset control installed | Reset control installed | Reset control installed | Reset control installed | Reset control installed | Reset control installed | Reset control installed | Reset control installed | Reset control installed | Reset control installed | Reset control installed | Reset control installed | Reset control installed | Reset control installed | Reset control installed | Reset control installed | Reset control installed | Reset control installed | Reset control installed | Reset control installed | Reset control installed | Reset control installed | Reset control installed | Reset control installed | Reset control installed | Reset control installed | 20.54 | 20.54 | 20.54 | 20.54 | 20.54 | 20.54 | 20.54 | 20.54 | 20.54 | 20.54 | 20.54 | 20.54 | 20.54 | 20.54 | 20.54 | 20.54 | 20.54 | 20.54 | 20.54 | 20.54 | 20.54 | 20.54 | 20.54 | 20.54 | 20.54 | 20.54 | 20.54 | 20.54 | 20.54 | 20.54 | 20.54 | 0 | 0 | 0 | 0 | 0 | 7.3252 | 7.26 | 7.1894 | 7.116 | 7.0401 | 6.9626 | 6.8845 | 6.8054 | 6.7227 | 6.6357 | 6.5508 | 6.4674 | 6.3903 | 6.3156 | 6.2464 | 6.1801 | 6.1121 | 6.0498 | 5.9905 | 5.9318 | 5.8783 | 5.832 | 5.7879 | 6.3392 | 6.3131 | 6.2894 | 0.06559 | 0.079773 | 0.0961 | 0.11048 | 0.12477 | 0.14244 | 0.15408 | 0.15528 | 0.14226 | 0.12116 | 0.091678 | 0.05991 | 0.034199 | 0.016128 | 0.0067567 | 0.0024209 | 0.00074494 | 0.00016012 | 2.5973e-05 | 3.0774e-06 | 0 | 0 | 0 | 0 | 0 | 0 | 0.06559 | 0.14478 | 0.23947 | 0.3475 | 0.46857 | 0.60585 | 0.75313 | 0.89976 | 1.0311 | 1.1389 | 1.216 | 1.2604 | 1.2796 | 1.2808 | 1.2735 | 1.2624 | 1.2493 | 1.2367 | 1.2246 | 1.2126 | 1.2017 | 1.1922 | 1.1832 | 0 | 0 | 0 | 8.954 | 10.9881 | 13.3669 | 15.5252 | 17.7231 | 20.4573 | 22.3807 | 22.817 | 21.1609 | 18.259 | 13.9948 | 9.2633 | 5.3516 | 2.5537 | 1.0817 | 0.39172 | 0.12188 | 0.026467 | 0.0043357 | 0.00051879 | 0 | 0 | 0 | 0 | 0 | 0 | 8.954 | 19.9421 | 33.3089 | 48.8341 | 66.5572 | 87.0146 | 109.3952 | 132.2123 | 153.3731 | 171.6321 | 185.6269 | 194.8902 | 200.2418 | 202.7955 | 203.8772 | 204.269 | 204.3908 | 204.4173 | 204.4216 | 204.4222 | 204.4222 | 204.4222 | 204.4222 | 204.4222 | 204.4222 | 204.4222 | 0.055822 | 0.067981 | 0.082047 | 0.094507 | 0.10695 | 0.12235 | 0.13261 | 0.13391 | 0.12294 | 0.10491 | 0.079542 | 0.052072 | 0.029755 | 0.014045 | 0.0058864 | 0.0021098 | 0.0006495 | 0.00013967 | 2.268e-05 | 2.6906e-06 | 0 | 0 | 0 | 0 | 0 | 0 | 0.055822 | 0.12338 | 0.20445 | 0.29727 | 0.40164 | 0.52039 | 0.64821 | 0.77592 | 0.89104 | 0.98615 | 1.055 | 1.0956 | 1.1134 | 1.1153 | 1.1095 | 1.1002 | 1.0892 | 1.0787 | 1.0693 | 1.0602 | 1.052 | 1.045 | 1.0385 | 0 | 0 | 0 | 7.6109 | 9.3398 | 11.3618 | 13.1964 | 15.0646 | 17.3887 | 19.0236 | 19.3945 | 17.9867 | 15.5201 | 11.8956 | 7.8738 | 4.5489 | 2.1707 | 0.91944 | 0.33296 | 0.1036 | 0.022497 | 0.0036854 | 0.00044097 | 0 | 0 | 0 | 0 | 0 | 0 | 7.6109 | 16.9507 | 28.3126 | 41.509 | 56.5737 | 73.9624 | 92.986 | 112.3804 | 130.3671 | 145.8873 | 157.7829 | 165.6567 | 170.2056 | 172.3762 | 173.2957 | 173.6286 | 173.7322 | 173.7547 | 173.7584 | 173.7588 | 173.7588 | 173.7588 | 173.7588 | 173.7588 | 173.7588 | 173.7588 | 0.055837 | 0.068027 | 0.082144 | 0.094672 | 0.1072 | 0.12272 | 0.13311 | 0.1345 | 0.12357 | 0.10553 | 0.080076 | 0.05246 | 0.03 | 0.014172 | 0.0059442 | 0.0021323 | 0.00065697 | 0.0001414 | 2.2965e-05 | 2.7247e-06 | 0 | 0 | 0 | 0 | 0 | 0 | 0.055837 | 0.12346 | 0.20469 | 0.29779 | 0.40259 | 0.52198 | 0.65062 | 0.77934 | 0.89564 | 0.99201 | 1.0621 | 1.1037 | 1.1225 | 1.1254 | 1.1204 | 1.1119 | 1.1017 | 1.092 | 1.0828 | 1.0736 | 1.0655 | 1.0585 | 1.052 | 0 | 0 | 0 | 7.6109 | 9.3398 | 11.3618 | 13.1964 | 15.0646 | 17.3887 | 19.0236 | 19.3945 | 17.9867 | 15.5201 | 11.8956 | 7.8738 | 4.5489 | 2.1707 | 0.91944 | 0.33296 | 0.1036 | 0.022497 | 0.0036854 | 0.00044097 | 0 | 0 | 0 | 0 | 0 | 0 | 7.6109 | 16.9507 | 28.3126 | 41.509 | 56.5737 | 73.9624 | 92.986 | 112.3804 | 130.3671 | 145.8873 | 157.7829 | 165.6567 | 170.2056 | 172.3762 | 173.2957 | 173.6286 | 173.7322 | 173.7547 | 173.7584 | 173.7588 | 173.7588 | 173.7588 | 173.7588 | 173.7588 | 173.7588 | 173.7588 | 0.055822 | 0.067981 | 0.082047 | 0.094507 | 0.10695 | 0.12235 | 0.13261 | 0.13391 | 0.12294 | 0.10491 | 0.079542 | 0.052072 | 0.029755 | 0.014045 | 0.0058864 | 0.0021098 | 0.0006495 | 0.00013967 | 2.268e-05 | 2.6906e-06 | 0 | 0 | 0 | 0 | 0 | 0 | 0.055822 | 0.12338 | 0.20445 | 0.29727 | 0.40164 | 0.52039 | 0.64821 | 0.77592 | 0.89104 | 0.98615 | 1.055 | 1.0956 | 1.1134 | 1.1153 | 1.1095 | 1.1002 | 1.0892 | 1.0787 | 1.0693 | 1.0602 | 1.052 | 1.045 | 1.0385 | 0 | 0 | 0 | 7.6109 | 9.3398 | 11.3618 | 13.1964 | 15.0646 | 17.3887 | 19.0236 | 19.3945 | 17.9867 | 15.5201 | 11.8956 | 7.8738 | 4.5489 | 2.1707 | 0.91944 | 0.33296 | 0.1036 | 0.022497 | 0.0036854 | 0.00044097 | 0 | 0 | 0 | 0 | 0 | 0 | 7.6109 | 16.9507 | 28.3126 | 41.509 | 56.5737 | 73.9624 | 92.986 | 112.3804 | 130.3671 | 145.8873 | 157.7829 | 165.6567 | 170.2056 | 172.3762 | 173.2957 | 173.6286 | 173.7322 | 173.7547 | 173.7584 | 173.7588 | 173.7588 | 173.7588 | 173.7588 | 173.7588 | 173.7588 | 173.7588 | 204.7294 | 205.7356 | 206.7453 | 207.7704 | 208.8027 | 209.8159 | 210.8287 | 211.8404 | 212.8501 | 213.9294 | 214.9297 | 215.9279 | 216.9188 | 217.9041 | 218.9006 | 219.8717 | 220.8915 | 221.885 | 222.8559 | 223.8417 | 224.7488 | 225.5831 | 226.3499 | 227.0543 | 227.701 | 228.2944 | 154.297 | 155.0554 | 155.8163 | 156.5889 | 157.3669 | 158.1305 | 158.8939 | 159.6563 | 160.4173 | 161.2307 | 161.9846 | 162.7369 | 163.4837 | 164.2263 | 164.9773 | 165.7092 | 166.4778 | 167.2266 | 167.9583 | 168.7012 | 169.3849 | 170.0137 | 170.5916 | 171.1224 | 171.6098 | 172.0571
WA_Industrial_Other Industrial_Existing_Process_Natural Gas_Gas Boiler - Hot Water Reset_A | WA | Industrial | Other Industrial | Existing | Process | Natural Gas | Gas Boiler - Hot Water Reset | A | IM650 | No control | Reset control installed | 16 | 2.8289 | 0 | 0 | 20.54 | 0 | 0 | 0 | 10.2707 |  | sqft | 20% | 45% | Retrofit | Retro5Med | 85.36% | TBD | 0.2% | 213.2197 |  | 160.6958 |  | 0.69312 | IL TRM - 4.4.4 - CI-HVC-BLRC-V04-210101 | IL TRM - 4.4.4 - CI-HVC-BLRC-V04-210101 | XCEL CO 2019-2020 DSM Plan | No control | No control | No control | No control | No control | No control | No control | No control | No control | No control | No control | No control | No control | No control | No control | No control | No control | No control | No control | No control | No control | No control | No control | No control | No control | No control | No control | No control | No control | No control | No control | Reset control installed | Reset control installed | Reset control installed | Reset control installed | Reset control installed | Reset control installed | Reset control installed | Reset control installed | Reset control installed | Reset control installed | Reset control installed | Reset control installed | Reset control installed | Reset control installed | Reset control installed | Reset control installed | Reset control installed | Reset control installed | Reset control installed | Reset control installed | Reset control installed | Reset control installed | Reset control installed | Reset control installed | Reset control installed | Reset control installed | Reset control installed | Reset control installed | Reset control installed | Reset control installed | Reset control installed | 20.54 | 20.54 | 20.54 | 20.54 | 20.54 | 20.54 | 20.54 | 20.54 | 20.54 | 20.54 | 20.54 | 20.54 | 20.54 | 20.54 | 20.54 | 20.54 | 20.54 | 20.54 | 20.54 | 20.54 | 20.54 | 20.54 | 20.54 | 20.54 | 20.54 | 20.54 | 20.54 | 20.54 | 20.54 | 20.54 | 20.54 | 0 | 0 | 0 | 0 | 0 | 2.8259 | 2.8232 | 2.8207 | 2.8182 | 2.8158 | 2.8134 | 2.8115 | 2.81 | 2.8084 | 2.8074 | 2.8063 | 2.8055 | 2.8047 | 2.8039 | 2.8034 | 2.8028 | 2.8024 | 2.8021 | 2.8017 | 2.8013 | 2.8013 | 2.8012 | 2.8011 | 2.8289 | 2.8289 | 2.8289 | 0.36637 | 0.44917 | 0.54591 | 0.63351 | 0.72257 | 0.83335 | 0.91109 | 0.92834 | 0.86047 | 0.74221 | 0.56865 | 0.37629 | 0.21733 | 0.10368 | 0.043907 | 0.015897 | 0.0049455 | 0.0010738 | 0.00017588 | 2.1043e-05 | 0 | 0 | 0 | 0 | 0 | 0 | 0.36637 | 0.81519 | 1.3604 | 1.9927 | 2.7135 | 3.5446 | 4.4533 | 5.3792 | 6.2367 | 6.9767 | 7.5425 | 7.9167 | 8.1318 | 8.2332 | 8.2756 | 8.2898 | 8.2936 | 8.2936 | 8.2927 | 8.2916 | 8.2914 | 8.2912 | 8.291 | 0 | 0 | 0 | 129.6468 | 159.0982 | 193.5415 | 224.7927 | 256.6165 | 296.2057 | 324.0543 | 330.3722 | 306.3922 | 264.3756 | 202.634 | 134.1249 | 77.487 | 36.9758 | 15.6621 | 5.6718 | 1.7647 | 0.38323 | 0.062778 | 0.0075117 | 0 | 0 | 0 | 0 | 0 | 0 | 129.6468 | 288.7451 | 482.2866 | 707.0793 | 963.6958 | 1259.9015 | 1583.9558 | 1914.328 | 2220.7203 | 2485.0959 | 2687.7299 | 2821.8548 | 2899.3419 | 2936.3176 | 2951.9797 | 2957.6515 | 2959.4162 | 2959.7995 | 2959.8622 | 2959.8697 | 2959.8697 | 2959.8697 | 2959.8697 | 2959.8697 | 2959.8697 | 2959.8697 | 0.31147 | 0.38191 | 0.46423 | 0.53879 | 0.61462 | 0.70893 | 0.77514 | 0.78988 | 0.7322 | 0.6316 | 0.48393 | 0.32024 | 0.18497 | 0.088242 | 0.037372 | 0.013531 | 0.0042096 | 0.00091406 | 0.00014972 | 1.7913e-05 | 0 | 0 | 0 | 0 | 0 | 0 | 0.31147 | 0.69312 | 1.1568 | 1.6947 | 2.3081 | 3.0154 | 3.7888 | 4.5769 | 5.307 | 5.937 | 6.4189 | 6.7376 | 6.921 | 7.0075 | 7.0438 | 7.0561 | 7.0595 | 7.0596 | 7.059 | 7.0582 | 7.0581 | 7.0579 | 7.0578 | 0 | 0 | 0 | 110.1998 | 135.2335 | 164.5103 | 191.0738 | 218.1241 | 251.7748 | 275.4462 | 280.8164 | 260.4334 | 224.7193 | 172.2389 | 114.0062 | 65.864 | 31.4294 | 13.3128 | 4.821 | 1.5 | 0.32574 | 0.053361 | 0.0063849 | 0 | 0 | 0 | 0 | 0 | 0 | 110.1998 | 245.4333 | 409.9436 | 601.0174 | 819.1415 | 1070.9163 | 1346.3625 | 1627.1788 | 1887.6122 | 2112.3315 | 2284.5704 | 2398.5766 | 2464.4406 | 2495.87 | 2509.1828 | 2514.0038 | 2515.5038 | 2515.8295 | 2515.8829 | 2515.8893 | 2515.8893 | 2515.8893 | 2515.8893 | 2515.8893 | 2515.8893 | 2515.8893 | 0.31147 | 0.38191 | 0.46423 | 0.53879 | 0.61462 | 0.70893 | 0.77514 | 0.78988 | 0.7322 | 0.6316 | 0.48393 | 0.32024 | 0.18497 | 0.088242 | 0.037372 | 0.013531 | 0.0042096 | 0.00091406 | 0.00014972 | 1.7913e-05 | 0 | 0 | 0 | 0 | 0 | 0 | 0.31147 | 0.69312 | 1.1568 | 1.6947 | 2.3081 | 3.0154 | 3.7888 | 4.5769 | 5.307 | 5.937 | 6.4189 | 6.7376 | 6.921 | 7.0075 | 7.0438 | 7.0561 | 7.0595 | 7.0596 | 7.059 | 7.0582 | 7.0581 | 7.0579 | 7.0578 | 0 | 0 | 0 | 110.1998 | 135.2335 | 164.5103 | 191.0738 | 218.1241 | 251.7748 | 275.4462 | 280.8164 | 260.4334 | 224.7193 | 172.2389 | 114.0062 | 65.864 | 31.4294 | 13.3128 | 4.821 | 1.5 | 0.32574 | 0.053361 | 0.0063849 | 0 | 0 | 0 | 0 | 0 | 0 | 110.1998 | 245.4333 | 409.9436 | 601.0174 | 819.1415 | 1070.9163 | 1346.3625 | 1627.1788 | 1887.6122 | 2112.3315 | 2284.5704 | 2398.5766 | 2464.4406 | 2495.87 | 2509.1828 | 2514.0038 | 2515.5038 | 2515.8295 | 2515.8829 | 2515.8893 | 2515.8893 | 2515.8893 | 2515.8893 | 2515.8893 | 2515.8893 | 2515.8893 | 0.31147 | 0.38191 | 0.46423 | 0.53879 | 0.61462 | 0.70893 | 0.77514 | 0.78988 | 0.7322 | 0.6316 | 0.48393 | 0.32024 | 0.18497 | 0.088242 | 0.037372 | 0.013531 | 0.0042096 | 0.00091406 | 0.00014972 | 1.7913e-05 | 0 | 0 | 0 | 0 | 0 | 0 | 0.31147 | 0.69312 | 1.1568 | 1.6947 | 2.3081 | 3.0154 | 3.7888 | 4.5769 | 5.307 | 5.937 | 6.4189 | 6.7376 | 6.921 | 7.0075 | 7.0438 | 7.0561 | 7.0595 | 7.0596 | 7.059 | 7.0582 | 7.0581 | 7.0579 | 7.0578 | 0 | 0 | 0 | 110.1998 | 135.2335 | 164.5103 | 191.0738 | 218.1241 | 251.7748 | 275.4462 | 280.8164 | 260.4334 | 224.7193 | 172.2389 | 114.0062 | 65.864 | 31.4294 | 13.3128 | 4.821 | 1.5 | 0.32574 | 0.053361 | 0.0063849 | 0 | 0 | 0 | 0 | 0 | 0 | 110.1998 | 245.4333 | 409.9436 | 601.0174 | 819.1415 | 1070.9163 | 1346.3625 | 1627.1788 | 1887.6122 | 2112.3315 | 2284.5704 | 2398.5766 | 2464.4406 | 2495.87 | 2509.1828 | 2514.0038 | 2515.5038 | 2515.8295 | 2515.8829 | 2515.8893 | 2515.8893 | 2515.8893 | 2515.8893 | 2515.8893 | 2515.8893 | 2515.8893 | 204.7294 | 205.7356 | 206.7453 | 207.7704 | 208.8027 | 209.8159 | 210.8287 | 211.8404 | 212.8501 | 213.9294 | 214.9297 | 215.9279 | 216.9188 | 217.9041 | 218.9006 | 219.8717 | 220.8915 | 221.885 | 222.8559 | 223.8417 | 224.7488 | 225.5831 | 226.3499 | 227.0543 | 227.701 | 228.2944 | 154.297 | 155.0554 | 155.8163 | 156.5889 | 157.3669 | 158.1305 | 158.8939 | 159.6563 | 160.4173 | 161.2307 | 161.9846 | 162.7369 | 163.4837 | 164.2263 | 164.9773 | 165.7092 | 166.4778 | 167.2266 | 167.9583 | 168.7012 | 169.3849 | 170.0137 | 170.5916 | 171.1224 | 171.6098 | 172.0571
WA_Industrial_Other Industrial_Existing_Space Heating_Natural Gas_Steam Trap Maintenance_A | WA | Industrial | Other Industrial | Existing | Space Heating | Natural Gas | Steam Trap Maintenance | A | IM651 | Degrade performance | Cleaning and maintenance | 6 | 2.6388 | 0 | 0 | 2.55 | 0 | 0 | 0 | 1.2756 |  | employee | 73% | 85% | Retrofit | RetroEven20 | 76.5% | TBD | 0.2% | 117.2305 |  | 93.2703 |  | 0.021841 | IL TRM - 4.4.16 - CI-HVC-STRE-V07-210101 | IL TRM - 4.4.16 - CI-HVC-STRE-V07-210101 | IL TRM - 4.4.16 - CI-HVC-STRE-V07-210101 | Degrade performance | Degrade performance | Degrade performance | Degrade performance | Degrade performance | Degrade performance | Degrade performance | Degrade performance | Degrade performance | Degrade performance | Degrade performance | Degrade performance | Degrade performance | Degrade performance | Degrade performance | Degrade performance | Degrade performance | Degrade performance | Degrade performance | Degrade performance | Degrade performance | Degrade performance | Degrade performance | Degrade performance | Degrade performance | Degrade performance | Degrade performance | Degrade performance | Degrade performance | Degrade performance | Degrade performance | Cleaning and maintenance | Cleaning and maintenance | Cleaning and maintenance | Cleaning and maintenance | Cleaning and maintenance | Cleaning and maintenance | Cleaning and maintenance | Cleaning and maintenance | Cleaning and maintenance | Cleaning and maintenance | Cleaning and maintenance | Cleaning and maintenance | Cleaning and maintenance | Cleaning and maintenance | Cleaning and maintenance | Cleaning and maintenance | Cleaning and maintenance | Cleaning and maintenance | Cleaning and maintenance | Cleaning and maintenance | Cleaning and maintenance | Cleaning and maintenance | Cleaning and maintenance | Cleaning and maintenance | Cleaning and maintenance | Cleaning and maintenance | Cleaning and maintenance | Cleaning and maintenance | Cleaning and maintenance | Cleaning and maintenance | Cleaning and maintenance | 2.55 | 2.55 | 2.55 | 2.55 | 2.55 | 2.55 | 2.55 | 2.55 | 2.55 | 2.55 | 2.55 | 2.55 | 2.55 | 2.55 | 2.55 | 2.55 | 2.55 | 2.55 | 2.55 | 2.55 | 2.55 | 2.55 | 2.55 | 2.55 | 2.55 | 2.55 | 2.55 | 2.55 | 2.55 | 2.55 | 2.55 | 0 | 0 | 0 | 0 | 0 | 2.5879 | 2.5649 | 2.54 | 2.5141 | 2.4873 | 2.46 | 2.4324 | 2.4046 | 2.3754 | 2.3447 | 2.3147 | 2.2853 | 2.2581 | 2.2317 | 2.2073 | 2.1839 | 2.1599 | 2.1379 | 2.117 | 2.0963 | 2.0774 | 2.061 | 2.0455 | 2.2395 | 2.2303 | 2.2219 | 0.012933 | 0.012811 | 0.012612 | 0.01249 | 0.012367 | 0.012076 | 0.011908 | 0.011748 | 0.011421 | 0.011316 | 0.011065 | 0.010926 | 0.010742 | 0.010522 | 0.010419 | 0.010266 | 0.010114 | 0.0099741 | 0.0098429 | 0.009716 | 0 | 0 | 0 | 0 | 0 | 0 | 0.012933 | 0.02563 | 0.037993 | 0.050096 | 0.061929 | 0.073325 | 0.084412 | 0.095192 | 0.10546 | 0.11541 | 0.125 | 0.13434 | 0.14348 | 0.15233 | 0.16108 | 0.16964 | 0.17789 | 0.18605 | 0.19408 | 0.20189 | 0.20007 | 0.1985 | 0.197 | 0 | 0 | 0 | 4.9976 | 4.9948 | 4.9654 | 4.9681 | 4.9722 | 4.909 | 4.8956 | 4.8857 | 4.8081 | 4.8265 | 4.7804 | 4.781 | 4.757 | 4.7146 | 4.7201 | 4.7006 | 4.6823 | 4.6653 | 4.6494 | 4.6348 | 0 | 0 | 0 | 0 | 0 | 0 | 4.9976 | 9.9924 | 14.9578 | 19.9259 | 24.8981 | 29.8071 | 34.7027 | 39.5884 | 44.3965 | 49.2229 | 54.0034 | 58.7844 | 63.5414 | 68.256 | 72.9761 | 77.6767 | 82.359 | 87.0243 | 91.6737 | 96.3085 | 96.3085 | 96.3085 | 96.3085 | 96.3085 | 96.3085 | 96.3085 | 0.011007 | 0.010917 | 0.010768 | 0.010685 | 0.010601 | 0.010373 | 0.010249 | 0.010131 | 0.0098695 | 0.0097984 | 0.0096002 | 0.0094965 | 0.0093458 | 0.0091619 | 0.0090764 | 0.0089465 | 0.0088174 | 0.0086996 | 0.0085947 | 0.0084943 | 0 | 0 | 0 | 0 | 0 | 0 | 0.011007 | 0.021841 | 0.032437 | 0.042854 | 0.053083 | 0.062982 | 0.072651 | 0.082089 | 0.091132 | 0.09993 | 0.10845 | 0.11676 | 0.12484 | 0.13264 | 0.14033 | 0.14784 | 0.15509 | 0.16228 | 0.16946 | 0.17651 | 0.17514 | 0.17397 | 0.1729 | 0 | 0 | 0 | 4.2479 | 4.2456 | 4.2206 | 4.2229 | 4.2263 | 4.1727 | 4.1613 | 4.1528 | 4.0869 | 4.1025 | 4.0634 | 4.0639 | 4.0434 | 4.0074 | 4.0121 | 3.9955 | 3.98 | 3.9655 | 3.952 | 3.9395 | 0 | 0 | 0 | 0 | 0 | 0 | 4.2479 | 8.4936 | 12.7141 | 16.937 | 21.1633 | 25.336 | 29.4973 | 33.6501 | 37.737 | 41.8395 | 45.9029 | 49.9668 | 54.0102 | 58.0176 | 62.0297 | 66.0252 | 70.0052 | 73.9707 | 77.9227 | 81.8622 | 81.8622 | 81.8622 | 81.8622 | 81.8622 | 81.8622 | 81.8622 | 0.01101 | 0.010925 | 0.01078 | 0.010703 | 0.010626 | 0.010404 | 0.010287 | 0.010175 | 0.0099205 | 0.0098566 | 0.0096647 | 0.0095672 | 0.0094226 | 0.0092448 | 0.0091656 | 0.0090416 | 0.0089189 | 0.0088072 | 0.0087025 | 0.008602 | 0 | 0 | 0 | 0 | 0 | 0 | 0.01101 | 0.021856 | 0.032475 | 0.042928 | 0.053209 | 0.063174 | 0.072921 | 0.08245 | 0.091603 | 0.10052 | 0.10918 | 0.11763 | 0.12586 | 0.13384 | 0.14171 | 0.14941 | 0.15688 | 0.16429 | 0.17159 | 0.17875 | 0.17739 | 0.17622 | 0.17515 | 0 | 0 | 0 | 4.2479 | 4.2456 | 4.2206 | 4.2229 | 4.2263 | 4.1727 | 4.1613 | 4.1528 | 4.0869 | 4.1025 | 4.0634 | 4.0639 | 4.0434 | 4.0074 | 4.0121 | 3.9955 | 3.98 | 3.9655 | 3.952 | 3.9395 | 0 | 0 | 0 | 0 | 0 | 0 | 4.2479 | 8.4936 | 12.7141 | 16.937 | 21.1633 | 25.336 | 29.4973 | 33.6501 | 37.737 | 41.8395 | 45.9029 | 49.9668 | 54.0102 | 58.0176 | 62.0297 | 66.0252 | 70.0052 | 73.9707 | 77.9227 | 81.8622 | 81.8622 | 81.8622 | 81.8622 | 81.8622 | 81.8622 | 81.8622 | 0.011007 | 0.010917 | 0.010768 | 0.010685 | 0.010601 | 0.010373 | 0.010249 | 0.010131 | 0.0098695 | 0.0097984 | 0.0096002 | 0.0094965 | 0.0093458 | 0.0091619 | 0.0090764 | 0.0089465 | 0.0088174 | 0.0086996 | 0.0085947 | 0.0084943 | 0 | 0 | 0 | 0 | 0 | 0 | 0.011007 | 0.021841 | 0.032437 | 0.042854 | 0.053083 | 0.062982 | 0.072651 | 0.082089 | 0.091132 | 0.09993 | 0.10845 | 0.11676 | 0.12484 | 0.13264 | 0.14033 | 0.14784 | 0.15509 | 0.16228 | 0.16946 | 0.17651 | 0.17514 | 0.17397 | 0.1729 | 0 | 0 | 0 | 4.2479 | 4.2456 | 4.2206 | 4.2229 | 4.2263 | 4.1727 | 4.1613 | 4.1528 | 4.0869 | 4.1025 | 4.0634 | 4.0639 | 4.0434 | 4.0074 | 4.0121 | 3.9955 | 3.98 | 3.9655 | 3.952 | 3.9395 | 0 | 0 | 0 | 0 | 0 | 0 | 4.2479 | 8.4936 | 12.7141 | 16.937 | 21.1633 | 25.336 | 29.4973 | 33.6501 | 37.737 | 41.8395 | 45.9029 | 49.9668 | 54.0102 | 58.0176 | 62.0297 | 66.0252 | 70.0052 | 73.9707 | 77.9227 | 81.8622 | 81.8622 | 81.8622 | 81.8622 | 81.8622 | 81.8622 | 81.8622 | 113.5785 | 114.0147 | 114.4516 | 114.8941 | 115.3388 | 115.7742 | 116.2087 | 116.6416 | 117.0729 | 117.5328 | 117.9581 | 118.3817 | 118.8013 | 119.2176 | 119.6378 | 120.0464 | 120.4747 | 120.891 | 121.297 | 121.7084 | 122.0862 | 122.4331 | 122.7514 | 123.0433 | 123.3109 | 123.5562 | 90.3647 | 90.7118 | 91.0593 | 91.4114 | 91.7652 | 92.1117 | 92.4573 | 92.8018 | 93.1449 | 93.5108 | 93.8492 | 94.1862 | 94.52 | 94.8513 | 95.1856 | 95.5107 | 95.8514 | 96.1827 | 96.5057 | 96.833 | 97.1336 | 97.4096 | 97.6628 | 97.8951 | 98.108 | 98.3032
WA_Industrial_Other Industrial_Existing_Process_Natural Gas_Steam Trap Maintenance_A | WA | Industrial | Other Industrial | Existing | Process | Natural Gas | Steam Trap Maintenance | A | IM652 | Degrade performance | Cleaning and maintenance | 6 | 1.9988 | 0 | 0 | 2.55 | 0 | 0 | 0 | 1.2756 |  | sqft | 73% | 85% | Retrofit | RetroEven20 | 76.5% | TBD | 0.2% | 117.2305 |  | 93.2703 |  | 0.24543 | IL TRM - 4.4.16 - CI-HVC-STRE-V07-210101 | IL TRM - 4.4.16 - CI-HVC-STRE-V07-210101 | IL TRM - 4.4.16 - CI-HVC-STRE-V07-210101 | Degrade performance | Degrade performance | Degrade performance | Degrade performance | Degrade performance | Degrade performance | Degrade performance | Degrade performance | Degrade performance | Degrade performance | Degrade performance | Degrade performance | Degrade performance | Degrade performance | Degrade performance | Degrade performance | Degrade performance | Degrade performance | Degrade performance | Degrade performance | Degrade performance | Degrade performance | Degrade performance | Degrade performance | Degrade performance | Degrade performance | Degrade performance | Degrade performance | Degrade performance | Degrade performance | Degrade performance | Cleaning and maintenance | Cleaning and maintenance | Cleaning and maintenance | Cleaning and maintenance | Cleaning and maintenance | Cleaning and maintenance | Cleaning and maintenance | Cleaning and maintenance | Cleaning and maintenance | Cleaning and maintenance | Cleaning and maintenance | Cleaning and maintenance | Cleaning and maintenance | Cleaning and maintenance | Cleaning and maintenance | Cleaning and maintenance | Cleaning and maintenance | Cleaning and maintenance | Cleaning and maintenance | Cleaning and maintenance | Cleaning and maintenance | Cleaning and maintenance | Cleaning and maintenance | Cleaning and maintenance | Cleaning and maintenance | Cleaning and maintenance | Cleaning and maintenance | Cleaning and maintenance | Cleaning and maintenance | Cleaning and maintenance | Cleaning and maintenance | 2.55 | 2.55 | 2.55 | 2.55 | 2.55 | 2.55 | 2.55 | 2.55 | 2.55 | 2.55 | 2.55 | 2.55 | 2.55 | 2.55 | 2.55 | 2.55 | 2.55 | 2.55 | 2.55 | 2.55 | 2.55 | 2.55 | 2.55 | 2.55 | 2.55 | 2.55 | 2.55 | 2.55 | 2.55 | 2.55 | 2.55 | 0 | 0 | 0 | 0 | 0 | 1.9969 | 1.9951 | 1.9935 | 1.9919 | 1.9904 | 1.9889 | 1.9878 | 1.9869 | 1.986 | 1.9855 | 1.9849 | 1.9845 | 1.9841 | 1.9838 | 1.9836 | 1.9834 | 1.9833 | 1.9832 | 1.9832 | 1.9831 | 1.983 | 1.983 | 1.983 | 1.9988 | 1.9988 | 1.9988 | 0.1445 | 0.14429 | 0.14332 | 0.14329 | 0.1433 | 0.14137 | 0.1409 | 0.14055 | 0.13826 | 0.13875 | 0.13739 | 0.13738 | 0.13666 | 0.13542 | 0.13557 | 0.13499 | 0.13446 | 0.13397 | 0.13351 | 0.13308 | 0 | 0 | 0 | 0 | 0 | 0 | 0.1445 | 0.28866 | 0.43175 | 0.5747 | 0.71755 | 0.85839 | 0.99881 | 1.1389 | 1.2766 | 1.415 | 1.552 | 1.6891 | 1.8254 | 1.9605 | 2.0959 | 2.2307 | 2.3651 | 2.4989 | 2.6324 | 2.7654 | 2.7653 | 2.7652 | 2.7652 | 0 | 0 | 0 | 72.361 | 72.3213 | 71.8948 | 71.9337 | 71.9931 | 71.0789 | 70.8847 | 70.7407 | 69.6174 | 69.8832 | 69.2168 | 69.2258 | 68.8773 | 68.263 | 68.3438 | 68.0612 | 67.7965 | 67.5495 | 67.3199 | 67.1076 | 0 | 0 | 0 | 0 | 0 | 0 | 72.361 | 144.6823 | 216.5771 | 288.5108 | 360.5039 | 431.5828 | 502.4675 | 573.2082 | 642.8256 | 712.7088 | 781.9256 | 851.1514 | 920.0287 | 988.2917 | 1056.6355 | 1124.6967 | 1192.4932 | 1260.0427 | 1327.3626 | 1394.4702 | 1394.4702 | 1394.4702 | 1394.4702 | 1394.4702 | 1394.4702 | 1394.4702 | 0.12284 | 0.12268 | 0.12187 | 0.12186 | 0.12188 | 0.12025 | 0.11987 | 0.11958 | 0.11763 | 0.11806 | 0.1169 | 0.1169 | 0.11629 | 0.11523 | 0.11536 | 0.11488 | 0.11442 | 0.114 | 0.11361 | 0.11325 | 0 | 0 | 0 | 0 | 0 | 0 | 0.12284 | 0.24543 | 0.36713 | 0.48874 | 0.6103 | 0.73017 | 0.84969 | 0.96893 | 1.0862 | 1.204 | 1.3206 | 1.4373 | 1.5533 | 1.6683 | 1.7836 | 1.8983 | 2.0126 | 2.1266 | 2.2401 | 2.3533 | 2.3533 | 2.3533 | 2.3532 | 0 | 0 | 0 | 61.5069 | 61.4731 | 61.1106 | 61.1436 | 61.1942 | 60.4171 | 60.252 | 60.1296 | 59.1748 | 59.4007 | 58.8343 | 58.8419 | 58.5457 | 58.0235 | 58.0922 | 57.852 | 57.627 | 57.417 | 57.2219 | 57.0415 | 0 | 0 | 0 | 0 | 0 | 0 | 61.5069 | 122.98 | 184.0905 | 245.2341 | 306.4283 | 366.8454 | 427.0974 | 487.227 | 546.4018 | 605.8025 | 664.6368 | 723.4787 | 782.0244 | 840.0479 | 898.1402 | 955.9922 | 1013.6192 | 1071.0363 | 1128.2582 | 1185.2997 | 1185.2997 | 1185.2997 | 1185.2997 | 1185.2997 | 1185.2997 | 1185.2997 | 0.12284 | 0.12268 | 0.12187 | 0.12186 | 0.12188 | 0.12025 | 0.11987 | 0.11958 | 0.11763 | 0.11806 | 0.1169 | 0.1169 | 0.11629 | 0.11523 | 0.11536 | 0.11488 | 0.11442 | 0.114 | 0.11361 | 0.11325 | 0 | 0 | 0 | 0 | 0 | 0 | 0.12284 | 0.24543 | 0.36713 | 0.48874 | 0.6103 | 0.73017 | 0.84969 | 0.96893 | 1.0862 | 1.204 | 1.3206 | 1.4373 | 1.5533 | 1.6683 | 1.7836 | 1.8983 | 2.0126 | 2.1266 | 2.2401 | 2.3533 | 2.3533 | 2.3533 | 2.3532 | 0 | 0 | 0 | 61.5069 | 61.4731 | 61.1106 | 61.1436 | 61.1942 | 60.4171 | 60.252 | 60.1296 | 59.1748 | 59.4007 | 58.8343 | 58.8419 | 58.5457 | 58.0235 | 58.0922 | 57.852 | 57.627 | 57.417 | 57.2219 | 57.0415 | 0 | 0 | 0 | 0 | 0 | 0 | 61.5069 | 122.98 | 184.0905 | 245.2341 | 306.4283 | 366.8454 | 427.0974 | 487.227 | 546.4018 | 605.8025 | 664.6368 | 723.4787 | 782.0244 | 840.0479 | 898.1402 | 955.9922 | 1013.6192 | 1071.0363 | 1128.2582 | 1185.2997 | 1185.2997 | 1185.2997 | 1185.2997 | 1185.2997 | 1185.2997 | 1185.2997 | 0.12284 | 0.12268 | 0.12187 | 0.12186 | 0.12188 | 0.12025 | 0.11987 | 0.11958 | 0.11763 | 0.11806 | 0.1169 | 0.1169 | 0.11629 | 0.11523 | 0.11536 | 0.11488 | 0.11442 | 0.114 | 0.11361 | 0.11325 | 0 | 0 | 0 | 0 | 0 | 0 | 0.12284 | 0.24543 | 0.36713 | 0.48874 | 0.6103 | 0.73017 | 0.84969 | 0.96893 | 1.0862 | 1.204 | 1.3206 | 1.4373 | 1.5533 | 1.6683 | 1.7836 | 1.8983 | 2.0126 | 2.1266 | 2.2401 | 2.3533 | 2.3533 | 2.3533 | 2.3532 | 0 | 0 | 0 | 61.5069 | 61.4731 | 61.1106 | 61.1436 | 61.1942 | 60.4171 | 60.252 | 60.1296 | 59.1748 | 59.4007 | 58.8343 | 58.8419 | 58.5457 | 58.0235 | 58.0922 | 57.852 | 57.627 | 57.417 | 57.2219 | 57.0415 | 0 | 0 | 0 | 0 | 0 | 0 | 61.5069 | 122.98 | 184.0905 | 245.2341 | 306.4283 | 366.8454 | 427.0974 | 487.227 | 546.4018 | 605.8025 | 664.6368 | 723.4787 | 782.0244 | 840.0479 | 898.1402 | 955.9922 | 1013.6192 | 1071.0363 | 1128.2582 | 1185.2997 | 1185.2997 | 1185.2997 | 1185.2997 | 1185.2997 | 1185.2997 | 1185.2997 | 113.5785 | 114.0147 | 114.4516 | 114.8941 | 115.3388 | 115.7742 | 116.2087 | 116.6416 | 117.0729 | 117.5328 | 117.9581 | 118.3817 | 118.8013 | 119.2176 | 119.6378 | 120.0464 | 120.4747 | 120.891 | 121.297 | 121.7084 | 122.0862 | 122.4331 | 122.7514 | 123.0433 | 123.3109 | 123.5562 | 90.3647 | 90.7118 | 91.0593 | 91.4114 | 91.7652 | 92.1117 | 92.4573 | 92.8018 | 93.1449 | 93.5108 | 93.8492 | 94.1862 | 94.52 | 94.8513 | 95.1856 | 95.5107 | 95.8514 | 96.1827 | 96.5057 | 96.833 | 97.1336 | 97.4096 | 97.6628 | 97.8951 | 98.108 | 98.3032
WA_Industrial_Other Industrial_Existing_Space Heating_Natural Gas_Gas Boiler - High Turndown_A | WA | Industrial | Other Industrial | Existing | Space Heating | Natural Gas | Gas Boiler - High Turndown | A | IM653 | No control | Turndown control installed | 15 | 2.801 | 0 | 0 | 36.5 | 0 | 0 | 0 | 18.2486 |  | employee | 35% | 50% | Retrofit | Retro12Med | 84.73% | TBD | 0.2% | 810.6376 |  | 616.3416 |  | 0.063066 | MN TRM 3.1 - Boiler Modifications, Space Heating Only v4.0 | MN TRM 3.1 - Boiler Modifications, Space Heating Only v4.0 | MN TRM 3.1 - Boiler Modifications, Space Heating Only v4.0 | No control | No control | No control | No control | No control | No control | No control | No control | No control | No control | No control | No control | No control | No control | No control | No control | No control | No control | No control | No control | No control | No control | No control | No control | No control | No control | No control | No control | No control | No control | No control | Turndown control installed | Turndown control installed | Turndown control installed | Turndown control installed | Turndown control installed | Turndown control installed | Turndown control installed | Turndown control installed | Turndown control installed | Turndown control installed | Turndown control installed | Turndown control installed | Turndown control installed | Turndown control installed | Turndown control installed | Turndown control installed | Turndown control installed | Turndown control installed | Turndown control installed | Turndown control installed | Turndown control installed | Turndown control installed | Turndown control installed | Turndown control installed | Turndown control installed | Turndown control installed | Turndown control installed | Turndown control installed | Turndown control installed | Turndown control installed | Turndown control installed | 36.5 | 36.5 | 36.5 | 36.5 | 36.5 | 36.5 | 36.5 | 36.5 | 36.5 | 36.5 | 36.5 | 36.5 | 36.5 | 36.5 | 36.5 | 36.5 | 36.5 | 36.5 | 36.5 | 36.5 | 36.5 | 36.5 | 36.5 | 36.5 | 36.5 | 36.5 | 36.5 | 36.5 | 36.5 | 36.5 | 36.5 | 0 | 0 | 0 | 0 | 0 | 2.7398 | 2.7061 | 2.6674 | 2.6246 | 2.5775 | 2.5262 | 2.473 | 2.4183 | 2.3602 | 2.304 | 2.2477 | 2.1956 | 2.1469 | 2.1009 | 2.0623 | 2.0263 | 1.9926 | 1.9634 | 1.9375 | 1.913 | 1.8949 | 1.8793 | 1.8644 | 2.3772 | 2.3674 | 2.3585 | 0.03744 | 0.036959 | 0.036216 | 0.035653 | 0.035043 | 0.030518 | 0.023835 | 0.018609 | 0.014299 | 0.011209 | 0.0086646 | 0.0067719 | 0.0052709 | 0.0040895 | 0.0032153 | 0.0025168 | 1.6816e-05 | 5.896e-06 | 1.9767e-06 | 6.3444e-07 | 5.3263e-07 | 5.2681e-07 | 5.2138e-07 | 6.6333e-07 | 6.5932e-07 | 6.5572e-07 | 0.03744 | 0.073938 | 0.1091 | 0.143 | 0.17548 | 0.2025 | 0.22207 | 0.23577 | 0.24441 | 0.2498 | 0.25235 | 0.25327 | 0.25294 | 0.25161 | 0.2502 | 0.24834 | 0.24423 | 0.24065 | 0.23748 | 0.23448 | 0.23227 | 0.23035 | 0.22852 | 0 | 0 | 0 | 13.6652 | 13.6577 | 13.5772 | 13.5845 | 13.5957 | 12.0808 | 9.6382 | 7.6949 | 6.0582 | 4.865 | 3.8549 | 3.0843 | 2.4551 | 1.9465 | 1.5591 | 1.2421 | 0.0084391 | 0.003003 | 0.0010203 | 0.00033164 | 0.00028108 | 0.00028033 | 0.00027965 | 0.00027904 | 0.0002785 | 0.00027802 | 13.6652 | 27.3229 | 40.9001 | 54.4846 | 68.0804 | 80.1611 | 89.7994 | 97.4943 | 103.5525 | 108.4175 | 112.2724 | 115.3568 | 117.8118 | 119.7583 | 121.3174 | 122.5595 | 122.5679 | 122.5709 | 122.572 | 122.5723 | 122.5726 | 122.5728 | 122.5731 | 122.5734 | 122.5737 | 122.574 | 0.031877 | 0.031524 | 0.03097 | 0.030576 | 0.030146 | 0.026344 | 0.020648 | 0.016179 | 0.012481 | 0.0098199 | 0.0076198 | 0.0059759 | 0.0046635 | 0.0036269 | 0.0028562 | 0.002239 | 1.4979e-05 | 5.2579e-06 | 1.7657e-06 | 5.6766e-07 | 4.7722e-07 | 4.7261e-07 | 4.6841e-07 | 5.6383e-07 | 5.6042e-07 | 5.5736e-07 | 0.031877 | 0.063066 | 0.093293 | 0.12263 | 0.15096 | 0.17481 | 0.19238 | 0.20498 | 0.21333 | 0.21884 | 0.22192 | 0.2235 | 0.22379 | 0.22314 | 0.22225 | 0.22093 | 0.21755 | 0.21461 | 0.21213 | 0.2098 | 0.2081 | 0.20665 | 0.20531 | 0 | 0 | 0 | 11.6154 | 11.6091 | 11.5406 | 11.5468 | 11.5564 | 10.2687 | 8.1925 | 6.5407 | 5.1495 | 4.1353 | 3.2767 | 2.6217 | 2.0868 | 1.6545 | 1.3252 | 1.0558 | 0.0071732 | 0.0025525 | 0.00086722 | 0.0002819 | 0.00023892 | 0.00023828 | 0.0002377 | 0.00023718 | 0.00023672 | 0.00023632 | 11.6154 | 23.2245 | 34.7651 | 46.3119 | 57.8683 | 68.137 | 76.3295 | 82.8701 | 88.0196 | 92.1549 | 95.4316 | 98.0532 | 100.14 | 101.7946 | 103.1198 | 104.1756 | 104.1827 | 104.1853 | 104.1862 | 104.1864 | 104.1867 | 104.1869 | 104.1872 | 104.1874 | 104.1876 | 104.1879 | 0.031894 | 0.031562 | 0.03103 | 0.03066 | 0.030256 | 0.026465 | 0.020762 | 0.016283 | 0.012574 | 0.009903 | 0.0076923 | 0.0060385 | 0.0047173 | 0.0036727 | 0.0028951 | 0.0022719 | 1.5216e-05 | 5.347e-06 | 1.7964e-06 | 5.7774e-07 | 4.8575e-07 | 4.8111e-07 | 4.7687e-07 | 5.6383e-07 | 5.6042e-07 | 5.5736e-07 | 0.031894 | 0.06314 | 0.093474 | 0.12297 | 0.15151 | 0.1756 | 0.19344 | 0.2063 | 0.21492 | 0.22069 | 0.22403 | 0.22585 | 0.22637 | 0.22596 | 0.22528 | 0.22418 | 0.221 | 0.21825 | 0.21581 | 0.21353 | 0.21183 | 0.21036 | 0.20902 | 0 | 0 | 0 | 11.6154 | 11.6091 | 11.5406 | 11.5468 | 11.5564 | 10.2687 | 8.1925 | 6.5407 | 5.1495 | 4.1353 | 3.2767 | 2.6217 | 2.0868 | 1.6545 | 1.3252 | 1.0558 | 0.0071732 | 0.0025525 | 0.00086722 | 0.0002819 | 0.00023892 | 0.00023828 | 0.0002377 | 0.00023718 | 0.00023672 | 0.00023632 | 11.6154 | 23.2245 | 34.7651 | 46.3119 | 57.8683 | 68.137 | 76.3295 | 82.8701 | 88.0196 | 92.1549 | 95.4316 | 98.0532 | 100.14 | 101.7946 | 103.1198 | 104.1756 | 104.1827 | 104.1853 | 104.1862 | 104.1864 | 104.1867 | 104.1869 | 104.1872 | 104.1874 | 104.1876 | 104.1879 | 0.031885 | 0.031532 | 0.030978 | 0.030583 | 0.030154 | 0.026351 | 0.020654 | 0.016183 | 0.012484 | 0.0098224 | 0.0076218 | 0.0059774 | 0.0046647 | 0.0036278 | 0.0028569 | 0.0022396 | 1.4983e-05 | 5.2593e-06 | 1.7662e-06 | 5.6781e-07 | 4.7723e-07 | 4.7262e-07 | 4.6841e-07 | 5.6383e-07 | 5.6042e-07 | 5.5736e-07 | 0.031885 | 0.063082 | 0.093317 | 0.12266 | 0.15099 | 0.17485 | 0.19243 | 0.20503 | 0.21339 | 0.21889 | 0.22198 | 0.22356 | 0.22385 | 0.2232 | 0.22231 | 0.22098 | 0.21761 | 0.21466 | 0.21219 | 0.20985 | 0.20811 | 0.20665 | 0.20531 | 0 | 0 | 0 | 11.6154 | 11.6091 | 11.5406 | 11.5468 | 11.5564 | 10.2687 | 8.1925 | 6.5407 | 5.1495 | 4.1353 | 3.2767 | 2.6217 | 2.0868 | 1.6545 | 1.3252 | 1.0558 | 0.0071732 | 0.0025525 | 0.00086722 | 0.0002819 | 0.00023892 | 0.00023828 | 0.0002377 | 0.00023718 | 0.00023672 | 0.00023632 | 11.6154 | 23.2245 | 34.7651 | 46.3119 | 57.8683 | 68.137 | 76.3295 | 82.8701 | 88.0196 | 92.1549 | 95.4316 | 98.0532 | 100.14 | 101.7946 | 103.1198 | 104.1756 | 104.1827 | 104.1853 | 104.1862 | 104.1864 | 104.1867 | 104.1869 | 104.1872 | 104.1874 | 104.1876 | 104.1879 | 785.3845 | 788.401 | 791.4216 | 794.4816 | 797.5566 | 800.5679 | 803.5718 | 806.5659 | 809.5477 | 812.7281 | 815.6691 | 818.598 | 821.4994 | 824.3783 | 827.2839 | 830.1095 | 833.0708 | 835.9498 | 838.7574 | 841.6021 | 844.2148 | 846.6133 | 848.814 | 850.8326 | 852.6833 | 854.3795 | 597.1412 | 599.4348 | 601.7314 | 604.058 | 606.3959 | 608.6854 | 610.9694 | 613.2458 | 615.5129 | 617.931 | 620.1671 | 622.3941 | 624.6 | 626.7889 | 628.9981 | 631.1464 | 633.398 | 635.5869 | 637.7216 | 639.8844 | 641.8709 | 643.6945 | 645.3678 | 646.9025 | 648.3097 | 649.5993
WA_Industrial_Other Industrial_Existing_Process_Natural Gas_Gas Boiler - High Turndown_A | WA | Industrial | Other Industrial | Existing | Process | Natural Gas | Gas Boiler - High Turndown | A | IM654 | No control | Turndown control installed | 15 | 2.1216 | 0 | 0 | 36.5 | 0 | 0 | 0 | 18.2486 |  | sqft | 35% | 50% | Retrofit | Retro12Med | 84.73% | TBD | 0.2% | 810.6376 |  | 616.3416 |  | 0.7088 | MN TRM 3.1 - Boiler Modifications, Space Heating Only v4.0 | MN TRM 3.1 - Boiler Modifications, Space Heating Only v4.0 | MN TRM 3.1 - Boiler Modifications, Space Heating Only v4.0 | No control | No control | No control | No control | No control | No control | No control | No control | No control | No control | No control | No control | No control | No control | No control | No control | No control | No control | No control | No control | No control | No control | No control | No control | No control | No control | No control | No control | No control | No control | No control | Turndown control installed | Turndown control installed | Turndown control installed | Turndown control installed | Turndown control installed | Turndown control installed | Turndown control installed | Turndown control installed | Turndown control installed | Turndown control installed | Turndown control installed | Turndown control installed | Turndown control installed | Turndown control installed | Turndown control installed | Turndown control installed | Turndown control installed | Turndown control installed | Turndown control installed | Turndown control installed | Turndown control installed | Turndown control installed | Turndown control installed | Turndown control installed | Turndown control installed | Turndown control installed | Turndown control installed | Turndown control installed | Turndown control installed | Turndown control installed | Turndown control installed | 36.5 | 36.5 | 36.5 | 36.5 | 36.5 | 36.5 | 36.5 | 36.5 | 36.5 | 36.5 | 36.5 | 36.5 | 36.5 | 36.5 | 36.5 | 36.5 | 36.5 | 36.5 | 36.5 | 36.5 | 36.5 | 36.5 | 36.5 | 36.5 | 36.5 | 36.5 | 36.5 | 36.5 | 36.5 | 36.5 | 36.5 | 0 | 0 | 0 | 0 | 0 | 2.1135 | 2.1054 | 2.0972 | 2.0891 | 2.081 | 2.0724 | 2.0647 | 2.0574 | 2.0495 | 2.0434 | 2.0367 | 2.0312 | 2.0257 | 2.0199 | 2.0154 | 2.0103 | 2.0056 | 2.0009 | 1.9962 | 1.9915 | 1.9912 | 1.9908 | 1.9905 | 2.1216 | 2.1216 | 2.1216 | 0.41818 | 0.41635 | 0.41229 | 0.41092 | 0.40965 | 0.36251 | 0.28814 | 0.22922 | 0.17978 | 0.14394 | 0.11368 | 0.090713 | 0.072006 | 0.05693 | 0.045495 | 0.036155 | 0.00024507 | 8.7e-05 | 2.9489e-05 | 9.5632e-06 | 8.1036e-06 | 8.0806e-06 | 8.0598e-06 | 8.572e-06 | 8.5554e-06 | 8.5409e-06 | 0.41818 | 0.83292 | 1.242 | 1.6481 | 2.0513 | 2.4054 | 2.6846 | 2.9042 | 3.073 | 3.2077 | 3.3109 | 3.3927 | 3.4554 | 3.5026 | 3.5401 | 3.5675 | 3.5593 | 3.551 | 3.5427 | 3.5345 | 3.5338 | 3.5332 | 3.5327 | 0 | 0 | 0 | 197.8614 | 197.7528 | 196.5866 | 196.6929 | 196.8555 | 174.9201 | 139.5537 | 111.4163 | 87.7176 | 70.442 | 55.8162 | 44.6588 | 35.5472 | 28.1841 | 22.574 | 17.9845 | 0.12219 | 0.043481 | 0.014773 | 0.004802 | 0.0040698 | 0.0040589 | 0.0040491 | 0.0040403 | 0.0040324 | 0.0040256 | 197.8614 | 395.6142 | 592.2008 | 788.8937 | 985.7492 | 1160.6693 | 1300.223 | 1411.6392 | 1499.3568 | 1569.7989 | 1625.6151 | 1670.2738 | 1705.821 | 1734.0051 | 1756.5791 | 1774.5636 | 1774.6858 | 1774.7292 | 1774.744 | 1774.7488 | 1774.7529 | 1774.757 | 1774.761 | 1774.765 | 1774.7691 | 1774.7731 | 0.35566 | 0.3543 | 0.35105 | 0.35009 | 0.34922 | 0.30922 | 0.24592 | 0.19574 | 0.15361 | 0.12304 | 0.097226 | 0.077613 | 0.061633 | 0.04875 | 0.038971 | 0.030982 | 0.00021008 | 7.4606e-05 | 2.5297e-05 | 8.2067e-06 | 6.9543e-06 | 6.9348e-06 | 6.9171e-06 | 7.2862e-06 | 7.2721e-06 | 7.2597e-06 | 0.35566 | 0.7088 | 1.0575 | 1.4041 | 1.7487 | 2.0518 | 2.2912 | 2.4801 | 2.6256 | 2.742 | 2.8316 | 2.9028 | 2.9576 | 2.9993 | 3.0325 | 3.0571 | 3.0512 | 3.0452 | 3.0391 | 3.0331 | 3.0326 | 3.0322 | 3.0318 | 0 | 0 | 0 | 168.1822 | 168.0899 | 167.0986 | 167.1889 | 167.3272 | 148.6821 | 118.6206 | 94.7038 | 74.56 | 59.8757 | 47.4438 | 37.9599 | 30.2151 | 23.9565 | 19.1879 | 15.2868 | 0.10386 | 0.036959 | 0.012557 | 0.0040817 | 0.0034593 | 0.0034501 | 0.0034417 | 0.0034342 | 0.0034276 | 0.0034217 | 168.1822 | 336.2721 | 503.3707 | 670.5596 | 837.8868 | 986.5689 | 1105.1895 | 1199.8934 | 1274.4533 | 1334.329 | 1381.7728 | 1419.7327 | 1449.9479 | 1473.9043 | 1493.0922 | 1508.379 | 1508.4829 | 1508.5199 | 1508.5324 | 1508.5365 | 1508.54 | 1508.5434 | 1508.5468 | 1508.5503 | 1508.5537 | 1508.5571 | 0.35583 | 0.35465 | 0.35157 | 0.35077 | 0.35007 | 0.31012 | 0.24672 | 0.19644 | 0.1542 | 0.12353 | 0.097631 | 0.077945 | 0.061904 | 0.04897 | 0.039149 | 0.031126 | 0.00021106 | 7.4954e-05 | 2.5415e-05 | 8.2453e-06 | 6.9871e-06 | 6.9675e-06 | 6.9498e-06 | 7.2862e-06 | 7.2721e-06 | 7.2597e-06 | 0.35583 | 0.70949 | 1.0591 | 1.4069 | 1.753 | 2.0578 | 2.2987 | 2.4888 | 2.6357 | 2.753 | 2.8434 | 2.9152 | 2.9706 | 3.0128 | 3.0463 | 3.0712 | 3.0654 | 3.0594 | 3.0534 | 3.0474 | 3.0469 | 3.0465 | 3.0462 | 0 | 0 | 0 | 168.1822 | 168.0899 | 167.0986 | 167.1889 | 167.3272 | 148.6821 | 118.6206 | 94.7038 | 74.56 | 59.8757 | 47.4438 | 37.9599 | 30.2151 | 23.9565 | 19.1879 | 15.2868 | 0.10386 | 0.036959 | 0.012557 | 0.0040817 | 0.0034593 | 0.0034501 | 0.0034417 | 0.0034342 | 0.0034276 | 0.0034217 | 168.1822 | 336.2721 | 503.3707 | 670.5596 | 837.8868 | 986.5689 | 1105.1895 | 1199.8934 | 1274.4533 | 1334.329 | 1381.7728 | 1419.7327 | 1449.9479 | 1473.9043 | 1493.0922 | 1508.379 | 1508.4829 | 1508.5199 | 1508.5324 | 1508.5365 | 1508.54 | 1508.5434 | 1508.5468 | 1508.5503 | 1508.5537 | 1508.5571 | 0.35566 | 0.3543 | 0.35105 | 0.35009 | 0.34922 | 0.30922 | 0.24592 | 0.19574 | 0.15361 | 0.12304 | 0.097226 | 0.077613 | 0.061633 | 0.04875 | 0.038971 | 0.030982 | 0.00021008 | 7.4606e-05 | 2.5297e-05 | 8.2067e-06 | 6.9543e-06 | 6.9348e-06 | 6.9171e-06 | 7.2862e-06 | 7.2721e-06 | 7.2597e-06 | 0.35566 | 0.7088 | 1.0575 | 1.4041 | 1.7487 | 2.0518 | 2.2912 | 2.4801 | 2.6256 | 2.742 | 2.8316 | 2.9028 | 2.9576 | 2.9993 | 3.0325 | 3.0571 | 3.0512 | 3.0452 | 3.0391 | 3.0331 | 3.0326 | 3.0322 | 3.0318 | 0 | 0 | 0 | 168.1822 | 168.0899 | 167.0986 | 167.1889 | 167.3272 | 148.6821 | 118.6206 | 94.7038 | 74.56 | 59.8757 | 47.4438 | 37.9599 | 30.2151 | 23.9565 | 19.1879 | 15.2868 | 0.10386 | 0.036959 | 0.012557 | 0.0040817 | 0.0034593 | 0.0034501 | 0.0034417 | 0.0034342 | 0.0034276 | 0.0034217 | 168.1822 | 336.2721 | 503.3707 | 670.5596 | 837.8868 | 986.5689 | 1105.1895 | 1199.8934 | 1274.4533 | 1334.329 | 1381.7728 | 1419.7327 | 1449.9479 | 1473.9043 | 1493.0922 | 1508.379 | 1508.4829 | 1508.5199 | 1508.5324 | 1508.5365 | 1508.54 | 1508.5434 | 1508.5468 | 1508.5503 | 1508.5537 | 1508.5571 | 785.3845 | 788.401 | 791.4216 | 794.4816 | 797.5566 | 800.5679 | 803.5718 | 806.5659 | 809.5477 | 812.7281 | 815.6691 | 818.598 | 821.4994 | 824.3783 | 827.2839 | 830.1095 | 833.0708 | 835.9498 | 838.7574 | 841.6021 | 844.2148 | 846.6133 | 848.814 | 850.8326 | 852.6833 | 854.3795 | 597.1412 | 599.4348 | 601.7314 | 604.058 | 606.3959 | 608.6854 | 610.9694 | 613.2458 | 615.5129 | 617.931 | 620.1671 | 622.3941 | 624.6 | 626.7889 | 628.9981 | 631.1464 | 633.398 | 635.5869 | 637.7216 | 639.8844 | 641.8709 | 643.6945 | 645.3678 | 646.9025 | 648.3097 | 649.5993
WA_Industrial_Other Industrial_Existing_Space Heating_Natural Gas_Gas Boiler - Burner Control Optimization_A | WA | Industrial | Other Industrial | Existing | Space Heating | Natural Gas | Gas Boiler - Burner Control Optimization | A | IM655 | Average performance | Optimized burner controls | 18 | 0.81229 | 0 | 0 | 12.26 | 0 | 0 | 0 | 6.131 |  | employee | 5% | 85% | Retrofit | Retro3Slow | 83.58% | TBD | 0.2% | 855.2752 |  | 634.2768 |  | 0.0063434 | IL TRM - 4.4.22 - CI-HVC-O2TC-V01-140601 | GBLR_O2TRM-Heating-MEMD-2018-1 | IL TRM - 4.4.22 - CI-HVC-O2TC-V01-140601 | Average performance | Average performance | Average performance | Average performance | Average performance | Average performance | Average performance | Average performance | Average performance | Average performance | Average performance | Average performance | Average performance | Average performance | Average performance | Average performance | Average performance | Average performance | Average performance | Average performance | Average performance | Average performance | Average performance | Average performance | Average performance | Average performance | Average performance | Average performance | Average performance | Average performance | Average performance | Optimized burner controls | Optimized burner controls | Optimized burner controls | Optimized burner controls | Optimized burner controls | Optimized burner controls | Optimized burner controls | Optimized burner controls | Optimized burner controls | Optimized burner controls | Optimized burner controls | Optimized burner controls | Optimized burner controls | Optimized burner controls | Optimized burner controls | Optimized burner controls | Optimized burner controls | Optimized burner controls | Optimized burner controls | Optimized burner controls | Optimized burner controls | Optimized burner controls | Optimized burner controls | Optimized burner controls | Optimized burner controls | Optimized burner controls | Optimized burner controls | Optimized burner controls | Optimized burner controls | Optimized burner controls | Optimized burner controls | 12.26 | 12.26 | 12.26 | 12.26 | 12.26 | 12.26 | 12.26 | 12.26 | 12.26 | 12.26 | 12.26 | 12.26 | 12.26 | 12.26 | 12.26 | 12.26 | 12.26 | 12.26 | 12.26 | 12.26 | 12.26 | 12.26 | 12.26 | 12.26 | 12.26 | 12.26 | 12.26 | 12.26 | 12.26 | 12.26 | 12.26 | 0 | 0 | 0 | 0 | 0 | 0.7945 | 0.78468 | 0.77343 | 0.76097 | 0.74729 | 0.73237 | 0.71693 | 0.70106 | 0.6842 | 0.66789 | 0.65155 | 0.63644 | 0.62233 | 0.60899 | 0.59779 | 0.58735 | 0.57759 | 0.56911 | 0.5616 | 0.5545 | 0.54927 | 0.54472 | 0.54041 | 0.68938 | 0.68655 | 0.68397 | 0.0029287 | 0.0045443 | 0.0089054 | 0.015342 | 0.023455 | 0.031773 | 0.039478 | 0.044946 | 0.046489 | 0.045555 | 0.041082 | 0.035117 | 0.028137 | 0.021224 | 0.01537 | 0.010527 | 0.0068745 | 0.0042948 | 0.002571 | 0.0017133 | 0 | 0 | 0 | 0 | 0 | 0 | 0.0029287 | 0.0074368 | 0.016236 | 0.031316 | 0.054208 | 0.084899 | 0.12259 | 0.16482 | 0.20734 | 0.24796 | 0.28297 | 0.31153 | 0.33276 | 0.34685 | 0.35584 | 0.36015 | 0.36104 | 0.36004 | 0.35786 | 0.35505 | 0.3517 | 0.34879 | 0.34603 | 0 | 0 | 0 | 3.6863 | 5.7913 | 11.5142 | 20.1608 | 31.3871 | 43.384 | 55.0651 | 64.1122 | 67.9475 | 68.2069 | 63.0527 | 55.1783 | 45.2122 | 34.8514 | 25.7104 | 17.9229 | 11.9021 | 7.5465 | 4.5779 | 3.0898 | 0 | 0 | 0 | 0 | 0 | 0 | 3.6863 | 9.4775 | 20.9917 | 41.1525 | 72.5397 | 115.9236 | 170.9887 | 235.1009 | 303.0484 | 371.2553 | 434.308 | 489.4862 | 534.6985 | 569.5499 | 595.2603 | 613.1831 | 625.0852 | 632.6317 | 637.2096 | 640.2994 | 640.2994 | 640.2994 | 640.2994 | 640.2994 | 640.2994 | 640.2994 | 0.0024936 | 0.0038762 | 0.0076156 | 0.013157 | 0.020178 | 0.027429 | 0.034201 | 0.039079 | 0.040581 | 0.039911 | 0.03613 | 0.030991 | 0.024897 | 0.018825 | 0.013654 | 0.0093655 | 0.006124 | 0.0038302 | 0.0022967 | 0.0015331 | 0 | 0 | 0 | 0 | 0 | 0 | 0.0024936 | 0.0063434 | 0.013884 | 0.026857 | 0.046635 | 0.073292 | 0.1062 | 0.1433 | 0.18099 | 0.21724 | 0.24887 | 0.27492 | 0.29444 | 0.30763 | 0.31612 | 0.32042 | 0.32162 | 0.32109 | 0.31968 | 0.3177 | 0.31513 | 0.31292 | 0.31089 | 0 | 0 | 0 | 3.1333 | 4.9226 | 9.7871 | 17.1367 | 26.6791 | 36.8764 | 46.8053 | 54.4953 | 57.7554 | 57.9759 | 53.5948 | 46.9015 | 38.4304 | 29.6237 | 21.8538 | 15.2344 | 10.1168 | 6.4145 | 3.8912 | 2.6264 | 0 | 0 | 0 | 0 | 0 | 0 | 3.1333 | 8.0559 | 17.843 | 34.9796 | 61.6587 | 98.5351 | 145.3404 | 199.8358 | 257.5911 | 315.567 | 369.1618 | 416.0633 | 454.4937 | 484.1174 | 505.9712 | 521.2056 | 531.3224 | 537.7369 | 541.6281 | 544.2545 | 544.2545 | 544.2545 | 544.2545 | 544.2545 | 544.2545 | 544.2545 | 0.0024949 | 0.0038807 | 0.0076304 | 0.013193 | 0.020252 | 0.027554 | 0.034389 | 0.03933 | 0.040884 | 0.040249 | 0.036474 | 0.031317 | 0.025184 | 0.019062 | 0.01384 | 0.0095033 | 0.006221 | 0.0038952 | 0.0023366 | 0.0015603 | 0 | 0 | 0 | 0 | 0 | 0 | 0.0024949 | 0.0063509 | 0.013911 | 0.026931 | 0.046805 | 0.073626 | 0.10678 | 0.14422 | 0.18234 | 0.21908 | 0.25123 | 0.27781 | 0.29783 | 0.31152 | 0.32043 | 0.32513 | 0.32672 | 0.32654 | 0.32523 | 0.32334 | 0.32077 | 0.31855 | 0.31651 | 0 | 0 | 0 | 3.1333 | 4.9226 | 9.7871 | 17.1367 | 26.6791 | 36.8764 | 46.8053 | 54.4953 | 57.7554 | 57.9759 | 53.5948 | 46.9015 | 38.4304 | 29.6237 | 21.8538 | 15.2344 | 10.1168 | 6.4145 | 3.8912 | 2.6264 | 0 | 0 | 0 | 0 | 0 | 0 | 3.1333 | 8.0559 | 17.843 | 34.9796 | 61.6587 | 98.5351 | 145.3404 | 199.8358 | 257.5911 | 315.567 | 369.1618 | 416.0633 | 454.4937 | 484.1174 | 505.9712 | 521.2056 | 531.3224 | 537.7369 | 541.6281 | 544.2545 | 544.2545 | 544.2545 | 544.2545 | 544.2545 | 544.2545 | 544.2545 | 0.0024942 | 0.0038771 | 0.0076175 | 0.013161 | 0.020184 | 0.027436 | 0.03421 | 0.039089 | 0.040591 | 0.039921 | 0.03614 | 0.030999 | 0.024903 | 0.018829 | 0.013657 | 0.009368 | 0.0061256 | 0.0038312 | 0.0022973 | 0.0015335 | 0 | 0 | 0 | 0 | 0 | 0 | 0.0024942 | 0.006345 | 0.013888 | 0.026863 | 0.046647 | 0.07331 | 0.10623 | 0.14334 | 0.18104 | 0.2173 | 0.24893 | 0.275 | 0.29451 | 0.30771 | 0.3162 | 0.3205 | 0.32171 | 0.32118 | 0.31976 | 0.31778 | 0.31514 | 0.31293 | 0.3109 | 0 | 0 | 0 | 3.1333 | 4.9226 | 9.7871 | 17.1367 | 26.6791 | 36.8764 | 46.8053 | 54.4953 | 57.7554 | 57.9759 | 53.5948 | 46.9015 | 38.4304 | 29.6237 | 21.8538 | 15.2344 | 10.1168 | 6.4145 | 3.8912 | 2.6264 | 0 | 0 | 0 | 0 | 0 | 0 | 3.1333 | 8.0559 | 17.843 | 34.9796 | 61.6587 | 98.5351 | 145.3404 | 199.8358 | 257.5911 | 315.567 | 369.1618 | 416.0633 | 454.4937 | 484.1174 | 505.9712 | 521.2056 | 531.3224 | 537.7369 | 541.6281 | 544.2545 | 544.2545 | 544.2545 | 544.2545 | 544.2545 | 544.2545 | 544.2545 | 828.6315 | 831.8142 | 835.0011 | 838.2296 | 841.4739 | 844.651 | 847.8204 | 850.9793 | 854.1253 | 857.4808 | 860.5838 | 863.674 | 866.7351 | 869.7726 | 872.8381 | 875.8193 | 878.9437 | 881.9812 | 884.9434 | 887.9447 | 890.7013 | 893.2319 | 895.5538 | 897.6835 | 899.6361 | 901.4258 | 614.5177 | 616.878 | 619.2414 | 621.6357 | 624.0417 | 626.3979 | 628.7483 | 631.0909 | 633.424 | 635.9125 | 638.2137 | 640.5054 | 642.7756 | 645.0281 | 647.3016 | 649.5124 | 651.8295 | 654.0821 | 656.2789 | 658.5047 | 660.549 | 662.4257 | 664.1477 | 665.7271 | 667.1751 | 668.5023
WA_Industrial_Other Industrial_Existing_Process_Natural Gas_Gas Boiler - Burner Control Optimization_A | WA | Industrial | Other Industrial | Existing | Process | Natural Gas | Gas Boiler - Burner Control Optimization | A | IM656 | Average performance | Optimized burner controls | 18 | 0.61528 | 0 | 0 | 12.26 | 0 | 0 | 0 | 6.131 |  | sqft | 5% | 85% | Retrofit | Retro3Slow | 83.58% | TBD | 0.2% | 855.2752 |  | 634.2768 |  | 0.071268 | IL TRM - 4.4.22 - CI-HVC-O2TC-V01-140601 | GBLR_O2TRM-Heating-MEMD-2018-1 | IL TRM - 4.4.22 - CI-HVC-O2TC-V01-140601 | Average performance | Average performance | Average performance | Average performance | Average performance | Average performance | Average performance | Average performance | Average performance | Average performance | Average performance | Average performance | Average performance | Average performance | Average performance | Average performance | Average performance | Average performance | Average performance | Average performance | Average performance | Average performance | Average performance | Average performance | Average performance | Average performance | Average performance | Average performance | Average performance | Average performance | Average performance | Optimized burner controls | Optimized burner controls | Optimized burner controls | Optimized burner controls | Optimized burner controls | Optimized burner controls | Optimized burner controls | Optimized burner controls | Optimized burner controls | Optimized burner controls | Optimized burner controls | Optimized burner controls | Optimized burner controls | Optimized burner controls | Optimized burner controls | Optimized burner controls | Optimized burner controls | Optimized burner controls | Optimized burner controls | Optimized burner controls | Optimized burner controls | Optimized burner controls | Optimized burner controls | Optimized burner controls | Optimized burner controls | Optimized burner controls | Optimized burner controls | Optimized burner controls | Optimized burner controls | Optimized burner controls | Optimized burner controls | 12.26 | 12.26 | 12.26 | 12.26 | 12.26 | 12.26 | 12.26 | 12.26 | 12.26 | 12.26 | 12.26 | 12.26 | 12.26 | 12.26 | 12.26 | 12.26 | 12.26 | 12.26 | 12.26 | 12.26 | 12.26 | 12.26 | 12.26 | 12.26 | 12.26 | 12.26 | 12.26 | 12.26 | 12.26 | 12.26 | 12.26 | 0 | 0 | 0 | 0 | 0 | 0.61275 | 0.61024 | 0.60771 | 0.6052 | 0.60268 | 0.60006 | 0.59769 | 0.59547 | 0.59311 | 0.59129 | 0.5893 | 0.58768 | 0.58602 | 0.58433 | 0.58299 | 0.58152 | 0.58014 | 0.57877 | 0.57741 | 0.57606 | 0.57595 | 0.57584 | 0.57575 | 0.61528 | 0.61528 | 0.61528 | 0.032705 | 0.05117 | 0.10132 | 0.17667 | 0.2739 | 0.37693 | 0.47654 | 0.55278 | 0.58352 | 0.58395 | 0.538 | 0.46952 | 0.38363 | 0.29487 | 0.21703 | 0.15091 | 0.099978 | 0.063241 | 0.038273 | 0.025772 | 0 | 0 | 0 | 0 | 0 | 0 | 0.032705 | 0.083741 | 0.18471 | 0.36061 | 0.63301 | 1.0072 | 1.4798 | 2.027 | 2.6025 | 3.1785 | 3.7058 | 4.1651 | 4.537 | 4.8188 | 5.0248 | 5.163 | 5.2507 | 5.3016 | 5.3274 | 5.3406 | 5.3396 | 5.3387 | 5.3378 | 0 | 0 | 0 | 53.374 | 83.8529 | 166.7167 | 291.912 | 454.4608 | 628.1654 | 797.2986 | 928.293 | 983.8252 | 987.5815 | 912.9527 | 798.9373 | 654.6369 | 504.6203 | 372.266 | 259.5086 | 172.3328 | 109.2668 | 66.2842 | 44.7384 | 0 | 0 | 0 | 0 | 0 | 0 | 53.374 | 137.2268 | 303.9435 | 595.8555 | 1050.3163 | 1678.4817 | 2475.7803 | 3404.0733 | 4387.8985 | 5375.48 | 6288.4328 | 7087.3701 | 7742.007 | 8246.6273 | 8618.8932 | 8878.4018 | 9050.7347 | 9160.0014 | 9226.2856 | 9271.024 | 9271.024 | 9271.024 | 9271.024 | 9271.024 | 9271.024 | 9271.024 | 0.027816 | 0.043549 | 0.086278 | 0.15054 | 0.23354 | 0.3216 | 0.40683 | 0.47218 | 0.49874 | 0.49933 | 0.46028 | 0.40185 | 0.32849 | 0.25259 | 0.18598 | 0.12937 | 0.085737 | 0.054252 | 0.032845 | 0.022125 | 0 | 0 | 0 | 0 | 0 | 0 | 0.027816 | 0.071268 | 0.15729 | 0.30728 | 0.53973 | 0.85933 | 1.2633 | 1.7315 | 2.2244 | 2.7179 | 3.1704 | 3.5649 | 3.8848 | 4.1279 | 4.3058 | 4.426 | 4.5028 | 4.5481 | 4.5718 | 4.5849 | 4.5841 | 4.5834 | 4.5828 | 0 | 0 | 0 | 45.3679 | 71.2749 | 141.7092 | 248.1252 | 386.2917 | 533.9406 | 677.7038 | 789.049 | 836.2515 | 839.4443 | 776.0098 | 679.0967 | 556.4414 | 428.9273 | 316.4261 | 220.5823 | 146.4829 | 92.8768 | 56.3416 | 38.0277 | 0 | 0 | 0 | 0 | 0 | 0 | 45.3679 | 116.6428 | 258.352 | 506.4772 | 892.7689 | 1426.7095 | 2104.4133 | 2893.4623 | 3729.7137 | 4569.158 | 5345.1678 | 6024.2646 | 6580.7059 | 7009.6332 | 7326.0593 | 7546.6415 | 7693.1245 | 7786.0012 | 7842.3428 | 7880.3704 | 7880.3704 | 7880.3704 | 7880.3704 | 7880.3704 | 7880.3704 | 7880.3704 | 0.02783 | 0.043591 | 0.086404 | 0.15083 | 0.2341 | 0.32253 | 0.40815 | 0.47385 | 0.50064 | 0.50132 | 0.4622 | 0.40358 | 0.32993 | 0.25373 | 0.18683 | 0.12997 | 0.086136 | 0.054506 | 0.032999 | 0.022229 | 0 | 0 | 0 | 0 | 0 | 0 | 0.02783 | 0.071337 | 0.15752 | 0.30788 | 0.54104 | 0.86182 | 1.2674 | 1.7376 | 2.2329 | 2.7287 | 3.1836 | 3.5801 | 3.9019 | 4.1465 | 4.3255 | 4.4465 | 4.5238 | 4.5693 | 4.5932 | 4.6064 | 4.6057 | 4.6051 | 4.6045 | 0 | 0 | 0 | 45.3679 | 71.2749 | 141.7092 | 248.1252 | 386.2917 | 533.9406 | 677.7038 | 789.049 | 836.2515 | 839.4443 | 776.0098 | 679.0967 | 556.4414 | 428.9273 | 316.4261 | 220.5823 | 146.4829 | 92.8768 | 56.3416 | 38.0277 | 0 | 0 | 0 | 0 | 0 | 0 | 45.3679 | 116.6428 | 258.352 | 506.4772 | 892.7689 | 1426.7095 | 2104.4133 | 2893.4623 | 3729.7137 | 4569.158 | 5345.1678 | 6024.2646 | 6580.7059 | 7009.6332 | 7326.0593 | 7546.6415 | 7693.1245 | 7786.0012 | 7842.3428 | 7880.3704 | 7880.3704 | 7880.3704 | 7880.3704 | 7880.3704 | 7880.3704 | 7880.3704 | 0.027816 | 0.043549 | 0.086278 | 0.15054 | 0.23354 | 0.3216 | 0.40683 | 0.47218 | 0.49874 | 0.49933 | 0.46028 | 0.40185 | 0.32849 | 0.25259 | 0.18598 | 0.12937 | 0.085737 | 0.054252 | 0.032845 | 0.022125 | 0 | 0 | 0 | 0 | 0 | 0 | 0.027816 | 0.071268 | 0.15729 | 0.30728 | 0.53973 | 0.85933 | 1.2633 | 1.7315 | 2.2244 | 2.7179 | 3.1704 | 3.5649 | 3.8848 | 4.1279 | 4.3058 | 4.426 | 4.5028 | 4.5481 | 4.5718 | 4.5849 | 4.5841 | 4.5834 | 4.5828 | 0 | 0 | 0 | 45.3679 | 71.2749 | 141.7092 | 248.1252 | 386.2917 | 533.9406 | 677.7038 | 789.049 | 836.2515 | 839.4443 | 776.0098 | 679.0967 | 556.4414 | 428.9273 | 316.4261 | 220.5823 | 146.4829 | 92.8768 | 56.3416 | 38.0277 | 0 | 0 | 0 | 0 | 0 | 0 | 45.3679 | 116.6428 | 258.352 | 506.4772 | 892.7689 | 1426.7095 | 2104.4133 | 2893.4623 | 3729.7137 | 4569.158 | 5345.1678 | 6024.2646 | 6580.7059 | 7009.6332 | 7326.0593 | 7546.6415 | 7693.1245 | 7786.0012 | 7842.3428 | 7880.3704 | 7880.3704 | 7880.3704 | 7880.3704 | 7880.3704 | 7880.3704 | 7880.3704 | 828.6315 | 831.8142 | 835.0011 | 838.2296 | 841.4739 | 844.651 | 847.8204 | 850.9793 | 854.1253 | 857.4808 | 860.5838 | 863.674 | 866.7351 | 869.7726 | 872.8381 | 875.8193 | 878.9437 | 881.9812 | 884.9434 | 887.9447 | 890.7013 | 893.2319 | 895.5538 | 897.6835 | 899.6361 | 901.4258 | 614.5177 | 616.878 | 619.2414 | 621.6357 | 624.0417 | 626.3979 | 628.7483 | 631.0909 | 633.424 | 635.9125 | 638.2137 | 640.5054 | 642.7756 | 645.0281 | 647.3016 | 649.5124 | 651.8295 | 654.0821 | 656.2789 | 658.5047 | 660.549 | 662.4257 | 664.1477 | 665.7271 | 667.1751 | 668.5023
WA_Industrial_Other Industrial_Existing_Space Heating_Natural Gas_HVAC - Demand Controlled Ventilation_A | WA | Industrial | Other Industrial | Existing | Space Heating | Natural Gas | HVAC - Demand Controlled Ventilation | A | IM657 | Constant ventilation | DCV enabled | 6 | 0.047236 | 0 | 0 | 0.29 | 0.01 | 0 | 0 | 0.14435 |  | sqft | 55% | 75% | Retrofit | RetroEven20 | 76.5% | TBD | 0.2% | 1653.4557 |  | 1129.9365 |  | 0.38369 | IL TRM v11 - 4.4.19 - Demand Controlled Ventilation - CI-HVC-DCV-V06-220101 | IL TRM v11 - 4.4.19 - Demand Controlled Ventilation - CI-HVC-DCV-V06-220101 | IL TRM v11 - 4.4.19 - Demand Controlled Ventilation - CI-HVC-DCV-V06-220101 | Constant ventilation | Constant ventilation | Constant ventilation | Constant ventilation | Constant ventilation | Constant ventilation | Constant ventilation | Constant ventilation | Constant ventilation | Constant ventilation | Constant ventilation | Constant ventilation | Constant ventilation | Constant ventilation | Constant ventilation | Constant ventilation | Constant ventilation | Constant ventilation | Constant ventilation | Constant ventilation | Constant ventilation | Constant ventilation | Constant ventilation | Constant ventilation | Constant ventilation | Constant ventilation | Constant ventilation | Constant ventilation | Constant ventilation | Constant ventilation | Constant ventilation | DCV enabled | DCV enabled | DCV enabled | DCV enabled | DCV enabled | DCV enabled | DCV enabled | DCV enabled | DCV enabled | DCV enabled | DCV enabled | DCV enabled | DCV enabled | DCV enabled | DCV enabled | DCV enabled | DCV enabled | DCV enabled | DCV enabled | DCV enabled | DCV enabled | DCV enabled | DCV enabled | DCV enabled | DCV enabled | DCV enabled | DCV enabled | DCV enabled | DCV enabled | DCV enabled | DCV enabled | 0.29 | 0.29 | 0.29 | 0.29 | 0.29 | 0.29 | 0.29 | 0.29 | 0.29 | 0.29 | 0.29 | 0.29 | 0.29 | 0.29 | 0.29 | 0.29 | 0.29 | 0.29 | 0.29 | 0.29 | 0.29 | 0.29 | 0.29 | 0.29 | 0.29 | 0.29 | 0.29 | 0.29 | 0.29 | 0.29 | 0.29 | 0 | 0 | 0 | 0 | 0 | 0.045611 | 0.045079 | 0.044388 | 0.04366 | 0.042897 | 0.042103 | 0.041284 | 0.04046 | 0.039605 | 0.038728 | 0.037871 | 0.037047 | 0.036278 | 0.035552 | 0.034903 | 0.034298 | 0.033734 | 0.033222 | 0.032761 | 0.032336 | 0.031974 | 0.031651 | 0.031342 | 0.036718 | 0.036492 | 0.03628 | 0.22781 | 0.22503 | 0.22027 | 0.21678 | 0.21317 | 0.20656 | 0.20199 | 0.19756 | 0.19031 | 0.18681 | 0.18093 | 0.17702 | 0.17247 | 0.16751 | 0.16465 | 0.16113 | 0.15786 | 0.1549 | 0.15223 | 0.14978 | 0 | 0 | 0 | 0 | 0 | 0 | 0.22781 | 0.45018 | 0.66355 | 0.86946 | 1.0674 | 1.2542 | 1.4318 | 1.6008 | 1.7573 | 1.9052 | 2.044 | 2.1765 | 2.3038 | 2.4252 | 2.5456 | 2.6626 | 2.7766 | 2.8894 | 3.0016 | 3.1123 | 3.0775 | 3.0465 | 3.0167 | 0 | 0 | 0 | 4994.6292 | 4991.888 | 4962.449 | 4965.1319 | 4969.2375 | 4906.1333 | 4892.7264 | 4882.7921 | 4805.255 | 4823.6017 | 4777.6023 | 4778.2224 | 4754.1734 | 4711.7664 | 4717.3478 | 4697.8404 | 4679.5689 | 4662.5182 | 4646.6735 | 4632.0205 | 0 | 0 | 0 | 0 | 0 | 0 | 4994.6292 | 9986.5172 | 14948.9662 | 19914.0981 | 24883.3356 | 29789.4689 | 34682.1954 | 39564.9875 | 44370.2425 | 49193.8442 | 53971.4466 | 58749.6689 | 63503.8423 | 68215.6087 | 72932.9565 | 77630.7969 | 82310.3658 | 86972.884 | 91619.5576 | 96251.578 | 96251.578 | 96251.578 | 96251.578 | 96251.578 | 96251.578 | 96251.578 | 0.1939 | 0.19179 | 0.18811 | 0.18552 | 0.18284 | 0.17761 | 0.17411 | 0.17072 | 0.16493 | 0.16234 | 0.1577 | 0.15472 | 0.15105 | 0.14698 | 0.14465 | 0.14171 | 0.13897 | 0.13648 | 0.13432 | 0.13235 | 0 | 0 | 0 | 0 | 0 | 0 | 0.1939 | 0.38369 | 0.56667 | 0.7441 | 0.91559 | 1.0785 | 1.2342 | 1.3833 | 1.5229 | 1.6557 | 1.7815 | 1.9023 | 2.0176 | 2.1279 | 2.2363 | 2.3417 | 2.4444 | 2.5459 | 2.6484 | 2.7501 | 2.723 | 2.6989 | 2.6763 | 0 | 0 | 0 | 4245.4348 | 4243.1048 | 4218.0817 | 4220.3621 | 4223.8519 | 4170.2133 | 4158.8175 | 4150.3733 | 4084.4668 | 4100.0614 | 4060.962 | 4061.489 | 4041.0474 | 4005.0015 | 4009.7456 | 3993.1643 | 3977.6336 | 3963.1405 | 3949.6725 | 3937.2174 | 0 | 0 | 0 | 0 | 0 | 0 | 4245.4348 | 8488.5396 | 12706.6213 | 16926.9834 | 21150.8353 | 25321.0486 | 29479.8661 | 33630.2394 | 37714.7062 | 41814.7676 | 45875.7296 | 49937.2186 | 53978.2659 | 57983.2674 | 61993.013 | 65986.1773 | 69963.8109 | 73926.9514 | 77876.6239 | 81813.8413 | 81813.8413 | 81813.8413 | 81813.8413 | 81813.8413 | 81813.8413 | 81813.8413 | 0 | 0 | 0 | 0 | 0 | 0 | 0 | 0 | 0 | 0 | 0 | 0 | 0 | 0 | 0 | 0 | 0 | 0 | 0 | 0 | 0 | 0 | 0 | 0 | 0 | 0 | 0 | 0 | 0 | 0 | 0 | 0 | 0 | 0 | 0 | 0 | 0 | 0 | 0 | 0 | 0 | 0 | 0 | 0 | 0 | 0 | 0 | 0 | 0 | 0 | 0 | 0 | 0 | 0 | 0 | 0 | 0 | 0 | 0 | 0 | 0 | 0 | 0 | 0 | 0 | 0 | 0 | 0 | 0 | 0 | 0 | 0 | 0 | 0 | 0 | 0 | 0 | 0 | 0 | 0 | 0 | 0 | 0 | 0 | 0 | 0 | 0 | 0 | 0 | 0 | 0 | 0 | 0 | 0 | 0 | 0 | 0 | 0 | 0 | 0 | 0 | 0 | 0 | 0 | 0 | 0.19179 | 0.18811 | 0.18552 | 0.18284 | 0.17761 | 0.17411 | 0.17072 | 0.16493 | 0.16234 | 0.1577 | 0.15472 | 0.15105 | 0.14698 | 0.14465 | 0.14171 | 0.13897 | 0.13648 | 0.13432 | 0.13235 | 0.13066 | 0 | 0 | 0 | 0 | 0 | 0 | 0.19179 | 0.37734 | 0.55747 | 0.73181 | 0.89764 | 1.0565 | 1.2087 | 1.3515 | 1.4876 | 1.6166 | 1.7405 | 1.8589 | 1.9721 | 2.0832 | 2.1911 | 2.2961 | 2.3997 | 2.5041 | 2.6074 | 2.7123 | 2.6883 | 2.6658 | 0 | 0 | 0 | 0 | 4243.1048 | 4218.0817 | 4220.3621 | 4223.8519 | 4170.2133 | 4158.8175 | 4150.3733 | 4084.4668 | 4100.0614 | 4060.962 | 4061.489 | 4041.0474 | 4005.0015 | 4009.7456 | 3993.1643 | 3977.6336 | 3963.1405 | 3949.6725 | 3937.2174 | 3925.7633 | 0 | 0 | 0 | 0 | 0 | 0 | 4243.1048 | 8461.1864 | 12681.5486 | 16905.4005 | 21075.6138 | 25234.4312 | 29384.8045 | 33469.2713 | 37569.3327 | 41630.2947 | 45691.7837 | 49732.8311 | 53737.8326 | 57747.5782 | 61740.7425 | 65718.3761 | 69681.5166 | 73631.1891 | 77568.4065 | 81494.1698 | 81494.1698 | 81494.1698 | 81494.1698 | 81494.1698 | 81494.1698 | 1510.4051 | 1524.1617 | 1542.0276 | 1560.5942 | 1579.6895 | 1598.8273 | 1618.2704 | 1637.0068 | 1655.0418 | 1673.6477 | 1690.265 | 1706.2495 | 1721.5317 | 1736.1671 | 1751.2241 | 1766.0661 | 1781.079 | 1796.8187 | 1812.2019 | 1827.2551 | 1841.5826 | 1855.2082 | 1868.1561 | 1880.4508 | 1892.1172 | 1903.1799 | 1032.1787 | 1041.5797 | 1053.7889 | 1066.4769 | 1079.5262 | 1092.6046 | 1105.8916 | 1118.6957 | 1131.0203 | 1143.7352 | 1155.0912 | 1166.0146 | 1176.4582 | 1186.4597 | 1196.7493 | 1206.892 | 1217.1515 | 1227.9077 | 1238.4202 | 1248.7073 | 1258.4984 | 1267.8099 | 1276.6582 | 1285.0601 | 1293.0326 | 1300.5927
WA_Industrial_Other Industrial_Existing_Space Heating_Natural Gas_Gas Boiler - Stack Economizer_A | WA | Industrial | Other Industrial | Existing | Space Heating | Natural Gas | Gas Boiler - Stack Economizer | A | IM658 | None | Economizer installed | 15 | 2.0447 | 0 | 0 | 0.29 | 0 | 0 | 0 | 0.1457 |  | employee | 15% | 55% | Retrofit | Retro12Med | 84.73% | TBD | 0.2% | 7.7287 |  | 5.8763 |  | 0.12346 | IL TRM - 4.4.28 - CI-HVC-BECO-V02-210101 | XCEL CO 2019-2020 DSM Plan | IL TRM - 4.4.28 - CI-HVC-BECO-V02-210101 | None | None | None | None | None | None | None | None | None | None | None | None | None | None | None | None | None | None | None | None | None | None | None | None | None | None | None | None | None | None | None | Economizer installed | Economizer installed | Economizer installed | Economizer installed | Economizer installed | Economizer installed | Economizer installed | Economizer installed | Economizer installed | Economizer installed | Economizer installed | Economizer installed | Economizer installed | Economizer installed | Economizer installed | Economizer installed | Economizer installed | Economizer installed | Economizer installed | Economizer installed | Economizer installed | Economizer installed | Economizer installed | Economizer installed | Economizer installed | Economizer installed | Economizer installed | Economizer installed | Economizer installed | Economizer installed | Economizer installed | 0.29 | 0.29 | 0.29 | 0.29 | 0.29 | 0.29 | 0.29 | 0.29 | 0.29 | 0.29 | 0.29 | 0.29 | 0.29 | 0.29 | 0.29 | 0.29 | 0.29 | 0.29 | 0.29 | 0.29 | 0.29 | 0.29 | 0.29 | 0.29 | 0.29 | 0.29 | 0.29 | 0.29 | 0.29 | 0.29 | 0.29 | 0 | 0 | 0 | 0 | 0 | 2.0058 | 1.9885 | 1.9696 | 1.95 | 1.9297 | 1.909 | 1.888 | 1.8668 | 1.8445 | 1.821 | 1.7981 | 1.7755 | 1.7547 | 1.7346 | 1.7158 | 1.698 | 1.6796 | 1.6627 | 1.6467 | 1.6309 | 1.6162 | 1.6035 | 1.5914 | 1.7353 | 1.7282 | 1.7217 | 0.073092 | 0.072421 | 0.071312 | 0.070641 | 0.069963 | 0.061499 | 0.048526 | 0.038306 | 0.029799 | 0.023625 | 0.018484 | 0.014604 | 0.011488 | 0.0090036 | 0.0071336 | 0.005624 | 3.7797e-05 | 1.3315e-05 | 4.4802e-06 | 1.4423e-06 | 1.2114e-06 | 1.1987e-06 | 1.1867e-06 | 1.2913e-06 | 1.2835e-06 | 1.2765e-06 | 0.073092 | 0.14488 | 0.21482 | 0.28333 | 0.35034 | 0.40807 | 0.45212 | 0.48533 | 0.50935 | 0.52648 | 0.53834 | 0.54619 | 0.55127 | 0.55394 | 0.5551 | 0.55493 | 0.54896 | 0.54348 | 0.53824 | 0.53307 | 0.52827 | 0.52411 | 0.52015 | 0 | 0 | 0 | 36.4406 | 36.4206 | 36.2058 | 36.2254 | 36.2553 | 32.2154 | 25.7019 | 20.5198 | 16.1551 | 12.9735 | 10.2798 | 8.2249 | 6.5468 | 5.1907 | 4.1575 | 3.3122 | 0.022504 | 0.0080079 | 0.0027207 | 0.00088439 | 0.00074954 | 0.00074754 | 0.00074573 | 0.00074411 | 0.00074266 | 0.0007414 | 36.4406 | 72.8611 | 109.0669 | 145.2923 | 181.5476 | 213.763 | 239.465 | 259.9847 | 276.1399 | 289.1133 | 299.3931 | 307.618 | 314.1648 | 319.3556 | 323.5131 | 326.8253 | 326.8478 | 326.8558 | 326.8585 | 326.8594 | 326.8602 | 326.8609 | 326.8617 | 326.8624 | 326.8632 | 326.8639 | 0.062205 | 0.061711 | 0.060877 | 0.06042 | 0.059958 | 0.052813 | 0.041754 | 0.033023 | 0.025743 | 0.020449 | 0.016031 | 0.012688 | 0.0099907 | 0.0078365 | 0.0062115 | 0.0048988 | 3.2936e-05 | 1.1607e-05 | 3.9098e-06 | 1.2602e-06 | 1.0598e-06 | 1.0499e-06 | 1.0409e-06 | 1.0976e-06 | 1.091e-06 | 1.085e-06 | 0.062205 | 0.12346 | 0.18339 | 0.24233 | 0.30024 | 0.35043 | 0.38903 | 0.41841 | 0.44002 | 0.4557 | 0.46689 | 0.47453 | 0.47943 | 0.48214 | 0.48335 | 0.48338 | 0.47836 | 0.47377 | 0.46972 | 0.46576 | 0.46217 | 0.45909 | 0.45625 | 0 | 0 | 0 | 30.9745 | 30.9575 | 30.7749 | 30.7916 | 30.817 | 27.3831 | 21.8466 | 17.4418 | 13.7319 | 11.0274 | 8.7378 | 6.9912 | 5.5648 | 4.4121 | 3.5339 | 2.8154 | 0.019129 | 0.0068067 | 0.0023126 | 0.00075173 | 0.00063711 | 0.00063541 | 0.00063387 | 0.00063249 | 0.00063126 | 0.00063019 | 30.9745 | 61.932 | 92.7069 | 123.4985 | 154.3155 | 181.6986 | 203.5452 | 220.987 | 234.7189 | 245.7463 | 254.4842 | 261.4753 | 267.0401 | 271.4522 | 274.9861 | 277.8015 | 277.8206 | 277.8274 | 277.8298 | 277.8305 | 277.8312 | 277.8318 | 277.8324 | 277.8331 | 277.8337 | 277.8343 | 0.062221 | 0.061753 | 0.060949 | 0.060525 | 0.0601 | 0.052973 | 0.04191 | 0.033169 | 0.025876 | 0.02057 | 0.016138 | 0.012782 | 0.010073 | 0.0079074 | 0.0062726 | 0.0049509 | 3.3315e-05 | 1.1751e-05 | 3.9589e-06 | 1.2762e-06 | 1.0734e-06 | 1.0635e-06 | 1.0545e-06 | 1.0976e-06 | 1.091e-06 | 1.085e-06 | 0.062221 | 0.12354 | 0.1836 | 0.24275 | 0.30095 | 0.3515 | 0.39047 | 0.42025 | 0.44229 | 0.4584 | 0.47002 | 0.47807 | 0.48337 | 0.4865 | 0.4881 | 0.48852 | 0.48386 | 0.47963 | 0.47561 | 0.47167 | 0.46809 | 0.46501 | 0.46218 | 0 | 0 | 0 | 30.9745 | 30.9575 | 30.7749 | 30.7916 | 30.817 | 27.3831 | 21.8466 | 17.4418 | 13.7319 | 11.0274 | 8.7378 | 6.9912 | 5.5648 | 4.4121 | 3.5339 | 2.8154 | 0.019129 | 0.0068067 | 0.0023126 | 0.00075173 | 0.00063711 | 0.00063541 | 0.00063387 | 0.00063249 | 0.00063126 | 0.00063019 | 30.9745 | 61.932 | 92.7069 | 123.4985 | 154.3155 | 181.6986 | 203.5452 | 220.987 | 234.7189 | 245.7463 | 254.4842 | 261.4753 | 267.0401 | 271.4522 | 274.9861 | 277.8015 | 277.8206 | 277.8274 | 277.8298 | 277.8305 | 277.8312 | 277.8318 | 277.8324 | 277.8331 | 277.8337 | 277.8343 | 0.062205 | 0.061711 | 0.060877 | 0.06042 | 0.059958 | 0.052813 | 0.041754 | 0.033023 | 0.025743 | 0.020449 | 0.016031 | 0.012688 | 0.0099907 | 0.0078365 | 0.0062115 | 0.0048988 | 3.2936e-05 | 1.1607e-05 | 3.9098e-06 | 1.2602e-06 | 1.0598e-06 | 1.0499e-06 | 1.0409e-06 | 1.0976e-06 | 1.091e-06 | 1.085e-06 | 0.062205 | 0.12346 | 0.18339 | 0.24233 | 0.30024 | 0.35043 | 0.38903 | 0.41841 | 0.44002 | 0.4557 | 0.46689 | 0.47453 | 0.47943 | 0.48214 | 0.48335 | 0.48338 | 0.47836 | 0.47377 | 0.46972 | 0.46576 | 0.46217 | 0.45909 | 0.45625 | 0 | 0 | 0 | 30.9745 | 30.9575 | 30.7749 | 30.7916 | 30.817 | 27.3831 | 21.8466 | 17.4418 | 13.7319 | 11.0274 | 8.7378 | 6.9912 | 5.5648 | 4.4121 | 3.5339 | 2.8154 | 0.019129 | 0.0068067 | 0.0023126 | 0.00075173 | 0.00063711 | 0.00063541 | 0.00063387 | 0.00063249 | 0.00063126 | 0.00063019 | 30.9745 | 61.932 | 92.7069 | 123.4985 | 154.3155 | 181.6986 | 203.5452 | 220.987 | 234.7189 | 245.7463 | 254.4842 | 261.4753 | 267.0401 | 271.4522 | 274.9861 | 277.8015 | 277.8206 | 277.8274 | 277.8298 | 277.8305 | 277.8312 | 277.8318 | 277.8324 | 277.8331 | 277.8337 | 277.8343 | 7.517 | 7.5424 | 7.5678 | 7.5935 | 7.6193 | 7.6445 | 7.6696 | 7.6947 | 7.7196 | 7.7462 | 7.7707 | 7.7951 | 7.8193 | 7.8432 | 7.8674 | 7.8909 | 7.9154 | 7.9393 | 7.9626 | 7.9861 | 8.0077 | 8.0275 | 8.0457 | 8.0624 | 8.0776 | 8.0916 | 5.7153 | 5.7346 | 5.7539 | 5.7734 | 5.793 | 5.8122 | 5.8314 | 5.8504 | 5.8694 | 5.8896 | 5.9082 | 5.9268 | 5.9451 | 5.9634 | 5.9817 | 5.9996 | 6.0182 | 6.0364 | 6.0541 | 6.072 | 6.0884 | 6.1035 | 6.1173 | 6.13 | 6.1416 | 6.1522
WA_Industrial_Other Industrial_Existing_Process_Natural Gas_Gas Boiler - Stack Economizer_A | WA | Industrial | Other Industrial | Existing | Process | Natural Gas | Gas Boiler - Stack Economizer | A | IM659 | None | Economizer installed | 15 | 2.0368 | 0 | 0 | 0.29 | 0 | 0 | 0 | 0.1457 |  | sqft | 15% | 55% | Retrofit | Retro12Med | 84.73% | TBD | 0.2% | 7.7287 |  | 5.8763 |  | 1.8257 | IL TRM - 4.4.28 - CI-HVC-BECO-V02-210101 | XCEL CO 2019-2020 DSM Plan | IL TRM - 4.4.29 - CI-HVC-PECO-V01-150601 | None | None | None | None | None | None | None | None | None | None | None | None | None | None | None | None | None | None | None | None | None | None | None | None | None | None | None | None | None | None | None | Economizer installed | Economizer installed | Economizer installed | Economizer installed | Economizer installed | Economizer installed | Economizer installed | Economizer installed | Economizer installed | Economizer installed | Economizer installed | Economizer installed | Economizer installed | Economizer installed | Economizer installed | Economizer installed | Economizer installed | Economizer installed | Economizer installed | Economizer installed | Economizer installed | Economizer installed | Economizer installed | Economizer installed | Economizer installed | Economizer installed | Economizer installed | Economizer installed | Economizer installed | Economizer installed | Economizer installed | 0.29 | 0.29 | 0.29 | 0.29 | 0.29 | 0.29 | 0.29 | 0.29 | 0.29 | 0.29 | 0.29 | 0.29 | 0.29 | 0.29 | 0.29 | 0.29 | 0.29 | 0.29 | 0.29 | 0.29 | 0.29 | 0.29 | 0.29 | 0.29 | 0.29 | 0.29 | 0.29 | 0.29 | 0.29 | 0.29 | 0.29 | 0 | 0 | 0 | 0 | 0 | 2.0362 | 2.0359 | 2.0356 | 2.0354 | 2.0352 | 2.0351 | 2.0349 | 2.0348 | 2.0347 | 2.0346 | 2.0345 | 2.0345 | 2.0344 | 2.0344 | 2.0343 | 2.0343 | 2.0343 | 2.0343 | 2.0342 | 2.0342 | 2.0342 | 2.0342 | 2.0342 | 2.0368 | 2.0368 | 2.0368 | 1.0744 | 1.0736 | 1.0671 | 1.0676 | 1.0684 | 0.94926 | 0.75728 | 0.60456 | 0.47594 | 0.38219 | 0.30282 | 0.24228 | 0.19285 | 0.1529 | 0.12246 | 0.097563 | 0.00066286 | 0.00023587 | 8.0136e-05 | 2.6049e-05 | 2.2077e-05 | 2.2018e-05 | 2.1964e-05 | 2.1944e-05 | 2.1902e-05 | 2.1865e-05 | 1.0744 | 2.1478 | 3.2146 | 4.2819 | 5.3499 | 6.2987 | 7.0556 | 7.6598 | 8.1352 | 8.5171 | 8.8196 | 9.0616 | 9.2543 | 9.4069 | 9.5293 | 9.6267 | 9.6272 | 9.6274 | 9.6273 | 9.6273 | 9.6273 | 9.6273 | 9.6272 | 0 | 0 | 0 | 527.6304 | 527.3408 | 524.2309 | 524.5143 | 524.9481 | 466.4536 | 372.1431 | 297.11 | 233.9136 | 187.8454 | 148.8432 | 119.09 | 94.7925 | 75.1576 | 60.1973 | 47.9587 | 0.32584 | 0.11595 | 0.039394 | 0.012805 | 0.010853 | 0.010824 | 0.010798 | 0.010774 | 0.010753 | 0.010735 | 527.6304 | 1054.9713 | 1579.2022 | 2103.7165 | 2628.6646 | 3095.1182 | 3467.2613 | 3764.3713 | 3998.2849 | 4186.1303 | 4334.9735 | 4454.0635 | 4548.856 | 4624.0136 | 4684.2109 | 4732.1695 | 4732.4954 | 4732.6113 | 4732.6507 | 4732.6635 | 4732.6744 | 4732.6852 | 4732.696 | 4732.7068 | 4732.7175 | 4732.7283 | 0.91326 | 0.91262 | 0.90714 | 0.90755 | 0.90823 | 0.80697 | 0.64378 | 0.51395 | 0.40461 | 0.32491 | 0.25744 | 0.20598 | 0.16395 | 0.12999 | 0.10411 | 0.082944 | 0.00056353 | 0.00020053 | 6.8128e-05 | 2.2145e-05 | 1.8769e-05 | 1.8719e-05 | 1.8673e-05 | 1.8653e-05 | 1.8617e-05 | 1.8585e-05 | 0.91326 | 1.8257 | 2.7327 | 3.64 | 4.548 | 5.3546 | 5.9981 | 6.5117 | 6.916 | 7.2407 | 7.4979 | 7.7037 | 7.8675 | 7.9973 | 8.1014 | 8.1842 | 8.1847 | 8.1848 | 8.1848 | 8.1847 | 8.1847 | 8.1847 | 8.1847 | 0 | 0 | 0 | 448.4859 | 448.2397 | 445.5963 | 445.8372 | 446.2058 | 396.4855 | 316.3217 | 252.5435 | 198.8266 | 159.6686 | 126.5167 | 101.2265 | 80.5736 | 63.8839 | 51.1677 | 40.7649 | 0.27697 | 0.098556 | 0.033484 | 0.010884 | 0.0092248 | 0.0092003 | 0.009178 | 0.0091579 | 0.0091402 | 0.0091246 | 448.4859 | 896.7256 | 1342.3219 | 1788.159 | 2234.3649 | 2630.8504 | 2947.1721 | 3199.7156 | 3398.5422 | 3558.2107 | 3684.7275 | 3785.954 | 3866.5276 | 3930.4115 | 3981.5792 | 4022.3441 | 4022.6211 | 4022.7196 | 4022.7531 | 4022.764 | 4022.7732 | 4022.7824 | 4022.7916 | 4022.8008 | 4022.8099 | 4022.819 | 0.91326 | 0.91262 | 0.90714 | 0.90755 | 0.90823 | 0.80697 | 0.64378 | 0.51395 | 0.40461 | 0.32491 | 0.25744 | 0.20598 | 0.16395 | 0.12999 | 0.10411 | 0.082944 | 0.00056353 | 0.00020053 | 6.8128e-05 | 2.2145e-05 | 1.8769e-05 | 1.8719e-05 | 1.8673e-05 | 1.8653e-05 | 1.8617e-05 | 1.8585e-05 | 0.91326 | 1.8257 | 2.7327 | 3.64 | 4.548 | 5.3546 | 5.9981 | 6.5117 | 6.916 | 7.2407 | 7.4979 | 7.7037 | 7.8675 | 7.9973 | 8.1014 | 8.1842 | 8.1847 | 8.1848 | 8.1848 | 8.1847 | 8.1847 | 8.1847 | 8.1847 | 0 | 0 | 0 | 448.4859 | 448.2397 | 445.5963 | 445.8372 | 446.2058 | 396.4855 | 316.3217 | 252.5435 | 198.8266 | 159.6686 | 126.5167 | 101.2265 | 80.5736 | 63.8839 | 51.1677 | 40.7649 | 0.27697 | 0.098556 | 0.033484 | 0.010884 | 0.0092248 | 0.0092003 | 0.009178 | 0.0091579 | 0.0091402 | 0.0091246 | 448.4859 | 896.7256 | 1342.3219 | 1788.159 | 2234.3649 | 2630.8504 | 2947.1721 | 3199.7156 | 3398.5422 | 3558.2107 | 3684.7275 | 3785.954 | 3866.5276 | 3930.4115 | 3981.5792 | 4022.3441 | 4022.6211 | 4022.7196 | 4022.7531 | 4022.764 | 4022.7732 | 4022.7824 | 4022.7916 | 4022.8008 | 4022.8099 | 4022.819 | 0.91326 | 0.91262 | 0.90714 | 0.90755 | 0.90823 | 0.80697 | 0.64378 | 0.51395 | 0.40461 | 0.32491 | 0.25744 | 0.20598 | 0.16395 | 0.12999 | 0.10411 | 0.082944 | 0.00056353 | 0.00020053 | 6.8128e-05 | 2.2145e-05 | 1.8769e-05 | 1.8719e-05 | 1.8673e-05 | 1.8653e-05 | 1.8617e-05 | 1.8585e-05 | 0.91326 | 1.8257 | 2.7327 | 3.64 | 4.548 | 5.3546 | 5.9981 | 6.5117 | 6.916 | 7.2407 | 7.4979 | 7.7037 | 7.8675 | 7.9973 | 8.1014 | 8.1842 | 8.1847 | 8.1848 | 8.1848 | 8.1847 | 8.1847 | 8.1847 | 8.1847 | 0 | 0 | 0 | 448.4859 | 448.2397 | 445.5963 | 445.8372 | 446.2058 | 396.4855 | 316.3217 | 252.5435 | 198.8266 | 159.6686 | 126.5167 | 101.2265 | 80.5736 | 63.8839 | 51.1677 | 40.7649 | 0.27697 | 0.098556 | 0.033484 | 0.010884 | 0.0092248 | 0.0092003 | 0.009178 | 0.0091579 | 0.0091402 | 0.0091246 | 448.4859 | 896.7256 | 1342.3219 | 1788.159 | 2234.3649 | 2630.8504 | 2947.1721 | 3199.7156 | 3398.5422 | 3558.2107 | 3684.7275 | 3785.954 | 3866.5276 | 3930.4115 | 3981.5792 | 4022.3441 | 4022.6211 | 4022.7196 | 4022.7531 | 4022.764 | 4022.7732 | 4022.7824 | 4022.7916 | 4022.8008 | 4022.8099 | 4022.819 | 7.517 | 7.5424 | 7.5678 | 7.5935 | 7.6193 | 7.6445 | 7.6696 | 7.6947 | 7.7196 | 7.7462 | 7.7707 | 7.7951 | 7.8193 | 7.8432 | 7.8674 | 7.8909 | 7.9154 | 7.9393 | 7.9626 | 7.9861 | 8.0077 | 8.0275 | 8.0457 | 8.0624 | 8.0776 | 8.0916 | 5.7153 | 5.7346 | 5.7539 | 5.7734 | 5.793 | 5.8122 | 5.8314 | 5.8504 | 5.8694 | 5.8896 | 5.9082 | 5.9268 | 5.9451 | 5.9634 | 5.9817 | 5.9996 | 6.0182 | 6.0364 | 6.0541 | 6.072 | 6.0884 | 6.1035 | 6.1173 | 6.13 | 6.1416 | 6.1522
WA_Industrial_Other Industrial_Existing_Space Heating_Natural Gas_Gas Furnace Tube Inserts_A | WA | Industrial | Other Industrial | Existing | Space Heating | Natural Gas | Gas Furnace Tube Inserts | A | IM660 | None | Tube inserts installed | 5 | 0.089062 | 0 | 0 | 0.02 | 0 | 0 | 0 | 0.0086 |  | sqft | 0% | 0% | Retrofit | Retro3Slow | 83.58% | TBD | 0.2% | 54.6606 |  | 48.4408 |  | 0 | WI TRM - Radiant Tube Inserts, 2507 | WI TRM - Radiant Tube Inserts, 2507 | WI TRM - Radiant Tube Inserts, 2507 | None | None | None | None | None | None | None | None | None | None | None | None | None | None | None | None | None | None | None | None | None | None | None | None | None | None | None | None | None | None | None | Tube inserts installed | Tube inserts installed | Tube inserts installed | Tube inserts installed | Tube inserts installed | Tube inserts installed | Tube inserts installed | Tube inserts installed | Tube inserts installed | Tube inserts installed | Tube inserts installed | Tube inserts installed | Tube inserts installed | Tube inserts installed | Tube inserts installed | Tube inserts installed | Tube inserts installed | Tube inserts installed | Tube inserts installed | Tube inserts installed | Tube inserts installed | Tube inserts installed | Tube inserts installed | Tube inserts installed | Tube inserts installed | Tube inserts installed | Tube inserts installed | Tube inserts installed | Tube inserts installed | Tube inserts installed | Tube inserts installed | 0.02 | 0.02 | 0.02 | 0.02 | 0.02 | 0.02 | 0.02 | 0.02 | 0.02 | 0.02 | 0.02 | 0.02 | 0.02 | 0.02 | 0.02 | 0.02 | 0.02 | 0.02 | 0.02 | 0.02 | 0.02 | 0.02 | 0.02 | 0.02 | 0.02 | 0.02 | 0.02 | 0.02 | 0.02 | 0.02 | 0.02 | 0 | 0 | 0 | 0 | 0 | 0.086046 | 0.085101 | 0.08388 | 0.082616 | 0.08132 | 0.080015 | 0.078709 | 0.077446 | 0.076192 | 0.074913 | 0.073725 | 0.072591 | 0.071564 | 0.070596 | 0.069684 | 0.068809 | 0.067938 | 0.067097 | 0.0663 | 0.065535 | 0.064816 | 0.064174 | 0.063559 | 0.069231 | 0.068805 | 0.068405 | 0 | 0 | 0 | 0 | 0 | 0 | 0 | 0 | 0 | 0 | 0 | 0 | 0 | 0 | 0 | 0 | 0 | 0 | 0 | 0 | 0 | 0 | 0 | 0 | 0 | 0 | 0 | 0 | 0 | 0 | 0 | 0 | 0 | 0 | 0 | 0 | 0 | 0 | 0 | 0 | 0 | 0 | 0 | 0 | 0 | 0 | 0 | 0 | 0 | 0 | 0 | 0 | 0 | 0 | 0 | 0 | 0 | 0 | 0 | 0 | 0 | 0 | 0 | 0 | 0 | 0 | 0 | 0 | 0 | 0 | 0 | 0 | 0 | 0 | 0 | 0 | 0 | 0 | 0 | 0 | 0 | 0 | 0 | 0 | 0 | 0 | 0 | 0 | 0 | 0 | 0 | 0 | 0 | 0 | 0 | 0 | 0 | 0 | 0 | 0 | 0 | 0 | 0 | 0 | 0 | 0 | 0 | 0 | 0 | 0 | 0 | 0 | 0 | 0 | 0 | 0 | 0 | 0 | 0 | 0 | 0 | 0 | 0 | 0 | 0 | 0 | 0 | 0 | 0 | 0 | 0 | 0 | 0 | 0 | 0 | 0 | 0 | 0 | 0 | 0 | 0 | 0 | 0 | 0 | 0 | 0 | 0 | 0 | 0 | 0 | 0 | 0 | 0 | 0 | 0 | 0 | 0 | 0 | 0 | 0 | 0 | 0 | 0 | 0 | 0 | 0 | 0 | 0 | 0 | 0 | 0 | 0 | 0 | 0 | 0 | 0 | 0 | 0 | 0 | 0 | 0 | 0 | 0 | 0 | 0 | 0 | 0 | 0 | 0 | 0 | 0 | 0 | 0 | 0 | 0 | 0 | 0 | 0 | 0 | 0 | 0 | 0 | 0 | 0 | 0 | 0 | 0 | 0 | 0 | 0 | 0 | 0 | 0 | 0 | 0 | 0 | 0 | 0 | 0 | 0 | 0 | 0 | 0 | 0 | 0 | 0 | 0 | 0 | 0 | 0 | 0 | 0 | 0 | 0 | 0 | 0 | 0 | 0 | 0 | 0 | 0 | 0 | 0 | 0 | 0 | 0 | 0 | 0 | 0 | 0 | 0 | 0 | 0 | 0 | 0 | 0 | 0 | 0 | 0 | 0 | 0 | 0 | 0 | 0 | 0 | 0 | 0 | 0 | 0 | 0 | 0 | 0 | 0 | 0 | 0 | 0 | 0 | 0 | 0 | 0 | 0 | 0 | 0 | 0 | 0 | 0 | 0 | 0 | 0 | 0 | 0 | 0 | 0 | 0 | 0 | 0 | 0 | 0 | 0 | 0 | 0 | 0 | 0 | 0 | 0 | 0 | 0 | 0 | 0 | 0 | 0 | 0 | 0 | 0 | 0 | 0 | 0 | 0 | 0 | 0 | 0 | 0 | 0 | 0 | 0 | 0 | 0 | 0 | 0 | 0 | 0 | 0 | 0 | 0 | 0 | 0 | 0 | 0 | 0 | 0 | 0 | 0 | 0 | 0 | 0 | 0 | 0 | 0 | 0 | 0 | 0 | 0 | 0 | 0 | 0 | 0 | 0 | 0 | 0 | 0 | 0 | 0 | 0 | 0 | 0 | 0 | 0 | 0 | 0 | 0 | 0 | 0 | 0 | 0 | 0 | 0 | 0 | 0 | 0 | 0 | 0 | 0 | 0 | 0 | 0 | 0 | 0 | 0 | 0 | 0 | 0 | 0 | 0 | 0 | 0 | 0 | 0 | 0 | 0 | 0 | 0 | 0 | 0 | 0 | 0 | 0 | 0 | 0 | 0 | 0 | 0 | 0 | 0 | 0 | 0 | 0 | 49.9315 | 50.3863 | 50.9769 | 51.5907 | 52.222 | 52.8546 | 53.4974 | 54.1168 | 54.713 | 55.3281 | 55.8774 | 56.4058 | 56.911 | 57.3949 | 57.8926 | 58.3833 | 58.8796 | 59.3999 | 59.9085 | 60.4061 | 60.8797 | 61.3302 | 61.7582 | 62.1647 | 62.5503 | 62.916 | 44.2499 | 44.6529 | 45.1763 | 45.7203 | 46.2797 | 46.8404 | 47.41 | 47.9589 | 48.4873 | 49.0324 | 49.5192 | 49.9875 | 50.4352 | 50.864 | 51.3051 | 51.7399 | 52.1798 | 52.6409 | 53.0916 | 53.5326 | 53.9523 | 54.3515 | 54.7308 | 55.091 | 55.4328 | 55.7569
WA_Industrial_Other Industrial_Existing_Space Heating_Natural Gas_Space Heating - Heat Recovery Ventilator_A | WA | Industrial | Other Industrial | Existing | Space Heating | Natural Gas | Space Heating - Heat Recovery Ventilator | A | IM661 | None | HRV installed | 15 | 0.013423 | 0 | 0 | 0.28 | 0 | 0 | 0 | 0.139 |  | sqft | 5% | 10% | Retrofit | RetroEven20 | 76.5% | TBD | 0.2% | 2348.1101 |  | 1785.3082 |  | 0.2715 | IL TRM - 4.4.27 - CI-HVC-ERVE-V04-200101 | IL TRM - 4.4.27 - CI-HVC-ERVE-V04-200101 | IL TRM - 4.4.27 - CI-HVC-ERVE-V04-200101 | None | None | None | None | None | None | None | None | None | None | None | None | None | None | None | None | None | None | None | None | None | None | None | None | None | None | None | None | None | None | None | HRV installed | HRV installed | HRV installed | HRV installed | HRV installed | HRV installed | HRV installed | HRV installed | HRV installed | HRV installed | HRV installed | HRV installed | HRV installed | HRV installed | HRV installed | HRV installed | HRV installed | HRV installed | HRV installed | HRV installed | HRV installed | HRV installed | HRV installed | HRV installed | HRV installed | HRV installed | HRV installed | HRV installed | HRV installed | HRV installed | HRV installed | 0.28 | 0.28 | 0.28 | 0.28 | 0.28 | 0.28 | 0.28 | 0.28 | 0.28 | 0.28 | 0.28 | 0.28 | 0.28 | 0.28 | 0.28 | 0.28 | 0.28 | 0.28 | 0.28 | 0.28 | 0.28 | 0.28 | 0.28 | 0.28 | 0.28 | 0.28 | 0.28 | 0.28 | 0.28 | 0.28 | 0.28 | 0 | 0 | 0 | 0 | 0 | 0.013163 | 0.01302 | 0.012836 | 0.012626 | 0.012389 | 0.012127 | 0.011852 | 0.011571 | 0.011273 | 0.010986 | 0.0107 | 0.010437 | 0.010197 | 0.0099743 | 0.0097904 | 0.0096203 | 0.0094632 | 0.0093308 | 0.0092157 | 0.00911 | 0.0090336 | 0.0089671 | 0.0089032 | 0 | 0 | 0 | 0.16092 | 0.15909 | 0.15592 | 0.15345 | 0.15069 | 0.14563 | 0.14194 | 0.13829 | 0.1326 | 0.12972 | 0.12513 | 0.12207 | 0.11866 | 0.11503 | 0.11305 | 0.11062 | 0.10839 | 0.10649 | 0.10482 | 0.10329 | 0 | 0 | 0 | 0 | 0 | 0 | 0.16092 | 0.31827 | 0.46969 | 0.61544 | 0.7546 | 0.88423 | 1.0062 | 1.1206 | 1.2244 | 1.3229 | 1.4136 | 1.5009 | 1.585 | 1.6654 | 1.7478 | 1.828 | 1.9066 | 1.9864 | 2.0667 | 2.1463 | 2.1283 | 2.1126 | 2.0976 | 0 | 0 | 0 | 12225.4866 | 12218.7768 | 12146.7182 | 12153.2853 | 12163.3346 | 12008.8727 | 11976.0564 | 11951.7399 | 11761.9504 | 11806.8579 | 11694.2641 | 11695.7818 | 11636.9164 | 11533.1158 | 11546.7774 | 11499.0287 | 11454.3052 | 11412.5697 | 11373.7862 | 11337.9195 | 0 | 0 | 0 | 0 | 0 | 0 | 12225.4866 | 24444.2633 | 36590.9816 | 48744.2668 | 60907.6014 | 72916.4741 | 84892.5306 | 96844.2704 | 108606.2208 | 120413.0787 | 132107.3429 | 143803.1246 | 155440.041 | 166973.1568 | 178519.9341 | 190018.9628 | 201473.268 | 212885.8377 | 224259.6238 | 235597.5433 | 235597.5433 | 235597.5433 | 235597.5433 | 235597.5433 | 235597.5433 | 235597.5433 | 0.13701 | 0.13571 | 0.13336 | 0.13163 | 0.12969 | 0.12579 | 0.12306 | 0.12035 | 0.11587 | 0.11378 | 0.11019 | 0.10788 | 0.10515 | 0.10219 | 0.10059 | 0.098579 | 0.096719 | 0.095128 | 0.093791 | 0.092579 | 0 | 0 | 0 | 0 | 0 | 0 | 0.13701 | 0.2715 | 0.40172 | 0.52794 | 0.64943 | 0.76375 | 0.8723 | 0.97516 | 1.0699 | 1.1604 | 1.2448 | 1.3264 | 1.4046 | 1.4794 | 1.5552 | 1.629 | 1.7012 | 1.7745 | 1.8493 | 1.9238 | 1.9102 | 1.8986 | 1.8878 | 0 | 0 | 0 | 10391.6636 | 10385.9602 | 10324.7105 | 10330.2925 | 10338.8344 | 10207.5418 | 10179.648 | 10158.9789 | 9997.6578 | 10035.8292 | 9940.1245 | 9941.4145 | 9891.3789 | 9803.1484 | 9814.7608 | 9774.1744 | 9736.1594 | 9700.6842 | 9667.7182 | 9637.2315 | 0 | 0 | 0 | 0 | 0 | 0 | 10391.6636 | 20777.6238 | 31102.3343 | 41432.6268 | 51771.4612 | 61979.003 | 72158.651 | 82317.6299 | 92315.2877 | 102351.1169 | 112291.2414 | 122232.6559 | 132124.0348 | 141927.1832 | 151741.944 | 161516.1184 | 171252.2778 | 180952.962 | 190620.6803 | 200257.9118 | 200257.9118 | 200257.9118 | 200257.9118 | 200257.9118 | 200257.9118 | 200257.9118 | 0 | 0 | 0 | 0 | 0 | 0 | 0 | 0 | 0 | 0 | 0 | 0 | 0 | 0 | 0 | 0 | 0 | 0 | 0 | 0 | 0 | 0 | 0 | 0 | 0 | 0 | 0 | 0 | 0 | 0 | 0 | 0 | 0 | 0 | 0 | 0 | 0 | 0 | 0 | 0 | 0 | 0 | 0 | 0 | 0 | 0 | 0 | 0 | 0 | 0 | 0 | 0 | 0 | 0 | 0 | 0 | 0 | 0 | 0 | 0 | 0 | 0 | 0 | 0 | 0 | 0 | 0 | 0 | 0 | 0 | 0 | 0 | 0 | 0 | 0 | 0 | 0 | 0 | 0 | 0 | 0 | 0 | 0 | 0 | 0 | 0 | 0 | 0 | 0 | 0 | 0 | 0 | 0 | 0 | 0 | 0 | 0 | 0 | 0 | 0 | 0 | 0 | 0 | 0 | 0 | 0 | 0 | 0 | 0 | 0 | 0 | 0 | 0 | 0 | 0 | 0 | 0 | 0 | 0 | 0 | 0 | 0 | 0 | 0 | 0 | 0 | 0 | 0 | 0 | 0 | 0 | 0 | 0 | 0 | 0 | 0 | 0 | 0 | 0 | 0 | 0 | 0 | 0 | 0 | 0 | 0 | 0 | 0 | 0 | 0 | 0 | 0 | 0 | 0 | 0 | 0 | 0 | 0 | 0 | 0 | 0 | 0 | 0 | 0 | 0 | 0 | 0 | 0 | 0 | 0 | 0 | 0 | 0 | 0 | 0 | 0 | 0 | 0 | 0 | 0 | 0 | 0 | 0 | 0 | 0 | 0 | 0 | 0 | 0 | 0 | 0 | 0 | 0 | 0 | 0 | 0 | 0 | 0 | 0 | 0 | 0 | 0 | 0 | 0 | 0 | 0 | 0 | 0 | 2220.3171 | 2231.2246 | 2244.8654 | 2259.4729 | 2274.971 | 2290.9005 | 2307.5071 | 2324.262 | 2341.1918 | 2359.7618 | 2377.1902 | 2394.6649 | 2411.1085 | 2426.6436 | 2441.9756 | 2456.6391 | 2471.8043 | 2485.6553 | 2498.8876 | 2511.6043 | 2523.489 | 2534.5912 | 2544.9584 | 0 | 0 | 0 | 1688.145 | 1696.4381 | 1706.8095 | 1717.9158 | 1729.6993 | 1741.8107 | 1754.4371 | 1767.1761 | 1780.0481 | 1794.1672 | 1807.4183 | 1820.7046 | 1833.207 | 1845.0186 | 1856.6758 | 1867.8247 | 1879.355 | 1889.8861 | 1899.9469 | 1909.6156 | 1918.6518 | 1927.093 | 1934.9754 | 0 | 0 | 0
WA_Industrial_Other Industrial_Existing_Space Heating_Natural Gas_Thermostat - Programmable_A | WA | Industrial | Other Industrial | Existing | Space Heating | Natural Gas | Thermostat - Programmable | A | IM662 | Manual control | Programmable thermostat installed | 11 | 0.0066685 | 0 | 0 | 0.17 | 0.01 | 0 | 0 | 0.0859 |  | sqft | 25% | 40% | Retrofit | RetroEven20 | 76.5% | TBD | 0.2% | 4378.5124 |  | 2724.0299 |  | 0.40448 | IL TRM - 4.4.48 - CI-HVC-THST-V02-210101 | IL TRM - 4.4.48 - CI-HVC-THST-V02-210101 | BEST | Manual control | Manual control | Manual control | Manual control | Manual control | Manual control | Manual control | Manual control | Manual control | Manual control | Manual control | Manual control | Manual control | Manual control | Manual control | Manual control | Manual control | Manual control | Manual control | Manual control | Manual control | Manual control | Manual control | Manual control | Manual control | Manual control | Manual control | Manual control | Manual control | Manual control | Manual control | Programmable thermostat installed | Programmable thermostat installed | Programmable thermostat installed | Programmable thermostat installed | Programmable thermostat installed | Programmable thermostat installed | Programmable thermostat installed | Programmable thermostat installed | Programmable thermostat installed | Programmable thermostat installed | Programmable thermostat installed | Programmable thermostat installed | Programmable thermostat installed | Programmable thermostat installed | Programmable thermostat installed | Programmable thermostat installed | Programmable thermostat installed | Programmable thermostat installed | Programmable thermostat installed | Programmable thermostat installed | Programmable thermostat installed | Programmable thermostat installed | Programmable thermostat installed | Programmable thermostat installed | Programmable thermostat installed | Programmable thermostat installed | Programmable thermostat installed | Programmable thermostat installed | Programmable thermostat installed | Programmable thermostat installed | Programmable thermostat installed | 0.17 | 0.17 | 0.17 | 0.17 | 0.17 | 0.17 | 0.17 | 0.17 | 0.17 | 0.17 | 0.17 | 0.17 | 0.17 | 0.17 | 0.17 | 0.17 | 0.17 | 0.17 | 0.17 | 0.17 | 0.17 | 0.17 | 0.17 | 0.17 | 0.17 | 0.17 | 0.17 | 0.17 | 0.17 | 0.17 | 0.17 | 0 | 0 | 0 | 0 | 0 | 0.0065376 | 0.0064655 | 0.0063727 | 0.006267 | 0.0061482 | 0.0060165 | 0.0058791 | 0.0057384 | 0.0055895 | 0.005446 | 0.0053028 | 0.0051715 | 0.0050513 | 0.0049398 | 0.0048477 | 0.0047624 | 0.0046835 | 0.0046169 | 0.0045589 | 0.0045056 | 0.0044678 | 0.0044348 | 0.0044032 | 0 | 0 | 0 | 0.23977 | 0.237 | 0.23222 | 0.22849 | 0.22435 | 0.21675 | 0.21123 | 0.20575 | 0.19723 | 0.1929 | 0.18604 | 0.18146 | 0.17635 | 0.17091 | 0.16793 | 0.16429 | 0.16094 | 0.15807 | 0.15556 | 0.15325 | 0 | 0 | 0 | 0 | 0 | 0 | 0.23977 | 0.47413 | 0.69955 | 0.91643 | 1.1234 | 1.3161 | 1.4973 | 1.6672 | 1.8211 | 1.9673 | 2.1016 | 2.231 | 2.3555 | 2.4744 | 2.5962 | 2.7148 | 2.8308 | 2.9486 | 3.0672 | 3.1845 | 3.1578 | 3.1345 | 3.1121 | 0 | 0 | 0 | 36676.4597 | 36656.3303 | 36440.1547 | 36459.8558 | 36490.0037 | 36026.6182 | 35928.1693 | 35855.2197 | 35285.8511 | 35420.5737 | 35082.7924 | 35087.3453 | 34910.7491 | 34599.3473 | 34640.3321 | 34497.0861 | 34362.9155 | 34237.7091 | 34121.3585 | 34013.7584 | 0 | 0 | 0 | 0 | 0 | 0 | 36676.4597 | 73332.79 | 109772.9447 | 146232.8004 | 182722.8042 | 218749.4224 | 254677.5917 | 290532.8113 | 325818.6625 | 361239.2362 | 396322.0286 | 431409.3738 | 466320.123 | 500919.4703 | 535559.8024 | 570056.8885 | 604419.8039 | 638657.513 | 672778.8715 | 706792.6299 | 706792.6299 | 706792.6299 | 706792.6299 | 706792.6299 | 706792.6299 | 706792.6299 | 0.20416 | 0.20218 | 0.19864 | 0.19603 | 0.19311 | 0.18726 | 0.18316 | 0.17909 | 0.17239 | 0.16926 | 0.16389 | 0.16042 | 0.15634 | 0.15189 | 0.14949 | 0.14648 | 0.14368 | 0.14129 | 0.13928 | 0.13746 | 0 | 0 | 0 | 0 | 0 | 0 | 0.20416 | 0.40448 | 0.59838 | 0.78624 | 0.967 | 1.137 | 1.2984 | 1.4512 | 1.5918 | 1.7262 | 1.8514 | 1.9725 | 2.0883 | 2.1991 | 2.3112 | 2.4205 | 2.5273 | 2.6357 | 2.7463 | 2.8563 | 2.8362 | 2.8189 | 2.8028 | 0 | 0 | 0 | 31174.9907 | 31157.8807 | 30974.1315 | 30990.8774 | 31016.5032 | 30622.6255 | 30538.9439 | 30476.9367 | 29992.9735 | 30107.4877 | 29820.3735 | 29824.2435 | 29674.1368 | 29409.4452 | 29444.2823 | 29322.5232 | 29208.4782 | 29102.0527 | 29003.1547 | 28911.6946 | 0 | 0 | 0 | 0 | 0 | 0 | 31174.9907 | 62332.8715 | 93307.003 | 124297.8804 | 155314.3835 | 185937.009 | 216475.9529 | 246952.8896 | 276945.8631 | 307053.3508 | 336873.7243 | 366697.9678 | 396372.1045 | 425781.5497 | 455225.832 | 484548.3552 | 513756.8334 | 542858.886 | 571862.0408 | 600773.7354 | 600773.7354 | 600773.7354 | 600773.7354 | 600773.7354 | 600773.7354 | 600773.7354 | 0 | 0 | 0 | 0 | 0 | 0 | 0 | 0 | 0 | 0 | 0 | 0 | 0 | 0 | 0 | 0 | 0 | 0 | 0 | 0 | 0 | 0 | 0 | 0 | 0 | 0 | 0 | 0 | 0 | 0 | 0 | 0 | 0 | 0 | 0 | 0 | 0 | 0 | 0 | 0 | 0 | 0 | 0 | 0 | 0 | 0 | 0 | 0 | 0 | 0 | 0 | 0 | 0 | 0 | 0 | 0 | 0 | 0 | 0 | 0 | 0 | 0 | 0 | 0 | 0 | 0 | 0 | 0 | 0 | 0 | 0 | 0 | 0 | 0 | 0 | 0 | 0 | 0 | 0 | 0 | 0 | 0 | 0 | 0 | 0 | 0 | 0 | 0 | 0 | 0 | 0 | 0 | 0 | 0 | 0 | 0 | 0 | 0 | 0 | 0 | 0 | 0 | 0 | 0 | 0 | 0 | 0 | 0 | 0 | 0 | 0 | 0 | 0 | 0 | 0 | 0 | 0 | 0 | 0 | 0 | 0 | 0 | 0 | 0 | 0 | 0 | 0 | 0 | 0 | 0 | 0 | 0 | 0 | 0 | 0 | 0 | 0 | 0 | 0 | 0 | 0 | 0 | 0 | 0 | 0 | 0 | 0 | 0 | 0 | 0 | 0 | 0 | 0 | 0 | 0 | 0 | 0 | 0 | 0 | 0 | 0 | 0 | 0 | 0 | 0 | 0 | 0 | 0 | 0 | 0 | 0 | 0 | 0 | 0 | 0 | 0 | 0 | 0 | 0 | 0 | 0 | 0 | 0 | 0 | 0 | 0 | 0 | 0 | 0 | 0 | 0 | 0 | 0 | 0 | 0 | 0 | 0 | 0 | 0 | 0 | 0 | 0 | 0 | 0 | 0 | 0 | 0 | 0 | 4140.2172 | 4160.5564 | 4185.9923 | 4213.231 | 4242.1302 | 4271.8338 | 4302.8002 | 4334.043 | 4365.6118 | 4400.2394 | 4432.7379 | 4465.3229 | 4495.9852 | 4524.9535 | 4553.5431 | 4580.8861 | 4609.1645 | 4634.9924 | 4659.6667 | 4683.3794 | 4705.5407 | 4726.243 | 4745.5748 | 0 | 0 | 0 | 2575.7778 | 2588.4316 | 2604.2562 | 2621.2023 | 2639.1816 | 2657.6612 | 2676.9265 | 2696.3638 | 2716.0039 | 2737.547 | 2757.7655 | 2778.0378 | 2797.1139 | 2815.1361 | 2832.9227 | 2849.9338 | 2867.5268 | 2883.5952 | 2898.946 | 2913.6986 | 2927.4859 | 2940.3655 | 2952.3925 | 0 | 0 | 0
WA_Industrial_Other Industrial_Existing_Space Heating_Natural Gas_ENERGY STAR Connected Thermostat_A | WA | Industrial | Other Industrial | Existing | Space Heating | Natural Gas | ENERGY STAR Connected Thermostat | A | IM663 | Manual control | Wi-Fi/interactive thermostat installed | 5 | 0.015698 | 0 | 0 | 0.39 | 0.01 | 0 | 0 | 0.1927 |  | sqft | 5% | 20% | Retrofit | RetroEven20 | 76.5% | TBD | 0.2% | 6409.0444 |  | 5085.6741 |  | 0.95026 | ComConnectedThermostats_v1_1 | ComConnectedThermostats_v1_1 | ComConnectedThermostats_v1_1 | Manual control | Manual control | Manual control | Manual control | Manual control | Manual control | Manual control | Manual control | Manual control | Manual control | Manual control | Manual control | Manual control | Manual control | Manual control | Manual control | Manual control | Manual control | Manual control | Manual control | Manual control | Manual control | Manual control | Manual control | Manual control | Manual control | Manual control | Manual control | Manual control | Manual control | Manual control | Wi-Fi/interactive thermostat installed | Wi-Fi/interactive thermostat installed | Wi-Fi/interactive thermostat installed | Wi-Fi/interactive thermostat installed | Wi-Fi/interactive thermostat installed | Wi-Fi/interactive thermostat installed | Wi-Fi/interactive thermostat installed | Wi-Fi/interactive thermostat installed | Wi-Fi/interactive thermostat installed | Wi-Fi/interactive thermostat installed | Wi-Fi/interactive thermostat installed | Wi-Fi/interactive thermostat installed | Wi-Fi/interactive thermostat installed | Wi-Fi/interactive thermostat installed | Wi-Fi/interactive thermostat installed | Wi-Fi/interactive thermostat installed | Wi-Fi/interactive thermostat installed | Wi-Fi/interactive thermostat installed | Wi-Fi/interactive thermostat installed | Wi-Fi/interactive thermostat installed | Wi-Fi/interactive thermostat installed | Wi-Fi/interactive thermostat installed | Wi-Fi/interactive thermostat installed | Wi-Fi/interactive thermostat installed | Wi-Fi/interactive thermostat installed | Wi-Fi/interactive thermostat installed | Wi-Fi/interactive thermostat installed | Wi-Fi/interactive thermostat installed | Wi-Fi/interactive thermostat installed | Wi-Fi/interactive thermostat installed | Wi-Fi/interactive thermostat installed | 0.39 | 0.39 | 0.39 | 0.39 | 0.39 | 0.39 | 0.39 | 0.39 | 0.39 | 0.39 | 0.39 | 0.39 | 0.39 | 0.39 | 0.39 | 0.39 | 0.39 | 0.39 | 0.39 | 0.39 | 0.39 | 0.39 | 0.39 | 0.39 | 0.39 | 0.39 | 0.39 | 0.39 | 0.39 | 0.39 | 0.39 | 0 | 0 | 0 | 0 | 0 | 0.015372 | 0.015184 | 0.014947 | 0.014677 | 0.014376 | 0.014041 | 0.01369 | 0.013329 | 0.012944 | 0.012574 | 0.0122 | 0.011857 | 0.011539 | 0.011244 | 0.011001 | 0.010776 | 0.010571 | 0.010399 | 0.01025 | 0.010114 | 0.010027 | 0.0099522 | 0.00988 | 0 | 0 | 0 | 0.56379 | 0.5566 | 0.54466 | 0.53514 | 0.52458 | 0.50583 | 0.49186 | 0.47792 | 0.45675 | 0.44538 | 0.42802 | 0.41603 | 0.40285 | 0.38902 | 0.38106 | 0.37173 | 0.36324 | 0.35602 | 0.34973 | 0.344 | 0 | 0 | 0 | 0 | 0 | 0 | 0.56379 | 1.1135 | 1.6407 | 2.1463 | 2.6268 | 3.0714 | 3.4866 | 3.8726 | 4.2175 | 4.5422 | 4.8352 | 5.1152 | 5.3811 | 5.6322 | 5.8915 | 6.1428 | 6.3892 | 6.6411 | 6.8957 | 7.1482 | 7.0873 | 7.0341 | 6.9831 | 0 | 0 | 0 | 36676.4597 | 36656.3303 | 36440.1547 | 36459.8558 | 36490.0037 | 36026.6182 | 35928.1693 | 35855.2197 | 35285.8511 | 35420.5737 | 35082.7924 | 35087.3453 | 34910.7491 | 34599.3473 | 34640.3321 | 34497.0861 | 34362.9155 | 34237.7091 | 34121.3585 | 34013.7584 | 0 | 0 | 0 | 0 | 0 | 0 | 36676.4597 | 73332.79 | 109772.9447 | 146232.8004 | 182722.8042 | 218749.4224 | 254677.5917 | 290532.8113 | 325818.6625 | 361239.2362 | 396322.0286 | 431409.3738 | 466320.123 | 500919.4703 | 535559.8024 | 570056.8885 | 604419.8039 | 638657.513 | 672778.8715 | 706792.6299 | 706792.6299 | 706792.6299 | 706792.6299 | 706792.6299 | 706792.6299 | 706792.6299 | 0.48013 | 0.475 | 0.46615 | 0.45947 | 0.45199 | 0.43757 | 0.42721 | 0.41684 | 0.40022 | 0.39193 | 0.37837 | 0.36927 | 0.35876 | 0.34749 | 0.34111 | 0.33342 | 0.32637 | 0.32036 | 0.31532 | 0.31076 | 0 | 0 | 0 | 0 | 0 | 0 | 0.48013 | 0.95026 | 1.4042 | 1.8428 | 2.2634 | 2.6569 | 3.0283 | 3.3776 | 3.6955 | 3.9971 | 4.2743 | 4.5403 | 4.7921 | 5.0309 | 5.2738 | 5.5096 | 5.7406 | 5.9759 | 6.2172 | 6.4576 | 6.4114 | 6.3717 | 6.3347 | 0 | 0 | 0 | 31174.9907 | 31157.8807 | 30974.1315 | 30990.8774 | 31016.5032 | 30622.6255 | 30538.9439 | 30476.9367 | 29992.9735 | 30107.4877 | 29820.3735 | 29824.2435 | 29674.1368 | 29409.4452 | 29444.2823 | 29322.5232 | 29208.4782 | 29102.0527 | 29003.1547 | 28911.6946 | 0 | 0 | 0 | 0 | 0 | 0 | 31174.9907 | 62332.8715 | 93307.003 | 124297.8804 | 155314.3835 | 185937.009 | 216475.9529 | 246952.8896 | 276945.8631 | 307053.3508 | 336873.7243 | 366697.9678 | 396372.1045 | 425781.5497 | 455225.832 | 484548.3552 | 513756.8334 | 542858.886 | 571862.0408 | 600773.7354 | 600773.7354 | 600773.7354 | 600773.7354 | 600773.7354 | 600773.7354 | 600773.7354 | 0 | 0 | 0 | 0 | 0 | 0 | 0 | 0 | 0 | 0 | 0 | 0 | 0 | 0 | 0 | 0 | 0 | 0 | 0 | 0 | 0 | 0 | 0 | 0 | 0 | 0 | 0 | 0 | 0 | 0 | 0 | 0 | 0 | 0 | 0 | 0 | 0 | 0 | 0 | 0 | 0 | 0 | 0 | 0 | 0 | 0 | 0 | 0 | 0 | 0 | 0 | 0 | 0 | 0 | 0 | 0 | 0 | 0 | 0 | 0 | 0 | 0 | 0 | 0 | 0 | 0 | 0 | 0 | 0 | 0 | 0 | 0 | 0 | 0 | 0 | 0 | 0 | 0 | 0 | 0 | 0 | 0 | 0 | 0 | 0 | 0 | 0 | 0 | 0 | 0 | 0 | 0 | 0 | 0 | 0 | 0 | 0 | 0 | 0 | 0 | 0 | 0 | 0 | 0 | 0 | 0 | 0 | 0 | 0 | 0 | 0 | 0 | 0 | 0 | 0 | 0 | 0 | 0 | 0 | 0 | 0 | 0 | 0 | 0 | 0 | 0 | 0 | 0 | 0 | 0 | 0 | 0 | 0 | 0 | 0 | 0 | 0 | 0 | 0 | 0 | 0 | 0 | 0 | 0 | 0 | 0 | 0 | 0 | 0 | 0 | 0 | 0 | 0 | 0 | 0 | 0 | 0 | 0 | 0 | 0 | 0 | 0 | 0 | 0 | 0 | 0 | 0 | 0 | 0 | 0 | 0 | 0 | 0 | 0 | 0 | 0 | 0 | 0 | 0 | 0 | 0 | 0 | 0 | 0 | 0 | 0 | 0 | 0 | 0 | 0 | 0 | 0 | 0 | 0 | 0 | 0 | 0 | 0 | 0 | 0 | 0 | 0 | 0 | 0 | 0 | 0 | 0 | 0 | 6060.2399 | 6090.0114 | 6127.2432 | 6167.1138 | 6209.415 | 6252.8936 | 6298.2207 | 6343.9523 | 6390.1611 | 6440.8472 | 6488.417 | 6536.1132 | 6580.9952 | 6623.3975 | 6665.2454 | 6705.2687 | 6746.6612 | 6784.4668 | 6820.5838 | 6855.2933 | 6887.7319 | 6918.0348 | 6946.3317 | 0 | 0 | 0 | 4808.8924 | 4832.5165 | 4862.0605 | 4893.6984 | 4927.2651 | 4961.766 | 4997.7337 | 5034.0225 | 5070.6899 | 5110.91 | 5148.6574 | 5186.505 | 5222.1196 | 5255.7664 | 5288.9734 | 5320.7325 | 5353.5781 | 5383.5774 | 5412.2368 | 5439.7793 | 5465.5198 | 5489.5657 | 5512.0197 | 0 | 0 | 0
WA_Industrial_Other Industrial_Existing_Space Heating_Natural Gas_Destratification Fans (HVLS)_A | WA | Industrial | Other Industrial | Existing | Space Heating | Natural Gas | Destratification Fans (HVLS) | A | IM664 | None/Standard ventilation | Fans installed | 10 | 0.015698 | 0 | 0 | 0.6 | 0.01 | 0 | 0 | 0.2991 |  | sqft | 15% | 30% | Retrofit | RetroEven20 | 76.5% | TBD | 0.2% | 6229.1369 |  | 4392.383 |  | 0.95162 | IL TRM - 4.4.34 - CI-HVC-DSFN-V05-210101 | IL TRM - 4.4.34 - CI-HVC-DSFN-V05-210101 | IL TRM - 4.4.34 - CI-HVC-DSFN-V05-210101 | None/Standard ventilation | None/Standard ventilation | None/Standard ventilation | None/Standard ventilation | None/Standard ventilation | None/Standard ventilation | None/Standard ventilation | None/Standard ventilation | None/Standard ventilation | None/Standard ventilation | None/Standard ventilation | None/Standard ventilation | None/Standard ventilation | None/Standard ventilation | None/Standard ventilation | None/Standard ventilation | None/Standard ventilation | None/Standard ventilation | None/Standard ventilation | None/Standard ventilation | None/Standard ventilation | None/Standard ventilation | None/Standard ventilation | None/Standard ventilation | None/Standard ventilation | None/Standard ventilation | None/Standard ventilation | None/Standard ventilation | None/Standard ventilation | None/Standard ventilation | None/Standard ventilation | Fans installed | Fans installed | Fans installed | Fans installed | Fans installed | Fans installed | Fans installed | Fans installed | Fans installed | Fans installed | Fans installed | Fans installed | Fans installed | Fans installed | Fans installed | Fans installed | Fans installed | Fans installed | Fans installed | Fans installed | Fans installed | Fans installed | Fans installed | Fans installed | Fans installed | Fans installed | Fans installed | Fans installed | Fans installed | Fans installed | Fans installed | 0.6 | 0.6 | 0.6 | 0.6 | 0.6 | 0.6 | 0.6 | 0.6 | 0.6 | 0.6 | 0.6 | 0.6 | 0.6 | 0.6 | 0.6 | 0.6 | 0.6 | 0.6 | 0.6 | 0.6 | 0.6 | 0.6 | 0.6 | 0.6 | 0.6 | 0.6 | 0.6 | 0.6 | 0.6 | 0.6 | 0.6 | 0 | 0 | 0 | 0 | 0 | 0.015384 | 0.01521 | 0.014987 | 0.014733 | 0.014449 | 0.014134 | 0.013807 | 0.013472 | 0.013117 | 0.012776 | 0.012436 | 0.012124 | 0.011838 | 0.011572 | 0.011353 | 0.011149 | 0.010961 | 0.010801 | 0.010662 | 0.010534 | 0.010445 | 0.010368 | 0.010294 | 0 | 0 | 0 | 0.56425 | 0.55754 | 0.54611 | 0.53716 | 0.52724 | 0.50921 | 0.49605 | 0.48302 | 0.46284 | 0.45254 | 0.43628 | 0.42539 | 0.41327 | 0.40039 | 0.39327 | 0.38462 | 0.37665 | 0.36981 | 0.36381 | 0.35829 | 0 | 0 | 0 | 0 | 0 | 0 | 0.56425 | 1.1154 | 1.6451 | 2.1544 | 2.6401 | 3.0919 | 3.5163 | 3.9139 | 4.2737 | 4.6152 | 4.9285 | 5.2303 | 5.5203 | 5.7967 | 6.0802 | 6.3557 | 6.625 | 6.8984 | 7.1733 | 7.4452 | 7.3826 | 7.328 | 7.2756 | 0 | 0 | 0 | 36676.4597 | 36656.3303 | 36440.1547 | 36459.8558 | 36490.0037 | 36026.6182 | 35928.1693 | 35855.2197 | 35285.8511 | 35420.5737 | 35082.7924 | 35087.3453 | 34910.7491 | 34599.3473 | 34640.3321 | 34497.0861 | 34362.9155 | 34237.7091 | 34121.3585 | 34013.7584 | 0 | 0 | 0 | 0 | 0 | 0 | 36676.4597 | 73332.79 | 109772.9447 | 146232.8004 | 182722.8042 | 218749.4224 | 254677.5917 | 290532.8113 | 325818.6625 | 361239.2362 | 396322.0286 | 431409.3738 | 466320.123 | 500919.4703 | 535559.8024 | 570056.8885 | 604419.8039 | 638657.513 | 672778.8715 | 706792.6299 | 706792.6299 | 706792.6299 | 706792.6299 | 706792.6299 | 706792.6299 | 706792.6299 | 0.48046 | 0.47568 | 0.4672 | 0.46094 | 0.45394 | 0.44005 | 0.4303 | 0.42062 | 0.40475 | 0.39728 | 0.38456 | 0.37632 | 0.36662 | 0.35609 | 0.35037 | 0.3432 | 0.33656 | 0.33087 | 0.32606 | 0.32169 | 0 | 0 | 0 | 0 | 0 | 0 | 0.48046 | 0.95162 | 1.4074 | 1.8487 | 2.2731 | 2.6719 | 3.0502 | 3.4082 | 3.7373 | 4.0516 | 4.3442 | 4.627 | 4.8971 | 5.1554 | 5.4169 | 5.6714 | 5.9199 | 6.1719 | 6.4291 | 6.6846 | 6.6375 | 6.597 | 6.5592 | 0 | 0 | 0 | 31174.9907 | 31157.8807 | 30974.1315 | 30990.8774 | 31016.5032 | 30622.6255 | 30538.9439 | 30476.9367 | 29992.9735 | 30107.4877 | 29820.3735 | 29824.2435 | 29674.1368 | 29409.4452 | 29444.2823 | 29322.5232 | 29208.4782 | 29102.0527 | 29003.1547 | 28911.6946 | 0 | 0 | 0 | 0 | 0 | 0 | 31174.9907 | 62332.8715 | 93307.003 | 124297.8804 | 155314.3835 | 185937.009 | 216475.9529 | 246952.8896 | 276945.8631 | 307053.3508 | 336873.7243 | 366697.9678 | 396372.1045 | 425781.5497 | 455225.832 | 484548.3552 | 513756.8334 | 542858.886 | 571862.0408 | 600773.7354 | 600773.7354 | 600773.7354 | 600773.7354 | 600773.7354 | 600773.7354 | 600773.7354 | 0 | 0 | 0 | 0 | 0 | 0 | 0 | 0 | 0 | 0 | 0 | 0 | 0 | 0 | 0 | 0 | 0 | 0 | 0 | 0 | 0 | 0 | 0 | 0 | 0 | 0 | 0 | 0 | 0 | 0 | 0 | 0 | 0 | 0 | 0 | 0 | 0 | 0 | 0 | 0 | 0 | 0 | 0 | 0 | 0 | 0 | 0 | 0 | 0 | 0 | 0 | 0 | 0 | 0 | 0 | 0 | 0 | 0 | 0 | 0 | 0 | 0 | 0 | 0 | 0 | 0 | 0 | 0 | 0 | 0 | 0 | 0 | 0 | 0 | 0 | 0 | 0 | 0 | 0 | 0 | 0 | 0 | 0 | 0 | 0 | 0 | 0 | 0 | 0 | 0 | 0 | 0 | 0 | 0 | 0 | 0 | 0 | 0 | 0 | 0 | 0 | 0 | 0 | 0 | 0 | 0 | 0 | 0 | 0 | 0 | 0 | 0 | 0 | 0 | 0 | 0 | 0 | 0 | 0 | 0 | 0 | 0 | 0 | 0 | 0 | 0 | 0 | 0 | 0 | 0 | 0 | 0 | 0 | 0 | 0 | 0 | 0 | 0 | 0 | 0 | 0 | 0 | 0 | 0 | 0 | 0 | 0 | 0 | 0 | 0 | 0 | 0 | 0 | 0 | 0 | 0 | 0 | 0 | 0 | 0 | 0 | 0 | 0 | 0 | 0 | 0 | 0 | 0 | 0 | 0 | 0 | 0 | 0 | 0 | 0 | 0 | 0 | 0 | 0 | 0 | 0 | 0 | 0 | 0 | 0 | 0 | 0 | 0 | 0 | 0 | 0 | 0 | 0 | 0 | 0 | 0 | 0 | 0 | 0 | 0 | 0 | 0 | 0 | 0 | 0 | 0 | 0 | 0 | 5890.1236 | 5919.0594 | 5955.246 | 5993.9974 | 6035.1112 | 6077.3693 | 6121.424 | 6165.8719 | 6210.7836 | 6260.0469 | 6306.2814 | 6352.6386 | 6396.2608 | 6437.4728 | 6478.146 | 6517.0458 | 6557.2764 | 6594.0207 | 6629.124 | 6662.8591 | 6694.3871 | 6723.8394 | 6751.342 | 0 | 0 | 0 | 4153.3329 | 4173.7365 | 4199.253 | 4226.578 | 4255.5687 | 4285.3664 | 4316.4309 | 4347.7727 | 4379.4415 | 4414.1788 | 4446.7803 | 4479.4685 | 4510.228 | 4539.288 | 4567.9682 | 4595.3978 | 4623.7658 | 4649.6755 | 4674.428 | 4698.2158 | 4720.4473 | 4741.2152 | 4760.6082 | 0 | 0 | 0
WA_Industrial_Other Industrial_Existing_Space Heating_Natural Gas_Gas Boiler - Insulate Steam Lines/Condensate Tank_A | WA | Industrial | Other Industrial | Existing | Space Heating | Natural Gas | Gas Boiler - Insulate Steam Lines/Condensate Tank | A | IM665 | No insulation | Lines and condenstate tank insulated | 20 | 22.2452 | 0 | 0 | 145.83 | 0 | 0 | 0 | 72.9162 |  | employee | 30% | 35% | Retrofit | RetroEven20 | 76.5% | TBD | 0.2% | 353.6415 |  | 258.5154 |  | 0.07649 | PGE Workpaper - SWWH017-01 | PGE Workpaper - SWWH017-01 | PGE Workpaper - SWWH017-01 | No insulation | No insulation | No insulation | No insulation | No insulation | No insulation | No insulation | No insulation | No insulation | No insulation | No insulation | No insulation | No insulation | No insulation | No insulation | No insulation | No insulation | No insulation | No insulation | No insulation | No insulation | No insulation | No insulation | No insulation | No insulation | No insulation | No insulation | No insulation | No insulation | No insulation | No insulation | Lines and condenstate tank insulated | Lines and condenstate tank insulated | Lines and condenstate tank insulated | Lines and condenstate tank insulated | Lines and condenstate tank insulated | Lines and condenstate tank insulated | Lines and condenstate tank insulated | Lines and condenstate tank insulated | Lines and condenstate tank insulated | Lines and condenstate tank insulated | Lines and condenstate tank insulated | Lines and condenstate tank insulated | Lines and condenstate tank insulated | Lines and condenstate tank insulated | Lines and condenstate tank insulated | Lines and condenstate tank insulated | Lines and condenstate tank insulated | Lines and condenstate tank insulated | Lines and condenstate tank insulated | Lines and condenstate tank insulated | Lines and condenstate tank insulated | Lines and condenstate tank insulated | Lines and condenstate tank insulated | Lines and condenstate tank insulated | Lines and condenstate tank insulated | Lines and condenstate tank insulated | Lines and condenstate tank insulated | Lines and condenstate tank insulated | Lines and condenstate tank insulated | Lines and condenstate tank insulated | Lines and condenstate tank insulated | 145.83 | 145.83 | 145.83 | 145.83 | 145.83 | 145.83 | 145.83 | 145.83 | 145.83 | 145.83 | 145.83 | 145.83 | 145.83 | 145.83 | 145.83 | 145.83 | 145.83 | 145.83 | 145.83 | 145.83 | 145.83 | 145.83 | 145.83 | 145.83 | 145.83 | 145.83 | 145.83 | 145.83 | 145.83 | 145.83 | 145.83 | 0 | 0 | 0 | 0 | 0 | 21.78 | 21.547 | 21.2927 | 21.0241 | 20.7392 | 20.4356 | 20.1197 | 19.7876 | 19.4248 | 19.0488 | 18.6627 | 18.2857 | 17.9257 | 17.578 | 17.2727 | 16.987 | 16.7161 | 16.4795 | 16.2664 | 16.0646 | 15.9156 | 15.7863 | 15.6636 | 18.8794 | 18.8018 | 18.731 | 0.045353 | 0.044843 | 0.044053 | 0.04352 | 0.042966 | 0.0418 | 0.041041 | 0.040282 | 0.038915 | 0.038308 | 0.037173 | 0.036427 | 0.03553 | 0.03453 | 0.033971 | 0.033271 | 0.032613 | 0.032034 | 0.031512 | 0.031023 | 0 | 0 | 0 | 0 | 0 | 0 | 0.045353 | 0.089711 | 0.13271 | 0.17455 | 0.21515 | 0.2538 | 0.29092 | 0.3264 | 0.35933 | 0.39068 | 0.41994 | 0.44788 | 0.47459 | 0.49992 | 0.52521 | 0.54979 | 0.57363 | 0.59755 | 0.62133 | 0.64465 | 0.63867 | 0.63348 | 0.62856 | 0 | 0 | 0 | 2.0823 | 2.0812 | 2.0689 | 2.07 | 2.0717 | 2.0454 | 2.0398 | 2.0357 | 2.0034 | 2.011 | 1.9918 | 1.9921 | 1.9821 | 1.9644 | 1.9667 | 1.9586 | 1.951 | 1.9439 | 1.9373 | 1.9311 | 0 | 0 | 0 | 0 | 0 | 0 | 2.0823 | 4.1635 | 6.2324 | 8.3024 | 10.3742 | 12.4196 | 14.4595 | 16.4952 | 18.4985 | 20.5096 | 22.5014 | 24.4935 | 26.4756 | 28.44 | 30.4067 | 32.3653 | 34.3163 | 36.2601 | 38.1974 | 40.1285 | 40.1285 | 40.1285 | 40.1285 | 40.1285 | 40.1285 | 40.1285 | 0.038609 | 0.038235 | 0.037642 | 0.037274 | 0.03689 | 0.035983 | 0.035424 | 0.034863 | 0.033783 | 0.033355 | 0.03247 | 0.031912 | 0.031196 | 0.03038 | 0.029932 | 0.029353 | 0.028807 | 0.028326 | 0.027909 | 0.027521 | 0 | 0 | 0 | 0 | 0 | 0 | 0.038609 | 0.07649 | 0.11339 | 0.1495 | 0.18472 | 0.21848 | 0.2511 | 0.28249 | 0.31195 | 0.34017 | 0.3668 | 0.39237 | 0.4167 | 0.43984 | 0.46276 | 0.48506 | 0.5067 | 0.52838 | 0.55029 | 0.57188 | 0.56733 | 0.56343 | 0.55984 | 0 | 0 | 0 | 1.77 | 1.769 | 1.7586 | 1.7595 | 1.761 | 1.7386 | 1.7339 | 1.7303 | 1.7029 | 1.7094 | 1.6931 | 1.6933 | 1.6848 | 1.6697 | 1.6717 | 1.6648 | 1.6583 | 1.6523 | 1.6467 | 1.6415 | 0 | 0 | 0 | 0 | 0 | 0 | 1.77 | 3.539 | 5.2976 | 7.0571 | 8.8181 | 10.5567 | 12.2905 | 14.0209 | 15.7238 | 17.4331 | 19.1262 | 20.8195 | 22.5042 | 24.174 | 25.8457 | 27.5105 | 29.1688 | 30.8211 | 32.4678 | 34.1093 | 34.1093 | 34.1093 | 34.1093 | 34.1093 | 34.1093 | 34.1093 | 0.038629 | 0.03828 | 0.037716 | 0.037377 | 0.037024 | 0.036147 | 0.035618 | 0.035087 | 0.034036 | 0.033637 | 0.032778 | 0.032247 | 0.031556 | 0.030764 | 0.03034 | 0.029785 | 0.029263 | 0.028806 | 0.028394 | 0.02801 | 0 | 0 | 0 | 0 | 0 | 0 | 0.038629 | 0.076581 | 0.11361 | 0.14991 | 0.18539 | 0.21948 | 0.25248 | 0.28431 | 0.31427 | 0.34305 | 0.37029 | 0.39649 | 0.42151 | 0.44539 | 0.46907 | 0.49219 | 0.51472 | 0.53734 | 0.55985 | 0.58203 | 0.57748 | 0.57357 | 0.56996 | 0 | 0 | 0 | 1.77 | 1.769 | 1.7586 | 1.7595 | 1.761 | 1.7386 | 1.7339 | 1.7303 | 1.7029 | 1.7094 | 1.6931 | 1.6933 | 1.6848 | 1.6697 | 1.6717 | 1.6648 | 1.6583 | 1.6523 | 1.6467 | 1.6415 | 0 | 0 | 0 | 0 | 0 | 0 | 1.77 | 3.539 | 5.2976 | 7.0571 | 8.8181 | 10.5567 | 12.2905 | 14.0209 | 15.7238 | 17.4331 | 19.1262 | 20.8195 | 22.5042 | 24.174 | 25.8457 | 27.5105 | 29.1688 | 30.8211 | 32.4678 | 34.1093 | 34.1093 | 34.1093 | 34.1093 | 34.1093 | 34.1093 | 34.1093 | 0.038618 | 0.038244 | 0.037652 | 0.037283 | 0.036899 | 0.035992 | 0.035433 | 0.034872 | 0.033792 | 0.033363 | 0.032478 | 0.03192 | 0.031204 | 0.030388 | 0.029939 | 0.029361 | 0.028814 | 0.028333 | 0.027916 | 0.027528 | 0 | 0 | 0 | 0 | 0 | 0 | 0.038618 | 0.07651 | 0.11342 | 0.14954 | 0.18477 | 0.21854 | 0.25117 | 0.28256 | 0.31203 | 0.34026 | 0.36689 | 0.39247 | 0.41681 | 0.43995 | 0.46288 | 0.48518 | 0.50683 | 0.52852 | 0.55044 | 0.57203 | 0.56735 | 0.56344 | 0.55985 | 0 | 0 | 0 | 1.77 | 1.769 | 1.7586 | 1.7595 | 1.761 | 1.7386 | 1.7339 | 1.7303 | 1.7029 | 1.7094 | 1.6931 | 1.6933 | 1.6848 | 1.6697 | 1.6717 | 1.6648 | 1.6583 | 1.6523 | 1.6467 | 1.6415 | 0 | 0 | 0 | 0 | 0 | 0 | 1.77 | 3.539 | 5.2976 | 7.0571 | 8.8181 | 10.5567 | 12.2905 | 14.0209 | 15.7238 | 17.4331 | 19.1262 | 20.8195 | 22.5042 | 24.174 | 25.8457 | 27.5105 | 29.1688 | 30.8211 | 32.4678 | 34.1093 | 34.1093 | 34.1093 | 34.1093 | 34.1093 | 34.1093 | 34.1093 | 342.6248 | 343.9408 | 345.2585 | 346.5934 | 347.9349 | 349.2486 | 350.559 | 351.8652 | 353.166 | 354.5535 | 355.8365 | 357.1142 | 358.38 | 359.6359 | 360.9034 | 362.1361 | 363.428 | 364.684 | 365.9088 | 367.1498 | 368.2896 | 369.3359 | 370.296 | 371.1766 | 371.984 | 372.7239 | 250.462 | 251.424 | 252.3873 | 253.3632 | 254.3438 | 255.3041 | 256.2621 | 257.2169 | 258.1678 | 259.182 | 260.1199 | 261.054 | 261.9792 | 262.8973 | 263.8239 | 264.725 | 265.6694 | 266.5875 | 267.4829 | 268.39 | 269.2232 | 269.9881 | 270.69 | 271.3337 | 271.9239 | 272.4648
WA_Industrial_Other Industrial_Existing_Process_Natural Gas_Gas Boiler - Insulate Steam Lines/Condensate Tank_A | WA | Industrial | Other Industrial | Existing | Process | Natural Gas | Gas Boiler - Insulate Steam Lines/Condensate Tank | A | IM666 | No insulation | Lines and condenstate tank insulated | 20 | 16.8499 | 0 | 0 | 145.83 | 0 | 0 | 0 | 72.9162 |  | sqft | 30% | 35% | Retrofit | RetroEven20 | 76.5% | TBD | 0.2% | 353.6415 |  | 258.5154 |  | 0.85909 | PGE Workpaper - SWWH017-01 | PGE Workpaper - SWWH017-01 | PGE Workpaper - SWWH017-01 | No insulation | No insulation | No insulation | No insulation | No insulation | No insulation | No insulation | No insulation | No insulation | No insulation | No insulation | No insulation | No insulation | No insulation | No insulation | No insulation | No insulation | No insulation | No insulation | No insulation | No insulation | No insulation | No insulation | No insulation | No insulation | No insulation | No insulation | No insulation | No insulation | No insulation | No insulation | Lines and condenstate tank insulated | Lines and condenstate tank insulated | Lines and condenstate tank insulated | Lines and condenstate tank insulated | Lines and condenstate tank insulated | Lines and condenstate tank insulated | Lines and condenstate tank insulated | Lines and condenstate tank insulated | Lines and condenstate tank insulated | Lines and condenstate tank insulated | Lines and condenstate tank insulated | Lines and condenstate tank insulated | Lines and condenstate tank insulated | Lines and condenstate tank insulated | Lines and condenstate tank insulated | Lines and condenstate tank insulated | Lines and condenstate tank insulated | Lines and condenstate tank insulated | Lines and condenstate tank insulated | Lines and condenstate tank insulated | Lines and condenstate tank insulated | Lines and condenstate tank insulated | Lines and condenstate tank insulated | Lines and condenstate tank insulated | Lines and condenstate tank insulated | Lines and condenstate tank insulated | Lines and condenstate tank insulated | Lines and condenstate tank insulated | Lines and condenstate tank insulated | Lines and condenstate tank insulated | Lines and condenstate tank insulated | 145.83 | 145.83 | 145.83 | 145.83 | 145.83 | 145.83 | 145.83 | 145.83 | 145.83 | 145.83 | 145.83 | 145.83 | 145.83 | 145.83 | 145.83 | 145.83 | 145.83 | 145.83 | 145.83 | 145.83 | 145.83 | 145.83 | 145.83 | 145.83 | 145.83 | 145.83 | 145.83 | 145.83 | 145.83 | 145.83 | 145.83 | 0 | 0 | 0 | 0 | 0 | 16.8 | 16.7507 | 16.7007 | 16.6511 | 16.601 | 16.5476 | 16.4981 | 16.4503 | 16.399 | 16.3584 | 16.3142 | 16.2777 | 16.2407 | 16.2029 | 16.1723 | 16.1389 | 16.1067 | 16.0747 | 16.0429 | 16.0111 | 16.0087 | 16.0065 | 16.0045 | 16.8499 | 16.8499 | 16.8499 | 0.50653 | 0.50476 | 0.50029 | 0.49907 | 0.49798 | 0.49008 | 0.48728 | 0.48488 | 0.47569 | 0.47632 | 0.47051 | 0.46951 | 0.46609 | 0.46086 | 0.46053 | 0.45768 | 0.45499 | 0.45243 | 0.45 | 0.4477 | 0 | 0 | 0 | 0 | 0 | 0 | 0.50653 | 1.0098 | 1.5071 | 2.0017 | 2.4936 | 2.9757 | 3.4541 | 3.9289 | 4.3924 | 4.8578 | 5.3152 | 5.7728 | 6.2258 | 6.6721 | 7.1201 | 7.563 | 8.003 | 8.4395 | 8.8728 | 9.3029 | 9.3015 | 9.3003 | 9.2991 | 0 | 0 | 0 | 30.1504 | 30.1339 | 29.9562 | 29.9724 | 29.9971 | 29.6162 | 29.5353 | 29.4753 | 29.0073 | 29.118 | 28.8403 | 28.8441 | 28.6989 | 28.4429 | 28.4766 | 28.3588 | 28.2485 | 28.1456 | 28.05 | 27.9615 | 0 | 0 | 0 | 0 | 0 | 0 | 30.1504 | 60.2843 | 90.2405 | 120.2128 | 150.21 | 179.8262 | 209.3614 | 238.8368 | 267.844 | 296.962 | 325.8023 | 354.6464 | 383.3453 | 411.7882 | 440.2648 | 468.6236 | 496.8722 | 525.0178 | 553.0677 | 581.0292 | 581.0292 | 581.0292 | 581.0292 | 581.0292 | 581.0292 | 581.0292 | 0.43074 | 0.42943 | 0.42581 | 0.42497 | 0.42423 | 0.4177 | 0.4155 | 0.41364 | 0.40599 | 0.40668 | 0.40188 | 0.40117 | 0.39838 | 0.39405 | 0.39388 | 0.39156 | 0.38938 | 0.38731 | 0.38534 | 0.38348 | 0 | 0 | 0 | 0 | 0 | 0 | 0.43074 | 0.85909 | 1.2827 | 1.7045 | 2.1243 | 2.5362 | 2.9453 | 3.3517 | 3.7488 | 4.1476 | 4.5399 | 4.9325 | 5.3213 | 5.7049 | 6.0896 | 6.4705 | 6.8489 | 7.2247 | 7.5979 | 7.9687 | 7.9677 | 7.9667 | 7.9659 | 0 | 0 | 0 | 25.6279 | 25.6138 | 25.4627 | 25.4765 | 25.4976 | 25.1738 | 25.105 | 25.054 | 24.6562 | 24.7503 | 24.5143 | 24.5175 | 24.3941 | 24.1765 | 24.2051 | 24.105 | 24.0113 | 23.9238 | 23.8425 | 23.7673 | 0 | 0 | 0 | 0 | 0 | 0 | 25.6279 | 51.2417 | 76.7044 | 102.1809 | 127.6785 | 152.8522 | 177.9572 | 203.0112 | 227.6674 | 252.4177 | 276.932 | 301.4494 | 325.8435 | 350.02 | 374.2251 | 398.3301 | 422.3413 | 446.2651 | 470.1076 | 493.8749 | 493.8749 | 493.8749 | 493.8749 | 493.8749 | 493.8749 | 493.8749 | 0.43074 | 0.42943 | 0.42581 | 0.42497 | 0.42423 | 0.4177 | 0.4155 | 0.41364 | 0.40599 | 0.40668 | 0.40188 | 0.40117 | 0.39838 | 0.39405 | 0.39388 | 0.39156 | 0.38938 | 0.38731 | 0.38534 | 0.38348 | 0 | 0 | 0 | 0 | 0 | 0 | 0.43074 | 0.85909 | 1.2827 | 1.7045 | 2.1243 | 2.5362 | 2.9453 | 3.3517 | 3.7488 | 4.1476 | 4.5399 | 4.9325 | 5.3213 | 5.7049 | 6.0896 | 6.4705 | 6.8489 | 7.2247 | 7.5979 | 7.9687 | 7.9677 | 7.9667 | 7.9659 | 0 | 0 | 0 | 25.6279 | 25.6138 | 25.4627 | 25.4765 | 25.4976 | 25.1738 | 25.105 | 25.054 | 24.6562 | 24.7503 | 24.5143 | 24.5175 | 24.3941 | 24.1765 | 24.2051 | 24.105 | 24.0113 | 23.9238 | 23.8425 | 23.7673 | 0 | 0 | 0 | 0 | 0 | 0 | 25.6279 | 51.2417 | 76.7044 | 102.1809 | 127.6785 | 152.8522 | 177.9572 | 203.0112 | 227.6674 | 252.4177 | 276.932 | 301.4494 | 325.8435 | 350.02 | 374.2251 | 398.3301 | 422.3413 | 446.2651 | 470.1076 | 493.8749 | 493.8749 | 493.8749 | 493.8749 | 493.8749 | 493.8749 | 493.8749 | 0.43074 | 0.42943 | 0.42581 | 0.42497 | 0.42423 | 0.4177 | 0.4155 | 0.41364 | 0.40599 | 0.40668 | 0.40188 | 0.40117 | 0.39838 | 0.39405 | 0.39388 | 0.39156 | 0.38938 | 0.38731 | 0.38534 | 0.38348 | 0 | 0 | 0 | 0 | 0 | 0 | 0.43074 | 0.85909 | 1.2827 | 1.7045 | 2.1243 | 2.5362 | 2.9453 | 3.3517 | 3.7488 | 4.1476 | 4.5399 | 4.9325 | 5.3213 | 5.7049 | 6.0896 | 6.4705 | 6.8489 | 7.2247 | 7.5979 | 7.9687 | 7.9677 | 7.9667 | 7.9659 | 0 | 0 | 0 | 25.6279 | 25.6138 | 25.4627 | 25.4765 | 25.4976 | 25.1738 | 25.105 | 25.054 | 24.6562 | 24.7503 | 24.5143 | 24.5175 | 24.3941 | 24.1765 | 24.2051 | 24.105 | 24.0113 | 23.9238 | 23.8425 | 23.7673 | 0 | 0 | 0 | 0 | 0 | 0 | 25.6279 | 51.2417 | 76.7044 | 102.1809 | 127.6785 | 152.8522 | 177.9572 | 203.0112 | 227.6674 | 252.4177 | 276.932 | 301.4494 | 325.8435 | 350.02 | 374.2251 | 398.3301 | 422.3413 | 446.2651 | 470.1076 | 493.8749 | 493.8749 | 493.8749 | 493.8749 | 493.8749 | 493.8749 | 493.8749 | 342.6248 | 343.9408 | 345.2585 | 346.5934 | 347.9349 | 349.2486 | 350.559 | 351.8652 | 353.166 | 354.5535 | 355.8365 | 357.1142 | 358.38 | 359.6359 | 360.9034 | 362.1361 | 363.428 | 364.684 | 365.9088 | 367.1498 | 368.2896 | 369.3359 | 370.296 | 371.1766 | 371.984 | 372.7239 | 250.462 | 251.424 | 252.3873 | 253.3632 | 254.3438 | 255.3041 | 256.2621 | 257.2169 | 258.1678 | 259.182 | 260.1199 | 261.054 | 261.9792 | 262.8973 | 263.8239 | 264.725 | 265.6694 | 266.5875 | 267.4829 | 268.39 | 269.2232 | 269.9881 | 270.69 | 271.3337 | 271.9239 | 272.4648
WA_Industrial_Other Industrial_Existing_Space Heating_Natural Gas_Gas Boiler - Insulate Hot Water Lines_A | WA | Industrial | Other Industrial | Existing | Space Heating | Natural Gas | Gas Boiler - Insulate Hot Water Lines | A | IM667 | No insulation | Insulated water lines | 20 | 25.144 | 0 | 0 | 103.54 | 0 | 0 | 0 | 51.7698 |  | employee | 40% | 50% | Retrofit | RetroEven20 | 76.5% | TBD | 0.2% | 222.1392 |  | 162.3859 |  | 0.1734 | PGE Workpaper - SWWH017-01 | PGE Workpaper - SWWH017-01 | PGE Workpaper - SWWH017-01 | No insulation | No insulation | No insulation | No insulation | No insulation | No insulation | No insulation | No insulation | No insulation | No insulation | No insulation | No insulation | No insulation | No insulation | No insulation | No insulation | No insulation | No insulation | No insulation | No insulation | No insulation | No insulation | No insulation | No insulation | No insulation | No insulation | No insulation | No insulation | No insulation | No insulation | No insulation | Insulated water lines | Insulated water lines | Insulated water lines | Insulated water lines | Insulated water lines | Insulated water lines | Insulated water lines | Insulated water lines | Insulated water lines | Insulated water lines | Insulated water lines | Insulated water lines | Insulated water lines | Insulated water lines | Insulated water lines | Insulated water lines | Insulated water lines | Insulated water lines | Insulated water lines | Insulated water lines | Insulated water lines | Insulated water lines | Insulated water lines | Insulated water lines | Insulated water lines | Insulated water lines | Insulated water lines | Insulated water lines | Insulated water lines | Insulated water lines | Insulated water lines | 103.54 | 103.54 | 103.54 | 103.54 | 103.54 | 103.54 | 103.54 | 103.54 | 103.54 | 103.54 | 103.54 | 103.54 | 103.54 | 103.54 | 103.54 | 103.54 | 103.54 | 103.54 | 103.54 | 103.54 | 103.54 | 103.54 | 103.54 | 103.54 | 103.54 | 103.54 | 103.54 | 103.54 | 103.54 | 103.54 | 103.54 | 0 | 0 | 0 | 0 | 0 | 24.6567 | 24.4348 | 24.1939 | 23.9433 | 23.6837 | 23.4181 | 23.1503 | 22.8792 | 22.5957 | 22.2993 | 22.0106 | 21.7283 | 21.4679 | 21.2159 | 20.9832 | 20.7603 | 20.5318 | 20.3223 | 20.1229 | 19.9257 | 19.746 | 19.5902 | 19.442 | 21.3396 | 21.252 | 21.1719 | 0.10269 | 0.10171 | 0.10011 | 0.099127 | 0.098133 | 0.0958 | 0.094446 | 0.093151 | 0.090535 | 0.089689 | 0.087683 | 0.08657 | 0.085102 | 0.083353 | 0.082536 | 0.081322 | 0.080114 | 0.079007 | 0.077966 | 0.076959 | 0 | 0 | 0 | 0 | 0 | 0 | 0.10269 | 0.20347 | 0.30157 | 0.39758 | 0.4914 | 0.58169 | 0.66948 | 0.75479 | 0.83598 | 0.9147 | 0.99054 | 1.0644 | 1.1368 | 1.2068 | 1.2761 | 1.3438 | 1.4091 | 1.4738 | 1.5373 | 1.5992 | 1.5848 | 1.5722 | 1.5604 | 0 | 0 | 0 | 4.1647 | 4.1624 | 4.1378 | 4.1401 | 4.1435 | 4.0909 | 4.0797 | 4.0714 | 4.0067 | 4.022 | 3.9837 | 3.9842 | 3.9642 | 3.9288 | 3.9334 | 3.9172 | 3.9019 | 3.8877 | 3.8745 | 3.8623 | 0 | 0 | 0 | 0 | 0 | 0 | 4.1647 | 8.327 | 12.4648 | 16.6049 | 20.7484 | 24.8392 | 28.9189 | 32.9903 | 36.9971 | 41.0191 | 45.0028 | 48.987 | 52.9512 | 56.88 | 60.8134 | 64.7306 | 68.6325 | 72.5203 | 76.3948 | 80.2571 | 80.2571 | 80.2571 | 80.2571 | 80.2571 | 80.2571 | 80.2571 | 0.087395 | 0.086675 | 0.085475 | 0.084803 | 0.084124 | 0.082299 | 0.081301 | 0.080345 | 0.078257 | 0.07768 | 0.076098 | 0.075268 | 0.074068 | 0.072607 | 0.071928 | 0.070897 | 0.069872 | 0.068937 | 0.068104 | 0.067307 | 0 | 0 | 0 | 0 | 0 | 0 | 0.087395 | 0.1734 | 0.25749 | 0.34013 | 0.42125 | 0.49971 | 0.57631 | 0.65103 | 0.7226 | 0.79223 | 0.85966 | 0.92544 | 0.98936 | 1.0512 | 1.112 | 1.1716 | 1.229 | 1.2859 | 1.3428 | 1.3986 | 1.3878 | 1.3785 | 1.37 | 0 | 0 | 0 | 3.54 | 3.538 | 3.5171 | 3.519 | 3.522 | 3.4772 | 3.4677 | 3.4607 | 3.4057 | 3.4187 | 3.3861 | 3.3866 | 3.3695 | 3.3395 | 3.3434 | 3.3296 | 3.3167 | 3.3046 | 3.2933 | 3.283 | 0 | 0 | 0 | 0 | 0 | 0 | 3.54 | 7.078 | 10.5951 | 14.1142 | 17.6361 | 21.1134 | 24.5811 | 28.0418 | 31.4475 | 34.8662 | 38.2524 | 41.639 | 45.0085 | 48.348 | 51.6914 | 55.021 | 58.3377 | 61.6422 | 64.9356 | 68.2185 | 68.2185 | 68.2185 | 68.2185 | 68.2185 | 68.2185 | 68.2185 | 0.087419 | 0.086733 | 0.085576 | 0.084951 | 0.084324 | 0.082549 | 0.081603 | 0.080699 | 0.078661 | 0.078141 | 0.076608 | 0.075828 | 0.074677 | 0.073264 | 0.072634 | 0.07165 | 0.070676 | 0.069789 | 0.068958 | 0.068161 | 0 | 0 | 0 | 0 | 0 | 0 | 0.087419 | 0.17351 | 0.25779 | 0.34072 | 0.42225 | 0.50123 | 0.57845 | 0.6539 | 0.72634 | 0.79693 | 0.86543 | 0.93233 | 0.9975 | 1.0607 | 1.123 | 1.184 | 1.2431 | 1.3018 | 1.3597 | 1.4164 | 1.4056 | 1.3963 | 1.3878 | 0 | 0 | 0 | 3.54 | 3.538 | 3.5171 | 3.519 | 3.522 | 3.4772 | 3.4677 | 3.4607 | 3.4057 | 3.4187 | 3.3861 | 3.3866 | 3.3695 | 3.3395 | 3.3434 | 3.3296 | 3.3167 | 3.3046 | 3.2933 | 3.283 | 0 | 0 | 0 | 0 | 0 | 0 | 3.54 | 7.078 | 10.5951 | 14.1142 | 17.6361 | 21.1134 | 24.5811 | 28.0418 | 31.4475 | 34.8662 | 38.2524 | 41.639 | 45.0085 | 48.348 | 51.6914 | 55.021 | 58.3377 | 61.6422 | 64.9356 | 68.2185 | 68.2185 | 68.2185 | 68.2185 | 68.2185 | 68.2185 | 68.2185 | 0.087395 | 0.086675 | 0.085475 | 0.084803 | 0.084124 | 0.082299 | 0.081301 | 0.080345 | 0.078257 | 0.07768 | 0.076098 | 0.075268 | 0.074068 | 0.072607 | 0.071928 | 0.070897 | 0.069872 | 0.068937 | 0.068104 | 0.067307 | 0 | 0 | 0 | 0 | 0 | 0 | 0.087395 | 0.1734 | 0.25749 | 0.34013 | 0.42125 | 0.49971 | 0.57631 | 0.65103 | 0.7226 | 0.79223 | 0.85966 | 0.92544 | 0.98936 | 1.0512 | 1.112 | 1.1716 | 1.229 | 1.2859 | 1.3428 | 1.3986 | 1.3878 | 1.3785 | 1.37 | 0 | 0 | 0 | 3.54 | 3.538 | 3.5171 | 3.519 | 3.522 | 3.4772 | 3.4677 | 3.4607 | 3.4057 | 3.4187 | 3.3861 | 3.3866 | 3.3695 | 3.3395 | 3.3434 | 3.3296 | 3.3167 | 3.3046 | 3.2933 | 3.283 | 0 | 0 | 0 | 0 | 0 | 0 | 3.54 | 7.078 | 10.5951 | 14.1142 | 17.6361 | 21.1134 | 24.5811 | 28.0418 | 31.4475 | 34.8662 | 38.2524 | 41.639 | 45.0085 | 48.348 | 51.6914 | 55.021 | 58.3377 | 61.6422 | 64.9356 | 68.2185 | 68.2185 | 68.2185 | 68.2185 | 68.2185 | 68.2185 | 68.2185 | 215.2191 | 216.0457 | 216.8734 | 217.712 | 218.5546 | 219.3798 | 220.203 | 221.0234 | 221.8405 | 222.712 | 223.518 | 224.3206 | 225.1157 | 225.9046 | 226.7008 | 227.4751 | 228.2866 | 229.0755 | 229.8449 | 230.6244 | 231.3404 | 231.9976 | 232.6007 | 233.1538 | 233.661 | 234.1258 | 157.3272 | 157.9315 | 158.5366 | 159.1496 | 159.7655 | 160.3688 | 160.9705 | 161.5703 | 162.1676 | 162.8047 | 163.3938 | 163.9805 | 164.5617 | 165.1384 | 165.7205 | 166.2865 | 166.8797 | 167.4564 | 168.0188 | 168.5887 | 169.112 | 169.5925 | 170.0334 | 170.4377 | 170.8084 | 171.1482
WA_Industrial_Other Industrial_Existing_Process_Natural Gas_Gas Boiler - Insulate Hot Water Lines_A | WA | Industrial | Other Industrial | Existing | Process | Natural Gas | Gas Boiler - Insulate Hot Water Lines | A | IM668 | No insulation | Insulated water lines | 20 | 19.0457 | 0 | 0 | 103.54 | 0 | 0 | 0 | 51.7698 |  | sqft | 40% | 50% | Retrofit | RetroEven20 | 76.5% | TBD | 0.2% | 222.1392 |  | 162.3859 |  | 1.9477 | PGE Workpaper - SWWH017-01 | PGE Workpaper - SWWH017-01 | PGE Workpaper - SWWH017-01 | No insulation | No insulation | No insulation | No insulation | No insulation | No insulation | No insulation | No insulation | No insulation | No insulation | No insulation | No insulation | No insulation | No insulation | No insulation | No insulation | No insulation | No insulation | No insulation | No insulation | No insulation | No insulation | No insulation | No insulation | No insulation | No insulation | No insulation | No insulation | No insulation | No insulation | No insulation | Insulated water lines | Insulated water lines | Insulated water lines | Insulated water lines | Insulated water lines | Insulated water lines | Insulated water lines | Insulated water lines | Insulated water lines | Insulated water lines | Insulated water lines | Insulated water lines | Insulated water lines | Insulated water lines | Insulated water lines | Insulated water lines | Insulated water lines | Insulated water lines | Insulated water lines | Insulated water lines | Insulated water lines | Insulated water lines | Insulated water lines | Insulated water lines | Insulated water lines | Insulated water lines | Insulated water lines | Insulated water lines | Insulated water lines | Insulated water lines | Insulated water lines | 103.54 | 103.54 | 103.54 | 103.54 | 103.54 | 103.54 | 103.54 | 103.54 | 103.54 | 103.54 | 103.54 | 103.54 | 103.54 | 103.54 | 103.54 | 103.54 | 103.54 | 103.54 | 103.54 | 103.54 | 103.54 | 103.54 | 103.54 | 103.54 | 103.54 | 103.54 | 103.54 | 103.54 | 103.54 | 103.54 | 103.54 | 0 | 0 | 0 | 0 | 0 | 19.0216 | 18.9979 | 18.9739 | 18.9497 | 18.9246 | 18.898 | 18.8742 | 18.8521 | 18.8297 | 18.814 | 18.7985 | 18.7885 | 18.78 | 18.7723 | 18.7686 | 18.764 | 18.761 | 18.7581 | 18.7553 | 18.7525 | 18.7517 | 18.7509 | 18.7502 | 19.0457 | 19.0457 | 19.0457 | 1.147 | 1.145 | 1.1368 | 1.1359 | 1.1354 | 1.1194 | 1.1149 | 1.1113 | 1.0924 | 1.0957 | 1.0843 | 1.0839 | 1.0779 | 1.0679 | 1.0689 | 1.0643 | 1.0599 | 1.0559 | 1.0522 | 1.0487 | 0 | 0 | 0 | 0 | 0 | 0 | 1.147 | 2.2906 | 3.4244 | 4.556 | 5.6853 | 6.7967 | 7.903 | 9.0052 | 10.0868 | 11.1741 | 12.2492 | 13.3266 | 14.3984 | 15.4604 | 16.5263 | 17.5865 | 18.6436 | 19.6967 | 20.7459 | 21.7915 | 21.7905 | 21.7896 | 21.7888 | 0 | 0 | 0 | 60.3008 | 60.2677 | 59.9123 | 59.9447 | 59.9943 | 59.2324 | 59.0706 | 58.9506 | 58.0145 | 58.236 | 57.6806 | 57.6881 | 57.3978 | 56.8858 | 56.9532 | 56.7177 | 56.4971 | 56.2912 | 56.0999 | 55.923 | 0 | 0 | 0 | 0 | 0 | 0 | 60.3008 | 120.5686 | 180.4809 | 240.4256 | 300.4199 | 359.6523 | 418.7229 | 477.6735 | 535.688 | 593.924 | 651.6047 | 709.2928 | 766.6906 | 823.5764 | 880.5296 | 937.2473 | 993.7443 | 1050.0356 | 1106.1355 | 1162.0585 | 1162.0585 | 1162.0585 | 1162.0585 | 1162.0585 | 1162.0585 | 1162.0585 | 0.97515 | 0.97358 | 0.9668 | 0.96627 | 0.96599 | 0.95258 | 0.94896 | 0.94609 | 0.93013 | 0.93302 | 0.92347 | 0.92318 | 0.91818 | 0.90967 | 0.91059 | 0.90664 | 0.90299 | 0.89958 | 0.89641 | 0.89347 | 0 | 0 | 0 | 0 | 0 | 0 | 0.97515 | 1.9477 | 2.9124 | 3.8755 | 4.8372 | 5.784 | 6.7267 | 7.6662 | 8.5885 | 9.5155 | 10.4323 | 11.3508 | 12.2645 | 13.17 | 14.0783 | 14.9821 | 15.883 | 16.7805 | 17.6748 | 18.5661 | 18.5653 | 18.5647 | 18.5641 | 0 | 0 | 0 | 51.2557 | 51.2276 | 50.9255 | 50.953 | 50.9951 | 50.3476 | 50.21 | 50.108 | 49.3123 | 49.5006 | 49.0286 | 49.0349 | 48.7881 | 48.3529 | 48.4102 | 48.21 | 48.0225 | 47.8475 | 47.6849 | 47.5346 | 0 | 0 | 0 | 0 | 0 | 0 | 51.2557 | 102.4833 | 153.4088 | 204.3618 | 255.3569 | 305.7045 | 355.9145 | 406.0225 | 455.3348 | 504.8354 | 553.864 | 602.8989 | 651.687 | 700.0399 | 748.4501 | 796.6602 | 844.6827 | 892.5302 | 940.2152 | 987.7497 | 987.7497 | 987.7497 | 987.7497 | 987.7497 | 987.7497 | 987.7497 | 0.97515 | 0.97358 | 0.9668 | 0.96627 | 0.96599 | 0.95258 | 0.94896 | 0.94609 | 0.93013 | 0.93302 | 0.92347 | 0.92318 | 0.91818 | 0.90967 | 0.91059 | 0.90664 | 0.90299 | 0.89958 | 0.89641 | 0.89347 | 0 | 0 | 0 | 0 | 0 | 0 | 0.97515 | 1.9477 | 2.9124 | 3.8755 | 4.8372 | 5.784 | 6.7267 | 7.6662 | 8.5885 | 9.5155 | 10.4323 | 11.3508 | 12.2645 | 13.17 | 14.0783 | 14.9821 | 15.883 | 16.7805 | 17.6748 | 18.5661 | 18.5653 | 18.5647 | 18.5641 | 0 | 0 | 0 | 51.2557 | 51.2276 | 50.9255 | 50.953 | 50.9951 | 50.3476 | 50.21 | 50.108 | 49.3123 | 49.5006 | 49.0286 | 49.0349 | 48.7881 | 48.3529 | 48.4102 | 48.21 | 48.0225 | 47.8475 | 47.6849 | 47.5346 | 0 | 0 | 0 | 0 | 0 | 0 | 51.2557 | 102.4833 | 153.4088 | 204.3618 | 255.3569 | 305.7045 | 355.9145 | 406.0225 | 455.3348 | 504.8354 | 553.864 | 602.8989 | 651.687 | 700.0399 | 748.4501 | 796.6602 | 844.6827 | 892.5302 | 940.2152 | 987.7497 | 987.7497 | 987.7497 | 987.7497 | 987.7497 | 987.7497 | 987.7497 | 0.97515 | 0.97358 | 0.9668 | 0.96627 | 0.96599 | 0.95258 | 0.94896 | 0.94609 | 0.93013 | 0.93302 | 0.92347 | 0.92318 | 0.91818 | 0.90967 | 0.91059 | 0.90664 | 0.90299 | 0.89958 | 0.89641 | 0.89347 | 0 | 0 | 0 | 0 | 0 | 0 | 0.97515 | 1.9477 | 2.9124 | 3.8755 | 4.8372 | 5.784 | 6.7267 | 7.6662 | 8.5885 | 9.5155 | 10.4323 | 11.3508 | 12.2645 | 13.17 | 14.0783 | 14.9821 | 15.883 | 16.7805 | 17.6748 | 18.5661 | 18.5653 | 18.5647 | 18.5641 | 0 | 0 | 0 | 51.2557 | 51.2276 | 50.9255 | 50.953 | 50.9951 | 50.3476 | 50.21 | 50.108 | 49.3123 | 49.5006 | 49.0286 | 49.0349 | 48.7881 | 48.3529 | 48.4102 | 48.21 | 48.0225 | 47.8475 | 47.6849 | 47.5346 | 0 | 0 | 0 | 0 | 0 | 0 | 51.2557 | 102.4833 | 153.4088 | 204.3618 | 255.3569 | 305.7045 | 355.9145 | 406.0225 | 455.3348 | 504.8354 | 553.864 | 602.8989 | 651.687 | 700.0399 | 748.4501 | 796.6602 | 844.6827 | 892.5302 | 940.2152 | 987.7497 | 987.7497 | 987.7497 | 987.7497 | 987.7497 | 987.7497 | 987.7497 | 215.2191 | 216.0457 | 216.8734 | 217.712 | 218.5546 | 219.3798 | 220.203 | 221.0234 | 221.8405 | 222.712 | 223.518 | 224.3206 | 225.1157 | 225.9046 | 226.7008 | 227.4751 | 228.2866 | 229.0755 | 229.8449 | 230.6244 | 231.3404 | 231.9976 | 232.6007 | 233.1538 | 233.661 | 234.1258 | 157.3272 | 157.9315 | 158.5366 | 159.1496 | 159.7655 | 160.3688 | 160.9705 | 161.5703 | 162.1676 | 162.8047 | 163.3938 | 163.9805 | 164.5617 | 165.1384 | 165.7205 | 166.2865 | 166.8797 | 167.4564 | 168.0188 | 168.5887 | 169.112 | 169.5925 | 170.0334 | 170.4377 | 170.8084 | 171.1482
WA_Industrial_Other Industrial_Existing_Process_Natural Gas_Process - Insulate Heated Process Fluids_A | WA | Industrial | Other Industrial | Existing | Process | Natural Gas | Process - Insulate Heated Process Fluids | A | IM669 | No insulation | Insulated process fluid lines | 20 | 13.6092 | 0 | 0 | 145.83 | 0 | 0 | 0 | 72.9162 |  | employee | 5% | 10% | Retrofit | Retro12Med | 84.73% | TBD | 0.2% | 974.4774 |  | 712.3525 |  | 1.517 | PGE Workpaper - SWWH017-01 | PGE Workpaper - SWWH017-01 | PGE Workpaper - SWWH017-01 | No insulation | No insulation | No insulation | No insulation | No insulation | No insulation | No insulation | No insulation | No insulation | No insulation | No insulation | No insulation | No insulation | No insulation | No insulation | No insulation | No insulation | No insulation | No insulation | No insulation | No insulation | No insulation | No insulation | No insulation | No insulation | No insulation | No insulation | No insulation | No insulation | No insulation | No insulation | Insulated process fluid lines | Insulated process fluid lines | Insulated process fluid lines | Insulated process fluid lines | Insulated process fluid lines | Insulated process fluid lines | Insulated process fluid lines | Insulated process fluid lines | Insulated process fluid lines | Insulated process fluid lines | Insulated process fluid lines | Insulated process fluid lines | Insulated process fluid lines | Insulated process fluid lines | Insulated process fluid lines | Insulated process fluid lines | Insulated process fluid lines | Insulated process fluid lines | Insulated process fluid lines | Insulated process fluid lines | Insulated process fluid lines | Insulated process fluid lines | Insulated process fluid lines | Insulated process fluid lines | Insulated process fluid lines | Insulated process fluid lines | Insulated process fluid lines | Insulated process fluid lines | Insulated process fluid lines | Insulated process fluid lines | Insulated process fluid lines | 145.83 | 145.83 | 145.83 | 145.83 | 145.83 | 145.83 | 145.83 | 145.83 | 145.83 | 145.83 | 145.83 | 145.83 | 145.83 | 145.83 | 145.83 | 145.83 | 145.83 | 145.83 | 145.83 | 145.83 | 145.83 | 145.83 | 145.83 | 145.83 | 145.83 | 145.83 | 145.83 | 145.83 | 145.83 | 145.83 | 145.83 | 0 | 0 | 0 | 0 | 0 | 13.5646 | 13.5203 | 13.4757 | 13.4313 | 13.3865 | 13.3389 | 13.2946 | 13.2518 | 13.2057 | 13.1688 | 13.1286 | 13.095 | 13.0607 | 13.0256 | 12.9969 | 12.9656 | 12.9353 | 12.9051 | 12.8751 | 12.8452 | 12.8431 | 12.8411 | 12.8392 | 13.6092 | 13.6092 | 13.6092 | 0.89463 | 0.89123 | 0.88304 | 0.88061 | 0.8784 | 0.77775 | 0.61844 | 0.49216 | 0.38612 | 0.30921 | 0.24426 | 0.19494 | 0.15476 | 0.12237 | 0.097797 | 0.077726 | 0.00052686 | 0.00018704 | 6.34e-05 | 2.0561e-05 | 1.7423e-05 | 1.7374e-05 | 1.7329e-05 | 1.8328e-05 | 1.8293e-05 | 1.8262e-05 | 0.89463 | 1.7829 | 2.6601 | 3.532 | 4.3986 | 5.1607 | 5.762 | 6.2356 | 6.6 | 6.8908 | 7.114 | 7.2907 | 7.4264 | 7.5288 | 7.61 | 7.6694 | 7.652 | 7.6344 | 7.6167 | 7.599 | 7.5978 | 7.5966 | 7.5955 | 0 | 0 | 0 | 65.9538 | 65.9176 | 65.5289 | 65.5643 | 65.6185 | 58.3067 | 46.5179 | 37.1388 | 29.2392 | 23.4807 | 18.6054 | 14.8863 | 11.8491 | 9.3947 | 7.5247 | 5.9948 | 0.04073 | 0.014494 | 0.0049242 | 0.0016007 | 0.0013566 | 0.001353 | 0.0013497 | 0.0013468 | 0.0013441 | 0.0013419 | 65.9538 | 131.8714 | 197.4003 | 262.9646 | 328.5831 | 386.8898 | 433.4077 | 470.5464 | 499.7856 | 523.2663 | 541.8717 | 556.7579 | 568.607 | 578.0017 | 585.5264 | 591.5212 | 591.5619 | 591.5764 | 591.5813 | 591.5829 | 591.5843 | 591.5857 | 591.587 | 591.5883 | 591.5897 | 591.591 | 0.76081 | 0.75829 | 0.7517 | 0.75 | 0.7485 | 0.66308 | 0.52752 | 0.42001 | 0.32969 | 0.26413 | 0.20875 | 0.16666 | 0.13236 | 0.1047 | 0.083706 | 0.066552 | 0.00045127 | 0.00016026 | 5.4342e-05 | 1.763e-05 | 1.4939e-05 | 1.4898e-05 | 1.486e-05 | 1.5579e-05 | 1.5549e-05 | 1.5522e-05 | 0.76081 | 1.517 | 2.2644 | 3.0081 | 3.7481 | 4.3998 | 4.9149 | 5.3215 | 5.6355 | 5.8862 | 6.0797 | 6.2332 | 6.3517 | 6.4419 | 6.5135 | 6.5668 | 6.5542 | 6.5414 | 6.5285 | 6.5157 | 6.5148 | 6.5139 | 6.5132 | 0 | 0 | 0 | 56.0607 | 56.03 | 55.6995 | 55.7296 | 55.7757 | 49.5607 | 39.5402 | 31.5679 | 24.8533 | 19.9586 | 15.8146 | 12.6533 | 10.0717 | 7.9855 | 6.396 | 5.0956 | 0.034621 | 0.01232 | 0.0041856 | 0.0013606 | 0.0011531 | 0.00115 | 0.0011472 | 0.0011447 | 0.0011425 | 0.0011406 | 56.0607 | 112.0907 | 167.7902 | 223.5199 | 279.2956 | 328.8563 | 368.3965 | 399.9645 | 424.8178 | 444.7763 | 460.5909 | 473.2442 | 483.316 | 491.3014 | 497.6974 | 502.793 | 502.8276 | 502.84 | 502.8441 | 502.8455 | 502.8467 | 502.8478 | 502.8489 | 502.8501 | 502.8512 | 502.8524 | 0 | 0 | 0 | 0 | 0 | 0 | 0 | 0 | 0 | 0 | 0 | 0 | 0 | 0 | 0 | 0 | 0 | 0 | 0 | 0 | 0 | 0 | 0 | 0 | 0 | 0 | 0 | 0 | 0 | 0 | 0 | 0 | 0 | 0 | 0 | 0 | 0 | 0 | 0 | 0 | 0 | 0 | 0 | 0 | 0 | 0 | 0 | 0 | 0 | 0 | 0 | 0 | 0 | 0 | 0 | 0 | 0 | 0 | 0 | 0 | 0 | 0 | 0 | 0 | 0 | 0 | 0 | 0 | 0 | 0 | 0 | 0 | 0 | 0 | 0 | 0 | 0 | 0 | 0 | 0 | 0 | 0 | 0 | 0 | 0 | 0 | 0 | 0 | 0 | 0 | 0 | 0 | 0 | 0 | 0 | 0 | 0 | 0 | 0 | 0 | 0 | 0 | 0 | 0 | 0.76081 | 0.75829 | 0.7517 | 0.75 | 0.7485 | 0.66308 | 0.52752 | 0.42001 | 0.32969 | 0.26413 | 0.20875 | 0.16666 | 0.13236 | 0.1047 | 0.083706 | 0.066552 | 0.00045127 | 0.00016026 | 5.4342e-05 | 1.763e-05 | 1.4939e-05 | 1.4898e-05 | 1.486e-05 | 1.5579e-05 | 1.5549e-05 | 1.5522e-05 | 0.76081 | 1.517 | 2.2644 | 3.0081 | 3.7481 | 4.3998 | 4.9149 | 5.3215 | 5.6355 | 5.8862 | 6.0797 | 6.2332 | 6.3517 | 6.4419 | 6.5135 | 6.5668 | 6.5542 | 6.5414 | 6.5285 | 6.5157 | 6.5148 | 6.5139 | 6.5132 | 0 | 0 | 0 | 56.0607 | 56.03 | 55.6995 | 55.7296 | 55.7757 | 49.5607 | 39.5402 | 31.5679 | 24.8533 | 19.9586 | 15.8146 | 12.6533 | 10.0717 | 7.9855 | 6.396 | 5.0956 | 0.034621 | 0.01232 | 0.0041856 | 0.0013606 | 0.0011531 | 0.00115 | 0.0011472 | 0.0011447 | 0.0011425 | 0.0011406 | 56.0607 | 112.0907 | 167.7902 | 223.5199 | 279.2956 | 328.8563 | 368.3965 | 399.9645 | 424.8178 | 444.7763 | 460.5909 | 473.2442 | 483.316 | 491.3014 | 497.6974 | 502.793 | 502.8276 | 502.84 | 502.8441 | 502.8455 | 502.8467 | 502.8478 | 502.8489 | 502.8501 | 502.8512 | 502.8524 | 974.4774 | 974.4774 | 974.4774 | 974.4774 | 974.4774 | 974.4774 | 974.4774 | 974.4774 | 974.4774 | 974.4774 | 974.4774 | 974.4774 | 974.4774 | 974.4774 | 974.4774 | 974.4774 | 974.4774 | 974.4774 | 974.4774 | 974.4774 | 974.4774 | 974.4774 | 974.4774 | 974.4774 | 974.4774 | 974.4774 | 712.3525 | 712.3525 | 712.3525 | 712.3525 | 712.3525 | 712.3525 | 712.3525 | 712.3525 | 712.3525 | 712.3525 | 712.3525 | 712.3525 | 712.3525 | 712.3525 | 712.3525 | 712.3525 | 712.3525 | 712.3525 | 712.3525 | 712.3525 | 712.3525 | 712.3525 | 712.3525 | 712.3525 | 712.3525 | 712.3525
WA_Industrial_Other Industrial_Existing_Process_Natural Gas_Process Heat Recovery_A | WA | Industrial | Other Industrial | Existing | Process | Natural Gas | Process Heat Recovery | A | IM670 | No HR system | HR system installed | 15 | 0.033147 | 0 | 0 | 1093.34 | 0 | 0 | 0 | 546.6706 |  | cfm | 5% | 50% | Retrofit | Retro12Med | 84.73% | TBD | 0.2% | 3459111.349 |  | 2630021.4289 |  | 0.13282 | MN TRM v3.1 - Exhaust Energy Recovery | WI TRM - Process Exhaust Filtration, 3244 | MN TRM v3.1 - Exhaust Energy Recovery | No HR system | No HR system | No HR system | No HR system | No HR system | No HR system | No HR system | No HR system | No HR system | No HR system | No HR system | No HR system | No HR system | No HR system | No HR system | No HR system | No HR system | No HR system | No HR system | No HR system | No HR system | No HR system | No HR system | No HR system | No HR system | No HR system | No HR system | No HR system | No HR system | No HR system | No HR system | HR system installed | HR system installed | HR system installed | HR system installed | HR system installed | HR system installed | HR system installed | HR system installed | HR system installed | HR system installed | HR system installed | HR system installed | HR system installed | HR system installed | HR system installed | HR system installed | HR system installed | HR system installed | HR system installed | HR system installed | HR system installed | HR system installed | HR system installed | HR system installed | HR system installed | HR system installed | HR system installed | HR system installed | HR system installed | HR system installed | HR system installed | 1093.34 | 1093.34 | 1093.34 | 1093.34 | 1093.34 | 1093.34 | 1093.34 | 1093.34 | 1093.34 | 1093.34 | 1093.34 | 1093.34 | 1093.34 | 1093.34 | 1093.34 | 1093.34 | 1093.34 | 1093.34 | 1093.34 | 1093.34 | 1093.34 | 1093.34 | 1093.34 | 1093.34 | 1093.34 | 1093.34 | 1093.34 | 1093.34 | 1093.34 | 1093.34 | 1093.34 | 0 | 0 | 0 | 0 | 0 | 0.03301 | 0.032874 | 0.032735 | 0.032596 | 0.032455 | 0.032305 | 0.032168 | 0.032036 | 0.031896 | 0.031785 | 0.031666 | 0.031568 | 0.031471 | 0.031372 | 0.031296 | 0.031213 | 0.031136 | 0.031061 | 0.030987 | 0.030913 | 0.030907 | 0.030901 | 0.030895 | 0 | 0 | 0 | 0.078376 | 0.07801 | 0.077223 | 0.076938 | 0.076667 | 0.06781 | 0.05387 | 0.042833 | 0.033574 | 0.026868 | 0.02121 | 0.016918 | 0.013424 | 0.01061 | 0.0084776 | 0.0067362 | 4.5655e-05 | 1.6207e-05 | 5.493e-06 | 1.7813e-06 | 1.5094e-06 | 1.5051e-06 | 1.5012e-06 | 0 | 0 | 0 | 0.078376 | 0.15606 | 0.23263 | 0.30858 | 0.38391 | 0.44995 | 0.5019 | 0.54269 | 0.57388 | 0.59876 | 0.61772 | 0.63273 | 0.6442 | 0.6528 | 0.65968 | 0.66467 | 0.66309 | 0.6615 | 0.65992 | 0.65835 | 0.65822 | 0.6581 | 0.65799 | 0 | 0 | 0 | 2374.3369 | 2373.0338 | 2359.0391 | 2360.3145 | 2362.2662 | 2099.0411 | 1674.6441 | 1336.9951 | 1052.6112 | 845.3041 | 669.7944 | 535.9051 | 426.5663 | 338.2091 | 270.8878 | 215.8141 | 1.4663 | 0.52177 | 0.17727 | 0.057623 | 0.048837 | 0.048707 | 0.048589 | 1.0948e-06 | 1.0948e-06 | 1.0948e-06 | 2374.3369 | 4747.3707 | 7106.4098 | 9466.7244 | 11828.9906 | 13928.0317 | 15602.6758 | 16939.6709 | 17992.2821 | 18837.5862 | 19507.3807 | 20043.2857 | 20469.852 | 20808.0611 | 21078.9489 | 21294.7629 | 21296.2292 | 21296.751 | 21296.9282 | 21296.9859 | 21297.0347 | 21297.0834 | 21297.132 | 21297.132 | 21297.132 | 21297.132 | 0.066661 | 0.066391 | 0.065763 | 0.065562 | 0.065374 | 0.057862 | 0.045996 | 0.036595 | 0.028703 | 0.022983 | 0.018153 | 0.014486 | 0.0115 | 0.0090939 | 0.0072686 | 0.0057778 | 3.9174e-05 | 1.3911e-05 | 4.7167e-06 | 1.5301e-06 | 1.2966e-06 | 1.2929e-06 | 1.2896e-06 | 0 | 0 | 0 | 0.066661 | 0.13282 | 0.19811 | 0.26295 | 0.32736 | 0.38394 | 0.42854 | 0.46365 | 0.49063 | 0.51217 | 0.52868 | 0.54179 | 0.55186 | 0.55949 | 0.5656 | 0.57011 | 0.56896 | 0.56781 | 0.56666 | 0.56552 | 0.56542 | 0.56533 | 0.56525 | 0 | 0 | 0 | 2018.1864 | 2017.0787 | 2005.1833 | 2006.2674 | 2007.9263 | 1784.1849 | 1423.4475 | 1136.4458 | 894.7196 | 718.5085 | 569.3253 | 455.5193 | 362.5813 | 287.4777 | 230.2546 | 183.4419 | 1.2463 | 0.4435 | 0.15068 | 0.04898 | 0.041512 | 0.041401 | 0.041301 | 9.3059e-07 | 9.3059e-07 | 9.3059e-07 | 2018.1864 | 4035.2651 | 6040.4484 | 8046.7157 | 10054.642 | 11838.827 | 13262.2744 | 14398.7202 | 15293.4398 | 16011.9483 | 16581.2736 | 17036.7929 | 17399.3742 | 17686.8519 | 17917.1065 | 18100.5485 | 18101.7948 | 18102.2383 | 18102.389 | 18102.438 | 18102.4795 | 18102.5209 | 18102.5622 | 18102.5622 | 18102.5622 | 18102.5622 | 0 | 0 | 0 | 0 | 0 | 0 | 0 | 0 | 0 | 0 | 0 | 0 | 0 | 0 | 0 | 0 | 0 | 0 | 0 | 0 | 0 | 0 | 0 | 0 | 0 | 0 | 0 | 0 | 0 | 0 | 0 | 0 | 0 | 0 | 0 | 0 | 0 | 0 | 0 | 0 | 0 | 0 | 0 | 0 | 0 | 0 | 0 | 0 | 0 | 0 | 0 | 0 | 0 | 0 | 0 | 0 | 0 | 0 | 0 | 0 | 0 | 0 | 0 | 0 | 0 | 0 | 0 | 0 | 0 | 0 | 0 | 0 | 0 | 0 | 0 | 0 | 0 | 0 | 0 | 0 | 0 | 0 | 0 | 0 | 0 | 0 | 0 | 0 | 0 | 0 | 0 | 0 | 0 | 0 | 0 | 0 | 0 | 0 | 0 | 0 | 0 | 0 | 0 | 0 | 0 | 0 | 0 | 0 | 0 | 0 | 0 | 0 | 0 | 0 | 0 | 0 | 0 | 0 | 0 | 0 | 0 | 0 | 0 | 0 | 0 | 0 | 0 | 0 | 0 | 0 | 0 | 0 | 0 | 0 | 0 | 0 | 0 | 0 | 0 | 0 | 0 | 0 | 0 | 0 | 0 | 0 | 0 | 0 | 0 | 0 | 0 | 0 | 0 | 0 | 0 | 0 | 0 | 0 | 0 | 0 | 0 | 0 | 0 | 0 | 0 | 0 | 0 | 0 | 0 | 0 | 0 | 0 | 0 | 0 | 0 | 0 | 0 | 0 | 0 | 0 | 0 | 0 | 0 | 0 | 0 | 0 | 0 | 0 | 0 | 0 | 0 | 0 | 0 | 0 | 0 | 0 | 0 | 0 | 0 | 0 | 0 | 0 | 0 | 0 | 0 | 0 | 0 | 0 | 3459111.349 | 3459111.349 | 3459111.349 | 3459111.349 | 3459111.349 | 3459111.349 | 3459111.349 | 3459111.349 | 3459111.349 | 3459111.349 | 3459111.349 | 3459111.349 | 3459111.349 | 3459111.349 | 3459111.349 | 3459111.349 | 3459111.349 | 3459111.349 | 3459111.349 | 3459111.349 | 3459111.349 | 3459111.349 | 3459111.349 | 0 | 0 | 0 | 2630021.4289 | 2630021.4289 | 2630021.4289 | 2630021.4289 | 2630021.4289 | 2630021.4289 | 2630021.4289 | 2630021.4289 | 2630021.4289 | 2630021.4289 | 2630021.4289 | 2630021.4289 | 2630021.4289 | 2630021.4289 | 2630021.4289 | 2630021.4289 | 2630021.4289 | 2630021.4289 | 2630021.4289 | 2630021.4289 | 2630021.4289 | 2630021.4289 | 2630021.4289 | 0 | 0 | 0
WA_Industrial_Other Industrial_Existing_Space Heating_Natural Gas_Building Automation System_A | WA | Industrial | Other Industrial | Existing | Space Heating | Natural Gas | Building Automation System | A | IM671 | No control system | Automation system installed and programmed | 15 | 0.015698 | 0 | 0 | 0.1 | 0.03 | 0 | 0 | 0.05225 |  | sqft | 5% | 65% | Retrofit | Retro1Slow | 81.8% | TBD | 0.2% | 2737.6837 |  | 545.2251 |  | 0.29453 | COM_EMS-All-XCELCO-2017-18-3 | BEHAV_EIS-All-CPUC-2018_PG-10 | COM_EMS-All-XCELCO-2017-18-3 | No control system | No control system | No control system | No control system | No control system | No control system | No control system | No control system | No control system | No control system | No control system | No control system | No control system | No control system | No control system | No control system | No control system | No control system | No control system | No control system | No control system | No control system | No control system | No control system | No control system | No control system | No control system | No control system | No control system | No control system | No control system | Automation system installed and programmed | Automation system installed and programmed | Automation system installed and programmed | Automation system installed and programmed | Automation system installed and programmed | Automation system installed and programmed | Automation system installed and programmed | Automation system installed and programmed | Automation system installed and programmed | Automation system installed and programmed | Automation system installed and programmed | Automation system installed and programmed | Automation system installed and programmed | Automation system installed and programmed | Automation system installed and programmed | Automation system installed and programmed | Automation system installed and programmed | Automation system installed and programmed | Automation system installed and programmed | Automation system installed and programmed | Automation system installed and programmed | Automation system installed and programmed | Automation system installed and programmed | Automation system installed and programmed | Automation system installed and programmed | Automation system installed and programmed | Automation system installed and programmed | Automation system installed and programmed | Automation system installed and programmed | Automation system installed and programmed | Automation system installed and programmed | 0.1 | 0.1 | 0.1 | 0.1 | 0.1 | 0.1 | 0.1 | 0.1 | 0.1 | 0.1 | 0.1 | 0.1 | 0.1 | 0.1 | 0.1 | 0.1 | 0.1 | 0.1 | 0.1 | 0.1 | 0.1 | 0.1 | 0.1 | 0.1 | 0.1 | 0.1 | 0.1 | 0.1 | 0.1 | 0.1 | 0.1 | 0 | 0 | 0 | 0 | 0 | 0.015434 | 0.015322 | 0.015179 | 0.015026 | 0.014862 | 0.01469 | 0.014513 | 0.014334 | 0.014146 | 0.013948 | 0.013754 | 0.013566 | 0.013396 | 0.013237 | 0.013093 | 0.012956 | 0.012817 | 0.012695 | 0.012581 | 0.012471 | 0.012372 | 0.012286 | 0.012203 | 0 | 0 | 0 | 0.11613 | 0.23032 | 0.40275 | 0.64886 | 0.97495 | 1.3627 | 1.8263 | 2.3335 | 2.8031 | 3.2716 | 3.5851 | 3.762 | 3.7118 | 3.4266 | 2.9834 | 2.4314 | 1.8322 | 1.2518 | 0.78986 | 0.50904 | 0 | 0 | 0 | 0 | 0 | 0 | 0.11613 | 0.3456 | 0.74514 | 1.3865 | 2.3463 | 3.6818 | 5.4637 | 7.7297 | 10.4314 | 13.5568 | 16.954 | 20.4833 | 23.9395 | 27.0818 | 29.7695 | 31.8899 | 33.3808 | 34.3147 | 34.7952 | 35.0019 | 34.7241 | 34.4826 | 34.2496 | 0 | 0 | 0 | 7524.2405 | 15032.2084 | 26532.9641 | 43182.8366 | 65599.7127 | 92759.7018 | 125833.8636 | 162794.9189 | 198151.9005 | 234560.315 | 260651.8426 | 277320.4701 | 277076.6533 | 258861.6615 | 227866.8978 | 187664.1482 | 142949.7284 | 98604.6021 | 62783.2996 | 40816.5101 | 0 | 0 | 0 | 0 | 0 | 0 | 7524.2405 | 22556.4489 | 49089.413 | 92272.2495 | 157871.9623 | 250631.6641 | 376465.5277 | 539260.4466 | 737412.3471 | 971972.6621 | 1232624.5047 | 1509944.9748 | 1787021.6282 | 2045883.2897 | 2273750.1874 | 2461414.3356 | 2604364.064 | 2702968.6661 | 2765751.9657 | 2806568.4758 | 2806568.4758 | 2806568.4758 | 2806568.4758 | 2806568.4758 | 2806568.4758 | 2806568.4758 | 0.098835 | 0.19629 | 0.34389 | 0.55515 | 0.83586 | 1.1708 | 1.5723 | 2.013 | 2.4234 | 2.8341 | 3.1121 | 3.2717 | 3.2314 | 2.9857 | 2.6008 | 2.1204 | 1.5986 | 1.0927 | 0.69023 | 0.44539 | 0 | 0 | 0 | 0 | 0 | 0 | 0.098835 | 0.29453 | 0.63625 | 1.1862 | 2.0116 | 3.1633 | 4.704 | 6.6682 | 9.0184 | 11.7441 | 14.7172 | 17.8136 | 20.8413 | 23.5972 | 25.9515 | 27.811 | 29.1237 | 29.9521 | 30.4062 | 30.6251 | 30.4216 | 30.247 | 30.0839 | 0 | 0 | 0 | 6395.6044 | 12777.3772 | 22553.0195 | 36705.4111 | 55759.7558 | 78845.7466 | 106958.7841 | 138375.681 | 168429.1154 | 199376.2677 | 221554.0662 | 235722.3996 | 235515.1553 | 220032.4123 | 193686.8631 | 159514.5259 | 121507.2691 | 83813.9118 | 53365.8047 | 34694.0336 | 0 | 0 | 0 | 0 | 0 | 0 | 6395.6044 | 19172.9816 | 41726.001 | 78431.4121 | 134191.1679 | 213036.9145 | 319995.6986 | 458371.3796 | 626800.495 | 826176.7628 | 1047730.829 | 1283453.2286 | 1518968.3839 | 1739000.7962 | 1932687.6593 | 2092202.1853 | 2213709.4544 | 2297523.3662 | 2350889.1708 | 2385583.2044 | 2385583.2044 | 2385583.2044 | 2385583.2044 | 2385583.2044 | 2385583.2044 | 2385583.2044 | 0.098862 | 0.19642 | 0.3443 | 0.55612 | 0.83784 | 1.1743 | 1.5782 | 2.0219 | 2.4359 | 2.851 | 3.133 | 3.2961 | 3.258 | 3.0127 | 2.6263 | 2.1429 | 1.617 | 1.1062 | 0.69888 | 0.45104 | 0 | 0 | 0 | 0 | 0 | 0 | 0.098862 | 0.29473 | 0.63699 | 1.1883 | 2.0163 | 3.173 | 4.7215 | 6.6976 | 9.065 | 11.8138 | 14.816 | 17.9462 | 21.0127 | 23.8108 | 26.2064 | 28.1068 | 29.4589 | 30.3226 | 30.7875 | 31.0136 | 30.8111 | 30.6375 | 30.4752 | 0 | 0 | 0 | 6395.6044 | 12777.3772 | 22553.0195 | 36705.4111 | 55759.7558 | 78845.7466 | 106958.7841 | 138375.681 | 168429.1154 | 199376.2677 | 221554.0662 | 235722.3996 | 235515.1553 | 220032.4123 | 193686.8631 | 159514.5259 | 121507.2691 | 83813.9118 | 53365.8047 | 34694.0336 | 0 | 0 | 0 | 0 | 0 | 0 | 6395.6044 | 19172.9816 | 41726.001 | 78431.4121 | 134191.1679 | 213036.9145 | 319995.6986 | 458371.3796 | 626800.495 | 826176.7628 | 1047730.829 | 1283453.2286 | 1518968.3839 | 1739000.7962 | 1932687.6593 | 2092202.1853 | 2213709.4544 | 2297523.3662 | 2350889.1708 | 2385583.2044 | 2385583.2044 | 2385583.2044 | 2385583.2044 | 2385583.2044 | 2385583.2044 | 2385583.2044 | 0.098835 | 0.19629 | 0.34389 | 0.55515 | 0.83586 | 1.1708 | 1.5723 | 2.013 | 2.4234 | 2.8341 | 3.1121 | 3.2717 | 3.2314 | 2.9857 | 2.6008 | 2.1204 | 1.5986 | 1.0927 | 0.69023 | 0.44539 | 0 | 0 | 0 | 0 | 0 | 0 | 0.098835 | 0.29453 | 0.63625 | 1.1862 | 2.0116 | 3.1633 | 4.704 | 6.6682 | 9.0184 | 11.7441 | 14.7172 | 17.8136 | 20.8413 | 23.5972 | 25.9515 | 27.811 | 29.1237 | 29.9521 | 30.4062 | 30.6251 | 30.4216 | 30.247 | 30.0839 | 0 | 0 | 0 | 6395.6044 | 12777.3772 | 22553.0195 | 36705.4111 | 55759.7558 | 78845.7466 | 106958.7841 | 138375.681 | 168429.1154 | 199376.2677 | 221554.0662 | 235722.3996 | 235515.1553 | 220032.4123 | 193686.8631 | 159514.5259 | 121507.2691 | 83813.9118 | 53365.8047 | 34694.0336 | 0 | 0 | 0 | 0 | 0 | 0 | 6395.6044 | 19172.9816 | 41726.001 | 78431.4121 | 134191.1679 | 213036.9145 | 319995.6986 | 458371.3796 | 626800.495 | 826176.7628 | 1047730.829 | 1283453.2286 | 1518968.3839 | 1739000.7962 | 1932687.6593 | 2092202.1853 | 2213709.4544 | 2297523.3662 | 2350889.1708 | 2385583.2044 | 2385583.2044 | 2385583.2044 | 2385583.2044 | 2385583.2044 | 2385583.2044 | 2385583.2044 | 2588.6886 | 2601.4057 | 2617.3097 | 2634.3408 | 2652.4101 | 2670.9824 | 2690.3443 | 2709.879 | 2729.6175 | 2751.2686 | 2771.5884 | 2791.9623 | 2811.1341 | 2829.2466 | 2847.1224 | 2864.2187 | 2881.8999 | 2898.0489 | 2913.4766 | 2928.3031 | 2942.1596 | 2955.1037 | 2967.191 | 0 | 0 | 0 | 515.5519 | 518.0846 | 521.2519 | 524.6438 | 528.2424 | 531.9412 | 535.7972 | 539.6876 | 543.6187 | 547.9306 | 551.9774 | 556.035 | 559.8532 | 563.4604 | 567.0204 | 570.4253 | 573.9466 | 577.1627 | 580.2353 | 583.188 | 585.9476 | 588.5255 | 590.9328 | 0 | 0 | 0
WA_Industrial_Other Industrial_Existing_Space Heating_Natural Gas_Steam System Efficiency Improvements_A | WA | Industrial | Other Industrial | Existing | Space Heating | Natural Gas | Steam System Efficiency Improvements | A | IM672 | Average system efficiency | Optimized system | 5 | 0.14024 | 0 | 0 | 0.12 | 0 | 0 | 0 | 0.0594 |  | sqft | 30% | 60% | Retrofit | Retro1Slow | 81.8% | TBD | 0.2% | 9001.6918 |  | 7977.4032 |  | 0.018424 | AEG Research | DOE - Improving Steam System Performance: A Sourcebook for Industry, Second Edition. October 2012. | DOE - Improving Steam System Performance: A Sourcebook for Industry, Second Edition. October 2012. | Average system efficiency | Average system efficiency | Average system efficiency | Average system efficiency | Average system efficiency | Average system efficiency | Average system efficiency | Average system efficiency | Average system efficiency | Average system efficiency | Average system efficiency | Average system efficiency | Average system efficiency | Average system efficiency | Average system efficiency | Average system efficiency | Average system efficiency | Average system efficiency | Average system efficiency | Average system efficiency | Average system efficiency | Average system efficiency | Average system efficiency | Average system efficiency | Average system efficiency | Average system efficiency | Average system efficiency | Average system efficiency | Average system efficiency | Average system efficiency | Average system efficiency | Optimized system | Optimized system | Optimized system | Optimized system | Optimized system | Optimized system | Optimized system | Optimized system | Optimized system | Optimized system | Optimized system | Optimized system | Optimized system | Optimized system | Optimized system | Optimized system | Optimized system | Optimized system | Optimized system | Optimized system | Optimized system | Optimized system | Optimized system | Optimized system | Optimized system | Optimized system | Optimized system | Optimized system | Optimized system | Optimized system | Optimized system | 0.12 | 0.12 | 0.12 | 0.12 | 0.12 | 0.12 | 0.12 | 0.12 | 0.12 | 0.12 | 0.12 | 0.12 | 0.12 | 0.12 | 0.12 | 0.12 | 0.12 | 0.12 | 0.12 | 0.12 | 0.12 | 0.12 | 0.12 | 0.12 | 0.12 | 0.12 | 0.12 | 0.12 | 0.12 | 0.12 | 0.12 | 0 | 0 | 0 | 0 | 0 | 0.13697 | 0.13505 | 0.13288 | 0.13048 | 0.12786 | 0.125 | 0.12207 | 0.11907 | 0.11591 | 0.1129 | 0.10989 | 0.10713 | 0.10456 | 0.10212 | 0.1001 | 0.09819 | 0.096409 | 0.09485 | 0.093463 | 0.092147 | 0.091268 | 0.090503 | 0.089779 | 0.11902 | 0.11854 | 0.11809 | 0.0073038 | 0.014388 | 0.024986 | 0.039932 | 0.059442 | 0.082174 | 0.10886 | 0.13738 | 0.16277 | 0.18768 | 0.20299 | 0.21056 | 0.20532 | 0.18736 | 0.16165 | 0.13059 | 0.097672 | 0.066284 | 0.041587 | 0.026656 | 0 | 0 | 0 | 0 | 0 | 0 | 0.0073038 | 0.02159 | 0.046228 | 0.085325 | 0.14305 | 0.22203 | 0.32568 | 0.45508 | 0.60574 | 0.77772 | 0.95994 | 1.1464 | 1.3242 | 1.4808 | 1.613 | 1.7129 | 1.7795 | 1.817 | 1.832 | 1.8329 | 1.8154 | 1.8002 | 1.7858 | 0 | 0 | 0 | 53.3252 | 106.5351 | 188.0424 | 306.042 | 464.9132 | 657.3994 | 891.8 | 1153.7475 | 1404.3268 | 1662.3576 | 1847.2715 | 1965.4041 | 1963.6761 | 1834.5843 | 1614.9206 | 1329.9988 | 1013.1022 | 698.8229 | 444.9529 | 289.2716 | 0 | 0 | 0 | 0 | 0 | 0 | 53.3252 | 159.8603 | 347.9027 | 653.9447 | 1118.8579 | 1776.2573 | 2668.0572 | 3821.8047 | 5226.1315 | 6888.4891 | 8735.7606 | 10701.1647 | 12664.8409 | 14499.4251 | 16114.3457 | 17444.3445 | 18457.4467 | 19156.2696 | 19601.2225 | 19890.4941 | 19890.4941 | 19890.4941 | 19890.4941 | 19890.4941 | 19890.4941 | 19890.4941 | 0.00622 | 0.012278 | 0.021383 | 0.034281 | 0.051207 | 0.071062 | 0.094507 | 0.11974 | 0.14249 | 0.16495 | 0.17916 | 0.18653 | 0.18242 | 0.1669 | 0.14427 | 0.11675 | 0.087453 | 0.05943 | 0.037356 | 0.023989 | 0 | 0 | 0 | 0 | 0 | 0 | 0.00622 | 0.018424 | 0.039562 | 0.073251 | 0.12324 | 0.19201 | 0.28274 | 0.39665 | 0.53027 | 0.68354 | 0.84723 | 1.0156 | 1.1765 | 1.3191 | 1.4396 | 1.5313 | 1.5933 | 1.6291 | 1.6456 | 1.6495 | 1.636 | 1.6244 | 1.6138 | 0 | 0 | 0 | 45.3264 | 90.5548 | 159.836 | 260.1357 | 395.1762 | 558.7895 | 758.03 | 980.6854 | 1193.6777 | 1413.004 | 1570.1808 | 1670.5935 | 1669.1247 | 1559.3966 | 1372.6825 | 1130.499 | 861.1369 | 593.9994 | 378.21 | 245.8809 | 0 | 0 | 0 | 0 | 0 | 0 | 45.3264 | 135.8813 | 295.7173 | 555.853 | 951.0292 | 1509.8187 | 2267.8487 | 3248.534 | 4442.2118 | 5855.2158 | 7425.3965 | 9095.99 | 10765.1147 | 12324.5114 | 13697.1938 | 14827.6928 | 15688.8297 | 16282.8291 | 16661.0391 | 16906.92 | 16906.92 | 16906.92 | 16906.92 | 16906.92 | 16906.92 | 16906.92 | 0.0062303 | 0.012321 | 0.021498 | 0.034533 | 0.051688 | 0.071883 | 0.095798 | 0.12163 | 0.14508 | 0.1683 | 0.18321 | 0.19115 | 0.18736 | 0.17183 | 0.14884 | 0.12072 | 0.090638 | 0.061736 | 0.038869 | 0.025 | 0 | 0 | 0 | 0 | 0 | 0 | 0.0062303 | 0.018488 | 0.039775 | 0.07379 | 0.12439 | 0.19422 | 0.2866 | 0.40291 | 0.5399 | 0.69741 | 0.8664 | 1.0408 | 1.2084 | 1.358 | 1.4852 | 1.5834 | 1.6513 | 1.6923 | 1.7123 | 1.719 | 1.7053 | 1.6935 | 1.6826 | 0 | 0 | 0 | 45.3264 | 90.5548 | 159.836 | 260.1357 | 395.1762 | 558.7895 | 758.03 | 980.6854 | 1193.6777 | 1413.004 | 1570.1808 | 1670.5935 | 1669.1247 | 1559.3966 | 1372.6825 | 1130.499 | 861.1369 | 593.9994 | 378.21 | 245.8809 | 0 | 0 | 0 | 0 | 0 | 0 | 45.3264 | 135.8813 | 295.7173 | 555.853 | 951.0292 | 1509.8187 | 2267.8487 | 3248.534 | 4442.2118 | 5855.2158 | 7425.3965 | 9095.99 | 10765.1147 | 12324.5114 | 13697.1938 | 14827.6928 | 15688.8297 | 16282.8291 | 16661.0391 | 16906.92 | 16906.92 | 16906.92 | 16906.92 | 16906.92 | 16906.92 | 16906.92 | 0.0062295 | 0.012314 | 0.021478 | 0.034491 | 0.051614 | 0.071771 | 0.095642 | 0.12142 | 0.1448 | 0.16793 | 0.18273 | 0.19055 | 0.18665 | 0.17104 | 0.14803 | 0.11995 | 0.089968 | 0.061217 | 0.038527 | 0.024772 | 0 | 0 | 0 | 0 | 0 | 0 | 0.0062295 | 0.018478 | 0.039738 | 0.073699 | 0.12421 | 0.19392 | 0.28614 | 0.40222 | 0.53888 | 0.69586 | 0.86413 | 1.0375 | 1.2038 | 1.3518 | 1.4771 | 1.5733 | 1.6391 | 1.6781 | 1.6972 | 1.7033 | 1.6891 | 1.6773 | 1.6664 | 0 | 0 | 0 | 45.3264 | 90.5548 | 159.836 | 260.1357 | 395.1762 | 558.7895 | 758.03 | 980.6854 | 1193.6777 | 1413.004 | 1570.1808 | 1670.5935 | 1669.1247 | 1559.3966 | 1372.6825 | 1130.499 | 861.1369 | 593.9994 | 378.21 | 245.8809 | 0 | 0 | 0 | 0 | 0 | 0 | 45.3264 | 135.8813 | 295.7173 | 555.853 | 951.0292 | 1509.8187 | 2267.8487 | 3248.534 | 4442.2118 | 5855.2158 | 7425.3965 | 9095.99 | 10765.1147 | 12324.5114 | 13697.1938 | 14827.6928 | 15688.8297 | 16282.8291 | 16661.0391 | 16906.92 | 16906.92 | 16906.92 | 16906.92 | 16906.92 | 16906.92 | 16906.92 | 8721.2689 | 8754.7665 | 8788.3087 | 8822.2883 | 8856.4337 | 8889.8729 | 8923.2299 | 8956.4773 | 8989.5889 | 9024.9052 | 9057.5636 | 9090.0877 | 9122.3061 | 9154.2747 | 9186.5393 | 9217.916 | 9250.8005 | 9282.7697 | 9313.9465 | 9345.535 | 9374.5479 | 9401.1817 | 9425.6202 | 9448.035 | 9468.586 | 9487.4216 | 7728.8892 | 7758.5752 | 7788.3007 | 7818.4138 | 7848.6738 | 7878.308 | 7907.8694 | 7937.3336 | 7966.6775 | 7997.9752 | 8026.9175 | 8055.7407 | 8084.293 | 8112.624 | 8141.2172 | 8169.0236 | 8198.1662 | 8226.4977 | 8254.127 | 8282.1211 | 8307.8326 | 8331.4358 | 8353.0935 | 8372.9578 | 8391.1703 | 8407.8626
WA_Industrial_Other Industrial_Existing_Process_Natural Gas_Steam System Efficiency Improvements_A | WA | Industrial | Other Industrial | Existing | Process | Natural Gas | Steam System Efficiency Improvements | A | IM673 | Average system efficiency | Optimized system | 5 | 0.10623 | 0 | 0 | 9.89 | 0 | 0 | 0 | 4.9451 |  | sqft | 30% | 60% | Retrofit | Retro1Slow | 81.8% | TBD | 0.2% | 9001.6918 |  | 7977.4032 |  | 0.0024937 | AEG Research | DOE - Improving Steam System Performance: A Sourcebook for Industry, Second Edition. October 2012. | DOE - Improving Steam System Performance: A Sourcebook for Industry, Second Edition. October 2012. | Average system efficiency | Average system efficiency | Average system efficiency | Average system efficiency | Average system efficiency | Average system efficiency | Average system efficiency | Average system efficiency | Average system efficiency | Average system efficiency | Average system efficiency | Average system efficiency | Average system efficiency | Average system efficiency | Average system efficiency | Average system efficiency | Average system efficiency | Average system efficiency | Average system efficiency | Average system efficiency | Average system efficiency | Average system efficiency | Average system efficiency | Average system efficiency | Average system efficiency | Average system efficiency | Average system efficiency | Average system efficiency | Average system efficiency | Average system efficiency | Average system efficiency | Optimized system | Optimized system | Optimized system | Optimized system | Optimized system | Optimized system | Optimized system | Optimized system | Optimized system | Optimized system | Optimized system | Optimized system | Optimized system | Optimized system | Optimized system | Optimized system | Optimized system | Optimized system | Optimized system | Optimized system | Optimized system | Optimized system | Optimized system | Optimized system | Optimized system | Optimized system | Optimized system | Optimized system | Optimized system | Optimized system | Optimized system | 9.89 | 9.89 | 9.89 | 9.89 | 9.89 | 9.89 | 9.89 | 9.89 | 9.89 | 9.89 | 9.89 | 9.89 | 9.89 | 9.89 | 9.89 | 9.89 | 9.89 | 9.89 | 9.89 | 9.89 | 9.89 | 9.89 | 9.89 | 9.89 | 9.89 | 9.89 | 9.89 | 9.89 | 9.89 | 9.89 | 9.89 | 0 | 0 | 0 | 0 | 0 | 0.10579 | 0.10534 | 0.10489 | 0.10444 | 0.10399 | 0.1035 | 0.10306 | 0.10263 | 0.10218 | 0.10182 | 0.10144 | 0.10113 | 0.10081 | 0.1005 | 0.10025 | 0.099984 | 0.099738 | 0.099497 | 0.099259 | 0.099023 | 0.099002 | 0.098983 | 0.098966 | 0.10623 | 0.10623 | 0.10623 | 0.00098149 | 0.0019527 | 0.0034319 | 0.0055615 | 0.0084115 | 0.011839 | 0.015991 | 0.020603 | 0.024967 | 0.029451 | 0.032604 | 0.034581 | 0.034444 | 0.032079 | 0.028168 | 0.023137 | 0.017581 | 0.012098 | 0.0076844 | 0.0049839 | 0 | 0 | 0 | 0 | 0 | 0 | 0.00098149 | 0.0029301 | 0.0063495 | 0.011884 | 0.020243 | 0.031987 | 0.047841 | 0.068247 | 0.092913 | 0.12204 | 0.15418 | 0.18829 | 0.22215 | 0.25353 | 0.28108 | 0.30347 | 0.3203 | 0.33163 | 0.33852 | 0.34269 | 0.34262 | 0.34256 | 0.3425 | 0 | 0 | 0 | 9.2781 | 18.5362 | 32.7177 | 53.2486 | 80.8908 | 114.3817 | 155.1654 | 200.7419 | 244.3405 | 289.2356 | 321.409 | 341.963 | 341.6624 | 319.2015 | 280.982 | 231.4081 | 176.2709 | 121.589 | 77.4179 | 50.3307 | 0 | 0 | 0 | 0 | 0 | 0 | 9.2781 | 27.8143 | 60.532 | 113.7806 | 194.6714 | 309.0532 | 464.2185 | 664.9604 | 909.301 | 1198.5366 | 1519.9456 | 1861.9086 | 2203.571 | 2522.7725 | 2803.7545 | 3035.1626 | 3211.4335 | 3333.0226 | 3410.4405 | 3460.7712 | 3460.7712 | 3460.7712 | 3460.7712 | 3460.7712 | 3460.7712 | 3460.7712 | 0.00083479 | 0.0016619 | 0.0029227 | 0.0047393 | 0.0071727 | 0.010102 | 0.013654 | 0.017603 | 0.021346 | 0.025194 | 0.027906 | 0.029613 | 0.029509 | 0.027495 | 0.024153 | 0.019847 | 0.015086 | 0.010385 | 0.0065989 | 0.0042814 | 0 | 0 | 0 | 0 | 0 | 0 | 0.00083479 | 0.0024937 | 0.0054073 | 0.010127 | 0.017262 | 0.027296 | 0.040851 | 0.058311 | 0.079439 | 0.1044 | 0.13197 | 0.16123 | 0.19032 | 0.21731 | 0.24101 | 0.26031 | 0.27486 | 0.28468 | 0.2907 | 0.29439 | 0.29434 | 0.29429 | 0.29425 | 0 | 0 | 0 | 7.8864 | 15.7557 | 27.8101 | 45.2613 | 68.7572 | 97.2245 | 131.8906 | 170.6306 | 207.6894 | 245.8503 | 273.1977 | 290.6686 | 290.413 | 271.3213 | 238.8347 | 196.6969 | 149.8302 | 103.3507 | 65.8052 | 42.7811 | 0 | 0 | 0 | 0 | 0 | 0 | 7.8864 | 23.6421 | 51.4522 | 96.7135 | 165.4707 | 262.6952 | 394.5857 | 565.2164 | 772.9058 | 1018.7561 | 1291.9537 | 1582.6223 | 1873.0354 | 2144.3567 | 2383.1914 | 2579.8882 | 2729.7185 | 2833.0692 | 2898.8744 | 2941.6555 | 2941.6555 | 2941.6555 | 2941.6555 | 2941.6555 | 2941.6555 | 2941.6555 | 0 | 0 | 0 | 0 | 0 | 0 | 0 | 0 | 0 | 0 | 0 | 0 | 0 | 0 | 0 | 0 | 0 | 0 | 0 | 0 | 0 | 0 | 0 | 0 | 0 | 0 | 0 | 0 | 0 | 0 | 0 | 0 | 0 | 0 | 0 | 0 | 0 | 0 | 0 | 0 | 0 | 0 | 0 | 0 | 0 | 0 | 0 | 0 | 0 | 0 | 0 | 0 | 0 | 0 | 0 | 0 | 0 | 0 | 0 | 0 | 0 | 0 | 0 | 0 | 0 | 0 | 0 | 0 | 0 | 0 | 0 | 0 | 0 | 0 | 0 | 0 | 0 | 0 | 0 | 0 | 0 | 0 | 0 | 0 | 0 | 0 | 0 | 0 | 0 | 0 | 0 | 0 | 0 | 0 | 0 | 0 | 0 | 0 | 0 | 0 | 0 | 0 | 0 | 0 | 0 | 0 | 0 | 0 | 0 | 0 | 0 | 0 | 0 | 0 | 0 | 0 | 0 | 0 | 0 | 0 | 0 | 0 | 0 | 0 | 0 | 0 | 0 | 0 | 0 | 0 | 0 | 0 | 0 | 0 | 0 | 0 | 0 | 0 | 0 | 0 | 0 | 0 | 0 | 0 | 0 | 0 | 0 | 0 | 0 | 0 | 0 | 0 | 0 | 0 | 0 | 0 | 0 | 0 | 0 | 0 | 0 | 0 | 0 | 0 | 0 | 0 | 0 | 0 | 0 | 0 | 0 | 0 | 0 | 0 | 0 | 0 | 0 | 0 | 0 | 0 | 0 | 0 | 0 | 0 | 0 | 0 | 0 | 0 | 0 | 0 | 0 | 0 | 0 | 0 | 0 | 0 | 0 | 0 | 0 | 0 | 0 | 0 | 0 | 0 | 0 | 0 | 0 | 0 | 8721.2689 | 8754.7665 | 8788.3087 | 8822.2883 | 8856.4337 | 8889.8729 | 8923.2299 | 8956.4773 | 8989.5889 | 9024.9052 | 9057.5636 | 9090.0877 | 9122.3061 | 9154.2747 | 9186.5393 | 9217.916 | 9250.8005 | 9282.7697 | 9313.9465 | 9345.535 | 9374.5479 | 9401.1817 | 9425.6202 | 9448.035 | 9468.586 | 9487.4216 | 7728.8892 | 7758.5752 | 7788.3007 | 7818.4138 | 7848.6738 | 7878.308 | 7907.8694 | 7937.3336 | 7966.6775 | 7997.9752 | 8026.9175 | 8055.7407 | 8084.293 | 8112.624 | 8141.2172 | 8169.0236 | 8198.1662 | 8226.4977 | 8254.127 | 8282.1211 | 8307.8326 | 8331.4358 | 8353.0935 | 8372.9578 | 8391.1703 | 8407.8626
WA_Industrial_Other Industrial_Existing_Space Heating_Natural Gas_Strategic Energy Management_A | WA | Industrial | Other Industrial | Existing | Space Heating | Natural Gas | Strategic Energy Management | A | IM674 | No energy management system | Energy management system installed and programmed | 5 | 3.1831 | 0 | 0 | 7.7 | 0 | 0.18 | 0 | 3.8512 |  | employee | 5% | 50% | Retrofit | RetroEven20 | 76.5% | TBD | 0.2% | 284.2773 |  | 278.6458 |  | 1.2341 | BEHAV_SEM-All-CPUC-2018_PG-26 | BEHAV_SEM-All-CPUC-2018_PG-26 | AEG Research | No energy management system | No energy management system | No energy management system | No energy management system | No energy management system | No energy management system | No energy management system | No energy management system | No energy management system | No energy management system | No energy management system | No energy management system | No energy management system | No energy management system | No energy management system | No energy management system | No energy management system | No energy management system | No energy management system | No energy management system | No energy management system | No energy management system | No energy management system | No energy management system | No energy management system | No energy management system | No energy management system | No energy management system | No energy management system | No energy management system | No energy management system | Energy management system installed and programmed | Energy management system installed and programmed | Energy management system installed and programmed | Energy management system installed and programmed | Energy management system installed and programmed | Energy management system installed and programmed | Energy management system installed and programmed | Energy management system installed and programmed | Energy management system installed and programmed | Energy management system installed and programmed | Energy management system installed and programmed | Energy management system installed and programmed | Energy management system installed and programmed | Energy management system installed and programmed | Energy management system installed and programmed | Energy management system installed and programmed | Energy management system installed and programmed | Energy management system installed and programmed | Energy management system installed and programmed | Energy management system installed and programmed | Energy management system installed and programmed | Energy management system installed and programmed | Energy management system installed and programmed | Energy management system installed and programmed | Energy management system installed and programmed | Energy management system installed and programmed | Energy management system installed and programmed | Energy management system installed and programmed | Energy management system installed and programmed | Energy management system installed and programmed | Energy management system installed and programmed | 7.7 | 7.7 | 7.7 | 7.7 | 7.7 | 7.7 | 7.7 | 7.7 | 7.7 | 7.7 | 7.7 | 7.7 | 7.7 | 7.7 | 7.7 | 7.7 | 7.7 | 7.7 | 7.7 | 7.7 | 7.7 | 7.7 | 7.7 | 7.7 | 7.7 | 7.7 | 7.7 | 7.7 | 7.7 | 7.7 | 7.7 | 0 | 0 | 0 | 0 | 0 | 3.128 | 3.1035 | 3.072 | 3.0374 | 2.9994 | 2.9579 | 2.9137 | 2.8669 | 2.8159 | 2.7618 | 2.7066 | 2.6525 | 2.6021 | 2.5544 | 2.5129 | 2.4748 | 2.4389 | 2.409 | 2.3825 | 2.3584 | 2.3393 | 2.3226 | 2.3065 | 0 | 0 | 0 | 0.72987 | 0.72374 | 0.71218 | 0.70453 | 0.69629 | 0.67794 | 0.66598 | 0.65396 | 0.63211 | 0.62235 | 0.6041 | 0.59209 | 0.57791 | 0.56227 | 0.5538 | 0.54312 | 0.53318 | 0.52471 | 0.51719 | 0.51034 | 0 | 0 | 0 | 0 | 0 | 0 | 0.72987 | 1.4479 | 2.1454 | 2.8257 | 3.4867 | 4.1164 | 4.7208 | 5.299 | 5.8368 | 6.347 | 6.8244 | 7.28 | 7.7195 | 8.1404 | 8.562 | 8.975 | 9.3783 | 9.7877 | 10.1976 | 10.6047 | 10.5186 | 10.4436 | 10.3714 | 0 | 0 | 0 | 233.3305 | 233.2025 | 231.8272 | 231.9525 | 232.1443 | 229.1963 | 228.57 | 228.1059 | 224.4837 | 225.3407 | 223.1918 | 223.2208 | 222.0973 | 220.1162 | 220.377 | 219.4656 | 218.6121 | 217.8155 | 217.0753 | 216.3908 | 0 | 0 | 0 | 0 | 0 | 0 | 233.3305 | 466.533 | 698.3601 | 930.3127 | 1162.457 | 1391.6533 | 1620.2233 | 1848.3292 | 2072.8128 | 2298.1536 | 2521.3454 | 2744.5662 | 2966.6635 | 3186.7797 | 3407.1567 | 3626.6223 | 3845.2344 | 4063.0499 | 4280.1252 | 4496.516 | 4496.516 | 4496.516 | 4496.516 | 4496.516 | 4496.516 | 4496.516 | 0.62124 | 0.6169 | 0.60828 | 0.60306 | 0.59738 | 0.58309 | 0.57423 | 0.56532 | 0.54802 | 0.54107 | 0.52679 | 0.51777 | 0.50642 | 0.49364 | 0.48684 | 0.47801 | 0.46975 | 0.46269 | 0.45673 | 0.45135 | 0 | 0 | 0 | 0 | 0 | 0 | 0.62124 | 1.2341 | 1.8324 | 2.4187 | 2.9914 | 3.5404 | 4.0705 | 4.5808 | 5.0602 | 5.5181 | 5.951 | 6.3662 | 6.7646 | 7.1468 | 7.5269 | 7.8991 | 8.2625 | 8.6309 | 9.0054 | 9.3788 | 9.3149 | 9.2601 | 9.209 | 0 | 0 | 0 | 198.3309 | 198.2221 | 197.0531 | 197.1596 | 197.3227 | 194.8169 | 194.2845 | 193.89 | 190.8111 | 191.5396 | 189.7131 | 189.7377 | 188.7827 | 187.0988 | 187.3204 | 186.5458 | 185.8203 | 185.1432 | 184.514 | 183.9322 | 0 | 0 | 0 | 0 | 0 | 0 | 198.3309 | 396.553 | 593.6061 | 790.7658 | 988.0884 | 1182.9053 | 1377.1898 | 1571.0798 | 1761.8909 | 1953.4305 | 2143.1436 | 2332.8813 | 2521.664 | 2708.7628 | 2896.0832 | 3082.629 | 3268.4492 | 3453.5924 | 3638.1065 | 3822.0386 | 3822.0386 | 3822.0386 | 3822.0386 | 3822.0386 | 3822.0386 | 3822.0386 | 0.62156 | 0.61763 | 0.60946 | 0.60473 | 0.59955 | 0.58575 | 0.57739 | 0.56895 | 0.55211 | 0.54565 | 0.5318 | 0.5232 | 0.51226 | 0.49988 | 0.49348 | 0.48504 | 0.47719 | 0.47054 | 0.46466 | 0.45936 | 0 | 0 | 0 | 0 | 0 | 0 | 0.62156 | 1.2356 | 1.8359 | 2.4254 | 3.0022 | 3.5566 | 4.0928 | 4.6102 | 5.098 | 5.5649 | 6.0076 | 6.433 | 6.8426 | 7.2371 | 7.6295 | 8.0152 | 8.3934 | 8.7772 | 9.1618 | 9.5453 | 9.4815 | 9.4266 | 9.3754 | 0 | 0 | 0 | 198.3309 | 198.2221 | 197.0531 | 197.1596 | 197.3227 | 194.8169 | 194.2845 | 193.89 | 190.8111 | 191.5396 | 189.7131 | 189.7377 | 188.7827 | 187.0988 | 187.3204 | 186.5458 | 185.8203 | 185.1432 | 184.514 | 183.9322 | 0 | 0 | 0 | 0 | 0 | 0 | 198.3309 | 396.553 | 593.6061 | 790.7658 | 988.0884 | 1182.9053 | 1377.1898 | 1571.0798 | 1761.8909 | 1953.4305 | 2143.1436 | 2332.8813 | 2521.664 | 2708.7628 | 2896.0832 | 3082.629 | 3268.4492 | 3453.5924 | 3638.1065 | 3822.0386 | 3822.0386 | 3822.0386 | 3822.0386 | 3822.0386 | 3822.0386 | 3822.0386 | 0.6214 | 0.61705 | 0.60843 | 0.60321 | 0.59753 | 0.58323 | 0.57438 | 0.56547 | 0.54816 | 0.54121 | 0.52692 | 0.51791 | 0.50656 | 0.49377 | 0.48697 | 0.47814 | 0.46987 | 0.46281 | 0.45685 | 0.45146 | 0 | 0 | 0 | 0 | 0 | 0 | 0.6214 | 1.2344 | 1.8329 | 2.4194 | 2.9921 | 3.5413 | 4.0715 | 4.5819 | 5.0615 | 5.5196 | 5.9525 | 6.3678 | 6.7663 | 7.1487 | 7.5288 | 7.9011 | 8.2646 | 8.6332 | 9.0077 | 9.3812 | 9.3151 | 9.2603 | 9.2091 | 0 | 0 | 0 | 198.3309 | 198.2221 | 197.0531 | 197.1596 | 197.3227 | 194.8169 | 194.2845 | 193.89 | 190.8111 | 191.5396 | 189.7131 | 189.7377 | 188.7827 | 187.0988 | 187.3204 | 186.5458 | 185.8203 | 185.1432 | 184.514 | 183.9322 | 0 | 0 | 0 | 0 | 0 | 0 | 198.3309 | 396.553 | 593.6061 | 790.7658 | 988.0884 | 1182.9053 | 1377.1898 | 1571.0798 | 1761.8909 | 1953.4305 | 2143.1436 | 2332.8813 | 2521.664 | 2708.7628 | 2896.0832 | 3082.629 | 3268.4492 | 3453.5924 | 3638.1065 | 3822.0386 | 3822.0386 | 3822.0386 | 3822.0386 | 3822.0386 | 3822.0386 | 3822.0386 | 275.3591 | 276.1372 | 277.1058 | 278.1375 | 279.2259 | 280.3379 | 281.4901 | 282.6454 | 283.8054 | 285.0693 | 286.2477 | 287.4216 | 288.5193 | 289.5503 | 290.562 | 291.5244 | 292.5142 | 293.4135 | 294.2685 | 295.0862 | 295.8471 | 296.5549 | 297.2134 | 0 | 0 | 0 | 269.9043 | 270.667 | 271.6164 | 272.6277 | 273.6944 | 274.7844 | 275.9138 | 277.0462 | 278.1832 | 279.4222 | 280.5772 | 281.7278 | 282.8038 | 283.8143 | 284.806 | 285.7493 | 286.7196 | 287.6011 | 288.4391 | 289.2406 | 289.9864 | 290.6802 | 291.3256 | 0 | 0 | 0
WA_Industrial_Other Industrial_Existing_Process_Natural Gas_Strategic Energy Management_A | WA | Industrial | Other Industrial | Existing | Process | Natural Gas | Strategic Energy Management | A | IM675 | No energy management system | Energy management system installed and programmed | 5 | 1.4066 | 0 | 0 | 7.7 | 0 | 0.18 | 0 | 3.8512 |  | employee | 5% | 50% | Retrofit | RetroEven20 | 76.5% | TBD | 0.2% | 284.2773 |  | 278.6458 |  | 2.5859 | BEHAV_SEM-All-CPUC-2018_PG-26 | BEHAV_SEM-All-CPUC-2018_PG-26 | AEG Research | No energy management system | No energy management system | No energy management system | No energy management system | No energy management system | No energy management system | No energy management system | No energy management system | No energy management system | No energy management system | No energy management system | No energy management system | No energy management system | No energy management system | No energy management system | No energy management system | No energy management system | No energy management system | No energy management system | No energy management system | No energy management system | No energy management system | No energy management system | No energy management system | No energy management system | No energy management system | No energy management system | No energy management system | No energy management system | No energy management system | No energy management system | Energy management system installed and programmed | Energy management system installed and programmed | Energy management system installed and programmed | Energy management system installed and programmed | Energy management system installed and programmed | Energy management system installed and programmed | Energy management system installed and programmed | Energy management system installed and programmed | Energy management system installed and programmed | Energy management system installed and programmed | Energy management system installed and programmed | Energy management system installed and programmed | Energy management system installed and programmed | Energy management system installed and programmed | Energy management system installed and programmed | Energy management system installed and programmed | Energy management system installed and programmed | Energy management system installed and programmed | Energy management system installed and programmed | Energy management system installed and programmed | Energy management system installed and programmed | Energy management system installed and programmed | Energy management system installed and programmed | Energy management system installed and programmed | Energy management system installed and programmed | Energy management system installed and programmed | Energy management system installed and programmed | Energy management system installed and programmed | Energy management system installed and programmed | Energy management system installed and programmed | Energy management system installed and programmed | 7.7 | 7.7 | 7.7 | 7.7 | 7.7 | 7.7 | 7.7 | 7.7 | 7.7 | 7.7 | 7.7 | 7.7 | 7.7 | 7.7 | 7.7 | 7.7 | 7.7 | 7.7 | 7.7 | 7.7 | 7.7 | 7.7 | 7.7 | 7.7 | 7.7 | 7.7 | 7.7 | 7.7 | 7.7 | 7.7 | 7.7 | 0 | 0 | 0 | 0 | 0 | 1.4038 | 1.401 | 1.3982 | 1.3954 | 1.3925 | 1.3895 | 1.3867 | 1.3841 | 1.3813 | 1.3791 | 1.3769 | 1.3751 | 1.3734 | 1.3718 | 1.3705 | 1.3691 | 1.3678 | 1.3665 | 1.3652 | 1.364 | 1.3638 | 1.3637 | 1.3636 | 0 | 0 | 0 | 1.5237 | 1.5198 | 1.5078 | 1.5056 | 1.5038 | 1.4814 | 1.4744 | 1.4686 | 1.4424 | 1.4457 | 1.4296 | 1.4279 | 1.419 | 1.4046 | 1.405 | 1.3977 | 1.391 | 1.3846 | 1.3786 | 1.373 | 0 | 0 | 0 | 0 | 0 | 0 | 1.5237 | 3.0405 | 4.5422 | 6.0387 | 7.5302 | 8.9952 | 10.4516 | 11.9003 | 13.3186 | 14.7438 | 16.1493 | 17.5569 | 18.9542 | 20.3355 | 21.7217 | 23.0972 | 24.4663 | 25.8279 | 27.1824 | 28.5301 | 28.5275 | 28.5251 | 28.523 | 0 | 0 | 0 | 1085.4152 | 1084.8195 | 1078.4219 | 1079.0049 | 1079.8971 | 1066.1836 | 1063.27 | 1061.1111 | 1044.2611 | 1048.2481 | 1038.2517 | 1038.3864 | 1033.1602 | 1023.9444 | 1025.1574 | 1020.9181 | 1016.9474 | 1013.242 | 1009.7987 | 1006.6143 | 0 | 0 | 0 | 0 | 0 | 0 | 1085.4152 | 2170.2346 | 3248.6565 | 4327.6615 | 5407.5586 | 6473.7422 | 7537.0122 | 8598.1233 | 9642.3844 | 10690.6325 | 11728.8841 | 12767.2705 | 13800.4307 | 14824.3751 | 15849.5325 | 16870.4506 | 17887.3979 | 18900.6399 | 19910.4386 | 20917.0529 | 20917.0529 | 20917.0529 | 20917.0529 | 20917.0529 | 20917.0529 | 20917.0529 | 1.2955 | 1.2926 | 1.2828 | 1.2813 | 1.2801 | 1.2615 | 1.256 | 1.2514 | 1.2294 | 1.2325 | 1.219 | 1.2179 | 1.2105 | 1.1984 | 1.1989 | 1.1929 | 1.1873 | 1.182 | 1.1771 | 1.1725 | 0 | 0 | 0 | 0 | 0 | 0 | 1.2955 | 2.5859 | 3.8643 | 5.1391 | 6.4103 | 7.6599 | 8.9028 | 10.1398 | 11.3518 | 12.5694 | 13.771 | 14.9741 | 16.1689 | 17.3504 | 18.5358 | 19.7126 | 20.884 | 22.0494 | 23.209 | 24.3632 | 24.3613 | 24.3596 | 24.358 | 0 | 0 | 0 | 922.6029 | 922.0965 | 916.6586 | 917.1542 | 917.9126 | 906.256 | 903.7795 | 901.9445 | 887.6219 | 891.0109 | 882.5139 | 882.6284 | 878.1861 | 870.3528 | 871.3837 | 867.7804 | 864.4053 | 861.2557 | 858.3289 | 855.6222 | 0 | 0 | 0 | 0 | 0 | 0 | 922.6029 | 1844.6994 | 2761.3581 | 3678.5122 | 4596.4248 | 5502.6808 | 6406.4604 | 7308.4048 | 8196.0267 | 9087.0376 | 9969.5515 | 10852.1799 | 11730.3661 | 12600.7189 | 13472.1026 | 14339.883 | 15204.2883 | 16065.5439 | 16923.8728 | 17779.495 | 17779.495 | 17779.495 | 17779.495 | 17779.495 | 17779.495 | 17779.495 | 1.2955 | 1.2926 | 1.2828 | 1.2813 | 1.2801 | 1.2615 | 1.256 | 1.2514 | 1.2294 | 1.2325 | 1.219 | 1.2179 | 1.2105 | 1.1984 | 1.1989 | 1.1929 | 1.1873 | 1.182 | 1.1771 | 1.1725 | 0 | 0 | 0 | 0 | 0 | 0 | 1.2955 | 2.5859 | 3.8643 | 5.1391 | 6.4103 | 7.6599 | 8.9028 | 10.1398 | 11.3518 | 12.5694 | 13.771 | 14.9741 | 16.1689 | 17.3504 | 18.5358 | 19.7126 | 20.884 | 22.0494 | 23.209 | 24.3632 | 24.3613 | 24.3596 | 24.358 | 0 | 0 | 0 | 922.6029 | 922.0965 | 916.6586 | 917.1542 | 917.9126 | 906.256 | 903.7795 | 901.9445 | 887.6219 | 891.0109 | 882.5139 | 882.6284 | 878.1861 | 870.3528 | 871.3837 | 867.7804 | 864.4053 | 861.2557 | 858.3289 | 855.6222 | 0 | 0 | 0 | 0 | 0 | 0 | 922.6029 | 1844.6994 | 2761.3581 | 3678.5122 | 4596.4248 | 5502.6808 | 6406.4604 | 7308.4048 | 8196.0267 | 9087.0376 | 9969.5515 | 10852.1799 | 11730.3661 | 12600.7189 | 13472.1026 | 14339.883 | 15204.2883 | 16065.5439 | 16923.8728 | 17779.495 | 17779.495 | 17779.495 | 17779.495 | 17779.495 | 17779.495 | 17779.495 | 1.2955 | 1.2926 | 1.2828 | 1.2813 | 1.2801 | 1.2615 | 1.256 | 1.2514 | 1.2294 | 1.2325 | 1.219 | 1.2179 | 1.2105 | 1.1984 | 1.1989 | 1.1929 | 1.1873 | 1.182 | 1.1771 | 1.1725 | 0 | 0 | 0 | 0 | 0 | 0 | 1.2955 | 2.5859 | 3.8643 | 5.1391 | 6.4103 | 7.6599 | 8.9028 | 10.1398 | 11.3518 | 12.5694 | 13.771 | 14.9741 | 16.1689 | 17.3504 | 18.5358 | 19.7126 | 20.884 | 22.0494 | 23.209 | 24.3632 | 24.3613 | 24.3596 | 24.358 | 0 | 0 | 0 | 922.6029 | 922.0965 | 916.6586 | 917.1542 | 917.9126 | 906.256 | 903.7795 | 901.9445 | 887.6219 | 891.0109 | 882.5139 | 882.6284 | 878.1861 | 870.3528 | 871.3837 | 867.7804 | 864.4053 | 861.2557 | 858.3289 | 855.6222 | 0 | 0 | 0 | 0 | 0 | 0 | 922.6029 | 1844.6994 | 2761.3581 | 3678.5122 | 4596.4248 | 5502.6808 | 6406.4604 | 7308.4048 | 8196.0267 | 9087.0376 | 9969.5515 | 10852.1799 | 11730.3661 | 12600.7189 | 13472.1026 | 14339.883 | 15204.2883 | 16065.5439 | 16923.8728 | 17779.495 | 17779.495 | 17779.495 | 17779.495 | 17779.495 | 17779.495 | 17779.495 | 275.3591 | 276.1372 | 277.1058 | 278.1375 | 279.2259 | 280.3379 | 281.4901 | 282.6454 | 283.8054 | 285.0693 | 286.2477 | 287.4216 | 288.5193 | 289.5503 | 290.562 | 291.5244 | 292.5142 | 293.4135 | 294.2685 | 295.0862 | 295.8471 | 296.5549 | 297.2134 | 0 | 0 | 0 | 269.9043 | 270.667 | 271.6164 | 272.6277 | 273.6944 | 274.7844 | 275.9138 | 277.0462 | 278.1832 | 279.4222 | 280.5772 | 281.7278 | 282.8038 | 283.8143 | 284.806 | 285.7493 | 286.7196 | 287.6011 | 288.4391 | 289.2406 | 289.9864 | 290.6802 | 291.3256 | 0 | 0 | 0
WA_Industrial_Other Industrial_Existing_Miscellaneous_Natural Gas_Strategic Energy Management_A | WA | Industrial | Other Industrial | Existing | Miscellaneous | Natural Gas | Strategic Energy Management | A | IM676 | No energy management system | Energy management system installed and programmed | 5 | 0.89787 | 0 | 0 | 7.7 | 0 | 0.18 | 0 | 3.8512 |  | employee | 5% | 50% | Retrofit | RetroEven20 | 76.5% | TBD | 0.2% | 284.2773 |  | 278.6458 |  | 0.41408 | BEHAV_SEM-All-CPUC-2018_PG-26 | BEHAV_SEM-All-CPUC-2018_PG-26 | AEG Research | No energy management system | No energy management system | No energy management system | No energy management system | No energy management system | No energy management system | No energy management system | No energy management system | No energy management system | No energy management system | No energy management system | No energy management system | No energy management system | No energy management system | No energy management system | No energy management system | No energy management system | No energy management system | No energy management system | No energy management system | No energy management system | No energy management system | No energy management system | No energy management system | No energy management system | No energy management system | No energy management system | No energy management system | No energy management system | No energy management system | No energy management system | Energy management system installed and programmed | Energy management system installed and programmed | Energy management system installed and programmed | Energy management system installed and programmed | Energy management system installed and programmed | Energy management system installed and programmed | Energy management system installed and programmed | Energy management system installed and programmed | Energy management system installed and programmed | Energy management system installed and programmed | Energy management system installed and programmed | Energy management system installed and programmed | Energy management system installed and programmed | Energy management system installed and programmed | Energy management system installed and programmed | Energy management system installed and programmed | Energy management system installed and programmed | Energy management system installed and programmed | Energy management system installed and programmed | Energy management system installed and programmed | Energy management system installed and programmed | Energy management system installed and programmed | Energy management system installed and programmed | Energy management system installed and programmed | Energy management system installed and programmed | Energy management system installed and programmed | Energy management system installed and programmed | Energy management system installed and programmed | Energy management system installed and programmed | Energy management system installed and programmed | Energy management system installed and programmed | 7.7 | 7.7 | 7.7 | 7.7 | 7.7 | 7.7 | 7.7 | 7.7 | 7.7 | 7.7 | 7.7 | 7.7 | 7.7 | 7.7 | 7.7 | 7.7 | 7.7 | 7.7 | 7.7 | 7.7 | 7.7 | 7.7 | 7.7 | 7.7 | 7.7 | 7.7 | 7.7 | 7.7 | 7.7 | 7.7 | 7.7 | 0 | 0 | 0 | 0 | 0 | 0.89787 | 0.89787 | 0.89787 | 0.89787 | 0.89787 | 0.89787 | 0.89787 | 0.89787 | 0.89787 | 0.89787 | 0.89787 | 0.89787 | 0.89787 | 0.89787 | 0.89787 | 0.89787 | 0.89787 | 0.89787 | 0.89787 | 0.89787 | 0.89787 | 0.89787 | 0.89787 | 0 | 0 | 0 | 0.24364 | 0.24351 | 0.24207 | 0.2422 | 0.2424 | 0.23932 | 0.23867 | 0.23819 | 0.2344 | 0.2353 | 0.23305 | 0.23308 | 0.23191 | 0.22984 | 0.23011 | 0.22916 | 0.22827 | 0.22744 | 0.22667 | 0.22595 | 0 | 0 | 0 | 0 | 0 | 0 | 0.24364 | 0.48715 | 0.72922 | 0.97142 | 1.2138 | 1.4531 | 1.6918 | 1.93 | 2.1644 | 2.3997 | 2.6328 | 2.8658 | 3.0978 | 3.3276 | 3.5577 | 3.7869 | 4.0151 | 4.2426 | 4.4693 | 4.6952 | 4.6952 | 4.6952 | 4.6952 | 0 | 0 | 0 | 271.3538 | 271.2049 | 269.6055 | 269.7512 | 269.9743 | 266.5459 | 265.8175 | 265.2778 | 261.0653 | 262.062 | 259.5629 | 259.5966 | 258.29 | 255.9861 | 256.2893 | 255.2295 | 254.2368 | 253.3105 | 252.4497 | 251.6536 | 0 | 0 | 0 | 0 | 0 | 0 | 271.3538 | 542.5587 | 812.1641 | 1081.9154 | 1351.8897 | 1618.4355 | 1884.253 | 2149.5308 | 2410.5961 | 2672.6581 | 2932.221 | 3191.8176 | 3450.1077 | 3706.0938 | 3962.3831 | 4217.6126 | 4471.8495 | 4725.16 | 4977.6097 | 5229.2632 | 5229.2632 | 5229.2632 | 5229.2632 | 5229.2632 | 5229.2632 | 5229.2632 | 0.20709 | 0.20698 | 0.20576 | 0.20587 | 0.20604 | 0.20343 | 0.20287 | 0.20246 | 0.19924 | 0.2 | 0.1981 | 0.19812 | 0.19712 | 0.19537 | 0.1956 | 0.19479 | 0.19403 | 0.19332 | 0.19267 | 0.19206 | 0 | 0 | 0 | 0 | 0 | 0 | 0.20709 | 0.41408 | 0.61984 | 0.82571 | 1.0317 | 1.2352 | 1.438 | 1.6405 | 1.8397 | 2.0397 | 2.2378 | 2.436 | 2.6331 | 2.8285 | 3.0241 | 3.2188 | 3.4129 | 3.6062 | 3.7989 | 3.9909 | 3.9909 | 3.9909 | 3.9909 | 0 | 0 | 0 | 230.6507 | 230.5241 | 229.1647 | 229.2885 | 229.4781 | 226.564 | 225.9449 | 225.4861 | 221.9055 | 222.7527 | 220.6285 | 220.6571 | 219.5465 | 217.5882 | 217.8459 | 216.9451 | 216.1013 | 215.3139 | 214.5822 | 213.9055 | 0 | 0 | 0 | 0 | 0 | 0 | 230.6507 | 461.1749 | 690.3395 | 919.6281 | 1149.1062 | 1375.6702 | 1601.6151 | 1827.1012 | 2049.0067 | 2271.7594 | 2492.3879 | 2713.045 | 2932.5915 | 3150.1797 | 3368.0257 | 3584.9707 | 3801.0721 | 4016.386 | 4230.9682 | 4444.8737 | 4444.8737 | 4444.8737 | 4444.8737 | 4444.8737 | 4444.8737 | 4444.8737 | 0.20709 | 0.20698 | 0.20576 | 0.20587 | 0.20604 | 0.20343 | 0.20287 | 0.20246 | 0.19924 | 0.2 | 0.1981 | 0.19812 | 0.19712 | 0.19537 | 0.1956 | 0.19479 | 0.19403 | 0.19332 | 0.19267 | 0.19206 | 0 | 0 | 0 | 0 | 0 | 0 | 0.20709 | 0.41408 | 0.61984 | 0.82571 | 1.0317 | 1.2352 | 1.438 | 1.6405 | 1.8397 | 2.0397 | 2.2378 | 2.436 | 2.6331 | 2.8285 | 3.0241 | 3.2188 | 3.4129 | 3.6062 | 3.7989 | 3.9909 | 3.9909 | 3.9909 | 3.9909 | 0 | 0 | 0 | 230.6507 | 230.5241 | 229.1647 | 229.2885 | 229.4781 | 226.564 | 225.9449 | 225.4861 | 221.9055 | 222.7527 | 220.6285 | 220.6571 | 219.5465 | 217.5882 | 217.8459 | 216.9451 | 216.1013 | 215.3139 | 214.5822 | 213.9055 | 0 | 0 | 0 | 0 | 0 | 0 | 230.6507 | 461.1749 | 690.3395 | 919.6281 | 1149.1062 | 1375.6702 | 1601.6151 | 1827.1012 | 2049.0067 | 2271.7594 | 2492.3879 | 2713.045 | 2932.5915 | 3150.1797 | 3368.0257 | 3584.9707 | 3801.0721 | 4016.386 | 4230.9682 | 4444.8737 | 4444.8737 | 4444.8737 | 4444.8737 | 4444.8737 | 4444.8737 | 4444.8737 | 0.20709 | 0.20698 | 0.20576 | 0.20587 | 0.20604 | 0.20343 | 0.20287 | 0.20246 | 0.19924 | 0.2 | 0.1981 | 0.19812 | 0.19712 | 0.19537 | 0.1956 | 0.19479 | 0.19403 | 0.19332 | 0.19267 | 0.19206 | 0 | 0 | 0 | 0 | 0 | 0 | 0.20709 | 0.41408 | 0.61984 | 0.82571 | 1.0317 | 1.2352 | 1.438 | 1.6405 | 1.8397 | 2.0397 | 2.2378 | 2.436 | 2.6331 | 2.8285 | 3.0241 | 3.2188 | 3.4129 | 3.6062 | 3.7989 | 3.9909 | 3.9909 | 3.9909 | 3.9909 | 0 | 0 | 0 | 230.6507 | 230.5241 | 229.1647 | 229.2885 | 229.4781 | 226.564 | 225.9449 | 225.4861 | 221.9055 | 222.7527 | 220.6285 | 220.6571 | 219.5465 | 217.5882 | 217.8459 | 216.9451 | 216.1013 | 215.3139 | 214.5822 | 213.9055 | 0 | 0 | 0 | 0 | 0 | 0 | 230.6507 | 461.1749 | 690.3395 | 919.6281 | 1149.1062 | 1375.6702 | 1601.6151 | 1827.1012 | 2049.0067 | 2271.7594 | 2492.3879 | 2713.045 | 2932.5915 | 3150.1797 | 3368.0257 | 3584.9707 | 3801.0721 | 4016.386 | 4230.9682 | 4444.8737 | 4444.8737 | 4444.8737 | 4444.8737 | 4444.8737 | 4444.8737 | 4444.8737 | 275.3591 | 276.1372 | 277.1058 | 278.1375 | 279.2259 | 280.3379 | 281.4901 | 282.6454 | 283.8054 | 285.0693 | 286.2477 | 287.4216 | 288.5193 | 289.5503 | 290.562 | 291.5244 | 292.5142 | 293.4135 | 294.2685 | 295.0862 | 295.8471 | 296.5549 | 297.2134 | 0 | 0 | 0 | 269.9043 | 270.667 | 271.6164 | 272.6277 | 273.6944 | 274.7844 | 275.9138 | 277.0462 | 278.1832 | 279.4222 | 280.5772 | 281.7278 | 282.8038 | 283.8143 | 284.806 | 285.7493 | 286.7196 | 287.6011 | 288.4391 | 289.2406 | 289.9864 | 290.6802 | 291.3256 | 0 | 0 | 0
WA_Industrial_Other Industrial_Existing_Space Heating_Natural Gas_Commissioning_A | WA | Industrial | Other Industrial | Existing | Space Heating | Natural Gas | Commissioning | A | IM677 | New construction code | Optimized HVAC design and controls | 10 | 3.8191 | 0 | 0 | 0.27 | 0 | 0 | 0 | 0.1336 |  | employee | 0% | 0% | Retrofit | Retro12Med | 84.73% | TBD | 0.2% | 3.1128 |  | 2.5337 |  | 0 | DL20_COM_CX-Refrig-2021PLN-V11-3 | 2018 AMIL BUS Retro-Commissioning Initiative | U.S. Department of Energy. Lawrence Berkeley National Labs and Building Commissioning Association. https://www.bcxa.org/wp-content/uploads/2020/09/1-s2.0- S0378778819319553-main.pdf | New construction code | New construction code | New construction code | New construction code | New construction code | New construction code | New construction code | New construction code | New construction code | New construction code | New construction code | New construction code | New construction code | New construction code | New construction code | New construction code | New construction code | New construction code | New construction code | New construction code | New construction code | New construction code | New construction code | New construction code | New construction code | New construction code | New construction code | New construction code | New construction code | New construction code | New construction code | Optimized HVAC design and controls | Optimized HVAC design and controls | Optimized HVAC design and controls | Optimized HVAC design and controls | Optimized HVAC design and controls | Optimized HVAC design and controls | Optimized HVAC design and controls | Optimized HVAC design and controls | Optimized HVAC design and controls | Optimized HVAC design and controls | Optimized HVAC design and controls | Optimized HVAC design and controls | Optimized HVAC design and controls | Optimized HVAC design and controls | Optimized HVAC design and controls | Optimized HVAC design and controls | Optimized HVAC design and controls | Optimized HVAC design and controls | Optimized HVAC design and controls | Optimized HVAC design and controls | Optimized HVAC design and controls | Optimized HVAC design and controls | Optimized HVAC design and controls | Optimized HVAC design and controls | Optimized HVAC design and controls | Optimized HVAC design and controls | Optimized HVAC design and controls | Optimized HVAC design and controls | Optimized HVAC design and controls | Optimized HVAC design and controls | Optimized HVAC design and controls | 0.27 | 0.27 | 0.27 | 0.27 | 0.27 | 0.27 | 0.27 | 0.27 | 0.27 | 0.27 | 0.27 | 0.27 | 0.27 | 0.27 | 0.27 | 0.27 | 0.27 | 0.27 | 0.27 | 0.27 | 0.27 | 0.27 | 0.27 | 0.27 | 0.27 | 0.27 | 0.27 | 0.27 | 0.27 | 0.27 | 0.27 | 0 | 0 | 0 | 0 | 0 | 3.7566 | 3.7313 | 3.6986 | 3.6632 | 3.6253 | 3.5856 | 3.5446 | 3.5028 | 3.4591 | 3.4123 | 3.3668 | 3.322 | 3.2819 | 3.2442 | 3.2098 | 3.1773 | 3.1444 | 3.1154 | 3.0883 | 3.0625 | 3.0382 | 3.0172 | 2.9968 | 0 | 0 | 0 | 0 | 0 | 0 | 0 | 0 | 0 | 0 | 0 | 0 | 0 | 0 | 0 | 0 | 0 | 0 | 0 | 0 | 0 | 0 | 0 | 0 | 0 | 0 | 0 | 0 | 0 | 0 | 0 | 0 | 0 | 0 | 0 | 0 | 0 | 0 | 0 | 0 | 0 | 0 | 0 | 0 | 0 | 0 | 0 | 0 | 0 | 0 | 0 | 0 | 0 | 0 | 0 | 0 | 0 | 0 | 0 | 0 | 0 | 0 | 0 | 0 | 0 | 0 | 0 | 0 | 0 | 0 | 0 | 0 | 0 | 0 | 0 | 0 | 0 | 0 | 0 | 0 | 0 | 0 | 0 | 0 | 0 | 0 | 0 | 0 | 0 | 0 | 0 | 0 | 0 | 0 | 0 | 0 | 0 | 0 | 0 | 0 | 0 | 0 | 0 | 0 | 0 | 0 | 0 | 0 | 0 | 0 | 0 | 0 | 0 | 0 | 0 | 0 | 0 | 0 | 0 | 0 | 0 | 0 | 0 | 0 | 0 | 0 | 0 | 0 | 0 | 0 | 0 | 0 | 0 | 0 | 0 | 0 | 0 | 0 | 0 | 0 | 0 | 0 | 0 | 0 | 0 | 0 | 0 | 0 | 0 | 0 | 0 | 0 | 0 | 0 | 0 | 0 | 0 | 0 | 0 | 0 | 0 | 0 | 0 | 0 | 0 | 0 | 0 | 0 | 0 | 0 | 0 | 0 | 0 | 0 | 0 | 0 | 0 | 0 | 0 | 0 | 0 | 0 | 0 | 0 | 0 | 0 | 0 | 0 | 0 | 0 | 0 | 0 | 0 | 0 | 0 | 0 | 0 | 0 | 0 | 0 | 0 | 0 | 0 | 0 | 0 | 0 | 0 | 0 | 0 | 0 | 0 | 0 | 0 | 0 | 0 | 0 | 0 | 0 | 0 | 0 | 0 | 0 | 0 | 0 | 0 | 0 | 0 | 0 | 0 | 0 | 0 | 0 | 0 | 0 | 0 | 0 | 0 | 0 | 0 | 0 | 0 | 0 | 0 | 0 | 0 | 0 | 0 | 0 | 0 | 0 | 0 | 0 | 0 | 0 | 0 | 0 | 0 | 0 | 0 | 0 | 0 | 0 | 0 | 0 | 0 | 0 | 0 | 0 | 0 | 0 | 0 | 0 | 0 | 0 | 0 | 0 | 0 | 0 | 0 | 0 | 0 | 0 | 0 | 0 | 0 | 0 | 0 | 0 | 0 | 0 | 0 | 0 | 0 | 0 | 0 | 0 | 0 | 0 | 0 | 0 | 0 | 0 | 0 | 0 | 0 | 0 | 0 | 0 | 0 | 0 | 0 | 0 | 0 | 0 | 0 | 0 | 0 | 0 | 0 | 0 | 0 | 0 | 0 | 0 | 0 | 0 | 0 | 0 | 0 | 0 | 0 | 0 | 0 | 0 | 0 | 0 | 0 | 0 | 0 | 0 | 0 | 0 | 0 | 0 | 0 | 0 | 0 | 0 | 0 | 0 | 0 | 0 | 0 | 0 | 0 | 0 | 0 | 0 | 0 | 0 | 0 | 0 | 0 | 0 | 0 | 0 | 0 | 0 | 0 | 0 | 0 | 0 | 0 | 0 | 0 | 0 | 0 | 0 | 0 | 0 | 0 | 0 | 0 | 0 | 0 | 0 | 0 | 0 | 0 | 0 | 0 | 0 | 0 | 0 | 0 | 0 | 0 | 0 | 0 | 0 | 0 | 0 | 0 | 0 | 0 | 0 | 0 | 0 | 0 | 0 | 0 | 0 | 0 | 0 | 0 | 0 | 0 | 0 | 0 | 3.0579 | 3.0628 | 3.0688 | 3.0752 | 3.0819 | 3.0888 | 3.0958 | 3.1029 | 3.11 | 3.1176 | 3.1247 | 3.1318 | 3.1384 | 3.1446 | 3.1506 | 3.1563 | 3.1622 | 3.1675 | 3.1725 | 3.1773 | 3.1818 | 3.1859 | 3.1898 | 0 | 0 | 0 | 2.489 | 2.493 | 2.4979 | 2.5031 | 2.5086 | 2.5141 | 2.5199 | 2.5256 | 2.5314 | 2.5376 | 2.5434 | 2.5492 | 2.5545 | 2.5595 | 2.5644 | 2.5691 | 2.5739 | 2.5782 | 2.5823 | 2.5862 | 2.5898 | 2.5932 | 2.5963 | 0 | 0 | 0
WA_Industrial_Other Industrial_Existing_Process_Natural Gas_Commissioning_A | WA | Industrial | Other Industrial | Existing | Process | Natural Gas | Commissioning | A | IM678 | New construction code | Optimized process design and controls | 10 | 7.8506 | 0 | 0 | 0.27 | 0 | 0 | 0 | 0.1336 |  | employee | 0% | 0% | Retrofit | Retro12Med | 84.73% | TBD | 0.2% | 3.1128 |  | 2.5337 |  | 0 | DL20_COM_CX-Refrig-2021PLN-V11-3 | 2018 AMIL BUS Retro-Commissioning Initiative | U.S. Department of Energy. Lawrence Berkeley National Labs and Building Commissioning Association. https://www.bcxa.org/wp-content/uploads/2020/09/1-s2.0- S0378778819319553-main.pdf | New construction code | New construction code | New construction code | New construction code | New construction code | New construction code | New construction code | New construction code | New construction code | New construction code | New construction code | New construction code | New construction code | New construction code | New construction code | New construction code | New construction code | New construction code | New construction code | New construction code | New construction code | New construction code | New construction code | New construction code | New construction code | New construction code | New construction code | New construction code | New construction code | New construction code | New construction code | Optimized process design and controls | Optimized process design and controls | Optimized process design and controls | Optimized process design and controls | Optimized process design and controls | Optimized process design and controls | Optimized process design and controls | Optimized process design and controls | Optimized process design and controls | Optimized process design and controls | Optimized process design and controls | Optimized process design and controls | Optimized process design and controls | Optimized process design and controls | Optimized process design and controls | Optimized process design and controls | Optimized process design and controls | Optimized process design and controls | Optimized process design and controls | Optimized process design and controls | Optimized process design and controls | Optimized process design and controls | Optimized process design and controls | Optimized process design and controls | Optimized process design and controls | Optimized process design and controls | Optimized process design and controls | Optimized process design and controls | Optimized process design and controls | Optimized process design and controls | Optimized process design and controls | 0.27 | 0.27 | 0.27 | 0.27 | 0.27 | 0.27 | 0.27 | 0.27 | 0.27 | 0.27 | 0.27 | 0.27 | 0.27 | 0.27 | 0.27 | 0.27 | 0.27 | 0.27 | 0.27 | 0.27 | 0.27 | 0.27 | 0.27 | 0.27 | 0.27 | 0.27 | 0.27 | 0.27 | 0.27 | 0.27 | 0.27 | 0 | 0 | 0 | 0 | 0 | 7.8485 | 7.847 | 7.846 | 7.8452 | 7.8446 | 7.8439 | 7.8434 | 7.8429 | 7.8424 | 7.8422 | 7.8418 | 7.8416 | 7.8414 | 7.8412 | 7.8411 | 7.841 | 7.8409 | 7.8408 | 7.8407 | 7.8407 | 7.8406 | 7.8406 | 7.8406 | 0 | 0 | 0 | 0 | 0 | 0 | 0 | 0 | 0 | 0 | 0 | 0 | 0 | 0 | 0 | 0 | 0 | 0 | 0 | 0 | 0 | 0 | 0 | 0 | 0 | 0 | 0 | 0 | 0 | 0 | 0 | 0 | 0 | 0 | 0 | 0 | 0 | 0 | 0 | 0 | 0 | 0 | 0 | 0 | 0 | 0 | 0 | 0 | 0 | 0 | 0 | 0 | 0 | 0 | 0 | 0 | 0 | 0 | 0 | 0 | 0 | 0 | 0 | 0 | 0 | 0 | 0 | 0 | 0 | 0 | 0 | 0 | 0 | 0 | 0 | 0 | 0 | 0 | 0 | 0 | 0 | 0 | 0 | 0 | 0 | 0 | 0 | 0 | 0 | 0 | 0 | 0 | 0 | 0 | 0 | 0 | 0 | 0 | 0 | 0 | 0 | 0 | 0 | 0 | 0 | 0 | 0 | 0 | 0 | 0 | 0 | 0 | 0 | 0 | 0 | 0 | 0 | 0 | 0 | 0 | 0 | 0 | 0 | 0 | 0 | 0 | 0 | 0 | 0 | 0 | 0 | 0 | 0 | 0 | 0 | 0 | 0 | 0 | 0 | 0 | 0 | 0 | 0 | 0 | 0 | 0 | 0 | 0 | 0 | 0 | 0 | 0 | 0 | 0 | 0 | 0 | 0 | 0 | 0 | 0 | 0 | 0 | 0 | 0 | 0 | 0 | 0 | 0 | 0 | 0 | 0 | 0 | 0 | 0 | 0 | 0 | 0 | 0 | 0 | 0 | 0 | 0 | 0 | 0 | 0 | 0 | 0 | 0 | 0 | 0 | 0 | 0 | 0 | 0 | 0 | 0 | 0 | 0 | 0 | 0 | 0 | 0 | 0 | 0 | 0 | 0 | 0 | 0 | 0 | 0 | 0 | 0 | 0 | 0 | 0 | 0 | 0 | 0 | 0 | 0 | 0 | 0 | 0 | 0 | 0 | 0 | 0 | 0 | 0 | 0 | 0 | 0 | 0 | 0 | 0 | 0 | 0 | 0 | 0 | 0 | 0 | 0 | 0 | 0 | 0 | 0 | 0 | 0 | 0 | 0 | 0 | 0 | 0 | 0 | 0 | 0 | 0 | 0 | 0 | 0 | 0 | 0 | 0 | 0 | 0 | 0 | 0 | 0 | 0 | 0 | 0 | 0 | 0 | 0 | 0 | 0 | 0 | 0 | 0 | 0 | 0 | 0 | 0 | 0 | 0 | 0 | 0 | 0 | 0 | 0 | 0 | 0 | 0 | 0 | 0 | 0 | 0 | 0 | 0 | 0 | 0 | 0 | 0 | 0 | 0 | 0 | 0 | 0 | 0 | 0 | 0 | 0 | 0 | 0 | 0 | 0 | 0 | 0 | 0 | 0 | 0 | 0 | 0 | 0 | 0 | 0 | 0 | 0 | 0 | 0 | 0 | 0 | 0 | 0 | 0 | 0 | 0 | 0 | 0 | 0 | 0 | 0 | 0 | 0 | 0 | 0 | 0 | 0 | 0 | 0 | 0 | 0 | 0 | 0 | 0 | 0 | 0 | 0 | 0 | 0 | 0 | 0 | 0 | 0 | 0 | 0 | 0 | 0 | 0 | 0 | 0 | 0 | 0 | 0 | 0 | 0 | 0 | 0 | 0 | 0 | 0 | 0 | 0 | 0 | 0 | 0 | 0 | 0 | 0 | 0 | 0 | 0 | 0 | 0 | 0 | 0 | 0 | 0 | 0 | 0 | 0 | 0 | 0 | 0 | 0 | 0 | 0 | 0 | 0 | 0 | 0 | 0 | 0 | 0 | 0 | 0 | 0 | 0 | 0 | 3.0579 | 3.0628 | 3.0688 | 3.0752 | 3.0819 | 3.0888 | 3.0958 | 3.1029 | 3.11 | 3.1176 | 3.1247 | 3.1318 | 3.1384 | 3.1446 | 3.1506 | 3.1563 | 3.1622 | 3.1675 | 3.1725 | 3.1773 | 3.1818 | 3.1859 | 3.1898 | 0 | 0 | 0 | 2.489 | 2.493 | 2.4979 | 2.5031 | 2.5086 | 2.5141 | 2.5199 | 2.5256 | 2.5314 | 2.5376 | 2.5434 | 2.5492 | 2.5545 | 2.5595 | 2.5644 | 2.5691 | 2.5739 | 2.5782 | 2.5823 | 2.5862 | 2.5898 | 2.5932 | 2.5963 | 0 | 0 | 0
WA_Industrial_Other Industrial_Existing_Space Heating_Natural Gas_Retrocommissioning_A | WA | Industrial | Other Industrial | Existing | Space Heating | Natural Gas | Retrocommissioning | A | IM679 | Vintage/existing building | Optimized HVAC flow and controls | 5 | 0.53045 | 0 | 0 | 0.36 | 0 | 0 | 0 | 0.18015 |  | employee | 15% | 50% | Retrofit | RetroEven20 | 76.5% | TBD | 0.2% | 156.7634 |  | 138.9255 |  | 0.18632 | COM_RCX-Heating-7PLN-v5-18 | COM_RCX-All-XCELCO-2017-18-1 | COM_RCX-All-XCELCO-2017-18-1 | Vintage/existing building | Vintage/existing building | Vintage/existing building | Vintage/existing building | Vintage/existing building | Vintage/existing building | Vintage/existing building | Vintage/existing building | Vintage/existing building | Vintage/existing building | Vintage/existing building | Vintage/existing building | Vintage/existing building | Vintage/existing building | Vintage/existing building | Vintage/existing building | Vintage/existing building | Vintage/existing building | Vintage/existing building | Vintage/existing building | Vintage/existing building | Vintage/existing building | Vintage/existing building | Vintage/existing building | Vintage/existing building | Vintage/existing building | Vintage/existing building | Vintage/existing building | Vintage/existing building | Vintage/existing building | Vintage/existing building | Optimized HVAC flow and controls | Optimized HVAC flow and controls | Optimized HVAC flow and controls | Optimized HVAC flow and controls | Optimized HVAC flow and controls | Optimized HVAC flow and controls | Optimized HVAC flow and controls | Optimized HVAC flow and controls | Optimized HVAC flow and controls | Optimized HVAC flow and controls | Optimized HVAC flow and controls | Optimized HVAC flow and controls | Optimized HVAC flow and controls | Optimized HVAC flow and controls | Optimized HVAC flow and controls | Optimized HVAC flow and controls | Optimized HVAC flow and controls | Optimized HVAC flow and controls | Optimized HVAC flow and controls | Optimized HVAC flow and controls | Optimized HVAC flow and controls | Optimized HVAC flow and controls | Optimized HVAC flow and controls | Optimized HVAC flow and controls | Optimized HVAC flow and controls | Optimized HVAC flow and controls | Optimized HVAC flow and controls | Optimized HVAC flow and controls | Optimized HVAC flow and controls | Optimized HVAC flow and controls | Optimized HVAC flow and controls | 0.36 | 0.36 | 0.36 | 0.36 | 0.36 | 0.36 | 0.36 | 0.36 | 0.36 | 0.36 | 0.36 | 0.36 | 0.36 | 0.36 | 0.36 | 0.36 | 0.36 | 0.36 | 0.36 | 0.36 | 0.36 | 0.36 | 0.36 | 0.36 | 0.36 | 0.36 | 0.36 | 0.36 | 0.36 | 0.36 | 0.36 | 0 | 0 | 0 | 0 | 0 | 0.52172 | 0.51814 | 0.51355 | 0.50859 | 0.50329 | 0.49773 | 0.49199 | 0.48617 | 0.48007 | 0.47357 | 0.46723 | 0.461 | 0.45542 | 0.45019 | 0.44541 | 0.4409 | 0.43632 | 0.43231 | 0.42855 | 0.42496 | 0.42159 | 0.41867 | 0.41585 | 0 | 0 | 0 | 0.11011 | 0.1093 | 0.10769 | 0.10671 | 0.10568 | 0.10319 | 0.10172 | 0.10031 | 0.097479 | 0.096525 | 0.094326 | 0.09308 | 0.091491 | 0.089632 | 0.088786 | 0.087524 | 0.086278 | 0.085173 | 0.084145 | 0.083177 | 0 | 0 | 0 | 0 | 0 | 0 | 0.11011 | 0.21865 | 0.3244 | 0.42798 | 0.52919 | 0.62653 | 0.72103 | 0.81281 | 0.90009 | 0.98442 | 1.0656 | 1.1444 | 1.2221 | 1.2977 | 1.3727 | 1.4463 | 1.5176 | 1.5888 | 1.6591 | 1.7284 | 1.7147 | 1.7028 | 1.6913 | 0 | 0 | 0 | 211.053 | 210.9371 | 209.6931 | 209.8065 | 209.98 | 207.3135 | 206.747 | 206.3272 | 203.0508 | 203.826 | 201.8823 | 201.9085 | 200.8923 | 199.1003 | 199.3362 | 198.5118 | 197.7398 | 197.0193 | 196.3497 | 195.7306 | 0 | 0 | 0 | 0 | 0 | 0 | 211.053 | 421.9901 | 631.6832 | 841.4897 | 1051.4697 | 1258.7832 | 1465.5301 | 1671.8573 | 1874.9081 | 2078.7341 | 2280.6164 | 2482.5248 | 2683.4171 | 2882.5174 | 3081.8535 | 3280.3654 | 3478.1052 | 3675.1244 | 3871.4742 | 4067.2047 | 4067.2047 | 4067.2047 | 4067.2047 | 4067.2047 | 4067.2047 | 4067.2047 | 0.09371 | 0.093135 | 0.091935 | 0.091272 | 0.090574 | 0.088619 | 0.087532 | 0.086487 | 0.084221 | 0.083559 | 0.081817 | 0.08088 | 0.079578 | 0.078024 | 0.07732 | 0.076248 | 0.075192 | 0.074258 | 0.073442 | 0.072685 | 0 | 0 | 0 | 0 | 0 | 0 | 0.09371 | 0.18632 | 0.27695 | 0.36607 | 0.45355 | 0.53808 | 0.62047 | 0.7008 | 0.77767 | 0.85218 | 0.92426 | 0.99444 | 1.063 | 1.1296 | 1.1954 | 1.26 | 1.3226 | 1.3852 | 1.4481 | 1.5104 | 1.5004 | 1.4918 | 1.4837 | 0 | 0 | 0 | 179.395 | 179.2966 | 178.2392 | 178.3355 | 178.483 | 176.2164 | 175.7349 | 175.3781 | 172.5931 | 173.2521 | 171.5999 | 171.6222 | 170.7584 | 169.2353 | 169.4357 | 168.7351 | 168.0788 | 167.4664 | 166.8973 | 166.371 | 0 | 0 | 0 | 0 | 0 | 0 | 179.395 | 358.6916 | 536.9307 | 715.2663 | 893.7493 | 1069.9657 | 1245.7006 | 1421.0787 | 1593.6719 | 1766.924 | 1938.5239 | 2110.1461 | 2280.9045 | 2450.1398 | 2619.5755 | 2788.3106 | 2956.3894 | 3123.8558 | 3290.753 | 3457.124 | 3457.124 | 3457.124 | 3457.124 | 3457.124 | 3457.124 | 3457.124 | 0.093735 | 0.093198 | 0.092043 | 0.091432 | 0.090789 | 0.088889 | 0.087857 | 0.086868 | 0.084656 | 0.084055 | 0.082366 | 0.081482 | 0.080233 | 0.07873 | 0.07808 | 0.077059 | 0.076057 | 0.075177 | 0.074363 | 0.073607 | 0 | 0 | 0 | 0 | 0 | 0 | 0.093735 | 0.18645 | 0.27727 | 0.36671 | 0.45462 | 0.53972 | 0.62278 | 0.70388 | 0.78169 | 0.85724 | 0.93047 | 1.0018 | 1.0717 | 1.1398 | 1.2072 | 1.2734 | 1.3378 | 1.4023 | 1.4662 | 1.5295 | 1.5196 | 1.511 | 1.503 | 0 | 0 | 0 | 179.395 | 179.2966 | 178.2392 | 178.3355 | 178.483 | 176.2164 | 175.7349 | 175.3781 | 172.5931 | 173.2521 | 171.5999 | 171.6222 | 170.7584 | 169.2353 | 169.4357 | 168.7351 | 168.0788 | 167.4664 | 166.8973 | 166.371 | 0 | 0 | 0 | 0 | 0 | 0 | 179.395 | 358.6916 | 536.9307 | 715.2663 | 893.7493 | 1069.9657 | 1245.7006 | 1421.0787 | 1593.6719 | 1766.924 | 1938.5239 | 2110.1461 | 2280.9045 | 2450.1398 | 2619.5755 | 2788.3106 | 2956.3894 | 3123.8558 | 3290.753 | 3457.124 | 3457.124 | 3457.124 | 3457.124 | 3457.124 | 3457.124 | 3457.124 | 0.09371 | 0.093135 | 0.091935 | 0.091272 | 0.090574 | 0.088619 | 0.087532 | 0.086487 | 0.084221 | 0.083559 | 0.081817 | 0.08088 | 0.079578 | 0.078024 | 0.07732 | 0.076248 | 0.075192 | 0.074258 | 0.073442 | 0.072685 | 0 | 0 | 0 | 0 | 0 | 0 | 0.09371 | 0.18632 | 0.27695 | 0.36607 | 0.45355 | 0.53808 | 0.62047 | 0.7008 | 0.77767 | 0.85218 | 0.92426 | 0.99444 | 1.063 | 1.1296 | 1.1954 | 1.26 | 1.3226 | 1.3852 | 1.4481 | 1.5104 | 1.5004 | 1.4918 | 1.4837 | 0 | 0 | 0 | 179.395 | 179.2966 | 178.2392 | 178.3355 | 178.483 | 176.2164 | 175.7349 | 175.3781 | 172.5931 | 173.2521 | 171.5999 | 171.6222 | 170.7584 | 169.2353 | 169.4357 | 168.7351 | 168.0788 | 167.4664 | 166.8973 | 166.371 | 0 | 0 | 0 | 0 | 0 | 0 | 179.395 | 358.6916 | 536.9307 | 715.2663 | 893.7493 | 1069.9657 | 1245.7006 | 1421.0787 | 1593.6719 | 1766.924 | 1938.5239 | 2110.1461 | 2280.9045 | 2450.1398 | 2619.5755 | 2788.3106 | 2956.3894 | 3123.8558 | 3290.753 | 3457.124 | 3457.124 | 3457.124 | 3457.124 | 3457.124 | 3457.124 | 3457.124 | 148.2317 | 148.9599 | 149.8706 | 150.8458 | 151.8805 | 152.944 | 154.0527 | 155.1713 | 156.3015 | 157.5413 | 158.7048 | 159.8715 | 160.9693 | 162.0064 | 163.03 | 164.0089 | 165.0214 | 165.9461 | 166.8295 | 167.6785 | 168.4719 | 169.2131 | 169.9053 | 0 | 0 | 0 | 131.3647 | 132.01 | 132.8171 | 133.6813 | 134.5983 | 135.5407 | 136.5233 | 137.5146 | 138.5162 | 139.6149 | 140.646 | 141.6799 | 142.6528 | 143.5719 | 144.4791 | 145.3466 | 146.2439 | 147.0634 | 147.8463 | 148.5986 | 149.3018 | 149.9586 | 150.572 | 0 | 0 | 0
WA_Industrial_Other Industrial_Existing_Process_Natural Gas_Retrocommissioning_A | WA | Industrial | Other Industrial | Existing | Process | Natural Gas | Retrocommissioning | A | IM680 | Vintage/existing building | Optimized process design and controls | 5 | 0 | 0 | 0 | 0.36 | 0 | 0 | 0 | 0.18015 |  | employee | 15% | 50% | Retrofit | RetroEven20 | 76.5% | TBD | 0.2% | 156.7634 |  | 138.9255 |  | 0 | COM_RCX-Heating-7PLN-v5-18 | COM_RCX-All-XCELCO-2017-18-1 | n/a | Vintage/existing building | Vintage/existing building | Vintage/existing building | Vintage/existing building | Vintage/existing building | Vintage/existing building | Vintage/existing building | Vintage/existing building | Vintage/existing building | Vintage/existing building | Vintage/existing building | Vintage/existing building | Vintage/existing building | Vintage/existing building | Vintage/existing building | Vintage/existing building | Vintage/existing building | Vintage/existing building | Vintage/existing building | Vintage/existing building | Vintage/existing building | Vintage/existing building | Vintage/existing building | Vintage/existing building | Vintage/existing building | Vintage/existing building | Vintage/existing building | Vintage/existing building | Vintage/existing building | Vintage/existing building | Vintage/existing building | Optimized process design and controls | Optimized process design and controls | Optimized process design and controls | Optimized process design and controls | Optimized process design and controls | Optimized process design and controls | Optimized process design and controls | Optimized process design and controls | Optimized process design and controls | Optimized process design and controls | Optimized process design and controls | Optimized process design and controls | Optimized process design and controls | Optimized process design and controls | Optimized process design and controls | Optimized process design and controls | Optimized process design and controls | Optimized process design and controls | Optimized process design and controls | Optimized process design and controls | Optimized process design and controls | Optimized process design and controls | Optimized process design and controls | Optimized process design and controls | Optimized process design and controls | Optimized process design and controls | Optimized process design and controls | Optimized process design and controls | Optimized process design and controls | Optimized process design and controls | Optimized process design and controls | 0.36 | 0.36 | 0.36 | 0.36 | 0.36 | 0.36 | 0.36 | 0.36 | 0.36 | 0.36 | 0.36 | 0.36 | 0.36 | 0.36 | 0.36 | 0.36 | 0.36 | 0.36 | 0.36 | 0.36 | 0.36 | 0.36 | 0.36 | 0.36 | 0.36 | 0.36 | 0.36 | 0.36 | 0.36 | 0.36 | 0.36 | 0 | 0 | 0 | 0 | 0 | 0 | 0 | 0 | 0 | 0 | 0 | 0 | 0 | 0 | 0 | 0 | 0 | 0 | 0 | 0 | 0 | 0 | 0 | 0 | 0 | 0 | 0 | 0 | 0 | 0 | 0 | 0 | 0 | 0 | 0 | 0 | 0 | 0 | 0 | 0 | 0 | 0 | 0 | 0 | 0 | 0 | 0 | 0 | 0 | 0 | 0 | 0 | 0 | 0 | 0 | 0 | 0 | 0 | 0 | 0 | 0 | 0 | 0 | 0 | 0 | 0 | 0 | 0 | 0 | 0 | 0 | 0 | 0 | 0 | 0 | 0 | 0 | 0 | 0 | 0 | 0 | 0 | 0 | 211.053 | 210.9371 | 209.6931 | 209.8065 | 209.98 | 207.3135 | 206.747 | 206.3272 | 203.0508 | 203.826 | 201.8823 | 201.9085 | 200.8923 | 199.1003 | 199.3362 | 198.5118 | 197.7398 | 197.0193 | 196.3497 | 195.7306 | 0 | 0 | 0 | 0 | 0 | 0 | 211.053 | 421.9901 | 631.6832 | 841.4897 | 1051.4697 | 1258.7832 | 1465.5301 | 1671.8573 | 1874.9081 | 2078.7341 | 2280.6164 | 2482.5248 | 2683.4171 | 2882.5174 | 3081.8535 | 3280.3654 | 3478.1052 | 3675.1244 | 3871.4742 | 4067.2047 | 4067.2047 | 4067.2047 | 4067.2047 | 4067.2047 | 4067.2047 | 4067.2047 | 0 | 0 | 0 | 0 | 0 | 0 | 0 | 0 | 0 | 0 | 0 | 0 | 0 | 0 | 0 | 0 | 0 | 0 | 0 | 0 | 0 | 0 | 0 | 0 | 0 | 0 | 0 | 0 | 0 | 0 | 0 | 0 | 0 | 0 | 0 | 0 | 0 | 0 | 0 | 0 | 0 | 0 | 0 | 0 | 0 | 0 | 0 | 0 | 0 | 0 | 0 | 0 | 179.395 | 179.2966 | 178.2392 | 178.3355 | 178.483 | 176.2164 | 175.7349 | 175.3781 | 172.5931 | 173.2521 | 171.5999 | 171.6222 | 170.7584 | 169.2353 | 169.4357 | 168.7351 | 168.0788 | 167.4664 | 166.8973 | 166.371 | 0 | 0 | 0 | 0 | 0 | 0 | 179.395 | 358.6916 | 536.9307 | 715.2663 | 893.7493 | 1069.9657 | 1245.7006 | 1421.0787 | 1593.6719 | 1766.924 | 1938.5239 | 2110.1461 | 2280.9045 | 2450.1398 | 2619.5755 | 2788.3106 | 2956.3894 | 3123.8558 | 3290.753 | 3457.124 | 3457.124 | 3457.124 | 3457.124 | 3457.124 | 3457.124 | 3457.124 | 0 | 0 | 0 | 0 | 0 | 0 | 0 | 0 | 0 | 0 | 0 | 0 | 0 | 0 | 0 | 0 | 0 | 0 | 0 | 0 | 0 | 0 | 0 | 0 | 0 | 0 | 0 | 0 | 0 | 0 | 0 | 0 | 0 | 0 | 0 | 0 | 0 | 0 | 0 | 0 | 0 | 0 | 0 | 0 | 0 | 0 | 0 | 0 | 0 | 0 | 0 | 0 | 179.395 | 179.2966 | 178.2392 | 178.3355 | 178.483 | 176.2164 | 175.7349 | 175.3781 | 172.5931 | 173.2521 | 171.5999 | 171.6222 | 170.7584 | 169.2353 | 169.4357 | 168.7351 | 168.0788 | 167.4664 | 166.8973 | 166.371 | 0 | 0 | 0 | 0 | 0 | 0 | 179.395 | 358.6916 | 536.9307 | 715.2663 | 893.7493 | 1069.9657 | 1245.7006 | 1421.0787 | 1593.6719 | 1766.924 | 1938.5239 | 2110.1461 | 2280.9045 | 2450.1398 | 2619.5755 | 2788.3106 | 2956.3894 | 3123.8558 | 3290.753 | 3457.124 | 3457.124 | 3457.124 | 3457.124 | 3457.124 | 3457.124 | 3457.124 | 0 | 0 | 0 | 0 | 0 | 0 | 0 | 0 | 0 | 0 | 0 | 0 | 0 | 0 | 0 | 0 | 0 | 0 | 0 | 0 | 0 | 0 | 0 | 0 | 0 | 0 | 0 | 0 | 0 | 0 | 0 | 0 | 0 | 0 | 0 | 0 | 0 | 0 | 0 | 0 | 0 | 0 | 0 | 0 | 0 | 0 | 0 | 0 | 0 | 0 | 0 | 0 | 179.395 | 179.2966 | 178.2392 | 178.3355 | 178.483 | 176.2164 | 175.7349 | 175.3781 | 172.5931 | 173.2521 | 171.5999 | 171.6222 | 170.7584 | 169.2353 | 169.4357 | 168.7351 | 168.0788 | 167.4664 | 166.8973 | 166.371 | 0 | 0 | 0 | 0 | 0 | 0 | 179.395 | 358.6916 | 536.9307 | 715.2663 | 893.7493 | 1069.9657 | 1245.7006 | 1421.0787 | 1593.6719 | 1766.924 | 1938.5239 | 2110.1461 | 2280.9045 | 2450.1398 | 2619.5755 | 2788.3106 | 2956.3894 | 3123.8558 | 3290.753 | 3457.124 | 3457.124 | 3457.124 | 3457.124 | 3457.124 | 3457.124 | 3457.124 | 148.2317 | 148.9599 | 149.8706 | 150.8458 | 151.8805 | 152.944 | 154.0527 | 155.1713 | 156.3015 | 157.5413 | 158.7048 | 159.8715 | 160.9693 | 162.0064 | 163.03 | 164.0089 | 165.0214 | 165.9461 | 166.8295 | 167.6785 | 168.4719 | 169.2131 | 169.9053 | 0 | 0 | 0 | 131.3647 | 132.01 | 132.8171 | 133.6813 | 134.5983 | 135.5407 | 136.5233 | 137.5146 | 138.5162 | 139.6149 | 140.646 | 141.6799 | 142.6528 | 143.5719 | 144.4791 | 145.3466 | 146.2439 | 147.0634 | 147.8463 | 148.5986 | 149.3018 | 149.9586 | 150.572 | 0 | 0 | 0
WA_Industrial_Other Industrial_New_Space Heating_Natural Gas_Insulation - Roof/Ceiling_A | WA | Industrial | Other Industrial | New | Space Heating | Natural Gas | Insulation - Roof/Ceiling | A | IM681 | R-13 | R-38 | 45 | 0.095693 | 0 | 0 | 1.11 | 0 | 0 | 0 | 0.55475 |  | sqft | 0% | 0% | Retrofit | Retro3Slow | 83.42% | TBD | 0.2% | 919.2948 |  | 584.266 |  | 0 | RTF Wkbk - ComWeatherizationSchool_v3_1 | RTF Wkbk - ComWeatherizationSchool_v3_1 | Building Energy Simulation Tool | R-13 | R-13 | R-13 | R-13 | R-13 | R-13 | R-13 | R-13 | R-13 | R-13 | R-13 | R-13 | R-13 | R-13 | R-13 | R-13 | R-13 | R-13 | R-13 | R-13 | R-13 | R-13 | R-13 | R-13 | R-13 | R-13 | R-13 | R-13 | R-13 | R-13 | R-13 | R-38 | R-38 | R-38 | R-38 | R-38 | R-38 | R-38 | R-38 | R-38 | R-38 | R-38 | R-38 | R-38 | R-38 | R-38 | R-38 | R-38 | R-38 | R-38 | R-38 | R-38 | R-38 | R-38 | R-38 | R-38 | R-38 | R-38 | R-38 | R-38 | R-38 | R-38 | 1.11 | 1.11 | 1.11 | 1.11 | 1.11 | 1.11 | 1.11 | 1.11 | 1.11 | 1.11 | 1.11 | 1.11 | 1.11 | 1.11 | 1.11 | 1.11 | 1.11 | 1.11 | 1.11 | 1.11 | 1.11 | 1.11 | 1.11 | 1.11 | 1.11 | 1.11 | 1.11 | 1.11 | 1.11 | 1.11 | 1.11 | 0 | 0 | 0 | 0 | 0 | 0.091613 | 0.088848 | 0.086807 | 0.085229 | 0.083949 | 0.082897 | 0.081655 | 0.080326 | 0.078983 | 0.077653 | 0.076433 | 0.075319 | 0.074987 | 0.074257 | 0.073716 | 0.073336 | 0.073048 | 0.072954 | 0.072975 | 0.073068 | 0.073201 | 0.073331 | 0.073463 | 0 | 0 | 0 | 0 | 0 | 0 | 0 | 0 | 0 | 0 | 0 | 0 | 0 | 0 | 0 | 0 | 0 | 0 | 0 | 0 | 0 | 0 | 0 | 0 | 0 | 0 | 0 | 0 | 0 | 0 | 0 | 0 | 0 | 0 | 0 | 0 | 0 | 0 | 0 | 0 | 0 | 0 | 0 | 0 | 0 | 0 | 0 | 0 | 0 | 0 | 0 | 0 | 0 | 0 | 0 | 0 | 0 | 0 | 0 | 0 | 0 | 0 | 0 | 0 | 0 | 0 | 0 | 0 | 0 | 0 | 0 | 0 | 0 | 0 | 0 | 0 | 0 | 0 | 0 | 0 | 0 | 0 | 0 | 0 | 0 | 0 | 0 | 0 | 0 | 0 | 0 | 0 | 0 | 0 | 0 | 0 | 0 | 0 | 0 | 0 | 0 | 0 | 0 | 0 | 0 | 0 | 0 | 0 | 0 | 0 | 0 | 0 | 0 | 0 | 0 | 0 | 0 | 0 | 0 | 0 | 0 | 0 | 0 | 0 | 0 | 0 | 0 | 0 | 0 | 0 | 0 | 0 | 0 | 0 | 0 | 0 | 0 | 0 | 0 | 0 | 0 | 0 | 0 | 0 | 0 | 0 | 0 | 0 | 0 | 0 | 0 | 0 | 0 | 0 | 0 | 0 | 0 | 0 | 0 | 0 | 0 | 0 | 0 | 0 | 0 | 0 | 0 | 0 | 0 | 0 | 0 | 0 | 0 | 0 | 0 | 0 | 0 | 0 | 0 | 0 | 0 | 0 | 0 | 0 | 0 | 0 | 0 | 0 | 0 | 0 | 0 | 0 | 0 | 0 | 0 | 0 | 0 | 0 | 0 | 0 | 0 | 0 | 0 | 0 | 0 | 0 | 0 | 0 | 0 | 0 | 0 | 0 | 0 | 0 | 0 | 0 | 0 | 0 | 0 | 0 | 0 | 0 | 0 | 0 | 0 | 0 | 0 | 0 | 0 | 0 | 0 | 0 | 0 | 0 | 0 | 0 | 0 | 0 | 0 | 0 | 0 | 0 | 0 | 0 | 0 | 0 | 0 | 0 | 0 | 0 | 0 | 0 | 0 | 0 | 0 | 0 | 0 | 0 | 0 | 0 | 0 | 0 | 0 | 0 | 0 | 0 | 0 | 0 | 0 | 0 | 0 | 0 | 0 | 0 | 0 | 0 | 0 | 0 | 0 | 0 | 0 | 0 | 0 | 0 | 0 | 0 | 0 | 0 | 0 | 0 | 0 | 0 | 0 | 0 | 0 | 0 | 0 | 0 | 0 | 0 | 0 | 0 | 0 | 0 | 0 | 0 | 0 | 0 | 0 | 0 | 0 | 0 | 0 | 0 | 0 | 0 | 0 | 0 | 0 | 0 | 0 | 0 | 0 | 0 | 0 | 0 | 0 | 0 | 0 | 0 | 0 | 0 | 0 | 0 | 0 | 0 | 0 | 0 | 0 | 0 | 0 | 0 | 0 | 0 | 0 | 0 | 0 | 0 | 0 | 0 | 0 | 0 | 0 | 0 | 0 | 0 | 0 | 0 | 0 | 0 | 0 | 0 | 0 | 0 | 0 | 0 | 0 | 0 | 0 | 0 | 0 | 0 | 0 | 0 | 0 | 0 | 0 | 0 | 0 | 0 | 0 | 0 | 0 | 0 | 0 | 0 | 0 | 0 | 0 | 0 | 0 | 0 | 0 | 0 | 0 | 0 | 0 | 0 | 0 | 0 | 0 | 0 | 0 | 0 | 0 | 0 | 0 | 0 | 0 | 0 | 0 | 0 | 0 | 0 | 0 | 0 | 0 | 0 | 0 | 870.2094 | 881.5988 | 890.1016 | 896.6605 | 901.9039 | 906.1928 | 911.262 | 916.6444 | 922.0154 | 927.2693 | 931.4398 | 934.7521 | 937.4019 | 941.6309 | 944.7604 | 947.0354 | 948.8239 | 948.8239 | 948.8239 | 948.8239 | 948.8239 | 948.8239 | 948.8239 | 0 | 0 | 0 | 553.0693 | 560.308 | 565.712 | 569.8806 | 573.2131 | 575.9389 | 579.1607 | 582.5815 | 585.9951 | 589.3343 | 591.9848 | 594.09 | 595.7741 | 598.4619 | 600.4509 | 601.8968 | 603.0335 | 603.0335 | 603.0335 | 603.0335 | 603.0335 | 603.0335 | 603.0335 | 0 | 0 | 0
WA_Industrial_Other Industrial_New_Space Heating_Natural Gas_Insulation - Wall Cavity_A | WA | Industrial | Other Industrial | New | Space Heating | Natural Gas | Insulation - Wall Cavity | A | IM682 | R-11 or less | R-21 | 45 | 0.017233 | 0 | 0 | 0.36 | 0 | 0 | 0 | 0.1823 |  | sqft | 0% | 0% | Retrofit | Retro3Slow | 83.42% | TBD | 0.2% | 1655.5473 |  | 1052.1979 |  | 0 | RTF Wkbk - ComWeatherizationSchool_v4_0 | RTF Wkbk - ComWeatherizationSchool_v4_0 | Building Energy Simulation Tool | R-11 or less | R-11 or less | R-11 or less | R-11 or less | R-11 or less | R-11 or less | R-11 or less | R-11 or less | R-11 or less | R-11 or less | R-11 or less | R-11 or less | R-11 or less | R-11 or less | R-11 or less | R-11 or less | R-11 or less | R-11 or less | R-11 or less | R-11 or less | R-11 or less | R-11 or less | R-11 or less | R-11 or less | R-11 or less | R-11 or less | R-11 or less | R-11 or less | R-11 or less | R-11 or less | R-11 or less | R-21 | R-21 | R-21 | R-21 | R-21 | R-21 | R-21 | R-21 | R-21 | R-21 | R-21 | R-21 | R-21 | R-21 | R-21 | R-21 | R-21 | R-21 | R-21 | R-21 | R-21 | R-21 | R-21 | R-21 | R-21 | R-21 | R-21 | R-21 | R-21 | R-21 | R-21 | 0.36 | 0.36 | 0.36 | 0.36 | 0.36 | 0.36 | 0.36 | 0.36 | 0.36 | 0.36 | 0.36 | 0.36 | 0.36 | 0.36 | 0.36 | 0.36 | 0.36 | 0.36 | 0.36 | 0.36 | 0.36 | 0.36 | 0.36 | 0.36 | 0.36 | 0.36 | 0.36 | 0.36 | 0.36 | 0.36 | 0.36 | 0 | 0 | 0 | 0 | 0 | 0.016499 | 0.016001 | 0.015633 | 0.015349 | 0.015118 | 0.014929 | 0.014705 | 0.014466 | 0.014224 | 0.013985 | 0.013765 | 0.013564 | 0.013505 | 0.013373 | 0.013276 | 0.013207 | 0.013155 | 0.013138 | 0.013142 | 0.013159 | 0.013183 | 0.013206 | 0.01323 | 0 | 0 | 0 | 0 | 0 | 0 | 0 | 0 | 0 | 0 | 0 | 0 | 0 | 0 | 0 | 0 | 0 | 0 | 0 | 0 | 0 | 0 | 0 | 0 | 0 | 0 | 0 | 0 | 0 | 0 | 0 | 0 | 0 | 0 | 0 | 0 | 0 | 0 | 0 | 0 | 0 | 0 | 0 | 0 | 0 | 0 | 0 | 0 | 0 | 0 | 0 | 0 | 0 | 0 | 0 | 0 | 0 | 0 | 0 | 0 | 0 | 0 | 0 | 0 | 0 | 0 | 0 | 0 | 0 | 0 | 0 | 0 | 0 | 0 | 0 | 0 | 0 | 0 | 0 | 0 | 0 | 0 | 0 | 0 | 0 | 0 | 0 | 0 | 0 | 0 | 0 | 0 | 0 | 0 | 0 | 0 | 0 | 0 | 0 | 0 | 0 | 0 | 0 | 0 | 0 | 0 | 0 | 0 | 0 | 0 | 0 | 0 | 0 | 0 | 0 | 0 | 0 | 0 | 0 | 0 | 0 | 0 | 0 | 0 | 0 | 0 | 0 | 0 | 0 | 0 | 0 | 0 | 0 | 0 | 0 | 0 | 0 | 0 | 0 | 0 | 0 | 0 | 0 | 0 | 0 | 0 | 0 | 0 | 0 | 0 | 0 | 0 | 0 | 0 | 0 | 0 | 0 | 0 | 0 | 0 | 0 | 0 | 0 | 0 | 0 | 0 | 0 | 0 | 0 | 0 | 0 | 0 | 0 | 0 | 0 | 0 | 0 | 0 | 0 | 0 | 0 | 0 | 0 | 0 | 0 | 0 | 0 | 0 | 0 | 0 | 0 | 0 | 0 | 0 | 0 | 0 | 0 | 0 | 0 | 0 | 0 | 0 | 0 | 0 | 0 | 0 | 0 | 0 | 0 | 0 | 0 | 0 | 0 | 0 | 0 | 0 | 0 | 0 | 0 | 0 | 0 | 0 | 0 | 0 | 0 | 0 | 0 | 0 | 0 | 0 | 0 | 0 | 0 | 0 | 0 | 0 | 0 | 0 | 0 | 0 | 0 | 0 | 0 | 0 | 0 | 0 | 0 | 0 | 0 | 0 | 0 | 0 | 0 | 0 | 0 | 0 | 0 | 0 | 0 | 0 | 0 | 0 | 0 | 0 | 0 | 0 | 0 | 0 | 0 | 0 | 0 | 0 | 0 | 0 | 0 | 0 | 0 | 0 | 0 | 0 | 0 | 0 | 0 | 0 | 0 | 0 | 0 | 0 | 0 | 0 | 0 | 0 | 0 | 0 | 0 | 0 | 0 | 0 | 0 | 0 | 0 | 0 | 0 | 0 | 0 | 0 | 0 | 0 | 0 | 0 | 0 | 0 | 0 | 0 | 0 | 0 | 0 | 0 | 0 | 0 | 0 | 0 | 0 | 0 | 0 | 0 | 0 | 0 | 0 | 0 | 0 | 0 | 0 | 0 | 0 | 0 | 0 | 0 | 0 | 0 | 0 | 0 | 0 | 0 | 0 | 0 | 0 | 0 | 0 | 0 | 0 | 0 | 0 | 0 | 0 | 0 | 0 | 0 | 0 | 0 | 0 | 0 | 0 | 0 | 0 | 0 | 0 | 0 | 0 | 0 | 0 | 0 | 0 | 0 | 0 | 0 | 0 | 0 | 0 | 0 | 0 | 0 | 0 | 0 | 0 | 0 | 0 | 0 | 0 | 0 | 0 | 0 | 0 | 0 | 0 | 0 | 0 | 0 | 0 | 0 | 0 | 0 | 0 | 0 | 0 | 0 | 0 | 0 | 0 | 0 | 0 | 0 | 0 | 0 | 0 | 0 | 0 | 0 | 0 | 1567.15 | 1587.661 | 1602.9737 | 1614.7854 | 1624.2283 | 1631.952 | 1641.0811 | 1650.7742 | 1660.4467 | 1669.9086 | 1677.419 | 1683.3843 | 1688.1562 | 1695.7722 | 1701.4081 | 1705.505 | 1708.726 | 1708.726 | 1708.726 | 1708.726 | 1708.726 | 1708.726 | 1708.726 | 0 | 0 | 0 | 996.0162 | 1009.0521 | 1018.7842 | 1026.2913 | 1032.2928 | 1037.2016 | 1043.0037 | 1049.1642 | 1055.3117 | 1061.3253 | 1066.0986 | 1069.8899 | 1072.9227 | 1077.7631 | 1081.3451 | 1083.9489 | 1085.996 | 1085.996 | 1085.996 | 1085.996 | 1085.996 | 1085.996 | 1085.996 | 0 | 0 | 0
WA_Industrial_Other Industrial_New_Space Heating_Natural Gas_Insulation - Ducting_A | WA | Industrial | Other Industrial | New | Space Heating | Natural Gas | Insulation - Ducting | A | IM683 | ~2°F thermal losses | 50% reduction in thermal losses | 20 | 0.0014746 | 0 | 0 | 1.52 | 0 | 0 | 0 | 0.76105 |  | sqft | 0% | 0% | Retrofit | Retro5Med | 85.36% | TBD | 0.2% | 0 |  | 0 |  | 0 | MA TRM - 2019-2021 - COM-HVAC-DI | MEMD - MMD8.25.01.FESH23.v01 | Building Energy Simulation Tool | ~2°F thermal losses | ~2°F thermal losses | ~2°F thermal losses | ~2°F thermal losses | ~2°F thermal losses | ~2°F thermal losses | ~2°F thermal losses | ~2°F thermal losses | ~2°F thermal losses | ~2°F thermal losses | ~2°F thermal losses | ~2°F thermal losses | ~2°F thermal losses | ~2°F thermal losses | ~2°F thermal losses | ~2°F thermal losses | ~2°F thermal losses | ~2°F thermal losses | ~2°F thermal losses | ~2°F thermal losses | ~2°F thermal losses | ~2°F thermal losses | ~2°F thermal losses | ~2°F thermal losses | ~2°F thermal losses | ~2°F thermal losses | ~2°F thermal losses | ~2°F thermal losses | ~2°F thermal losses | ~2°F thermal losses | ~2°F thermal losses | 50% reduction in thermal losses | 50% reduction in thermal losses | 50% reduction in thermal losses | 50% reduction in thermal losses | 50% reduction in thermal losses | 50% reduction in thermal losses | 50% reduction in thermal losses | 50% reduction in thermal losses | 50% reduction in thermal losses | 50% reduction in thermal losses | 50% reduction in thermal losses | 50% reduction in thermal losses | 50% reduction in thermal losses | 50% reduction in thermal losses | 50% reduction in thermal losses | 50% reduction in thermal losses | 50% reduction in thermal losses | 50% reduction in thermal losses | 50% reduction in thermal losses | 50% reduction in thermal losses | 50% reduction in thermal losses | 50% reduction in thermal losses | 50% reduction in thermal losses | 50% reduction in thermal losses | 50% reduction in thermal losses | 50% reduction in thermal losses | 50% reduction in thermal losses | 50% reduction in thermal losses | 50% reduction in thermal losses | 50% reduction in thermal losses | 50% reduction in thermal losses | 1.52 | 1.52 | 1.52 | 1.52 | 1.52 | 1.52 | 1.52 | 1.52 | 1.52 | 1.52 | 1.52 | 1.52 | 1.52 | 1.52 | 1.52 | 1.52 | 1.52 | 1.52 | 1.52 | 1.52 | 1.52 | 1.52 | 1.52 | 1.52 | 1.52 | 1.52 | 1.52 | 1.52 | 1.52 | 1.52 | 1.52 | 0 | 0 | 0 | 0 | 0 | 0 | 0 | 0 | 0 | 0 | 0 | 0 | 0 | 0 | 0 | 0 | 0 | 0 | 0 | 0 | 0 | 0 | 0 | 0 | 0 | 0 | 0 | 0 | 0 | 0 | 0 | 0 | 0 | 0 | 0 | 0 | 0 | 0 | 0 | 0 | 0 | 0 | 0 | 0 | 0 | 0 | 0 | 0 | 0 | 0 | 0 | 0 | 0 | 0 | 0 | 0 | 0 | 0 | 0 | 0 | 0 | 0 | 0 | 0 | 0 | 0 | 0 | 0 | 0 | 0 | 0 | 0 | 0 | 0 | 0 | 0 | 0 | 0 | 0 | 0 | 0 | 0 | 0 | 0 | 0 | 0 | 0 | 0 | 0 | 0 | 0 | 0 | 0 | 0 | 0 | 0 | 0 | 0 | 0 | 0 | 0 | 0 | 0 | 0 | 0 | 0 | 0 | 0 | 0 | 0 | 0 | 0 | 0 | 0 | 0 | 0 | 0 | 0 | 0 | 0 | 0 | 0 | 0 | 0 | 0 | 0 | 0 | 0 | 0 | 0 | 0 | 0 | 0 | 0 | 0 | 0 | 0 | 0 | 0 | 0 | 0 | 0 | 0 | 0 | 0 | 0 | 0 | 0 | 0 | 0 | 0 | 0 | 0 | 0 | 0 | 0 | 0 | 0 | 0 | 0 | 0 | 0 | 0 | 0 | 0 | 0 | 0 | 0 | 0 | 0 | 0 | 0 | 0 | 0 | 0 | 0 | 0 | 0 | 0 | 0 | 0 | 0 | 0 | 0 | 0 | 0 | 0 | 0 | 0 | 0 | 0 | 0 | 0 | 0 | 0 | 0 | 0 | 0 | 0 | 0 | 0 | 0 | 0 | 0 | 0 | 0 | 0 | 0 | 0 | 0 | 0 | 0 | 0 | 0 | 0 | 0 | 0 | 0 | 0 | 0 | 0 | 0 | 0 | 0 | 0 | 0 | 0 | 0 | 0 | 0 | 0 | 0 | 0 | 0 | 0 | 0 | 0 | 0 | 0 | 0 | 0 | 0 | 0 | 0 | 0 | 0 | 0 | 0 | 0 | 0 | 0 | 0 | 0 | 0 | 0 | 0 | 0 | 0 | 0 | 0 | 0 | 0 | 0 | 0 | 0 | 0 | 0 | 0 | 0 | 0 | 0 | 0 | 0 | 0 | 0 | 0 | 0 | 0 | 0 | 0 | 0 | 0 | 0 | 0 | 0 | 0 | 0 | 0 | 0 | 0 | 0 | 0 | 0 | 0 | 0 | 0 | 0 | 0 | 0 | 0 | 0 | 0 | 0 | 0 | 0 | 0 | 0 | 0 | 0 | 0 | 0 | 0 | 0 | 0 | 0 | 0 | 0 | 0 | 0 | 0 | 0 | 0 | 0 | 0 | 0 | 0 | 0 | 0 | 0 | 0 | 0 | 0 | 0 | 0 | 0 | 0 | 0 | 0 | 0 | 0 | 0 | 0 | 0 | 0 | 0 | 0 | 0 | 0 | 0 | 0 | 0 | 0 | 0 | 0 | 0 | 0 | 0 | 0 | 0 | 0 | 0 | 0 | 0 | 0 | 0 | 0 | 0 | 0 | 0 | 0 | 0 | 0 | 0 | 0 | 0 | 0 | 0 | 0 | 0 | 0 | 0 | 0 | 0 | 0 | 0 | 0 | 0 | 0 | 0 | 0 | 0 | 0 | 0 | 0 | 0 | 0 | 0 | 0 | 0 | 0 | 0 | 0 | 0 | 0 | 0 | 0 | 0 | 0 | 0 | 0 | 0 | 0 | 0 | 0 | 0 | 0 | 0 | 0 | 0 | 0 | 0 | 0 | 0 | 0 | 0 | 0 | 0 | 0 | 0 | 0 | 0 | 0 | 0 | 0 | 0 | 0 | 0 | 0 | 0 | 0 | 0 | 0 | 0 | 0 | 0 | 0 | 0 | 0 | 0 | 0 | 0 | 0 | 0 | 0 | 0 | 0 | 0 | 0 | 0 | 0 | 0 | 0 | 0 | 0 | 0 | 0 | 0 | 0 | 0 | 0 | 0 | 0 | 0 | 0 | 0 | 0 | 0 | 0 | 0 | 0 | 0 | 0 | 0 | 0 | 0 | 0 | 0 | 0 | 0 | 0 | 0 | 0 | 0 | 0 | 0 | 0 | 0 | 0 | 0
WA_Industrial_Other Industrial_New_Space Heating_Natural Gas_HVAC - Duct Repair and Sealing_A | WA | Industrial | Other Industrial | New | Space Heating | Natural Gas | HVAC - Duct Repair and Sealing | A | IM684 | Poorly sealed/leaky ducts | 30% reduced duct leaking | 20 | 0.0034715 | 0 | 0 | 0 | 0 | 0 | 0 | 0 |  | sqft | 0% | 0% | Retrofit | RetroEven20 | 76.5% | TBD | 0.2% | 0 |  | 0 |  | 0 | MA TRM - 2019-2021 - COM-HVAC-DS | N/A | Building Energy Simulation Tool | Poorly sealed/leaky ducts | Poorly sealed/leaky ducts | Poorly sealed/leaky ducts | Poorly sealed/leaky ducts | Poorly sealed/leaky ducts | Poorly sealed/leaky ducts | Poorly sealed/leaky ducts | Poorly sealed/leaky ducts | Poorly sealed/leaky ducts | Poorly sealed/leaky ducts | Poorly sealed/leaky ducts | Poorly sealed/leaky ducts | Poorly sealed/leaky ducts | Poorly sealed/leaky ducts | Poorly sealed/leaky ducts | Poorly sealed/leaky ducts | Poorly sealed/leaky ducts | Poorly sealed/leaky ducts | Poorly sealed/leaky ducts | Poorly sealed/leaky ducts | Poorly sealed/leaky ducts | Poorly sealed/leaky ducts | Poorly sealed/leaky ducts | Poorly sealed/leaky ducts | Poorly sealed/leaky ducts | Poorly sealed/leaky ducts | Poorly sealed/leaky ducts | Poorly sealed/leaky ducts | Poorly sealed/leaky ducts | Poorly sealed/leaky ducts | Poorly sealed/leaky ducts | 30% reduced duct leaking | 30% reduced duct leaking | 30% reduced duct leaking | 30% reduced duct leaking | 30% reduced duct leaking | 30% reduced duct leaking | 30% reduced duct leaking | 30% reduced duct leaking | 30% reduced duct leaking | 30% reduced duct leaking | 30% reduced duct leaking | 30% reduced duct leaking | 30% reduced duct leaking | 30% reduced duct leaking | 30% reduced duct leaking | 30% reduced duct leaking | 30% reduced duct leaking | 30% reduced duct leaking | 30% reduced duct leaking | 30% reduced duct leaking | 30% reduced duct leaking | 30% reduced duct leaking | 30% reduced duct leaking | 30% reduced duct leaking | 30% reduced duct leaking | 30% reduced duct leaking | 30% reduced duct leaking | 30% reduced duct leaking | 30% reduced duct leaking | 30% reduced duct leaking | 30% reduced duct leaking | 0 | 0 | 0 | 0 | 0 | 0 | 0 | 0 | 0 | 0 | 0 | 0 | 0 | 0 | 0 | 0 | 0 | 0 | 0 | 0 | 0 | 0 | 0 | 0 | 0 | 0 | 0 | 0 | 0 | 0 | 0 | 0 | 0 | 0 | 0 | 0 | 0 | 0 | 0 | 0 | 0 | 0 | 0 | 0 | 0 | 0 | 0 | 0 | 0 | 0 | 0 | 0 | 0 | 0 | 0 | 0 | 0 | 0 | 0 | 0 | 0 | 0 | 0 | 0 | 0 | 0 | 0 | 0 | 0 | 0 | 0 | 0 | 0 | 0 | 0 | 0 | 0 | 0 | 0 | 0 | 0 | 0 | 0 | 0 | 0 | 0 | 0 | 0 | 0 | 0 | 0 | 0 | 0 | 0 | 0 | 0 | 0 | 0 | 0 | 0 | 0 | 0 | 0 | 0 | 0 | 0 | 0 | 0 | 0 | 0 | 0 | 0 | 0 | 0 | 0 | 0 | 0 | 0 | 0 | 0 | 0 | 0 | 0 | 0 | 0 | 0 | 0 | 0 | 0 | 0 | 0 | 0 | 0 | 0 | 0 | 0 | 0 | 0 | 0 | 0 | 0 | 0 | 0 | 0 | 0 | 0 | 0 | 0 | 0 | 0 | 0 | 0 | 0 | 0 | 0 | 0 | 0 | 0 | 0 | 0 | 0 | 0 | 0 | 0 | 0 | 0 | 0 | 0 | 0 | 0 | 0 | 0 | 0 | 0 | 0 | 0 | 0 | 0 | 0 | 0 | 0 | 0 | 0 | 0 | 0 | 0 | 0 | 0 | 0 | 0 | 0 | 0 | 0 | 0 | 0 | 0 | 0 | 0 | 0 | 0 | 0 | 0 | 0 | 0 | 0 | 0 | 0 | 0 | 0 | 0 | 0 | 0 | 0 | 0 | 0 | 0 | 0 | 0 | 0 | 0 | 0 | 0 | 0 | 0 | 0 | 0 | 0 | 0 | 0 | 0 | 0 | 0 | 0 | 0 | 0 | 0 | 0 | 0 | 0 | 0 | 0 | 0 | 0 | 0 | 0 | 0 | 0 | 0 | 0 | 0 | 0 | 0 | 0 | 0 | 0 | 0 | 0 | 0 | 0 | 0 | 0 | 0 | 0 | 0 | 0 | 0 | 0 | 0 | 0 | 0 | 0 | 0 | 0 | 0 | 0 | 0 | 0 | 0 | 0 | 0 | 0 | 0 | 0 | 0 | 0 | 0 | 0 | 0 | 0 | 0 | 0 | 0 | 0 | 0 | 0 | 0 | 0 | 0 | 0 | 0 | 0 | 0 | 0 | 0 | 0 | 0 | 0 | 0 | 0 | 0 | 0 | 0 | 0 | 0 | 0 | 0 | 0 | 0 | 0 | 0 | 0 | 0 | 0 | 0 | 0 | 0 | 0 | 0 | 0 | 0 | 0 | 0 | 0 | 0 | 0 | 0 | 0 | 0 | 0 | 0 | 0 | 0 | 0 | 0 | 0 | 0 | 0 | 0 | 0 | 0 | 0 | 0 | 0 | 0 | 0 | 0 | 0 | 0 | 0 | 0 | 0 | 0 | 0 | 0 | 0 | 0 | 0 | 0 | 0 | 0 | 0 | 0 | 0 | 0 | 0 | 0 | 0 | 0 | 0 | 0 | 0 | 0 | 0 | 0 | 0 | 0 | 0 | 0 | 0 | 0 | 0 | 0 | 0 | 0 | 0 | 0 | 0 | 0 | 0 | 0 | 0 | 0 | 0 | 0 | 0 | 0 | 0 | 0 | 0 | 0 | 0 | 0 | 0 | 0 | 0 | 0 | 0 | 0 | 0 | 0 | 0 | 0 | 0 | 0 | 0 | 0 | 0 | 0 | 0 | 0 | 0 | 0 | 0 | 0 | 0 | 0 | 0 | 0 | 0 | 0 | 0 | 0 | 0 | 0 | 0 | 0 | 0 | 0 | 0 | 0 | 0 | 0 | 0 | 0 | 0 | 0 | 0 | 0 | 0 | 0 | 0 | 0 | 0 | 0 | 0 | 0 | 0 | 0 | 0 | 0 | 0 | 0 | 0 | 0 | 0 | 0 | 0 | 0 | 0 | 0 | 0 | 0 | 0 | 0 | 0 | 0 | 0 | 0 | 0 | 0 | 0 | 0 | 0 | 0 | 0 | 0 | 0 | 0 | 0 | 0 | 0 | 0 | 0 | 0 | 0 | 0 | 0 | 0 | 0 | 0 | 0 | 0 | 0 | 0 | 0 | 0 | 0 | 0 | 0 | 0 | 0 | 0 | 0 | 0 | 0 | 0 | 0 | 0 | 0 | 0
WA_Industrial_Other Industrial_New_Space Heating_Natural Gas_Windows - High Efficiency_A | WA | Industrial | Other Industrial | New | Space Heating | Natural Gas | Windows - High Efficiency | A | IM685 | U-.5 or worse | U-.22 or better | 45 | 0.0054693 | 0 | 0 | 0 | 0 | 0 | 0 | 0 |  | sqft | 0% | 0% | Retrofit | Retro1Slow | 81.8% | TBD | 0.2% | 0 |  | 0 |  | 0 | RTF Wkbk - ComWeatherizationSchool_v3_1 | N/A | Building Energy Simulation Tool | U-.5 or worse | U-.5 or worse | U-.5 or worse | U-.5 or worse | U-.5 or worse | U-.5 or worse | U-.5 or worse | U-.5 or worse | U-.5 or worse | U-.5 or worse | U-.5 or worse | U-.5 or worse | U-.5 or worse | U-.5 or worse | U-.5 or worse | U-.5 or worse | U-.5 or worse | U-.5 or worse | U-.5 or worse | U-.5 or worse | U-.5 or worse | U-.5 or worse | U-.5 or worse | U-.5 or worse | U-.5 or worse | U-.5 or worse | U-.5 or worse | U-.5 or worse | U-.5 or worse | U-.5 or worse | U-.5 or worse | U-.22 or better | U-.22 or better | U-.22 or better | U-.22 or better | U-.22 or better | U-.22 or better | U-.22 or better | U-.22 or better | U-.22 or better | U-.22 or better | U-.22 or better | U-.22 or better | U-.22 or better | U-.22 or better | U-.22 or better | U-.22 or better | U-.22 or better | U-.22 or better | U-.22 or better | U-.22 or better | U-.22 or better | U-.22 or better | U-.22 or better | U-.22 or better | U-.22 or better | U-.22 or better | U-.22 or better | U-.22 or better | U-.22 or better | U-.22 or better | U-.22 or better | 0 | 0 | 0 | 0 | 0 | 0 | 0 | 0 | 0 | 0 | 0 | 0 | 0 | 0 | 0 | 0 | 0 | 0 | 0 | 0 | 0 | 0 | 0 | 0 | 0 | 0 | 0 | 0 | 0 | 0 | 0 | 0 | 0 | 0 | 0 | 0 | 0.0052287 | 0.0050648 | 0.0049432 | 0.0048486 | 0.0047713 | 0.0047087 | 0.0046354 | 0.0045574 | 0.0044787 | 0.0044009 | 0.0043302 | 0.0042661 | 0.0042463 | 0.004204 | 0.0041726 | 0.0041505 | 0.0041336 | 0.0041278 | 0.0041286 | 0.0041334 | 0.0041426 | 0.0041514 | 0.0041602 | 0 | 0 | 0 | 0 | 0 | 0 | 0 | 0 | 0 | 0 | 0 | 0 | 0 | 0 | 0 | 0 | 0 | 0 | 0 | 0 | 0 | 0 | 0 | 0 | 0 | 0 | 0 | 0 | 0 | 0 | 0 | 0 | 0 | 0 | 0 | 0 | 0 | 0 | 0 | 0 | 0 | 0 | 0 | 0 | 0 | 0 | 0 | 0 | 0 | 0 | 0 | 0 | 0 | 0 | 0 | 0 | 0 | 0 | 0 | 0 | 0 | 0 | 0 | 0 | 0 | 0 | 0 | 0 | 0 | 0 | 0 | 0 | 0 | 0 | 0 | 0 | 0 | 0 | 0 | 0 | 0 | 0 | 0 | 0 | 0 | 0 | 0 | 0 | 0 | 0 | 0 | 0 | 0 | 0 | 0 | 0 | 0 | 0 | 0 | 0 | 0 | 0 | 0 | 0 | 0 | 0 | 0 | 0 | 0 | 0 | 0 | 0 | 0 | 0 | 0 | 0 | 0 | 0 | 0 | 0 | 0 | 0 | 0 | 0 | 0 | 0 | 0 | 0 | 0 | 0 | 0 | 0 | 0 | 0 | 0 | 0 | 0 | 0 | 0 | 0 | 0 | 0 | 0 | 0 | 0 | 0 | 0 | 0 | 0 | 0 | 0 | 0 | 0 | 0 | 0 | 0 | 0 | 0 | 0 | 0 | 0 | 0 | 0 | 0 | 0 | 0 | 0 | 0 | 0 | 0 | 0 | 0 | 0 | 0 | 0 | 0 | 0 | 0 | 0 | 0 | 0 | 0 | 0 | 0 | 0 | 0 | 0 | 0 | 0 | 0 | 0 | 0 | 0 | 0 | 0 | 0 | 0 | 0 | 0 | 0 | 0 | 0 | 0 | 0 | 0 | 0 | 0 | 0 | 0 | 0 | 0 | 0 | 0 | 0 | 0 | 0 | 0 | 0 | 0 | 0 | 0 | 0 | 0 | 0 | 0 | 0 | 0 | 0 | 0 | 0 | 0 | 0 | 0 | 0 | 0 | 0 | 0 | 0 | 0 | 0 | 0 | 0 | 0 | 0 | 0 | 0 | 0 | 0 | 0 | 0 | 0 | 0 | 0 | 0 | 0 | 0 | 0 | 0 | 0 | 0 | 0 | 0 | 0 | 0 | 0 | 0 | 0 | 0 | 0 | 0 | 0 | 0 | 0 | 0 | 0 | 0 | 0 | 0 | 0 | 0 | 0 | 0 | 0 | 0 | 0 | 0 | 0 | 0 | 0 | 0 | 0 | 0 | 0 | 0 | 0 | 0 | 0 | 0 | 0 | 0 | 0 | 0 | 0 | 0 | 0 | 0 | 0 | 0 | 0 | 0 | 0 | 0 | 0 | 0 | 0 | 0 | 0 | 0 | 0 | 0 | 0 | 0 | 0 | 0 | 0 | 0 | 0 | 0 | 0 | 0 | 0 | 0 | 0 | 0 | 0 | 0 | 0 | 0 | 0 | 0 | 0 | 0 | 0 | 0 | 0 | 0 | 0 | 0 | 0 | 0 | 0 | 0 | 0 | 0 | 0 | 0 | 0 | 0 | 0 | 0 | 0 | 0 | 0 | 0 | 0 | 0 | 0 | 0 | 0 | 0 | 0 | 0 | 0 | 0 | 0 | 0 | 0 | 0 | 0 | 0 | 0 | 0 | 0 | 0 | 0 | 0 | 0 | 0 | 0 | 0 | 0 | 0 | 0 | 0 | 0 | 0 | 0 | 0 | 0 | 0 | 0 | 0 | 0 | 0 | 0 | 0 | 0 | 0 | 0 | 0 | 0 | 0 | 0 | 0 | 0 | 0 | 0 | 0 | 0 | 0 | 0 | 0 | 0 | 0 | 0 | 0 | 0 | 0 | 0 | 0 | 0 | 0 | 0 | 0 | 0 | 0 | 0 | 0 | 0 | 0 | 0 | 0 | 0 | 0 | 0 | 0 | 0 | 0 | 0 | 0 | 0 | 0 | 0 | 0 | 0 | 0 | 0 | 0 | 0 | 0 | 0 | 0 | 0 | 0 | 0 | 0 | 0 | 0 | 0 | 0 | 0
WA_Industrial_Other Industrial_New_Space Heating_Natural Gas_Gas Boiler - Maintenance_A | WA | Industrial | Other Industrial | New | Space Heating | Natural Gas | Gas Boiler - Maintenance | A | IM686 | Degrade performance | General cleaning and maintenance | 3 | 1.9512 | 0 | 0 | 0.01 | 0 | 0 | 0 | 0.00535 |  | sqft | 5% | 10% | Retrofit | Retro20Fast | 83.83% | TBD | 0.2% | 2.1608 |  | 1.9476 |  | 0 | IL TRM - 4.3.10 - CI-HWE-DBTU-V01-180101 | IL TRM - 4.3.10 - CI-HWE-DBTU-V01-180101 | IL TRM - 4.3.10 - CI-HWE-DBTU-V01-180101 | Degrade performance | Degrade performance | Degrade performance | Degrade performance | Degrade performance | Degrade performance | Degrade performance | Degrade performance | Degrade performance | Degrade performance | Degrade performance | Degrade performance | Degrade performance | Degrade performance | Degrade performance | Degrade performance | Degrade performance | Degrade performance | Degrade performance | Degrade performance | Degrade performance | Degrade performance | Degrade performance | Degrade performance | Degrade performance | Degrade performance | Degrade performance | Degrade performance | Degrade performance | Degrade performance | Degrade performance | General cleaning and maintenance | General cleaning and maintenance | General cleaning and maintenance | General cleaning and maintenance | General cleaning and maintenance | General cleaning and maintenance | General cleaning and maintenance | General cleaning and maintenance | General cleaning and maintenance | General cleaning and maintenance | General cleaning and maintenance | General cleaning and maintenance | General cleaning and maintenance | General cleaning and maintenance | General cleaning and maintenance | General cleaning and maintenance | General cleaning and maintenance | General cleaning and maintenance | General cleaning and maintenance | General cleaning and maintenance | General cleaning and maintenance | General cleaning and maintenance | General cleaning and maintenance | General cleaning and maintenance | General cleaning and maintenance | General cleaning and maintenance | General cleaning and maintenance | General cleaning and maintenance | General cleaning and maintenance | General cleaning and maintenance | General cleaning and maintenance | 0.01 | 0.01 | 0.01 | 0.01 | 0.01 | 0.01 | 0.01 | 0.01 | 0.01 | 0.01 | 0.01 | 0.01 | 0.01 | 0.01 | 0.01 | 0.01 | 0.01 | 0.01 | 0.01 | 0.01 | 0.01 | 0.01 | 0.01 | 0.01 | 0.01 | 0.01 | 0.01 | 0.01 | 0.01 | 0.01 | 0.01 | 0 | 0 | 0 | 0 | 0 | 0 | 0 | 0 | 0 | 0 | 0 | 0 | 0 | 0 | 0 | 0 | 0 | 0 | 0 | 0 | 0 | 0 | 0 | 0 | 0 | 0 | 0 | 0 | 0 | 0 | 0 | 0 | 0 | 0 | 0 | 0 | 0 | 0 | 0 | 0 | 0 | 0 | 0 | 0 | 0 | 0 | 0 | 0 | 0 | 0 | 0 | 0 | 0 | 0 | 0 | 0 | 0 | 0 | 0 | 0 | 0 | 0 | 0 | 0 | 0 | 0 | 0 | 0 | 0 | 0 | 0 | 0 | 0 | 0 | 0 | 0 | 0 | 0 | 0 | 0 | 0 | 0 | 0 | 0 | 0 | 0 | 0 | 0 | 0 | 0 | 0 | 0 | 0 | 0 | 0 | 0 | 0 | 0 | 0 | 0 | 0 | 0 | 0 | 0 | 0 | 0 | 0 | 0 | 0 | 0 | 0 | 0 | 0 | 0 | 0 | 0 | 0 | 0 | 0 | 0 | 0 | 0 | 0 | 0 | 0 | 0 | 0 | 0 | 0 | 0 | 0 | 0 | 0 | 0 | 0 | 0 | 0 | 0 | 0 | 0 | 0 | 0 | 0 | 0 | 0 | 0 | 0 | 0 | 0 | 0 | 0 | 0 | 0 | 0 | 0 | 0 | 0 | 0 | 0 | 0 | 0 | 0 | 0 | 0 | 0 | 0 | 0 | 0 | 0 | 0 | 0 | 0 | 0 | 0 | 0 | 0 | 0 | 0 | 0 | 0 | 0 | 0 | 0 | 0 | 0 | 0 | 0 | 0 | 0 | 0 | 0 | 0 | 0 | 0 | 0 | 0 | 0 | 0 | 0 | 0 | 0 | 0 | 0 | 0 | 0 | 0 | 0 | 0 | 0 | 0 | 0 | 0 | 0 | 0 | 0 | 0 | 0 | 0 | 0 | 0 | 0 | 0 | 0 | 0 | 0 | 0 | 0 | 0 | 0 | 0 | 0 | 0 | 0 | 0 | 0 | 0 | 0 | 0 | 0 | 0 | 0 | 0 | 0 | 0 | 0 | 0 | 0 | 0 | 0 | 0 | 0 | 0 | 0 | 0 | 0 | 0 | 0 | 0 | 0 | 0 | 0 | 0 | 0 | 0 | 0 | 0 | 0 | 0 | 0 | 0 | 0 | 0 | 0 | 0 | 0 | 0 | 0 | 0 | 0 | 0 | 0 | 0 | 0 | 0 | 0 | 0 | 0 | 0 | 0 | 0 | 0 | 0 | 0 | 0 | 0 | 0 | 0 | 0 | 0 | 0 | 0 | 0 | 0 | 0 | 0 | 0 | 0 | 0 | 0 | 0 | 0 | 0 | 0 | 0 | 0 | 0 | 0 | 0 | 0 | 0 | 0 | 0 | 0 | 0 | 0 | 0 | 0 | 0 | 0 | 0 | 0 | 0 | 0 | 0 | 0 | 0 | 0 | 0 | 0 | 0 | 0 | 0 | 0 | 0 | 0 | 0 | 0 | 0 | 0 | 0 | 0 | 0 | 0 | 0 | 0 | 0 | 0 | 0 | 0 | 0 | 0 | 0 | 0 | 0 | 0 | 0 | 0 | 0 | 0 | 0 | 0 | 0 | 0 | 0 | 0 | 0 | 0 | 0 | 0 | 0 | 0 | 0 | 0 | 0 | 0 | 0 | 0 | 0 | 0 | 0 | 0 | 0 | 0 | 0 | 0 | 0 | 0 | 0 | 0 | 0 | 0 | 0 | 0 | 0 | 0 | 0 | 0 | 0 | 0 | 0 | 0 | 0 | 0 | 0 | 0 | 0 | 0 | 0 | 0 | 0 | 0 | 0 | 0 | 0 | 0 | 0 | 0 | 0 | 0 | 0 | 0 | 0 | 0 | 0 | 0 | 0 | 0 | 0 | 0 | 0 | 0 | 0 | 0 | 0 | 0 | 0 | 0 | 2.1608 | 2.1608 | 2.1608 | 2.1608 | 2.1608 | 2.1608 | 2.1608 | 2.1608 | 2.1608 | 2.1608 | 2.1608 | 2.1608 | 2.1608 | 2.1608 | 2.1608 | 2.1608 | 2.1608 | 2.1608 | 2.1608 | 2.1608 | 2.1608 | 2.1608 | 2.1608 | 2.1608 | 2.1608 | 2.1608 | 1.9476 | 1.9476 | 1.9476 | 1.9476 | 1.9476 | 1.9476 | 1.9476 | 1.9476 | 1.9476 | 1.9476 | 1.9476 | 1.9476 | 1.9476 | 1.9476 | 1.9476 | 1.9476 | 1.9476 | 1.9476 | 1.9476 | 1.9476 | 1.9476 | 1.9476 | 1.9476 | 1.9476 | 1.9476 | 1.9476
WA_Industrial_Other Industrial_New_Process_Natural Gas_Gas Boiler - Maintenance_A | WA | Industrial | Other Industrial | New | Process | Natural Gas | Gas Boiler - Maintenance | A | IM687 | Degrade performance | General cleaning and maintenance | 3 | 1.5559 | 0 | 0 | 0.01 | 0 | 0 | 0 | 0.00535 |  | sqft | 5% | 10% | Retrofit | Retro20Fast | 83.83% | TBD | 0.2% | 2.1608 |  | 1.9476 |  | 0.034958 | IL TRM - 4.3.10 - CI-HWE-DBTU-V01-180101 | IL TRM - 4.3.10 - CI-HWE-DBTU-V01-180101 | IL TRM - 4.3.10 - CI-HWE-DBTU-V01-180101 | Degrade performance | Degrade performance | Degrade performance | Degrade performance | Degrade performance | Degrade performance | Degrade performance | Degrade performance | Degrade performance | Degrade performance | Degrade performance | Degrade performance | Degrade performance | Degrade performance | Degrade performance | Degrade performance | Degrade performance | Degrade performance | Degrade performance | Degrade performance | Degrade performance | Degrade performance | Degrade performance | Degrade performance | Degrade performance | Degrade performance | Degrade performance | Degrade performance | Degrade performance | Degrade performance | Degrade performance | General cleaning and maintenance | General cleaning and maintenance | General cleaning and maintenance | General cleaning and maintenance | General cleaning and maintenance | General cleaning and maintenance | General cleaning and maintenance | General cleaning and maintenance | General cleaning and maintenance | General cleaning and maintenance | General cleaning and maintenance | General cleaning and maintenance | General cleaning and maintenance | General cleaning and maintenance | General cleaning and maintenance | General cleaning and maintenance | General cleaning and maintenance | General cleaning and maintenance | General cleaning and maintenance | General cleaning and maintenance | General cleaning and maintenance | General cleaning and maintenance | General cleaning and maintenance | General cleaning and maintenance | General cleaning and maintenance | General cleaning and maintenance | General cleaning and maintenance | General cleaning and maintenance | General cleaning and maintenance | General cleaning and maintenance | General cleaning and maintenance | 0.01 | 0.01 | 0.01 | 0.01 | 0.01 | 0.01 | 0.01 | 0.01 | 0.01 | 0.01 | 0.01 | 0.01 | 0.01 | 0.01 | 0.01 | 0.01 | 0.01 | 0.01 | 0.01 | 0.01 | 0.01 | 0.01 | 0.01 | 0.01 | 0.01 | 0.01 | 0.01 | 0.01 | 0.01 | 0.01 | 0.01 | 0 | 0 | 0 | 0 | 0 | 1.5559 | 1.5559 | 1.5559 | 1.5559 | 1.5559 | 1.5559 | 1.5559 | 1.5559 | 1.5559 | 1.5559 | 1.5559 | 1.5559 | 1.5559 | 1.5559 | 1.5559 | 1.5559 | 1.5559 | 1.5559 | 1.5559 | 1.5559 | 1.5559 | 1.5559 | 1.5559 | 1.5559 | 1.5559 | 1.5559 | 0.022469 | 0.018658 | 0.014929 | 0.022469 | 0.018658 | 0.014929 | 0.022469 | 0.018658 | 0.014929 | 0.022469 | 0.018658 | 0.014929 | 0.022469 | 0.018658 | 0.014929 | 0.022469 | 0.018658 | 0.014929 | 0.022469 | 0.018658 | 0.014929 | 0.022469 | 0.018658 | 0.014929 | 0.022469 | 0.018658 | 0.022469 | 0.041127 | 0.056056 | 0.056056 | 0.056056 | 0.056056 | 0.056056 | 0.056056 | 0.056056 | 0.056056 | 0.056056 | 0.056056 | 0.056056 | 0.056056 | 0.056056 | 0.056056 | 0.056056 | 0.056056 | 0.056056 | 0.056056 | 0.056056 | 0.056056 | 0.056056 | 0 | 0 | 0 | 14.4413 | 11.9921 | 9.5954 | 14.4413 | 11.9921 | 9.5954 | 14.4413 | 11.9921 | 9.5954 | 14.4413 | 11.9921 | 9.5954 | 14.4413 | 11.9921 | 9.5954 | 14.4413 | 11.9921 | 9.5954 | 14.4413 | 11.9921 | 9.5954 | 14.4413 | 11.9921 | 9.5954 | 14.4413 | 11.9921 | 14.4413 | 26.4333 | 36.0288 | 36.0288 | 36.0288 | 36.0288 | 36.0288 | 36.0288 | 36.0288 | 36.0288 | 36.0288 | 36.0288 | 36.0288 | 36.0288 | 36.0288 | 36.0288 | 36.0288 | 36.0288 | 36.0288 | 36.0288 | 36.0288 | 36.0288 | 36.0288 | 36.0288 | 36.0288 | 36.0288 | 0.019099 | 0.015859 | 0.01269 | 0.019099 | 0.015859 | 0.01269 | 0.019099 | 0.015859 | 0.01269 | 0.019099 | 0.015859 | 0.01269 | 0.019099 | 0.015859 | 0.01269 | 0.019099 | 0.015859 | 0.01269 | 0.019099 | 0.015859 | 0.01269 | 0.019099 | 0.015859 | 0.01269 | 0.019099 | 0.015859 | 0.019099 | 0.034958 | 0.047648 | 0.047648 | 0.047648 | 0.047648 | 0.047648 | 0.047648 | 0.047648 | 0.047648 | 0.047648 | 0.047648 | 0.047648 | 0.047648 | 0.047648 | 0.047648 | 0.047648 | 0.047648 | 0.047648 | 0.047648 | 0.047648 | 0.047648 | 0.047648 | 0 | 0 | 0 | 12.2751 | 10.1932 | 8.1561 | 12.2751 | 10.1932 | 8.1561 | 12.2751 | 10.1932 | 8.1561 | 12.2751 | 10.1932 | 8.1561 | 12.2751 | 10.1932 | 8.1561 | 12.2751 | 10.1932 | 8.1561 | 12.2751 | 10.1932 | 8.1561 | 12.2751 | 10.1932 | 8.1561 | 12.2751 | 10.1932 | 12.2751 | 22.4683 | 30.6245 | 30.6245 | 30.6245 | 30.6245 | 30.6245 | 30.6245 | 30.6245 | 30.6245 | 30.6245 | 30.6245 | 30.6245 | 30.6245 | 30.6245 | 30.6245 | 30.6245 | 30.6245 | 30.6245 | 30.6245 | 30.6245 | 30.6245 | 30.6245 | 30.6245 | 30.6245 | 30.6245 | 0.019099 | 0.015859 | 0.01269 | 0.019099 | 0.015859 | 0.01269 | 0.019099 | 0.015859 | 0.01269 | 0.019099 | 0.015859 | 0.01269 | 0.019099 | 0.015859 | 0.01269 | 0.019099 | 0.015859 | 0.01269 | 0.019099 | 0.015859 | 0.01269 | 0.019099 | 0.015859 | 0.01269 | 0.019099 | 0.015859 | 0.019099 | 0.034958 | 0.047648 | 0.047648 | 0.047648 | 0.047648 | 0.047648 | 0.047648 | 0.047648 | 0.047648 | 0.047648 | 0.047648 | 0.047648 | 0.047648 | 0.047648 | 0.047648 | 0.047648 | 0.047648 | 0.047648 | 0.047648 | 0.047648 | 0.047648 | 0.047648 | 0 | 0 | 0 | 12.2751 | 10.1932 | 8.1561 | 12.2751 | 10.1932 | 8.1561 | 12.2751 | 10.1932 | 8.1561 | 12.2751 | 10.1932 | 8.1561 | 12.2751 | 10.1932 | 8.1561 | 12.2751 | 10.1932 | 8.1561 | 12.2751 | 10.1932 | 8.1561 | 12.2751 | 10.1932 | 8.1561 | 12.2751 | 10.1932 | 12.2751 | 22.4683 | 30.6245 | 30.6245 | 30.6245 | 30.6245 | 30.6245 | 30.6245 | 30.6245 | 30.6245 | 30.6245 | 30.6245 | 30.6245 | 30.6245 | 30.6245 | 30.6245 | 30.6245 | 30.6245 | 30.6245 | 30.6245 | 30.6245 | 30.6245 | 30.6245 | 30.6245 | 30.6245 | 30.6245 | 0.019099 | 0.015859 | 0.01269 | 0.019099 | 0.015859 | 0.01269 | 0.019099 | 0.015859 | 0.01269 | 0.019099 | 0.015859 | 0.01269 | 0.019099 | 0.015859 | 0.01269 | 0.019099 | 0.015859 | 0.01269 | 0.019099 | 0.015859 | 0.01269 | 0.019099 | 0.015859 | 0.01269 | 0.019099 | 0.015859 | 0.019099 | 0.034958 | 0.047648 | 0.047648 | 0.047648 | 0.047648 | 0.047648 | 0.047648 | 0.047648 | 0.047648 | 0.047648 | 0.047648 | 0.047648 | 0.047648 | 0.047648 | 0.047648 | 0.047648 | 0.047648 | 0.047648 | 0.047648 | 0.047648 | 0.047648 | 0.047648 | 0 | 0 | 0 | 12.2751 | 10.1932 | 8.1561 | 12.2751 | 10.1932 | 8.1561 | 12.2751 | 10.1932 | 8.1561 | 12.2751 | 10.1932 | 8.1561 | 12.2751 | 10.1932 | 8.1561 | 12.2751 | 10.1932 | 8.1561 | 12.2751 | 10.1932 | 8.1561 | 12.2751 | 10.1932 | 8.1561 | 12.2751 | 10.1932 | 12.2751 | 22.4683 | 30.6245 | 30.6245 | 30.6245 | 30.6245 | 30.6245 | 30.6245 | 30.6245 | 30.6245 | 30.6245 | 30.6245 | 30.6245 | 30.6245 | 30.6245 | 30.6245 | 30.6245 | 30.6245 | 30.6245 | 30.6245 | 30.6245 | 30.6245 | 30.6245 | 30.6245 | 30.6245 | 30.6245 | 2.1608 | 2.1608 | 2.1608 | 2.1608 | 2.1608 | 2.1608 | 2.1608 | 2.1608 | 2.1608 | 2.1608 | 2.1608 | 2.1608 | 2.1608 | 2.1608 | 2.1608 | 2.1608 | 2.1608 | 2.1608 | 2.1608 | 2.1608 | 2.1608 | 2.1608 | 2.1608 | 2.1608 | 2.1608 | 2.1608 | 1.9476 | 1.9476 | 1.9476 | 1.9476 | 1.9476 | 1.9476 | 1.9476 | 1.9476 | 1.9476 | 1.9476 | 1.9476 | 1.9476 | 1.9476 | 1.9476 | 1.9476 | 1.9476 | 1.9476 | 1.9476 | 1.9476 | 1.9476 | 1.9476 | 1.9476 | 1.9476 | 1.9476 | 1.9476 | 1.9476
WA_Industrial_Other Industrial_New_Space Heating_Natural Gas_Gas Furnace - Maintenance_A | WA | Industrial | Other Industrial | New | Space Heating | Natural Gas | Gas Furnace - Maintenance | A | IM688 | Degrade performance | General cleaning and maintenance | 3 | 0.0083129 | 0 | 0 | 0 | 0 | 0 | 0 | 0.0023 |  | sqft | 5% | 10% | Retrofit | Retro20Fast | 83.83% | TBD | 0.2% | 0 |  | 0 |  | 0 | IL TRM - 4.4.31 - CI-HVC-FTUN-V03-200101 | MN TRM 3.1 - Forced-Air Heating Maintenance v2.0 | MN TRM v3.1 - Forced-Air Heating Maintenance | Degrade performance | Degrade performance | Degrade performance | Degrade performance | Degrade performance | Degrade performance | Degrade performance | Degrade performance | Degrade performance | Degrade performance | Degrade performance | Degrade performance | Degrade performance | Degrade performance | Degrade performance | Degrade performance | Degrade performance | Degrade performance | Degrade performance | Degrade performance | Degrade performance | Degrade performance | Degrade performance | Degrade performance | Degrade performance | Degrade performance | Degrade performance | Degrade performance | Degrade performance | Degrade performance | Degrade performance | General cleaning and maintenance | General cleaning and maintenance | General cleaning and maintenance | General cleaning and maintenance | General cleaning and maintenance | General cleaning and maintenance | General cleaning and maintenance | General cleaning and maintenance | General cleaning and maintenance | General cleaning and maintenance | General cleaning and maintenance | General cleaning and maintenance | General cleaning and maintenance | General cleaning and maintenance | General cleaning and maintenance | General cleaning and maintenance | General cleaning and maintenance | General cleaning and maintenance | General cleaning and maintenance | General cleaning and maintenance | General cleaning and maintenance | General cleaning and maintenance | General cleaning and maintenance | General cleaning and maintenance | General cleaning and maintenance | General cleaning and maintenance | General cleaning and maintenance | General cleaning and maintenance | General cleaning and maintenance | General cleaning and maintenance | General cleaning and maintenance | 0 | 0 | 0 | 0 | 0 | 0 | 0 | 0 | 0 | 0 | 0 | 0 | 0 | 0 | 0 | 0 | 0 | 0 | 0 | 0 | 0 | 0 | 0 | 0 | 0 | 0 | 0 | 0 | 0 | 0 | 0 | 0 | 0 | 0 | 0 | 0 | 0 | 0 | 0 | 0 | 0 | 0 | 0 | 0 | 0 | 0 | 0 | 0 | 0 | 0 | 0 | 0 | 0 | 0 | 0 | 0 | 0 | 0 | 0 | 0 | 0 | 0 | 0 | 0 | 0 | 0 | 0 | 0 | 0 | 0 | 0 | 0 | 0 | 0 | 0 | 0 | 0 | 0 | 0 | 0 | 0 | 0 | 0 | 0 | 0 | 0 | 0 | 0 | 0 | 0 | 0 | 0 | 0 | 0 | 0 | 0 | 0 | 0 | 0 | 0 | 0 | 0 | 0 | 0 | 0 | 0 | 0 | 0 | 0 | 0 | 0 | 0 | 0 | 0 | 0 | 0 | 0 | 0 | 0 | 0 | 0 | 0 | 0 | 0 | 0 | 0 | 0 | 0 | 0 | 0 | 0 | 0 | 0 | 0 | 0 | 0 | 0 | 0 | 0 | 0 | 0 | 0 | 0 | 0 | 0 | 0 | 0 | 0 | 0 | 0 | 0 | 0 | 0 | 0 | 0 | 0 | 0 | 0 | 0 | 0 | 0 | 0 | 0 | 0 | 0 | 0 | 0 | 0 | 0 | 0 | 0 | 0 | 0 | 0 | 0 | 0 | 0 | 0 | 0 | 0 | 0 | 0 | 0 | 0 | 0 | 0 | 0 | 0 | 0 | 0 | 0 | 0 | 0 | 0 | 0 | 0 | 0 | 0 | 0 | 0 | 0 | 0 | 0 | 0 | 0 | 0 | 0 | 0 | 0 | 0 | 0 | 0 | 0 | 0 | 0 | 0 | 0 | 0 | 0 | 0 | 0 | 0 | 0 | 0 | 0 | 0 | 0 | 0 | 0 | 0 | 0 | 0 | 0 | 0 | 0 | 0 | 0 | 0 | 0 | 0 | 0 | 0 | 0 | 0 | 0 | 0 | 0 | 0 | 0 | 0 | 0 | 0 | 0 | 0 | 0 | 0 | 0 | 0 | 0 | 0 | 0 | 0 | 0 | 0 | 0 | 0 | 0 | 0 | 0 | 0 | 0 | 0 | 0 | 0 | 0 | 0 | 0 | 0 | 0 | 0 | 0 | 0 | 0 | 0 | 0 | 0 | 0 | 0 | 0 | 0 | 0 | 0 | 0 | 0 | 0 | 0 | 0 | 0 | 0 | 0 | 0 | 0 | 0 | 0 | 0 | 0 | 0 | 0 | 0 | 0 | 0 | 0 | 0 | 0 | 0 | 0 | 0 | 0 | 0 | 0 | 0 | 0 | 0 | 0 | 0 | 0 | 0 | 0 | 0 | 0 | 0 | 0 | 0 | 0 | 0 | 0 | 0 | 0 | 0 | 0 | 0 | 0 | 0 | 0 | 0 | 0 | 0 | 0 | 0 | 0 | 0 | 0 | 0 | 0 | 0 | 0 | 0 | 0 | 0 | 0 | 0 | 0 | 0 | 0 | 0 | 0 | 0 | 0 | 0 | 0 | 0 | 0 | 0 | 0 | 0 | 0 | 0 | 0 | 0 | 0 | 0 | 0 | 0 | 0 | 0 | 0 | 0 | 0 | 0 | 0 | 0 | 0 | 0 | 0 | 0 | 0 | 0 | 0 | 0 | 0 | 0 | 0 | 0 | 0 | 0 | 0 | 0 | 0 | 0 | 0 | 0 | 0 | 0 | 0 | 0 | 0 | 0 | 0 | 0 | 0 | 0 | 0 | 0 | 0 | 0 | 0 | 0 | 0 | 0 | 0 | 0 | 0 | 0 | 0 | 0 | 0 | 0 | 0 | 0 | 0 | 0 | 0 | 0 | 0 | 0 | 0 | 0 | 0 | 0 | 0 | 0 | 0 | 0 | 0 | 0 | 0 | 0 | 0 | 0 | 0 | 0 | 0 | 0 | 0 | 0 | 0 | 0 | 0 | 0 | 0 | 0 | 0 | 0 | 0 | 0 | 0 | 0 | 0 | 0 | 0 | 0 | 0 | 0 | 0 | 0 | 0 | 0 | 0 | 0 | 0 | 0 | 0 | 0 | 0 | 0 | 0 | 0 | 0 | 0 | 0 | 0 | 0 | 0 | 0 | 0 | 0 | 0 | 0 | 0 | 0 | 0 | 0 | 0 | 0 | 0 | 0 | 0 | 0 | 0 | 0 | 0 | 0 | 0 | 0 | 0 | 0 | 0 | 0 | 0 | 0
WA_Industrial_Other Industrial_New_Space Heating_Natural Gas_Gas Boiler - Hot Water Reset_A | WA | Industrial | Other Industrial | New | Space Heating | Natural Gas | Gas Boiler - Hot Water Reset | A | IM689 | No control | Reset control installed | 16 | 7.0954 | 0 | 0 | 19.8 | 0 | 0 | 0 | 9.8978 |  | sqft | 20% | 45% | Retrofit | Retro5Med | 85.36% | TBD | 0.2% | 709.3456 |  | 534.6076 |  | 0 | IL TRM - 4.4.4 - CI-HVC-BLRC-V04-210101 | IL TRM - 4.4.4 - CI-HVC-BLRC-V04-210101 | IL TRM - 4.4.4 - CI-HVC-BLRC-V04-210101 | No control | No control | No control | No control | No control | No control | No control | No control | No control | No control | No control | No control | No control | No control | No control | No control | No control | No control | No control | No control | No control | No control | No control | No control | No control | No control | No control | No control | No control | No control | No control | Reset control installed | Reset control installed | Reset control installed | Reset control installed | Reset control installed | Reset control installed | Reset control installed | Reset control installed | Reset control installed | Reset control installed | Reset control installed | Reset control installed | Reset control installed | Reset control installed | Reset control installed | Reset control installed | Reset control installed | Reset control installed | Reset control installed | Reset control installed | Reset control installed | Reset control installed | Reset control installed | Reset control installed | Reset control installed | Reset control installed | Reset control installed | Reset control installed | Reset control installed | Reset control installed | Reset control installed | 19.8 | 19.8 | 19.8 | 19.8 | 19.8 | 19.8 | 19.8 | 19.8 | 19.8 | 19.8 | 19.8 | 19.8 | 19.8 | 19.8 | 19.8 | 19.8 | 19.8 | 19.8 | 19.8 | 19.8 | 19.8 | 19.8 | 19.8 | 19.8 | 19.8 | 19.8 | 19.8 | 19.8 | 19.8 | 19.8 | 19.8 | 0 | 0 | 0 | 0 | 0 | 0 | 0 | 0 | 0 | 0 | 0 | 0 | 0 | 0 | 0 | 0 | 0 | 0 | 0 | 0 | 0 | 0 | 0 | 0 | 0 | 0 | 0 | 0 | 0 | 0 | 0 | 0 | 0 | 0 | 0 | 0 | 0 | 0 | 0 | 0 | 0 | 0 | 0 | 0 | 0 | 0 | 0 | 0 | 0 | 0 | 0 | 0 | 0 | 0 | 0 | 0 | 0 | 0 | 0 | 0 | 0 | 0 | 0 | 0 | 0 | 0 | 0 | 0 | 0 | 0 | 0 | 0 | 0 | 0 | 0 | 0 | 0 | 0 | 0 | 0 | 0 | 0 | 0 | 0 | 0 | 0 | 0 | 0 | 0 | 0 | 0 | 0 | 0 | 0 | 0 | 0 | 0 | 0 | 0 | 0 | 0 | 0 | 0 | 0 | 0 | 0 | 0 | 0 | 0 | 0 | 0 | 0 | 0 | 0 | 0 | 0 | 0 | 0 | 0 | 0 | 0 | 0 | 0 | 0 | 0 | 0 | 0 | 0 | 0 | 0 | 0 | 0 | 0 | 0 | 0 | 0 | 0 | 0 | 0 | 0 | 0 | 0 | 0 | 0 | 0 | 0 | 0 | 0 | 0 | 0 | 0 | 0 | 0 | 0 | 0 | 0 | 0 | 0 | 0 | 0 | 0 | 0 | 0 | 0 | 0 | 0 | 0 | 0 | 0 | 0 | 0 | 0 | 0 | 0 | 0 | 0 | 0 | 0 | 0 | 0 | 0 | 0 | 0 | 0 | 0 | 0 | 0 | 0 | 0 | 0 | 0 | 0 | 0 | 0 | 0 | 0 | 0 | 0 | 0 | 0 | 0 | 0 | 0 | 0 | 0 | 0 | 0 | 0 | 0 | 0 | 0 | 0 | 0 | 0 | 0 | 0 | 0 | 0 | 0 | 0 | 0 | 0 | 0 | 0 | 0 | 0 | 0 | 0 | 0 | 0 | 0 | 0 | 0 | 0 | 0 | 0 | 0 | 0 | 0 | 0 | 0 | 0 | 0 | 0 | 0 | 0 | 0 | 0 | 0 | 0 | 0 | 0 | 0 | 0 | 0 | 0 | 0 | 0 | 0 | 0 | 0 | 0 | 0 | 0 | 0 | 0 | 0 | 0 | 0 | 0 | 0 | 0 | 0 | 0 | 0 | 0 | 0 | 0 | 0 | 0 | 0 | 0 | 0 | 0 | 0 | 0 | 0 | 0 | 0 | 0 | 0 | 0 | 0 | 0 | 0 | 0 | 0 | 0 | 0 | 0 | 0 | 0 | 0 | 0 | 0 | 0 | 0 | 0 | 0 | 0 | 0 | 0 | 0 | 0 | 0 | 0 | 0 | 0 | 0 | 0 | 0 | 0 | 0 | 0 | 0 | 0 | 0 | 0 | 0 | 0 | 0 | 0 | 0 | 0 | 0 | 0 | 0 | 0 | 0 | 0 | 0 | 0 | 0 | 0 | 0 | 0 | 0 | 0 | 0 | 0 | 0 | 0 | 0 | 0 | 0 | 0 | 0 | 0 | 0 | 0 | 0 | 0 | 0 | 0 | 0 | 0 | 0 | 0 | 0 | 0 | 0 | 0 | 0 | 0 | 0 | 0 | 0 | 0 | 0 | 0 | 0 | 0 | 0 | 0 | 0 | 0 | 0 | 0 | 0 | 0 | 0 | 0 | 0 | 0 | 0 | 0 | 0 | 0 | 0 | 0 | 0 | 0 | 0 | 0 | 0 | 0 | 0 | 0 | 0 | 0 | 0 | 0 | 0 | 0 | 0 | 0 | 0 | 0 | 0 | 0 | 0 | 0 | 0 | 0 | 0 | 0 | 0 | 0 | 0 | 0 | 0 | 0 | 0 | 0 | 0 | 0 | 0 | 0 | 0 | 0 | 0 | 0 | 0 | 0 | 0 | 0 | 0 | 709.3456 | 709.3456 | 709.3456 | 709.3456 | 709.3456 | 709.3456 | 709.3456 | 709.3456 | 709.3456 | 709.3456 | 709.3456 | 709.3456 | 709.3456 | 709.3456 | 709.3456 | 709.3456 | 709.3456 | 709.3456 | 709.3456 | 709.3456 | 709.3456 | 709.3456 | 709.3456 | 709.3456 | 709.3456 | 709.3456 | 534.6076 | 534.6076 | 534.6076 | 534.6076 | 534.6076 | 534.6076 | 534.6076 | 534.6076 | 534.6076 | 534.6076 | 534.6076 | 534.6076 | 534.6076 | 534.6076 | 534.6076 | 534.6076 | 534.6076 | 534.6076 | 534.6076 | 534.6076 | 534.6076 | 534.6076 | 534.6076 | 534.6076 | 534.6076 | 534.6076
WA_Industrial_Other Industrial_New_Process_Natural Gas_Gas Boiler - Hot Water Reset_A | WA | Industrial | Other Industrial | New | Process | Natural Gas | Gas Boiler - Hot Water Reset | A | IM690 | No control | Reset control installed | 16 | 2.8289 | 0 | 0 | 19.8 | 0 | 0 | 0 | 9.8978 |  | sqft | 20% | 45% | Retrofit | Retro5Med | 85.36% | TBD | 0.2% | 709.3456 |  | 534.6076 |  | 0.082745 | IL TRM - 4.4.4 - CI-HVC-BLRC-V04-210101 | IL TRM - 4.4.4 - CI-HVC-BLRC-V04-210101 | XCEL CO 2019-2020 DSM Plan | No control | No control | No control | No control | No control | No control | No control | No control | No control | No control | No control | No control | No control | No control | No control | No control | No control | No control | No control | No control | No control | No control | No control | No control | No control | No control | No control | No control | No control | No control | No control | Reset control installed | Reset control installed | Reset control installed | Reset control installed | Reset control installed | Reset control installed | Reset control installed | Reset control installed | Reset control installed | Reset control installed | Reset control installed | Reset control installed | Reset control installed | Reset control installed | Reset control installed | Reset control installed | Reset control installed | Reset control installed | Reset control installed | Reset control installed | Reset control installed | Reset control installed | Reset control installed | Reset control installed | Reset control installed | Reset control installed | Reset control installed | Reset control installed | Reset control installed | Reset control installed | Reset control installed | 19.8 | 19.8 | 19.8 | 19.8 | 19.8 | 19.8 | 19.8 | 19.8 | 19.8 | 19.8 | 19.8 | 19.8 | 19.8 | 19.8 | 19.8 | 19.8 | 19.8 | 19.8 | 19.8 | 19.8 | 19.8 | 19.8 | 19.8 | 19.8 | 19.8 | 19.8 | 19.8 | 19.8 | 19.8 | 19.8 | 19.8 | 0 | 0 | 0 | 0 | 0 | 2.8266 | 2.8247 | 2.8232 | 2.8219 | 2.8207 | 2.8198 | 2.8192 | 2.8188 | 2.8187 | 2.8187 | 2.8187 | 2.8189 | 2.8191 | 2.8193 | 2.8195 | 2.82 | 2.8204 | 2.8207 | 2.8211 | 2.8214 | 2.8217 | 2.8219 | 2.8222 | 2.8289 | 2.8289 | 2.8289 | 0.039675 | 0.057677 | 0.081533 | 0.10729 | 0.13679 | 0.17678 | 0.21222 | 0.23543 | 0.2394 | 0.22063 | 0.18227 | 0.1282 | 0.078834 | 0.040064 | 0.017834 | 0.0068072 | 0.039588 | 0.057595 | 0.081472 | 0.10726 | 0.13683 | 0.17692 | 0.21244 | 0.23627 | 0.24027 | 0.22143 | 0.039675 | 0.097326 | 0.17881 | 0.28601 | 0.42268 | 0.59932 | 0.81141 | 1.0467 | 1.2861 | 1.5067 | 1.689 | 1.8173 | 1.8963 | 1.9365 | 1.9545 | 1.9616 | 1.9619 | 1.9621 | 1.9624 | 1.9626 | 1.9628 | 1.9629 | 1.9631 | 0 | 0 | 0 | 14.0366 | 20.4184 | 28.8799 | 38.0185 | 48.493 | 62.6944 | 75.2756 | 83.5202 | 84.9345 | 78.2758 | 64.6648 | 45.4787 | 27.9646 | 14.2106 | 6.325 | 2.4139 | 14.0366 | 20.4184 | 28.8799 | 38.0185 | 48.493 | 62.6944 | 75.2756 | 83.5202 | 84.9345 | 78.2758 | 14.0366 | 34.455 | 63.3349 | 101.3533 | 149.8463 | 212.5407 | 287.8163 | 371.3365 | 456.2711 | 534.5469 | 599.2117 | 644.6904 | 672.655 | 686.8656 | 693.1906 | 695.6045 | 695.6045 | 695.6045 | 695.6045 | 695.6045 | 695.6045 | 695.6045 | 695.6045 | 695.6045 | 695.6045 | 695.6045 | 0.033728 | 0.049036 | 0.069324 | 0.091226 | 0.11632 | 0.15034 | 0.18048 | 0.20022 | 0.2036 | 0.18764 | 0.15502 | 0.10903 | 0.067044 | 0.034072 | 0.015166 | 0.0057889 | 0.033665 | 0.048977 | 0.06928 | 0.091211 | 0.11635 | 0.15044 | 0.18064 | 0.20083 | 0.20423 | 0.18822 | 0.033728 | 0.082745 | 0.15203 | 0.2432 | 0.35943 | 0.50967 | 0.69005 | 0.8902 | 1.0938 | 1.2814 | 1.4364 | 1.5455 | 1.6127 | 1.6468 | 1.6621 | 1.6681 | 1.6683 | 1.6685 | 1.6687 | 1.6688 | 1.669 | 1.6691 | 1.6692 | 0 | 0 | 0 | 11.9311 | 17.3556 | 24.5479 | 32.3157 | 41.219 | 53.2903 | 63.9843 | 70.9922 | 72.1943 | 66.5344 | 54.9651 | 38.6569 | 23.7699 | 12.079 | 5.3763 | 2.0518 | 11.9311 | 17.3556 | 24.5479 | 32.3157 | 41.219 | 53.2903 | 63.9843 | 70.9922 | 72.1943 | 66.5344 | 11.9311 | 29.2867 | 53.8347 | 86.1503 | 127.3694 | 180.6596 | 244.6439 | 315.6361 | 387.8304 | 454.3648 | 509.3299 | 547.9868 | 571.7567 | 583.8357 | 589.212 | 591.2638 | 591.2638 | 591.2638 | 591.2638 | 591.2638 | 591.2638 | 591.2638 | 591.2638 | 591.2638 | 591.2638 | 591.2638 | 0.033728 | 0.049036 | 0.069324 | 0.091226 | 0.11632 | 0.15034 | 0.18048 | 0.20022 | 0.2036 | 0.18764 | 0.15502 | 0.10903 | 0.067044 | 0.034072 | 0.015166 | 0.0057889 | 0.033665 | 0.048977 | 0.06928 | 0.091211 | 0.11635 | 0.15044 | 0.18064 | 0.20083 | 0.20423 | 0.18822 | 0.033728 | 0.082745 | 0.15203 | 0.2432 | 0.35943 | 0.50967 | 0.69005 | 0.8902 | 1.0938 | 1.2814 | 1.4364 | 1.5455 | 1.6127 | 1.6468 | 1.6621 | 1.6681 | 1.6683 | 1.6685 | 1.6687 | 1.6688 | 1.669 | 1.6691 | 1.6692 | 0 | 0 | 0 | 11.9311 | 17.3556 | 24.5479 | 32.3157 | 41.219 | 53.2903 | 63.9843 | 70.9922 | 72.1943 | 66.5344 | 54.9651 | 38.6569 | 23.7699 | 12.079 | 5.3763 | 2.0518 | 11.9311 | 17.3556 | 24.5479 | 32.3157 | 41.219 | 53.2903 | 63.9843 | 70.9922 | 72.1943 | 66.5344 | 11.9311 | 29.2867 | 53.8347 | 86.1503 | 127.3694 | 180.6596 | 244.6439 | 315.6361 | 387.8304 | 454.3648 | 509.3299 | 547.9868 | 571.7567 | 583.8357 | 589.212 | 591.2638 | 591.2638 | 591.2638 | 591.2638 | 591.2638 | 591.2638 | 591.2638 | 591.2638 | 591.2638 | 591.2638 | 591.2638 | 0.033728 | 0.049036 | 0.069324 | 0.091226 | 0.11632 | 0.15034 | 0.18048 | 0.20022 | 0.2036 | 0.18764 | 0.15502 | 0.10903 | 0.067044 | 0.034072 | 0.015166 | 0.0057889 | 0.033665 | 0.048977 | 0.06928 | 0.091211 | 0.11635 | 0.15044 | 0.18064 | 0.20083 | 0.20423 | 0.18822 | 0.033728 | 0.082745 | 0.15203 | 0.2432 | 0.35943 | 0.50967 | 0.69005 | 0.8902 | 1.0938 | 1.2814 | 1.4364 | 1.5455 | 1.6127 | 1.6468 | 1.6621 | 1.6681 | 1.6683 | 1.6685 | 1.6687 | 1.6688 | 1.669 | 1.6691 | 1.6692 | 0 | 0 | 0 | 11.9311 | 17.3556 | 24.5479 | 32.3157 | 41.219 | 53.2903 | 63.9843 | 70.9922 | 72.1943 | 66.5344 | 54.9651 | 38.6569 | 23.7699 | 12.079 | 5.3763 | 2.0518 | 11.9311 | 17.3556 | 24.5479 | 32.3157 | 41.219 | 53.2903 | 63.9843 | 70.9922 | 72.1943 | 66.5344 | 11.9311 | 29.2867 | 53.8347 | 86.1503 | 127.3694 | 180.6596 | 244.6439 | 315.6361 | 387.8304 | 454.3648 | 509.3299 | 547.9868 | 571.7567 | 583.8357 | 589.212 | 591.2638 | 591.2638 | 591.2638 | 591.2638 | 591.2638 | 591.2638 | 591.2638 | 591.2638 | 591.2638 | 591.2638 | 591.2638 | 709.3456 | 709.3456 | 709.3456 | 709.3456 | 709.3456 | 709.3456 | 709.3456 | 709.3456 | 709.3456 | 709.3456 | 709.3456 | 709.3456 | 709.3456 | 709.3456 | 709.3456 | 709.3456 | 709.3456 | 709.3456 | 709.3456 | 709.3456 | 709.3456 | 709.3456 | 709.3456 | 709.3456 | 709.3456 | 709.3456 | 534.6076 | 534.6076 | 534.6076 | 534.6076 | 534.6076 | 534.6076 | 534.6076 | 534.6076 | 534.6076 | 534.6076 | 534.6076 | 534.6076 | 534.6076 | 534.6076 | 534.6076 | 534.6076 | 534.6076 | 534.6076 | 534.6076 | 534.6076 | 534.6076 | 534.6076 | 534.6076 | 534.6076 | 534.6076 | 534.6076
WA_Industrial_Other Industrial_New_Space Heating_Natural Gas_Steam Trap Maintenance_A | WA | Industrial | Other Industrial | New | Space Heating | Natural Gas | Steam Trap Maintenance | A | IM691 | Degrade performance | Cleaning and maintenance | 6 | 2.5066 | 0 | 0 | 2.48 | 0 | 0 | 0 | 1.2393 |  | sqft | 0% | 0% | Retrofit | RetroEven20 | 76.5% | TBD | 0.2% | 253.744 |  | 201.8825 |  | 0 | IL TRM - 4.4.16 - CI-HVC-STRE-V07-210101 | IL TRM - 4.4.16 - CI-HVC-STRE-V07-210101 | IL TRM - 4.4.16 - CI-HVC-STRE-V07-210101 | Degrade performance | Degrade performance | Degrade performance | Degrade performance | Degrade performance | Degrade performance | Degrade performance | Degrade performance | Degrade performance | Degrade performance | Degrade performance | Degrade performance | Degrade performance | Degrade performance | Degrade performance | Degrade performance | Degrade performance | Degrade performance | Degrade performance | Degrade performance | Degrade performance | Degrade performance | Degrade performance | Degrade performance | Degrade performance | Degrade performance | Degrade performance | Degrade performance | Degrade performance | Degrade performance | Degrade performance | Cleaning and maintenance | Cleaning and maintenance | Cleaning and maintenance | Cleaning and maintenance | Cleaning and maintenance | Cleaning and maintenance | Cleaning and maintenance | Cleaning and maintenance | Cleaning and maintenance | Cleaning and maintenance | Cleaning and maintenance | Cleaning and maintenance | Cleaning and maintenance | Cleaning and maintenance | Cleaning and maintenance | Cleaning and maintenance | Cleaning and maintenance | Cleaning and maintenance | Cleaning and maintenance | Cleaning and maintenance | Cleaning and maintenance | Cleaning and maintenance | Cleaning and maintenance | Cleaning and maintenance | Cleaning and maintenance | Cleaning and maintenance | Cleaning and maintenance | Cleaning and maintenance | Cleaning and maintenance | Cleaning and maintenance | Cleaning and maintenance | 2.48 | 2.48 | 2.48 | 2.48 | 2.48 | 2.48 | 2.48 | 2.48 | 2.48 | 2.48 | 2.48 | 2.48 | 2.48 | 2.48 | 2.48 | 2.48 | 2.48 | 2.48 | 2.48 | 2.48 | 2.48 | 2.48 | 2.48 | 2.48 | 2.48 | 2.48 | 2.48 | 2.48 | 2.48 | 2.48 | 2.48 | 0 | 0 | 0 | 0 | 0 | 0 | 0 | 0 | 0 | 0 | 0 | 0 | 0 | 0 | 0 | 0 | 0 | 0 | 0 | 0 | 0 | 0 | 0 | 0 | 0 | 0 | 0 | 0 | 0 | 0 | 0 | 0 | 0 | 0 | 0 | 0 | 0 | 0 | 0 | 0 | 0 | 0 | 0 | 0 | 0 | 0 | 0 | 0 | 0 | 0 | 0 | 0 | 0 | 0 | 0 | 0 | 0 | 0 | 0 | 0 | 0 | 0 | 0 | 0 | 0 | 0 | 0 | 0 | 0 | 0 | 0 | 0 | 0 | 0 | 0 | 0 | 0 | 0 | 0 | 0 | 0 | 0 | 0 | 0 | 0 | 0 | 0 | 0 | 0 | 0 | 0 | 0 | 0 | 0 | 0 | 0 | 0 | 0 | 0 | 0 | 0 | 0 | 0 | 0 | 0 | 0 | 0 | 0 | 0 | 0 | 0 | 0 | 0 | 0 | 0 | 0 | 0 | 0 | 0 | 0 | 0 | 0 | 0 | 0 | 0 | 0 | 0 | 0 | 0 | 0 | 0 | 0 | 0 | 0 | 0 | 0 | 0 | 0 | 0 | 0 | 0 | 0 | 0 | 0 | 0 | 0 | 0 | 0 | 0 | 0 | 0 | 0 | 0 | 0 | 0 | 0 | 0 | 0 | 0 | 0 | 0 | 0 | 0 | 0 | 0 | 0 | 0 | 0 | 0 | 0 | 0 | 0 | 0 | 0 | 0 | 0 | 0 | 0 | 0 | 0 | 0 | 0 | 0 | 0 | 0 | 0 | 0 | 0 | 0 | 0 | 0 | 0 | 0 | 0 | 0 | 0 | 0 | 0 | 0 | 0 | 0 | 0 | 0 | 0 | 0 | 0 | 0 | 0 | 0 | 0 | 0 | 0 | 0 | 0 | 0 | 0 | 0 | 0 | 0 | 0 | 0 | 0 | 0 | 0 | 0 | 0 | 0 | 0 | 0 | 0 | 0 | 0 | 0 | 0 | 0 | 0 | 0 | 0 | 0 | 0 | 0 | 0 | 0 | 0 | 0 | 0 | 0 | 0 | 0 | 0 | 0 | 0 | 0 | 0 | 0 | 0 | 0 | 0 | 0 | 0 | 0 | 0 | 0 | 0 | 0 | 0 | 0 | 0 | 0 | 0 | 0 | 0 | 0 | 0 | 0 | 0 | 0 | 0 | 0 | 0 | 0 | 0 | 0 | 0 | 0 | 0 | 0 | 0 | 0 | 0 | 0 | 0 | 0 | 0 | 0 | 0 | 0 | 0 | 0 | 0 | 0 | 0 | 0 | 0 | 0 | 0 | 0 | 0 | 0 | 0 | 0 | 0 | 0 | 0 | 0 | 0 | 0 | 0 | 0 | 0 | 0 | 0 | 0 | 0 | 0 | 0 | 0 | 0 | 0 | 0 | 0 | 0 | 0 | 0 | 0 | 0 | 0 | 0 | 0 | 0 | 0 | 0 | 0 | 0 | 0 | 0 | 0 | 0 | 0 | 0 | 0 | 0 | 0 | 0 | 0 | 0 | 0 | 0 | 0 | 0 | 0 | 0 | 0 | 0 | 0 | 0 | 0 | 0 | 0 | 0 | 0 | 0 | 0 | 0 | 0 | 0 | 0 | 0 | 0 | 0 | 0 | 0 | 0 | 0 | 0 | 0 | 0 | 0 | 0 | 0 | 0 | 0 | 0 | 0 | 0 | 0 | 0 | 0 | 0 | 0 | 0 | 0 | 0 | 0 | 0 | 0 | 0 | 0 | 0 | 0 | 0 | 0 | 0 | 0 | 0 | 0 | 0 | 0 | 0 | 0 | 0 | 0 | 0 | 0 | 0 | 0 | 0 | 0 | 0 | 0 | 0 | 0 | 0 | 0 | 0 | 0 | 0 | 0 | 0 | 0 | 0 | 0 | 0 | 0 | 0 | 0 | 0 | 253.744 | 253.744 | 253.744 | 253.744 | 253.744 | 253.744 | 253.744 | 253.744 | 253.744 | 253.744 | 253.744 | 253.744 | 253.744 | 253.744 | 253.744 | 253.744 | 253.744 | 253.744 | 253.744 | 253.744 | 253.744 | 253.744 | 253.744 | 253.744 | 253.744 | 253.744 | 201.8825 | 201.8825 | 201.8825 | 201.8825 | 201.8825 | 201.8825 | 201.8825 | 201.8825 | 201.8825 | 201.8825 | 201.8825 | 201.8825 | 201.8825 | 201.8825 | 201.8825 | 201.8825 | 201.8825 | 201.8825 | 201.8825 | 201.8825 | 201.8825 | 201.8825 | 201.8825 | 201.8825 | 201.8825 | 201.8825
WA_Industrial_Other Industrial_New_Process_Natural Gas_Steam Trap Maintenance_A | WA | Industrial | Other Industrial | New | Process | Natural Gas | Steam Trap Maintenance | A | IM692 | Degrade performance | Cleaning and maintenance | 6 | 1.9988 | 0 | 0 | 2.48 | 0 | 0 | 0 | 1.2393 |  | sqft | 0% | 0% | Retrofit | RetroEven20 | 76.5% | TBD | 0.2% | 253.744 |  | 201.8825 |  | 0 | IL TRM - 4.4.16 - CI-HVC-STRE-V07-210101 | IL TRM - 4.4.16 - CI-HVC-STRE-V07-210101 | IL TRM - 4.4.16 - CI-HVC-STRE-V07-210101 | Degrade performance | Degrade performance | Degrade performance | Degrade performance | Degrade performance | Degrade performance | Degrade performance | Degrade performance | Degrade performance | Degrade performance | Degrade performance | Degrade performance | Degrade performance | Degrade performance | Degrade performance | Degrade performance | Degrade performance | Degrade performance | Degrade performance | Degrade performance | Degrade performance | Degrade performance | Degrade performance | Degrade performance | Degrade performance | Degrade performance | Degrade performance | Degrade performance | Degrade performance | Degrade performance | Degrade performance | Cleaning and maintenance | Cleaning and maintenance | Cleaning and maintenance | Cleaning and maintenance | Cleaning and maintenance | Cleaning and maintenance | Cleaning and maintenance | Cleaning and maintenance | Cleaning and maintenance | Cleaning and maintenance | Cleaning and maintenance | Cleaning and maintenance | Cleaning and maintenance | Cleaning and maintenance | Cleaning and maintenance | Cleaning and maintenance | Cleaning and maintenance | Cleaning and maintenance | Cleaning and maintenance | Cleaning and maintenance | Cleaning and maintenance | Cleaning and maintenance | Cleaning and maintenance | Cleaning and maintenance | Cleaning and maintenance | Cleaning and maintenance | Cleaning and maintenance | Cleaning and maintenance | Cleaning and maintenance | Cleaning and maintenance | Cleaning and maintenance | 2.48 | 2.48 | 2.48 | 2.48 | 2.48 | 2.48 | 2.48 | 2.48 | 2.48 | 2.48 | 2.48 | 2.48 | 2.48 | 2.48 | 2.48 | 2.48 | 2.48 | 2.48 | 2.48 | 2.48 | 2.48 | 2.48 | 2.48 | 2.48 | 2.48 | 2.48 | 2.48 | 2.48 | 2.48 | 2.48 | 2.48 | 0 | 0 | 0 | 0 | 0 | 1.9971 | 1.9958 | 1.9947 | 1.9939 | 1.993 | 1.9923 | 1.9919 | 1.9917 | 1.9916 | 1.9915 | 1.9916 | 1.9917 | 1.9918 | 1.992 | 1.9922 | 1.9925 | 1.9928 | 1.993 | 1.9933 | 1.9935 | 1.9937 | 1.9938 | 1.994 | 1.9988 | 1.9988 | 1.9988 | 0 | 0 | 0 | 0 | 0 | 0 | 0 | 0 | 0 | 0 | 0 | 0 | 0 | 0 | 0 | 0 | 0 | 0 | 0 | 0 | 0 | 0 | 0 | 0 | 0 | 0 | 0 | 0 | 0 | 0 | 0 | 0 | 0 | 0 | 0 | 0 | 0 | 0 | 0 | 0 | 0 | 0 | 0 | 0 | 0 | 0 | 0 | 0 | 0 | 0 | 0 | 0 | 0 | 0 | 0 | 0 | 0 | 0 | 0 | 0 | 0 | 0 | 0 | 0 | 0 | 0 | 0 | 0 | 0 | 0 | 0 | 0 | 0 | 0 | 0 | 0 | 0 | 0 | 0 | 0 | 0 | 0 | 0 | 0 | 0 | 0 | 0 | 0 | 0 | 0 | 0 | 0 | 0 | 0 | 0 | 0 | 0 | 0 | 0 | 0 | 0 | 0 | 0 | 0 | 0 | 0 | 0 | 0 | 0 | 0 | 0 | 0 | 0 | 0 | 0 | 0 | 0 | 0 | 0 | 0 | 0 | 0 | 0 | 0 | 0 | 0 | 0 | 0 | 0 | 0 | 0 | 0 | 0 | 0 | 0 | 0 | 0 | 0 | 0 | 0 | 0 | 0 | 0 | 0 | 0 | 0 | 0 | 0 | 0 | 0 | 0 | 0 | 0 | 0 | 0 | 0 | 0 | 0 | 0 | 0 | 0 | 0 | 0 | 0 | 0 | 0 | 0 | 0 | 0 | 0 | 0 | 0 | 0 | 0 | 0 | 0 | 0 | 0 | 0 | 0 | 0 | 0 | 0 | 0 | 0 | 0 | 0 | 0 | 0 | 0 | 0 | 0 | 0 | 0 | 0 | 0 | 0 | 0 | 0 | 0 | 0 | 0 | 0 | 0 | 0 | 0 | 0 | 0 | 0 | 0 | 0 | 0 | 0 | 0 | 0 | 0 | 0 | 0 | 0 | 0 | 0 | 0 | 0 | 0 | 0 | 0 | 0 | 0 | 0 | 0 | 0 | 0 | 0 | 0 | 0 | 0 | 0 | 0 | 0 | 0 | 0 | 0 | 0 | 0 | 0 | 0 | 0 | 0 | 0 | 0 | 0 | 0 | 0 | 0 | 0 | 0 | 0 | 0 | 0 | 0 | 0 | 0 | 0 | 0 | 0 | 0 | 0 | 0 | 0 | 0 | 0 | 0 | 0 | 0 | 0 | 0 | 0 | 0 | 0 | 0 | 0 | 0 | 0 | 0 | 0 | 0 | 0 | 0 | 0 | 0 | 0 | 0 | 0 | 0 | 0 | 0 | 0 | 0 | 0 | 0 | 0 | 0 | 0 | 0 | 0 | 0 | 0 | 0 | 0 | 0 | 0 | 0 | 0 | 0 | 0 | 0 | 0 | 0 | 0 | 0 | 0 | 0 | 0 | 0 | 0 | 0 | 0 | 0 | 0 | 0 | 0 | 0 | 0 | 0 | 0 | 0 | 0 | 0 | 0 | 0 | 0 | 0 | 0 | 0 | 0 | 0 | 0 | 0 | 0 | 0 | 0 | 0 | 0 | 0 | 0 | 0 | 0 | 0 | 0 | 0 | 0 | 0 | 0 | 0 | 0 | 0 | 0 | 0 | 0 | 0 | 0 | 0 | 0 | 0 | 0 | 0 | 0 | 0 | 0 | 0 | 0 | 0 | 0 | 0 | 0 | 0 | 0 | 0 | 0 | 0 | 0 | 0 | 0 | 0 | 0 | 0 | 0 | 0 | 0 | 0 | 0 | 0 | 0 | 0 | 0 | 0 | 0 | 0 | 0 | 0 | 0 | 0 | 0 | 0 | 0 | 0 | 253.744 | 253.744 | 253.744 | 253.744 | 253.744 | 253.744 | 253.744 | 253.744 | 253.744 | 253.744 | 253.744 | 253.744 | 253.744 | 253.744 | 253.744 | 253.744 | 253.744 | 253.744 | 253.744 | 253.744 | 253.744 | 253.744 | 253.744 | 253.744 | 253.744 | 253.744 | 201.8825 | 201.8825 | 201.8825 | 201.8825 | 201.8825 | 201.8825 | 201.8825 | 201.8825 | 201.8825 | 201.8825 | 201.8825 | 201.8825 | 201.8825 | 201.8825 | 201.8825 | 201.8825 | 201.8825 | 201.8825 | 201.8825 | 201.8825 | 201.8825 | 201.8825 | 201.8825 | 201.8825 | 201.8825 | 201.8825
WA_Industrial_Other Industrial_New_Space Heating_Natural Gas_Gas Boiler - High Turndown_A | WA | Industrial | Other Industrial | New | Space Heating | Natural Gas | Gas Boiler - High Turndown | A | IM693 | No control | Turndown control installed | 15 | 2.6608 | 0 | 0 | 35.46 | 0 | 0 | 0 | 17.7288 |  | sqft | 35% | 50% | Retrofit | Retro12Med | 84.73% | TBD | 0.2% | 1752.7354 |  | 1332.6347 |  | 0 | MN TRM 3.1 - Boiler Modifications, Space Heating Only v4.0 | MN TRM 3.1 - Boiler Modifications, Space Heating Only v4.0 | MN TRM 3.1 - Boiler Modifications, Space Heating Only v4.0 | No control | No control | No control | No control | No control | No control | No control | No control | No control | No control | No control | No control | No control | No control | No control | No control | No control | No control | No control | No control | No control | No control | No control | No control | No control | No control | No control | No control | No control | No control | No control | Turndown control installed | Turndown control installed | Turndown control installed | Turndown control installed | Turndown control installed | Turndown control installed | Turndown control installed | Turndown control installed | Turndown control installed | Turndown control installed | Turndown control installed | Turndown control installed | Turndown control installed | Turndown control installed | Turndown control installed | Turndown control installed | Turndown control installed | Turndown control installed | Turndown control installed | Turndown control installed | Turndown control installed | Turndown control installed | Turndown control installed | Turndown control installed | Turndown control installed | Turndown control installed | Turndown control installed | Turndown control installed | Turndown control installed | Turndown control installed | Turndown control installed | 35.46 | 35.46 | 35.46 | 35.46 | 35.46 | 35.46 | 35.46 | 35.46 | 35.46 | 35.46 | 35.46 | 35.46 | 35.46 | 35.46 | 35.46 | 35.46 | 35.46 | 35.46 | 35.46 | 35.46 | 35.46 | 35.46 | 35.46 | 35.46 | 35.46 | 35.46 | 35.46 | 35.46 | 35.46 | 35.46 | 35.46 | 0 | 0 | 0 | 0 | 0 | 0 | 0 | 0 | 0 | 0 | 0 | 0 | 0 | 0 | 0 | 0 | 0 | 0 | 0 | 0 | 0 | 0 | 0 | 0 | 0 | 0 | 0 | 0 | 0 | 0 | 0 | 0 | 0 | 0 | 0 | 0 | 0 | 0 | 0 | 0 | 0 | 0 | 0 | 0 | 0 | 0 | 0 | 0 | 0 | 0 | 0 | 0 | 0 | 0 | 0 | 0 | 0 | 0 | 0 | 0 | 0 | 0 | 0 | 0 | 0 | 0 | 0 | 0 | 0 | 0 | 0 | 0 | 0 | 0 | 0 | 0 | 0 | 0 | 0 | 0 | 0 | 0 | 0 | 0 | 0 | 0 | 0 | 0 | 0 | 0 | 0 | 0 | 0 | 0 | 0 | 0 | 0 | 0 | 0 | 0 | 0 | 0 | 0 | 0 | 0 | 0 | 0 | 0 | 0 | 0 | 0 | 0 | 0 | 0 | 0 | 0 | 0 | 0 | 0 | 0 | 0 | 0 | 0 | 0 | 0 | 0 | 0 | 0 | 0 | 0 | 0 | 0 | 0 | 0 | 0 | 0 | 0 | 0 | 0 | 0 | 0 | 0 | 0 | 0 | 0 | 0 | 0 | 0 | 0 | 0 | 0 | 0 | 0 | 0 | 0 | 0 | 0 | 0 | 0 | 0 | 0 | 0 | 0 | 0 | 0 | 0 | 0 | 0 | 0 | 0 | 0 | 0 | 0 | 0 | 0 | 0 | 0 | 0 | 0 | 0 | 0 | 0 | 0 | 0 | 0 | 0 | 0 | 0 | 0 | 0 | 0 | 0 | 0 | 0 | 0 | 0 | 0 | 0 | 0 | 0 | 0 | 0 | 0 | 0 | 0 | 0 | 0 | 0 | 0 | 0 | 0 | 0 | 0 | 0 | 0 | 0 | 0 | 0 | 0 | 0 | 0 | 0 | 0 | 0 | 0 | 0 | 0 | 0 | 0 | 0 | 0 | 0 | 0 | 0 | 0 | 0 | 0 | 0 | 0 | 0 | 0 | 0 | 0 | 0 | 0 | 0 | 0 | 0 | 0 | 0 | 0 | 0 | 0 | 0 | 0 | 0 | 0 | 0 | 0 | 0 | 0 | 0 | 0 | 0 | 0 | 0 | 0 | 0 | 0 | 0 | 0 | 0 | 0 | 0 | 0 | 0 | 0 | 0 | 0 | 0 | 0 | 0 | 0 | 0 | 0 | 0 | 0 | 0 | 0 | 0 | 0 | 0 | 0 | 0 | 0 | 0 | 0 | 0 | 0 | 0 | 0 | 0 | 0 | 0 | 0 | 0 | 0 | 0 | 0 | 0 | 0 | 0 | 0 | 0 | 0 | 0 | 0 | 0 | 0 | 0 | 0 | 0 | 0 | 0 | 0 | 0 | 0 | 0 | 0 | 0 | 0 | 0 | 0 | 0 | 0 | 0 | 0 | 0 | 0 | 0 | 0 | 0 | 0 | 0 | 0 | 0 | 0 | 0 | 0 | 0 | 0 | 0 | 0 | 0 | 0 | 0 | 0 | 0 | 0 | 0 | 0 | 0 | 0 | 0 | 0 | 0 | 0 | 0 | 0 | 0 | 0 | 0 | 0 | 0 | 0 | 0 | 0 | 0 | 0 | 0 | 0 | 0 | 0 | 0 | 0 | 0 | 0 | 0 | 0 | 0 | 0 | 0 | 0 | 0 | 0 | 0 | 0 | 0 | 0 | 0 | 0 | 0 | 0 | 0 | 0 | 0 | 0 | 0 | 0 | 0 | 0 | 0 | 0 | 0 | 0 | 0 | 0 | 0 | 0 | 0 | 0 | 0 | 0 | 0 | 0 | 0 | 0 | 0 | 0 | 0 | 0 | 0 | 0 | 0 | 0 | 0 | 0 | 0 | 0 | 0 | 0 | 0 | 0 | 0 | 0 | 0 | 0 | 1752.7354 | 1752.7354 | 1752.7354 | 1752.7354 | 1752.7354 | 1752.7354 | 1752.7354 | 1752.7354 | 1752.7354 | 1752.7354 | 1752.7354 | 1752.7354 | 1752.7354 | 1752.7354 | 1752.7354 | 1752.7354 | 1752.7354 | 1752.7354 | 1752.7354 | 1752.7354 | 1752.7354 | 1752.7354 | 1752.7354 | 1752.7354 | 1752.7354 | 1752.7354 | 1332.6347 | 1332.6347 | 1332.6347 | 1332.6347 | 1332.6347 | 1332.6347 | 1332.6347 | 1332.6347 | 1332.6347 | 1332.6347 | 1332.6347 | 1332.6347 | 1332.6347 | 1332.6347 | 1332.6347 | 1332.6347 | 1332.6347 | 1332.6347 | 1332.6347 | 1332.6347 | 1332.6347 | 1332.6347 | 1332.6347 | 1332.6347 | 1332.6347 | 1332.6347
WA_Industrial_Other Industrial_New_Process_Natural Gas_Gas Boiler - High Turndown_A | WA | Industrial | Other Industrial | New | Process | Natural Gas | Gas Boiler - High Turndown | A | IM694 | No control | Turndown control installed | 15 | 2.1216 | 0 | 0 | 35.46 | 0 | 0 | 0 | 17.7288 |  | sqft | 35% | 50% | Retrofit | Retro12Med | 84.73% | TBD | 0.2% | 1752.7354 |  | 1332.6347 |  | 0.083969 | MN TRM 3.1 - Boiler Modifications, Space Heating Only v4.0 | MN TRM 3.1 - Boiler Modifications, Space Heating Only v4.0 | MN TRM 3.1 - Boiler Modifications, Space Heating Only v4.0 | No control | No control | No control | No control | No control | No control | No control | No control | No control | No control | No control | No control | No control | No control | No control | No control | No control | No control | No control | No control | No control | No control | No control | No control | No control | No control | No control | No control | No control | No control | No control | Turndown control installed | Turndown control installed | Turndown control installed | Turndown control installed | Turndown control installed | Turndown control installed | Turndown control installed | Turndown control installed | Turndown control installed | Turndown control installed | Turndown control installed | Turndown control installed | Turndown control installed | Turndown control installed | Turndown control installed | Turndown control installed | Turndown control installed | Turndown control installed | Turndown control installed | Turndown control installed | Turndown control installed | Turndown control installed | Turndown control installed | Turndown control installed | Turndown control installed | Turndown control installed | Turndown control installed | Turndown control installed | Turndown control installed | Turndown control installed | Turndown control installed | 35.46 | 35.46 | 35.46 | 35.46 | 35.46 | 35.46 | 35.46 | 35.46 | 35.46 | 35.46 | 35.46 | 35.46 | 35.46 | 35.46 | 35.46 | 35.46 | 35.46 | 35.46 | 35.46 | 35.46 | 35.46 | 35.46 | 35.46 | 35.46 | 35.46 | 35.46 | 35.46 | 35.46 | 35.46 | 35.46 | 35.46 | 0 | 0 | 0 | 0 | 0 | 2.1147 | 2.1089 | 2.1036 | 2.0988 | 2.0941 | 2.0908 | 2.088 | 2.0856 | 2.0837 | 2.0821 | 2.0809 | 2.0801 | 2.0796 | 2.0793 | 2.0791 | 2.079 | 2.079 | 2.079 | 2.0789 | 2.0787 | 2.0803 | 2.0818 | 2.0832 | 2.1216 | 2.1216 | 2.1216 | 0.045302 | 0.053522 | 0.061707 | 0.069817 | 0.0779 | 0.077409 | 0.067688 | 0.058745 | 0.050667 | 0.043425 | 0.037066 | 0.031499 | 0.026679 | 0.022523 | 0.018954 | 0.044537 | 0.052765 | 0.060986 | 0.069156 | 0.077327 | 0.077019 | 0.067486 | 0.058676 | 0.05159 | 0.04425 | 0.037791 | 0.045302 | 0.098698 | 0.16016 | 0.22961 | 0.307 | 0.38392 | 0.4511 | 0.50933 | 0.55952 | 0.60252 | 0.63925 | 0.67051 | 0.69702 | 0.71944 | 0.73831 | 0.73829 | 0.73829 | 0.73827 | 0.73823 | 0.73817 | 0.73874 | 0.73927 | 0.73976 | 0 | 0 | 0 | 21.422 | 25.3792 | 29.3343 | 33.266 | 37.1999 | 37.0233 | 32.4174 | 28.1667 | 24.3161 | 20.8563 | 17.8121 | 15.1428 | 12.8288 | 10.8318 | 9.1164 | 21.422 | 25.3792 | 29.3343 | 33.266 | 37.1999 | 37.0233 | 32.4174 | 28.1667 | 24.3161 | 20.8563 | 17.8121 | 21.422 | 46.8013 | 76.1356 | 109.4016 | 146.6015 | 183.6248 | 216.0422 | 244.2089 | 268.525 | 289.3813 | 307.1934 | 322.3362 | 335.1649 | 345.9967 | 355.1131 | 355.1131 | 355.1131 | 355.1131 | 355.1131 | 355.1131 | 355.1131 | 355.1131 | 355.1131 | 355.1131 | 355.1131 | 355.1131 | 0.038525 | 0.045535 | 0.052519 | 0.059441 | 0.066345 | 0.065942 | 0.057673 | 0.050062 | 0.043184 | 0.037016 | 0.031598 | 0.026854 | 0.022746 | 0.019202 | 0.01616 | 0.037972 | 0.044987 | 0.051996 | 0.058962 | 0.06593 | 0.06566 | 0.057527 | 0.050012 | 0.043852 | 0.037612 | 0.032122 | 0.038525 | 0.083969 | 0.13631 | 0.19548 | 0.26146 | 0.32705 | 0.38435 | 0.43405 | 0.47688 | 0.51359 | 0.54495 | 0.57162 | 0.59425 | 0.61338 | 0.62948 | 0.62946 | 0.62947 | 0.62945 | 0.62942 | 0.62938 | 0.62979 | 0.63017 | 0.63052 | 0 | 0 | 0 | 18.2087 | 21.5724 | 24.9342 | 28.2761 | 31.6199 | 31.4698 | 27.5548 | 23.9417 | 20.6687 | 17.7279 | 15.1403 | 12.8714 | 10.9044 | 9.207 | 7.7489 | 18.2087 | 21.5724 | 24.9342 | 28.2761 | 31.6199 | 31.4698 | 27.5548 | 23.9417 | 20.6687 | 17.7279 | 15.1403 | 18.2087 | 39.7811 | 64.7152 | 92.9914 | 124.6113 | 156.0811 | 183.6358 | 207.5776 | 228.2462 | 245.9741 | 261.1144 | 273.9858 | 284.8902 | 294.0972 | 301.8461 | 301.8461 | 301.8461 | 301.8461 | 301.8461 | 301.8461 | 301.8461 | 301.8461 | 301.8461 | 301.8461 | 301.8461 | 301.8461 | 0 | 0 | 0 | 0 | 0 | 0 | 0 | 0 | 0 | 0 | 0 | 0 | 0 | 0 | 0 | 0 | 0 | 0 | 0 | 0 | 0 | 0 | 0 | 0 | 0 | 0 | 0 | 0 | 0 | 0 | 0 | 0 | 0 | 0 | 0 | 0 | 0 | 0 | 0 | 0 | 0 | 0 | 0 | 0 | 0 | 0 | 0 | 0 | 0 | 0 | 0 | 0 | 0 | 0 | 0 | 0 | 0 | 0 | 0 | 0 | 0 | 0 | 0 | 0 | 0 | 0 | 0 | 0 | 0 | 0 | 0 | 0 | 0 | 0 | 0 | 0 | 0 | 0 | 0 | 0 | 0 | 0 | 0 | 0 | 0 | 0 | 0 | 0 | 0 | 0 | 0 | 0 | 0 | 0 | 0 | 0 | 0 | 0 | 0 | 0 | 0 | 0 | 0 | 0 | 0 | 0 | 0 | 0 | 0 | 0 | 0 | 0 | 0 | 0 | 0 | 0 | 0 | 0 | 0 | 0 | 0 | 0 | 0 | 0 | 0 | 0 | 0 | 0 | 0 | 0 | 0 | 0 | 0 | 0 | 0 | 0 | 0 | 0 | 0 | 0 | 0 | 0 | 0 | 0 | 0 | 0 | 0 | 0 | 0 | 0 | 0 | 0 | 0 | 0 | 0 | 0 | 0 | 0 | 0 | 0 | 0 | 0 | 0 | 0 | 0 | 0 | 0 | 0 | 0 | 0 | 0 | 0 | 0 | 0 | 0 | 0 | 0 | 0 | 0 | 0 | 0 | 0 | 0 | 0 | 0 | 0 | 0 | 0 | 0 | 0 | 0 | 0 | 0 | 0 | 0 | 0 | 0 | 0 | 0 | 0 | 0 | 0 | 0 | 0 | 0 | 0 | 0 | 0 | 1752.7354 | 1752.7354 | 1752.7354 | 1752.7354 | 1752.7354 | 1752.7354 | 1752.7354 | 1752.7354 | 1752.7354 | 1752.7354 | 1752.7354 | 1752.7354 | 1752.7354 | 1752.7354 | 1752.7354 | 1752.7354 | 1752.7354 | 1752.7354 | 1752.7354 | 1752.7354 | 1752.7354 | 1752.7354 | 1752.7354 | 1752.7354 | 1752.7354 | 1752.7354 | 1332.6347 | 1332.6347 | 1332.6347 | 1332.6347 | 1332.6347 | 1332.6347 | 1332.6347 | 1332.6347 | 1332.6347 | 1332.6347 | 1332.6347 | 1332.6347 | 1332.6347 | 1332.6347 | 1332.6347 | 1332.6347 | 1332.6347 | 1332.6347 | 1332.6347 | 1332.6347 | 1332.6347 | 1332.6347 | 1332.6347 | 1332.6347 | 1332.6347 | 1332.6347
WA_Industrial_Other Industrial_New_Space Heating_Natural Gas_Gas Boiler - Burner Control Optimization_A | WA | Industrial | Other Industrial | New | Space Heating | Natural Gas | Gas Boiler - Burner Control Optimization | A | IM695 | Average performance | Optimized burner controls | 18 | 0.77162 | 0 | 0 | 11.91 | 0 | 0 | 0 | 5.9563 |  | sqft | 5% | 85% | Retrofit | Retro3Slow | 83.58% | TBD | 0.2% | 1849.1449 |  | 1371.336 |  | 0 | IL TRM - 4.4.22 - CI-HVC-O2TC-V01-140601 | GBLR_O2TRM-Heating-MEMD-2018-1 | IL TRM - 4.4.22 - CI-HVC-O2TC-V01-140601 | Average performance | Average performance | Average performance | Average performance | Average performance | Average performance | Average performance | Average performance | Average performance | Average performance | Average performance | Average performance | Average performance | Average performance | Average performance | Average performance | Average performance | Average performance | Average performance | Average performance | Average performance | Average performance | Average performance | Average performance | Average performance | Average performance | Average performance | Average performance | Average performance | Average performance | Average performance | Optimized burner controls | Optimized burner controls | Optimized burner controls | Optimized burner controls | Optimized burner controls | Optimized burner controls | Optimized burner controls | Optimized burner controls | Optimized burner controls | Optimized burner controls | Optimized burner controls | Optimized burner controls | Optimized burner controls | Optimized burner controls | Optimized burner controls | Optimized burner controls | Optimized burner controls | Optimized burner controls | Optimized burner controls | Optimized burner controls | Optimized burner controls | Optimized burner controls | Optimized burner controls | Optimized burner controls | Optimized burner controls | Optimized burner controls | Optimized burner controls | Optimized burner controls | Optimized burner controls | Optimized burner controls | Optimized burner controls | 11.91 | 11.91 | 11.91 | 11.91 | 11.91 | 11.91 | 11.91 | 11.91 | 11.91 | 11.91 | 11.91 | 11.91 | 11.91 | 11.91 | 11.91 | 11.91 | 11.91 | 11.91 | 11.91 | 11.91 | 11.91 | 11.91 | 11.91 | 11.91 | 11.91 | 11.91 | 11.91 | 11.91 | 11.91 | 11.91 | 11.91 | 0 | 0 | 0 | 0 | 0 | 0 | 0 | 0 | 0 | 0 | 0 | 0 | 0 | 0 | 0 | 0 | 0 | 0 | 0 | 0 | 0 | 0 | 0 | 0 | 0 | 0 | 0 | 0 | 0 | 0 | 0 | 0 | 0 | 0 | 0 | 0 | 0 | 0 | 0 | 0 | 0 | 0 | 0 | 0 | 0 | 0 | 0 | 0 | 0 | 0 | 0 | 0 | 0 | 0 | 0 | 0 | 0 | 0 | 0 | 0 | 0 | 0 | 0 | 0 | 0 | 0 | 0 | 0 | 0 | 0 | 0 | 0 | 0 | 0 | 0 | 0 | 0 | 0 | 0 | 0 | 0 | 0 | 0 | 0 | 0 | 0 | 0 | 0 | 0 | 0 | 0 | 0 | 0 | 0 | 0 | 0 | 0 | 0 | 0 | 0 | 0 | 0 | 0 | 0 | 0 | 0 | 0 | 0 | 0 | 0 | 0 | 0 | 0 | 0 | 0 | 0 | 0 | 0 | 0 | 0 | 0 | 0 | 0 | 0 | 0 | 0 | 0 | 0 | 0 | 0 | 0 | 0 | 0 | 0 | 0 | 0 | 0 | 0 | 0 | 0 | 0 | 0 | 0 | 0 | 0 | 0 | 0 | 0 | 0 | 0 | 0 | 0 | 0 | 0 | 0 | 0 | 0 | 0 | 0 | 0 | 0 | 0 | 0 | 0 | 0 | 0 | 0 | 0 | 0 | 0 | 0 | 0 | 0 | 0 | 0 | 0 | 0 | 0 | 0 | 0 | 0 | 0 | 0 | 0 | 0 | 0 | 0 | 0 | 0 | 0 | 0 | 0 | 0 | 0 | 0 | 0 | 0 | 0 | 0 | 0 | 0 | 0 | 0 | 0 | 0 | 0 | 0 | 0 | 0 | 0 | 0 | 0 | 0 | 0 | 0 | 0 | 0 | 0 | 0 | 0 | 0 | 0 | 0 | 0 | 0 | 0 | 0 | 0 | 0 | 0 | 0 | 0 | 0 | 0 | 0 | 0 | 0 | 0 | 0 | 0 | 0 | 0 | 0 | 0 | 0 | 0 | 0 | 0 | 0 | 0 | 0 | 0 | 0 | 0 | 0 | 0 | 0 | 0 | 0 | 0 | 0 | 0 | 0 | 0 | 0 | 0 | 0 | 0 | 0 | 0 | 0 | 0 | 0 | 0 | 0 | 0 | 0 | 0 | 0 | 0 | 0 | 0 | 0 | 0 | 0 | 0 | 0 | 0 | 0 | 0 | 0 | 0 | 0 | 0 | 0 | 0 | 0 | 0 | 0 | 0 | 0 | 0 | 0 | 0 | 0 | 0 | 0 | 0 | 0 | 0 | 0 | 0 | 0 | 0 | 0 | 0 | 0 | 0 | 0 | 0 | 0 | 0 | 0 | 0 | 0 | 0 | 0 | 0 | 0 | 0 | 0 | 0 | 0 | 0 | 0 | 0 | 0 | 0 | 0 | 0 | 0 | 0 | 0 | 0 | 0 | 0 | 0 | 0 | 0 | 0 | 0 | 0 | 0 | 0 | 0 | 0 | 0 | 0 | 0 | 0 | 0 | 0 | 0 | 0 | 0 | 0 | 0 | 0 | 0 | 0 | 0 | 0 | 0 | 0 | 0 | 0 | 0 | 0 | 0 | 0 | 0 | 0 | 0 | 0 | 0 | 0 | 0 | 0 | 0 | 0 | 0 | 0 | 0 | 0 | 0 | 0 | 0 | 0 | 0 | 0 | 0 | 0 | 0 | 0 | 0 | 0 | 0 | 0 | 0 | 0 | 0 | 0 | 0 | 0 | 0 | 0 | 0 | 0 | 0 | 0 | 0 | 0 | 0 | 0 | 0 | 0 | 0 | 0 | 0 | 0 | 0 | 0 | 0 | 0 | 0 | 0 | 0 | 0 | 0 | 0 | 0 | 0 | 0 | 0 | 0 | 0 | 0 | 1849.1449 | 1849.1449 | 1849.1449 | 1849.1449 | 1849.1449 | 1849.1449 | 1849.1449 | 1849.1449 | 1849.1449 | 1849.1449 | 1849.1449 | 1849.1449 | 1849.1449 | 1849.1449 | 1849.1449 | 1849.1449 | 1849.1449 | 1849.1449 | 1849.1449 | 1849.1449 | 1849.1449 | 1849.1449 | 1849.1449 | 1849.1449 | 1849.1449 | 1849.1449 | 1371.336 | 1371.336 | 1371.336 | 1371.336 | 1371.336 | 1371.336 | 1371.336 | 1371.336 | 1371.336 | 1371.336 | 1371.336 | 1371.336 | 1371.336 | 1371.336 | 1371.336 | 1371.336 | 1371.336 | 1371.336 | 1371.336 | 1371.336 | 1371.336 | 1371.336 | 1371.336 | 1371.336 | 1371.336 | 1371.336
WA_Industrial_Other Industrial_New_Process_Natural Gas_Gas Boiler - Burner Control Optimization_A | WA | Industrial | Other Industrial | New | Process | Natural Gas | Gas Boiler - Burner Control Optimization | A | IM696 | Average performance | Optimized burner controls | 18 | 0.61528 | 0 | 0 | 11.91 | 0 | 0 | 0 | 5.9563 |  | sqft | 5% | 85% | Retrofit | Retro3Slow | 83.58% | TBD | 0.2% | 1849.1449 |  | 1371.336 |  | 0.0086024 | IL TRM - 4.4.22 - CI-HVC-O2TC-V01-140601 | GBLR_O2TRM-Heating-MEMD-2018-1 | IL TRM - 4.4.22 - CI-HVC-O2TC-V01-140601 | Average performance | Average performance | Average performance | Average performance | Average performance | Average performance | Average performance | Average performance | Average performance | Average performance | Average performance | Average performance | Average performance | Average performance | Average performance | Average performance | Average performance | Average performance | Average performance | Average performance | Average performance | Average performance | Average performance | Average performance | Average performance | Average performance | Average performance | Average performance | Average performance | Average performance | Average performance | Optimized burner controls | Optimized burner controls | Optimized burner controls | Optimized burner controls | Optimized burner controls | Optimized burner controls | Optimized burner controls | Optimized burner controls | Optimized burner controls | Optimized burner controls | Optimized burner controls | Optimized burner controls | Optimized burner controls | Optimized burner controls | Optimized burner controls | Optimized burner controls | Optimized burner controls | Optimized burner controls | Optimized burner controls | Optimized burner controls | Optimized burner controls | Optimized burner controls | Optimized burner controls | Optimized burner controls | Optimized burner controls | Optimized burner controls | Optimized burner controls | Optimized burner controls | Optimized burner controls | Optimized burner controls | Optimized burner controls | 11.91 | 11.91 | 11.91 | 11.91 | 11.91 | 11.91 | 11.91 | 11.91 | 11.91 | 11.91 | 11.91 | 11.91 | 11.91 | 11.91 | 11.91 | 11.91 | 11.91 | 11.91 | 11.91 | 11.91 | 11.91 | 11.91 | 11.91 | 11.91 | 11.91 | 11.91 | 11.91 | 11.91 | 11.91 | 11.91 | 11.91 | 0 | 0 | 0 | 0 | 0 | 0.61311 | 0.61127 | 0.60962 | 0.60811 | 0.60665 | 0.60561 | 0.60475 | 0.60403 | 0.60345 | 0.60299 | 0.60266 | 0.60244 | 0.60231 | 0.60223 | 0.60218 | 0.6022 | 0.60224 | 0.60225 | 0.60224 | 0.60222 | 0.6027 | 0.60315 | 0.60357 | 0.61528 | 0.61528 | 0.61528 | 0.003543 | 0.0065782 | 0.015166 | 0.030022 | 0.052099 | 0.08052 | 0.112 | 0.14175 | 0.16457 | 0.17631 | 0.17558 | 0.1632 | 0.1423 | 0.11679 | 0.09053 | 0.066512 | 0.046427 | 0.030866 | 0.019589 | 0.013803 | 0.014994 | 0.029778 | 0.051835 | 0.081805 | 0.11395 | 0.14439 | 0.003543 | 0.010111 | 0.025249 | 0.055208 | 0.10717 | 0.18751 | 0.29925 | 0.44065 | 0.6048 | 0.78065 | 0.9558 | 1.1187 | 1.2607 | 1.3773 | 1.4678 | 1.5343 | 1.5808 | 1.6117 | 1.6278 | 1.6351 | 1.6364 | 1.6376 | 1.6388 | 0 | 0 | 0 | 5.7787 | 10.7615 | 24.8772 | 49.3701 | 85.8797 | 132.9565 | 185.207 | 234.6785 | 272.7247 | 292.4012 | 291.3426 | 270.9014 | 236.2543 | 193.9366 | 150.3371 | 110.4477 | 77.0919 | 51.2518 | 32.527 | 22.9211 | 24.8772 | 49.3701 | 85.8797 | 132.9565 | 185.207 | 234.6785 | 5.7787 | 16.5402 | 41.4174 | 90.7875 | 176.6672 | 309.6237 | 494.8307 | 729.5091 | 1002.2338 | 1294.6349 | 1585.9775 | 1856.879 | 2093.1333 | 2287.0698 | 2437.407 | 2547.8547 | 2624.9466 | 2676.1984 | 2702.9467 | 2715.1063 | 2715.1063 | 2715.1063 | 2715.1063 | 2715.1063 | 2715.1063 | 2715.1063 | 0.0030131 | 0.005597 | 0.012909 | 0.025564 | 0.044378 | 0.068605 | 0.09545 | 0.12082 | 0.1403 | 0.15032 | 0.14971 | 0.13916 | 0.12134 | 0.099596 | 0.0772 | 0.056718 | 0.039591 | 0.026321 | 0.016704 | 0.011771 | 0.012784 | 0.025387 | 0.044187 | 0.069534 | 0.096861 | 0.12273 | 0.0030131 | 0.0086024 | 0.021491 | 0.04701 | 0.091292 | 0.15976 | 0.25502 | 0.37559 | 0.51558 | 0.66556 | 0.81496 | 0.95387 | 1.075 | 1.1745 | 1.2516 | 1.3084 | 1.348 | 1.3744 | 1.3881 | 1.3943 | 1.3953 | 1.3961 | 1.397 | 0 | 0 | 0 | 4.9119 | 9.1473 | 21.1456 | 41.9646 | 72.9977 | 113.013 | 157.4259 | 199.4767 | 231.816 | 248.541 | 247.6412 | 230.2662 | 200.8161 | 164.8461 | 127.7866 | 93.8806 | 65.5281 | 43.5641 | 27.6479 | 19.4829 | 21.1456 | 41.9646 | 72.9977 | 113.013 | 157.4259 | 199.4767 | 4.9119 | 14.0592 | 35.2048 | 77.1694 | 150.1671 | 263.1801 | 420.6061 | 620.0828 | 851.8987 | 1100.4397 | 1348.0809 | 1578.3471 | 1779.1633 | 1944.0094 | 2071.7959 | 2165.6765 | 2231.2046 | 2274.7687 | 2297.5047 | 2307.8403 | 2307.8403 | 2307.8403 | 2307.8403 | 2307.8403 | 2307.8403 | 2307.8403 | 0 | 0 | 0 | 0 | 0 | 0 | 0 | 0 | 0 | 0 | 0 | 0 | 0 | 0 | 0 | 0 | 0 | 0 | 0 | 0 | 0 | 0 | 0 | 0 | 0 | 0 | 0 | 0 | 0 | 0 | 0 | 0 | 0 | 0 | 0 | 0 | 0 | 0 | 0 | 0 | 0 | 0 | 0 | 0 | 0 | 0 | 0 | 0 | 0 | 0 | 0 | 0 | 0 | 0 | 0 | 0 | 0 | 0 | 0 | 0 | 0 | 0 | 0 | 0 | 0 | 0 | 0 | 0 | 0 | 0 | 0 | 0 | 0 | 0 | 0 | 0 | 0 | 0 | 0 | 0 | 0 | 0 | 0 | 0 | 0 | 0 | 0 | 0 | 0 | 0 | 0 | 0 | 0 | 0 | 0 | 0 | 0 | 0 | 0 | 0 | 0 | 0 | 0 | 0 | 0 | 0 | 0 | 0 | 0 | 0 | 0 | 0 | 0 | 0 | 0 | 0 | 0 | 0 | 0 | 0 | 0 | 0 | 0 | 0 | 0 | 0 | 0 | 0 | 0 | 0 | 0 | 0 | 0 | 0 | 0 | 0 | 0 | 0 | 0 | 0 | 0 | 0 | 0 | 0 | 0 | 0 | 0 | 0 | 0 | 0 | 0 | 0 | 0 | 0 | 0 | 0 | 0 | 0 | 0 | 0 | 0 | 0 | 0 | 0 | 0 | 0 | 0 | 0 | 0 | 0 | 0 | 0 | 0 | 0 | 0 | 0 | 0 | 0 | 0 | 0 | 0 | 0 | 0 | 0 | 0 | 0 | 0 | 0 | 0 | 0 | 0 | 0 | 0 | 0 | 0 | 0 | 0 | 0 | 0 | 0 | 0 | 0 | 0 | 0 | 0 | 0 | 0 | 0 | 1849.1449 | 1849.1449 | 1849.1449 | 1849.1449 | 1849.1449 | 1849.1449 | 1849.1449 | 1849.1449 | 1849.1449 | 1849.1449 | 1849.1449 | 1849.1449 | 1849.1449 | 1849.1449 | 1849.1449 | 1849.1449 | 1849.1449 | 1849.1449 | 1849.1449 | 1849.1449 | 1849.1449 | 1849.1449 | 1849.1449 | 1849.1449 | 1849.1449 | 1849.1449 | 1371.336 | 1371.336 | 1371.336 | 1371.336 | 1371.336 | 1371.336 | 1371.336 | 1371.336 | 1371.336 | 1371.336 | 1371.336 | 1371.336 | 1371.336 | 1371.336 | 1371.336 | 1371.336 | 1371.336 | 1371.336 | 1371.336 | 1371.336 | 1371.336 | 1371.336 | 1371.336 | 1371.336 | 1371.336 | 1371.336
WA_Industrial_Other Industrial_New_Space Heating_Natural Gas_HVAC - Demand Controlled Ventilation_A | WA | Industrial | Other Industrial | New | Space Heating | Natural Gas | HVAC - Demand Controlled Ventilation | A | IM697 | Constant ventilation | DCV enabled | 6 | 0.041334 | 0 | 0 | 0.29 | 0.01 | 0 | 0 | 0.14435 |  | sqft | 55% | 75% | Retrofit | RetroEven20 | 76.5% | TBD | 0.2% | 0 |  | 0 |  | 0 | IL TRM v11 - 4.4.19 - Demand Controlled Ventilation - CI-HVC-DCV-V06-220101 | IL TRM v11 - 4.4.19 - Demand Controlled Ventilation - CI-HVC-DCV-V06-220101 | IL TRM v11 - 4.4.19 - Demand Controlled Ventilation - CI-HVC-DCV-V06-220101 | Constant ventilation | Constant ventilation | Constant ventilation | Constant ventilation | Constant ventilation | Constant ventilation | Constant ventilation | Constant ventilation | Constant ventilation | Constant ventilation | Constant ventilation | Constant ventilation | Constant ventilation | Constant ventilation | Constant ventilation | Constant ventilation | Constant ventilation | Constant ventilation | Constant ventilation | Constant ventilation | Constant ventilation | Constant ventilation | Constant ventilation | Constant ventilation | Constant ventilation | Constant ventilation | Constant ventilation | Constant ventilation | Constant ventilation | Constant ventilation | Constant ventilation | DCV enabled | DCV enabled | DCV enabled | DCV enabled | DCV enabled | DCV enabled | DCV enabled | DCV enabled | DCV enabled | DCV enabled | DCV enabled | DCV enabled | DCV enabled | DCV enabled | DCV enabled | DCV enabled | DCV enabled | DCV enabled | DCV enabled | DCV enabled | DCV enabled | DCV enabled | DCV enabled | DCV enabled | DCV enabled | DCV enabled | DCV enabled | DCV enabled | DCV enabled | DCV enabled | DCV enabled | 0.29 | 0.29 | 0.29 | 0.29 | 0.29 | 0.29 | 0.29 | 0.29 | 0.29 | 0.29 | 0.29 | 0.29 | 0.29 | 0.29 | 0.29 | 0.29 | 0.29 | 0.29 | 0.29 | 0.29 | 0.29 | 0.29 | 0.29 | 0.29 | 0.29 | 0.29 | 0.29 | 0.29 | 0.29 | 0.29 | 0.29 | 0 | 0 | 0 | 0 | 0 | 0 | 0 | 0 | 0 | 0 | 0 | 0 | 0 | 0 | 0 | 0 | 0 | 0 | 0 | 0 | 0 | 0 | 0 | 0 | 0 | 0 | 0 | 0 | 0 | 0 | 0 | 0 | 0 | 0 | 0 | 0 | 0 | 0 | 0 | 0 | 0 | 0 | 0 | 0 | 0 | 0 | 0 | 0 | 0 | 0 | 0 | 0 | 0 | 0 | 0 | 0 | 0 | 0 | 0 | 0 | 0 | 0 | 0 | 0 | 0 | 0 | 0 | 0 | 0 | 0 | 0 | 0 | 0 | 0 | 0 | 0 | 0 | 0 | 0 | 0 | 0 | 0 | 0 | 0 | 0 | 0 | 0 | 0 | 0 | 0 | 0 | 0 | 0 | 0 | 0 | 0 | 0 | 0 | 0 | 0 | 0 | 0 | 0 | 0 | 0 | 0 | 0 | 0 | 0 | 0 | 0 | 0 | 0 | 0 | 0 | 0 | 0 | 0 | 0 | 0 | 0 | 0 | 0 | 0 | 0 | 0 | 0 | 0 | 0 | 0 | 0 | 0 | 0 | 0 | 0 | 0 | 0 | 0 | 0 | 0 | 0 | 0 | 0 | 0 | 0 | 0 | 0 | 0 | 0 | 0 | 0 | 0 | 0 | 0 | 0 | 0 | 0 | 0 | 0 | 0 | 0 | 0 | 0 | 0 | 0 | 0 | 0 | 0 | 0 | 0 | 0 | 0 | 0 | 0 | 0 | 0 | 0 | 0 | 0 | 0 | 0 | 0 | 0 | 0 | 0 | 0 | 0 | 0 | 0 | 0 | 0 | 0 | 0 | 0 | 0 | 0 | 0 | 0 | 0 | 0 | 0 | 0 | 0 | 0 | 0 | 0 | 0 | 0 | 0 | 0 | 0 | 0 | 0 | 0 | 0 | 0 | 0 | 0 | 0 | 0 | 0 | 0 | 0 | 0 | 0 | 0 | 0 | 0 | 0 | 0 | 0 | 0 | 0 | 0 | 0 | 0 | 0 | 0 | 0 | 0 | 0 | 0 | 0 | 0 | 0 | 0 | 0 | 0 | 0 | 0 | 0 | 0 | 0 | 0 | 0 | 0 | 0 | 0 | 0 | 0 | 0 | 0 | 0 | 0 | 0 | 0 | 0 | 0 | 0 | 0 | 0 | 0 | 0 | 0 | 0 | 0 | 0 | 0 | 0 | 0 | 0 | 0 | 0 | 0 | 0 | 0 | 0 | 0 | 0 | 0 | 0 | 0 | 0 | 0 | 0 | 0 | 0 | 0 | 0 | 0 | 0 | 0 | 0 | 0 | 0 | 0 | 0 | 0 | 0 | 0 | 0 | 0 | 0 | 0 | 0 | 0 | 0 | 0 | 0 | 0 | 0 | 0 | 0 | 0 | 0 | 0 | 0 | 0 | 0 | 0 | 0 | 0 | 0 | 0 | 0 | 0 | 0 | 0 | 0 | 0 | 0 | 0 | 0 | 0 | 0 | 0 | 0 | 0 | 0 | 0 | 0 | 0 | 0 | 0 | 0 | 0 | 0 | 0 | 0 | 0 | 0 | 0 | 0 | 0 | 0 | 0 | 0 | 0 | 0 | 0 | 0 | 0 | 0 | 0 | 0 | 0 | 0 | 0 | 0 | 0 | 0 | 0 | 0 | 0 | 0 | 0 | 0 | 0 | 0 | 0 | 0 | 0 | 0 | 0 | 0 | 0 | 0 | 0 | 0 | 0 | 0 | 0 | 0 | 0 | 0 | 0 | 0 | 0 | 0 | 0 | 0 | 0 | 0 | 0 | 0 | 0 | 0 | 0 | 0 | 0 | 0 | 0 | 0 | 0 | 0 | 0 | 0 | 0 | 0 | 0 | 0 | 0 | 0 | 0 | 0 | 0 | 0 | 0 | 0 | 0 | 0 | 0 | 0 | 0 | 0 | 0 | 0 | 0 | 0 | 0 | 0 | 0 | 0 | 0 | 0 | 0 | 0 | 0 | 0 | 0 | 0 | 0 | 0 | 0 | 0 | 0 | 0 | 0 | 0 | 0 | 0 | 0 | 0 | 0 | 0 | 0 | 0 | 0 | 0 | 0 | 0 | 0 | 0 | 0 | 0 | 0 | 0 | 0 | 0 | 0 | 0 | 0 | 0 | 0 | 0 | 0 | 0 | 0 | 0
WA_Industrial_Other Industrial_New_Space Heating_Natural Gas_Gas Boiler - Stack Economizer_A | WA | Industrial | Other Industrial | New | Space Heating | Natural Gas | Gas Boiler - Stack Economizer | A | IM698 | None | Economizer installed | 15 | 1.9424 | 0 | 0 | 0.28 | 0 | 0 | 0 | 0.14205 |  | sqft | 15% | 55% | Retrofit | Retro12Med | 84.73% | TBD | 0.2% | 14.4167 |  | 10.9612 |  | 0 | IL TRM - 4.4.28 - CI-HVC-BECO-V02-210101 | XCEL CO 2019-2020 DSM Plan | IL TRM - 4.4.28 - CI-HVC-BECO-V02-210101 | None | None | None | None | None | None | None | None | None | None | None | None | None | None | None | None | None | None | None | None | None | None | None | None | None | None | None | None | None | None | None | Economizer installed | Economizer installed | Economizer installed | Economizer installed | Economizer installed | Economizer installed | Economizer installed | Economizer installed | Economizer installed | Economizer installed | Economizer installed | Economizer installed | Economizer installed | Economizer installed | Economizer installed | Economizer installed | Economizer installed | Economizer installed | Economizer installed | Economizer installed | Economizer installed | Economizer installed | Economizer installed | Economizer installed | Economizer installed | Economizer installed | Economizer installed | Economizer installed | Economizer installed | Economizer installed | Economizer installed | 0.28 | 0.28 | 0.28 | 0.28 | 0.28 | 0.28 | 0.28 | 0.28 | 0.28 | 0.28 | 0.28 | 0.28 | 0.28 | 0.28 | 0.28 | 0.28 | 0.28 | 0.28 | 0.28 | 0.28 | 0.28 | 0.28 | 0.28 | 0.28 | 0.28 | 0.28 | 0.28 | 0.28 | 0.28 | 0.28 | 0.28 | 0 | 0 | 0 | 0 | 0 | 0 | 0 | 0 | 0 | 0 | 0 | 0 | 0 | 0 | 0 | 0 | 0 | 0 | 0 | 0 | 0 | 0 | 0 | 0 | 0 | 0 | 0 | 0 | 0 | 0 | 0 | 0 | 0 | 0 | 0 | 0 | 0 | 0 | 0 | 0 | 0 | 0 | 0 | 0 | 0 | 0 | 0 | 0 | 0 | 0 | 0 | 0 | 0 | 0 | 0 | 0 | 0 | 0 | 0 | 0 | 0 | 0 | 0 | 0 | 0 | 0 | 0 | 0 | 0 | 0 | 0 | 0 | 0 | 0 | 0 | 0 | 0 | 0 | 0 | 0 | 0 | 0 | 0 | 0 | 0 | 0 | 0 | 0 | 0 | 0 | 0 | 0 | 0 | 0 | 0 | 0 | 0 | 0 | 0 | 0 | 0 | 0 | 0 | 0 | 0 | 0 | 0 | 0 | 0 | 0 | 0 | 0 | 0 | 0 | 0 | 0 | 0 | 0 | 0 | 0 | 0 | 0 | 0 | 0 | 0 | 0 | 0 | 0 | 0 | 0 | 0 | 0 | 0 | 0 | 0 | 0 | 0 | 0 | 0 | 0 | 0 | 0 | 0 | 0 | 0 | 0 | 0 | 0 | 0 | 0 | 0 | 0 | 0 | 0 | 0 | 0 | 0 | 0 | 0 | 0 | 0 | 0 | 0 | 0 | 0 | 0 | 0 | 0 | 0 | 0 | 0 | 0 | 0 | 0 | 0 | 0 | 0 | 0 | 0 | 0 | 0 | 0 | 0 | 0 | 0 | 0 | 0 | 0 | 0 | 0 | 0 | 0 | 0 | 0 | 0 | 0 | 0 | 0 | 0 | 0 | 0 | 0 | 0 | 0 | 0 | 0 | 0 | 0 | 0 | 0 | 0 | 0 | 0 | 0 | 0 | 0 | 0 | 0 | 0 | 0 | 0 | 0 | 0 | 0 | 0 | 0 | 0 | 0 | 0 | 0 | 0 | 0 | 0 | 0 | 0 | 0 | 0 | 0 | 0 | 0 | 0 | 0 | 0 | 0 | 0 | 0 | 0 | 0 | 0 | 0 | 0 | 0 | 0 | 0 | 0 | 0 | 0 | 0 | 0 | 0 | 0 | 0 | 0 | 0 | 0 | 0 | 0 | 0 | 0 | 0 | 0 | 0 | 0 | 0 | 0 | 0 | 0 | 0 | 0 | 0 | 0 | 0 | 0 | 0 | 0 | 0 | 0 | 0 | 0 | 0 | 0 | 0 | 0 | 0 | 0 | 0 | 0 | 0 | 0 | 0 | 0 | 0 | 0 | 0 | 0 | 0 | 0 | 0 | 0 | 0 | 0 | 0 | 0 | 0 | 0 | 0 | 0 | 0 | 0 | 0 | 0 | 0 | 0 | 0 | 0 | 0 | 0 | 0 | 0 | 0 | 0 | 0 | 0 | 0 | 0 | 0 | 0 | 0 | 0 | 0 | 0 | 0 | 0 | 0 | 0 | 0 | 0 | 0 | 0 | 0 | 0 | 0 | 0 | 0 | 0 | 0 | 0 | 0 | 0 | 0 | 0 | 0 | 0 | 0 | 0 | 0 | 0 | 0 | 0 | 0 | 0 | 0 | 0 | 0 | 0 | 0 | 0 | 0 | 0 | 0 | 0 | 0 | 0 | 0 | 0 | 0 | 0 | 0 | 0 | 0 | 0 | 0 | 0 | 0 | 0 | 0 | 0 | 0 | 0 | 0 | 0 | 0 | 0 | 0 | 0 | 0 | 0 | 0 | 0 | 0 | 0 | 0 | 0 | 0 | 0 | 0 | 0 | 0 | 0 | 0 | 0 | 0 | 0 | 0 | 0 | 0 | 0 | 0 | 0 | 0 | 0 | 0 | 0 | 0 | 0 | 0 | 0 | 0 | 0 | 0 | 0 | 0 | 0 | 0 | 0 | 0 | 0 | 14.4167 | 14.4167 | 14.4167 | 14.4167 | 14.4167 | 14.4167 | 14.4167 | 14.4167 | 14.4167 | 14.4167 | 14.4167 | 14.4167 | 14.4167 | 14.4167 | 14.4167 | 14.4167 | 14.4167 | 14.4167 | 14.4167 | 14.4167 | 14.4167 | 14.4167 | 14.4167 | 14.4167 | 14.4167 | 14.4167 | 10.9612 | 10.9612 | 10.9612 | 10.9612 | 10.9612 | 10.9612 | 10.9612 | 10.9612 | 10.9612 | 10.9612 | 10.9612 | 10.9612 | 10.9612 | 10.9612 | 10.9612 | 10.9612 | 10.9612 | 10.9612 | 10.9612 | 10.9612 | 10.9612 | 10.9612 | 10.9612 | 10.9612 | 10.9612 | 10.9612
WA_Industrial_Other Industrial_New_Process_Natural Gas_Gas Boiler - Stack Economizer_A | WA | Industrial | Other Industrial | New | Process | Natural Gas | Gas Boiler - Stack Economizer | A | IM699 | None | Economizer installed | 15 | 2.0368 | 0 | 0 | 0.28 | 0 | 0 | 0 | 0.14205 |  | sqft | 15% | 55% | Retrofit | Retro12Med | 84.73% | TBD | 0.2% | 14.4167 |  | 10.9612 |  | 0.21603 | IL TRM - 4.4.28 - CI-HVC-BECO-V02-210101 | XCEL CO 2019-2020 DSM Plan | IL TRM - 4.4.29 - CI-HVC-PECO-V01-150601 | None | None | None | None | None | None | None | None | None | None | None | None | None | None | None | None | None | None | None | None | None | None | None | None | None | None | None | None | None | None | None | Economizer installed | Economizer installed | Economizer installed | Economizer installed | Economizer installed | Economizer installed | Economizer installed | Economizer installed | Economizer installed | Economizer installed | Economizer installed | Economizer installed | Economizer installed | Economizer installed | Economizer installed | Economizer installed | Economizer installed | Economizer installed | Economizer installed | Economizer installed | Economizer installed | Economizer installed | Economizer installed | Economizer installed | Economizer installed | Economizer installed | Economizer installed | Economizer installed | Economizer installed | Economizer installed | Economizer installed | 0.28 | 0.28 | 0.28 | 0.28 | 0.28 | 0.28 | 0.28 | 0.28 | 0.28 | 0.28 | 0.28 | 0.28 | 0.28 | 0.28 | 0.28 | 0.28 | 0.28 | 0.28 | 0.28 | 0.28 | 0.28 | 0.28 | 0.28 | 0.28 | 0.28 | 0.28 | 0.28 | 0.28 | 0.28 | 0.28 | 0.28 | 0 | 0 | 0 | 0 | 0 | 2.0365 | 2.0364 | 2.0363 | 2.0364 | 2.0364 | 2.0364 | 2.0365 | 2.0365 | 2.0365 | 2.0365 | 2.0365 | 2.0366 | 2.0366 | 2.0366 | 2.0366 | 2.0366 | 2.0366 | 2.0366 | 2.0366 | 2.0366 | 2.0366 | 2.0366 | 2.0366 | 2.0368 | 2.0368 | 2.0368 | 0.11634 | 0.13782 | 0.15929 | 0.18064 | 0.20201 | 0.20105 | 0.17604 | 0.15296 | 0.13205 | 0.11327 | 0.096734 | 0.082238 | 0.069671 | 0.058826 | 0.04951 | 0.11634 | 0.13783 | 0.15931 | 0.18067 | 0.20203 | 0.20107 | 0.17606 | 0.15298 | 0.13207 | 0.11328 | 0.096745 | 0.11634 | 0.25415 | 0.41343 | 0.59408 | 0.7961 | 0.99717 | 1.1732 | 1.3262 | 1.4583 | 1.5716 | 1.6683 | 1.7506 | 1.8202 | 1.8791 | 1.9286 | 1.9286 | 1.9286 | 1.9286 | 1.9286 | 1.9286 | 1.9286 | 1.9286 | 1.9286 | 0 | 0 | 0 | 57.1254 | 67.678 | 78.2248 | 88.7094 | 99.1997 | 98.7288 | 86.4463 | 75.1113 | 64.8428 | 55.6169 | 47.499 | 40.3807 | 34.21 | 28.8847 | 24.3103 | 57.1254 | 67.678 | 78.2248 | 88.7094 | 99.1997 | 98.7288 | 86.4463 | 75.1113 | 64.8428 | 55.6169 | 47.499 | 57.1254 | 124.8034 | 203.0282 | 291.7376 | 390.9373 | 489.6661 | 576.1124 | 651.2237 | 716.0666 | 771.6834 | 819.1825 | 859.5632 | 893.7732 | 922.6579 | 946.9682 | 946.9682 | 946.9682 | 946.9682 | 946.9682 | 946.9682 | 946.9682 | 946.9682 | 946.9682 | 946.9682 | 946.9682 | 946.9682 | 0.098888 | 0.11715 | 0.1354 | 0.15355 | 0.17171 | 0.1709 | 0.14964 | 0.13002 | 0.11225 | 0.096277 | 0.082225 | 0.069903 | 0.059221 | 0.050003 | 0.042084 | 0.098892 | 0.11716 | 0.13542 | 0.15357 | 0.17173 | 0.17092 | 0.14965 | 0.13003 | 0.11226 | 0.096288 | 0.082233 | 0.098888 | 0.21603 | 0.35142 | 0.50498 | 0.67671 | 0.84762 | 0.99727 | 1.1273 | 1.2396 | 1.3358 | 1.4181 | 1.488 | 1.5472 | 1.5972 | 1.6393 | 1.6393 | 1.6393 | 1.6393 | 1.6393 | 1.6393 | 1.6394 | 1.6394 | 1.6394 | 0 | 0 | 0 | 48.5566 | 57.5263 | 66.4911 | 75.403 | 84.3198 | 83.9195 | 73.4794 | 63.8446 | 55.1164 | 47.2743 | 40.3742 | 34.3236 | 29.0785 | 24.552 | 20.6637 | 48.5566 | 57.5263 | 66.4911 | 75.403 | 84.3198 | 83.9195 | 73.4794 | 63.8446 | 55.1164 | 47.2743 | 40.3742 | 48.5566 | 106.0829 | 172.5739 | 247.977 | 332.2967 | 416.2162 | 489.6955 | 553.5402 | 608.6566 | 655.9309 | 696.3051 | 730.6287 | 759.7072 | 784.2592 | 804.9229 | 804.9229 | 804.9229 | 804.9229 | 804.9229 | 804.9229 | 804.9229 | 804.9229 | 804.9229 | 804.9229 | 804.9229 | 804.9229 | 0.098888 | 0.11715 | 0.1354 | 0.15355 | 0.17171 | 0.1709 | 0.14964 | 0.13002 | 0.11225 | 0.096277 | 0.082225 | 0.069903 | 0.059221 | 0.050003 | 0.042084 | 0.098892 | 0.11716 | 0.13542 | 0.15357 | 0.17173 | 0.17092 | 0.14965 | 0.13003 | 0.11226 | 0.096288 | 0.082233 | 0.098888 | 0.21603 | 0.35142 | 0.50498 | 0.67671 | 0.84762 | 0.99727 | 1.1273 | 1.2396 | 1.3358 | 1.4181 | 1.488 | 1.5472 | 1.5972 | 1.6393 | 1.6393 | 1.6393 | 1.6393 | 1.6393 | 1.6393 | 1.6394 | 1.6394 | 1.6394 | 0 | 0 | 0 | 48.5566 | 57.5263 | 66.4911 | 75.403 | 84.3198 | 83.9195 | 73.4794 | 63.8446 | 55.1164 | 47.2743 | 40.3742 | 34.3236 | 29.0785 | 24.552 | 20.6637 | 48.5566 | 57.5263 | 66.4911 | 75.403 | 84.3198 | 83.9195 | 73.4794 | 63.8446 | 55.1164 | 47.2743 | 40.3742 | 48.5566 | 106.0829 | 172.5739 | 247.977 | 332.2967 | 416.2162 | 489.6955 | 553.5402 | 608.6566 | 655.9309 | 696.3051 | 730.6287 | 759.7072 | 784.2592 | 804.9229 | 804.9229 | 804.9229 | 804.9229 | 804.9229 | 804.9229 | 804.9229 | 804.9229 | 804.9229 | 804.9229 | 804.9229 | 804.9229 | 0.098888 | 0.11715 | 0.1354 | 0.15355 | 0.17171 | 0.1709 | 0.14964 | 0.13002 | 0.11225 | 0.096277 | 0.082225 | 0.069903 | 0.059221 | 0.050003 | 0.042084 | 0.098892 | 0.11716 | 0.13542 | 0.15357 | 0.17173 | 0.17092 | 0.14965 | 0.13003 | 0.11226 | 0.096288 | 0.082233 | 0.098888 | 0.21603 | 0.35142 | 0.50498 | 0.67671 | 0.84762 | 0.99727 | 1.1273 | 1.2396 | 1.3358 | 1.4181 | 1.488 | 1.5472 | 1.5972 | 1.6393 | 1.6393 | 1.6393 | 1.6393 | 1.6393 | 1.6393 | 1.6394 | 1.6394 | 1.6394 | 0 | 0 | 0 | 48.5566 | 57.5263 | 66.4911 | 75.403 | 84.3198 | 83.9195 | 73.4794 | 63.8446 | 55.1164 | 47.2743 | 40.3742 | 34.3236 | 29.0785 | 24.552 | 20.6637 | 48.5566 | 57.5263 | 66.4911 | 75.403 | 84.3198 | 83.9195 | 73.4794 | 63.8446 | 55.1164 | 47.2743 | 40.3742 | 48.5566 | 106.0829 | 172.5739 | 247.977 | 332.2967 | 416.2162 | 489.6955 | 553.5402 | 608.6566 | 655.9309 | 696.3051 | 730.6287 | 759.7072 | 784.2592 | 804.9229 | 804.9229 | 804.9229 | 804.9229 | 804.9229 | 804.9229 | 804.9229 | 804.9229 | 804.9229 | 804.9229 | 804.9229 | 804.9229 | 14.4167 | 14.4167 | 14.4167 | 14.4167 | 14.4167 | 14.4167 | 14.4167 | 14.4167 | 14.4167 | 14.4167 | 14.4167 | 14.4167 | 14.4167 | 14.4167 | 14.4167 | 14.4167 | 14.4167 | 14.4167 | 14.4167 | 14.4167 | 14.4167 | 14.4167 | 14.4167 | 14.4167 | 14.4167 | 14.4167 | 10.9612 | 10.9612 | 10.9612 | 10.9612 | 10.9612 | 10.9612 | 10.9612 | 10.9612 | 10.9612 | 10.9612 | 10.9612 | 10.9612 | 10.9612 | 10.9612 | 10.9612 | 10.9612 | 10.9612 | 10.9612 | 10.9612 | 10.9612 | 10.9612 | 10.9612 | 10.9612 | 10.9612 | 10.9612 | 10.9612
WA_Industrial_Other Industrial_New_Space Heating_Natural Gas_Gas Furnace Tube Inserts_A | WA | Industrial | Other Industrial | New | Space Heating | Natural Gas | Gas Furnace Tube Inserts | A | IM700 | None | Tube inserts installed | 5 | 0.077933 | 0 | 0 | 0.02 | 0 | 0 | 0 | 0.0086 |  | sqft | 0% | 0% | Retrofit | Retro3Slow | 83.58% | TBD | 0.2% | 0 |  | 0 |  | 0 | WI TRM - Radiant Tube Inserts, 2507 | WI TRM - Radiant Tube Inserts, 2507 | WI TRM - Radiant Tube Inserts, 2507 | None | None | None | None | None | None | None | None | None | None | None | None | None | None | None | None | None | None | None | None | None | None | None | None | None | None | None | None | None | None | None | Tube inserts installed | Tube inserts installed | Tube inserts installed | Tube inserts installed | Tube inserts installed | Tube inserts installed | Tube inserts installed | Tube inserts installed | Tube inserts installed | Tube inserts installed | Tube inserts installed | Tube inserts installed | Tube inserts installed | Tube inserts installed | Tube inserts installed | Tube inserts installed | Tube inserts installed | Tube inserts installed | Tube inserts installed | Tube inserts installed | Tube inserts installed | Tube inserts installed | Tube inserts installed | Tube inserts installed | Tube inserts installed | Tube inserts installed | Tube inserts installed | Tube inserts installed | Tube inserts installed | Tube inserts installed | Tube inserts installed | 0.02 | 0.02 | 0.02 | 0.02 | 0.02 | 0.02 | 0.02 | 0.02 | 0.02 | 0.02 | 0.02 | 0.02 | 0.02 | 0.02 | 0.02 | 0.02 | 0.02 | 0.02 | 0.02 | 0.02 | 0.02 | 0.02 | 0.02 | 0.02 | 0.02 | 0.02 | 0.02 | 0.02 | 0.02 | 0.02 | 0.02 | 0 | 0 | 0 | 0 | 0 | 0 | 0 | 0 | 0 | 0 | 0 | 0 | 0 | 0 | 0 | 0 | 0 | 0 | 0 | 0 | 0 | 0 | 0 | 0 | 0 | 0 | 0 | 0 | 0 | 0 | 0 | 0 | 0 | 0 | 0 | 0 | 0 | 0 | 0 | 0 | 0 | 0 | 0 | 0 | 0 | 0 | 0 | 0 | 0 | 0 | 0 | 0 | 0 | 0 | 0 | 0 | 0 | 0 | 0 | 0 | 0 | 0 | 0 | 0 | 0 | 0 | 0 | 0 | 0 | 0 | 0 | 0 | 0 | 0 | 0 | 0 | 0 | 0 | 0 | 0 | 0 | 0 | 0 | 0 | 0 | 0 | 0 | 0 | 0 | 0 | 0 | 0 | 0 | 0 | 0 | 0 | 0 | 0 | 0 | 0 | 0 | 0 | 0 | 0 | 0 | 0 | 0 | 0 | 0 | 0 | 0 | 0 | 0 | 0 | 0 | 0 | 0 | 0 | 0 | 0 | 0 | 0 | 0 | 0 | 0 | 0 | 0 | 0 | 0 | 0 | 0 | 0 | 0 | 0 | 0 | 0 | 0 | 0 | 0 | 0 | 0 | 0 | 0 | 0 | 0 | 0 | 0 | 0 | 0 | 0 | 0 | 0 | 0 | 0 | 0 | 0 | 0 | 0 | 0 | 0 | 0 | 0 | 0 | 0 | 0 | 0 | 0 | 0 | 0 | 0 | 0 | 0 | 0 | 0 | 0 | 0 | 0 | 0 | 0 | 0 | 0 | 0 | 0 | 0 | 0 | 0 | 0 | 0 | 0 | 0 | 0 | 0 | 0 | 0 | 0 | 0 | 0 | 0 | 0 | 0 | 0 | 0 | 0 | 0 | 0 | 0 | 0 | 0 | 0 | 0 | 0 | 0 | 0 | 0 | 0 | 0 | 0 | 0 | 0 | 0 | 0 | 0 | 0 | 0 | 0 | 0 | 0 | 0 | 0 | 0 | 0 | 0 | 0 | 0 | 0 | 0 | 0 | 0 | 0 | 0 | 0 | 0 | 0 | 0 | 0 | 0 | 0 | 0 | 0 | 0 | 0 | 0 | 0 | 0 | 0 | 0 | 0 | 0 | 0 | 0 | 0 | 0 | 0 | 0 | 0 | 0 | 0 | 0 | 0 | 0 | 0 | 0 | 0 | 0 | 0 | 0 | 0 | 0 | 0 | 0 | 0 | 0 | 0 | 0 | 0 | 0 | 0 | 0 | 0 | 0 | 0 | 0 | 0 | 0 | 0 | 0 | 0 | 0 | 0 | 0 | 0 | 0 | 0 | 0 | 0 | 0 | 0 | 0 | 0 | 0 | 0 | 0 | 0 | 0 | 0 | 0 | 0 | 0 | 0 | 0 | 0 | 0 | 0 | 0 | 0 | 0 | 0 | 0 | 0 | 0 | 0 | 0 | 0 | 0 | 0 | 0 | 0 | 0 | 0 | 0 | 0 | 0 | 0 | 0 | 0 | 0 | 0 | 0 | 0 | 0 | 0 | 0 | 0 | 0 | 0 | 0 | 0 | 0 | 0 | 0 | 0 | 0 | 0 | 0 | 0 | 0 | 0 | 0 | 0 | 0 | 0 | 0 | 0 | 0 | 0 | 0 | 0 | 0 | 0 | 0 | 0 | 0 | 0 | 0 | 0 | 0 | 0 | 0 | 0 | 0 | 0 | 0 | 0 | 0 | 0 | 0 | 0 | 0 | 0 | 0 | 0 | 0 | 0 | 0 | 0 | 0 | 0 | 0 | 0 | 0 | 0 | 0 | 0 | 0 | 0 | 0 | 0 | 0 | 0 | 0 | 0 | 0 | 0 | 0 | 0 | 0 | 0 | 0 | 0 | 0 | 0 | 0 | 0 | 0 | 0 | 0 | 0 | 0 | 0 | 0 | 0 | 0 | 0 | 0 | 0 | 0 | 0 | 0 | 0 | 0 | 0 | 0 | 0 | 0 | 0 | 0 | 0 | 0 | 0 | 0 | 0 | 0 | 0 | 0 | 0 | 0 | 0 | 0 | 0 | 0 | 0 | 0 | 0 | 0 | 0 | 0 | 0 | 0 | 0 | 0 | 0 | 0 | 0 | 0 | 0 | 0 | 0 | 0 | 0 | 0 | 0 | 0 | 0 | 0 | 0 | 0 | 0 | 0 | 0
WA_Industrial_Other Industrial_New_Space Heating_Natural Gas_Space Heating - Heat Recovery Ventilator_A | WA | Industrial | Other Industrial | New | Space Heating | Natural Gas | Space Heating - Heat Recovery Ventilator | A | IM701 | None | HRV installed | 15 | 0.012707 | 0 | 0 | 0.28 | 0 | 0 | 0 | 0.139 |  | sqft | 5% | 10% | Retrofit | RetroEven20 | 76.5% | TBD | 0.2% | 2487.9248 |  | 1891.6117 |  | 0.0022675 | IL TRM - 4.4.27 - CI-HVC-ERVE-V04-200101 | IL TRM - 4.4.27 - CI-HVC-ERVE-V04-200101 | IL TRM - 4.4.27 - CI-HVC-ERVE-V04-200101 | None | None | None | None | None | None | None | None | None | None | None | None | None | None | None | None | None | None | None | None | None | None | None | None | None | None | None | None | None | None | None | HRV installed | HRV installed | HRV installed | HRV installed | HRV installed | HRV installed | HRV installed | HRV installed | HRV installed | HRV installed | HRV installed | HRV installed | HRV installed | HRV installed | HRV installed | HRV installed | HRV installed | HRV installed | HRV installed | HRV installed | HRV installed | HRV installed | HRV installed | HRV installed | HRV installed | HRV installed | HRV installed | HRV installed | HRV installed | HRV installed | HRV installed | 0.28 | 0.28 | 0.28 | 0.28 | 0.28 | 0.28 | 0.28 | 0.28 | 0.28 | 0.28 | 0.28 | 0.28 | 0.28 | 0.28 | 0.28 | 0.28 | 0.28 | 0.28 | 0.28 | 0.28 | 0.28 | 0.28 | 0.28 | 0.28 | 0.28 | 0.28 | 0.28 | 0.28 | 0.28 | 0.28 | 0.28 | 0 | 0 | 0 | 0 | 0 | 0.012166 | 0.011798 | 0.011527 | 0.011318 | 0.011148 | 0.011008 | 0.010843 | 0.010667 | 0.010488 | 0.010312 | 0.01015 | 0.010002 | 0.0099578 | 0.0098607 | 0.009789 | 0.0097385 | 0.0097003 | 0.0096878 | 0.0096906 | 0.0097029 | 0.0097206 | 0.0097379 | 0.0097553 | 0 | 0 | 0 | 0.0012153 | 0.0013964 | 0.0015769 | 0.0017558 | 0.0019339 | 0.0021118 | 0.0022767 | 0.0024325 | 0.002581 | 0.0027206 | 0.0028588 | 0.0029937 | 0.0031563 | 0.0032987 | 0.0034452 | 0.0035971 | 0.0037514 | 0.0039141 | 0.0040821 | 0.0042539 | 0.0018648 | 0.0020446 | 0.0022246 | 0 | 0 | 0 | 0.0012153 | 0.002575 | 0.0040928 | 0.0057742 | 0.0076213 | 0.0096376 | 0.01177 | 0.014011 | 0.016358 | 0.018803 | 0.021366 | 0.024048 | 0.027099 | 0.030133 | 0.033359 | 0.035812 | 0.038274 | 0.040814 | 0.043405 | 0.04603 | 0.046114 | 0.046196 | 0.046279 | 0 | 0 | 0 | 99.8994 | 118.3536 | 136.7976 | 155.1328 | 173.478 | 191.8383 | 209.9655 | 228.0431 | 246.084 | 263.8384 | 281.6607 | 299.3129 | 316.9675 | 334.5332 | 351.9422 | 369.3719 | 386.7294 | 404.0195 | 421.2465 | 438.415 | 191.8383 | 209.9655 | 228.0431 | 246.084 | 263.8384 | 281.6607 | 99.8994 | 218.253 | 355.0506 | 510.1834 | 683.6614 | 875.4997 | 1085.4651 | 1313.5082 | 1559.5922 | 1823.4307 | 2105.0914 | 2404.4043 | 2721.3718 | 3055.905 | 3407.8472 | 3677.3197 | 3945.6955 | 4212.9174 | 4479.0311 | 4743.9682 | 4743.9682 | 4743.9682 | 4743.9682 | 4743.9682 | 4743.9682 | 4743.9682 | 0.0010557 | 0.0012296 | 0.0014008 | 0.0015683 | 0.001733 | 0.0018955 | 0.002047 | 0.0021904 | 0.0023271 | 0.0024557 | 0.0025825 | 0.0027062 | 0.0028311 | 0.0029425 | 0.0030588 | 0.0031813 | 0.0033079 | 0.0034435 | 0.0035837 | 0.0037273 | 0.0016313 | 0.0017863 | 0.0019416 | 0 | 0 | 0 | 0.0010557 | 0.0022675 | 0.0036358 | 0.0051577 | 0.0068296 | 0.0086505 | 0.010582 | 0.012616 | 0.014749 | 0.016971 | 0.019302 | 0.021739 | 0.024306 | 0.026879 | 0.029618 | 0.031672 | 0.03375 | 0.035907 | 0.038104 | 0.040332 | 0.040341 | 0.04036 | 0.040391 | 0 | 0 | 0 | 84.9145 | 100.6005 | 116.2779 | 131.8629 | 147.4563 | 163.0626 | 178.4706 | 193.8366 | 209.1714 | 224.2627 | 239.4116 | 254.416 | 269.4224 | 284.3532 | 299.1509 | 313.9661 | 328.72 | 343.4166 | 358.0596 | 372.6528 | 163.0626 | 178.4706 | 193.8366 | 209.1714 | 224.2627 | 239.4116 | 84.9145 | 185.5151 | 301.793 | 433.6559 | 581.1122 | 744.1747 | 922.6454 | 1116.482 | 1325.6534 | 1549.9161 | 1789.3277 | 2043.7437 | 2313.166 | 2597.5193 | 2896.6701 | 3125.7217 | 3353.8412 | 3580.9798 | 3807.1764 | 4032.373 | 4032.373 | 4032.373 | 4032.373 | 4032.373 | 4032.373 | 4032.373 | 0 | 0 | 0 | 0 | 0 | 0 | 0 | 0 | 0 | 0 | 0 | 0 | 0 | 0 | 0 | 0 | 0 | 0 | 0 | 0 | 0 | 0 | 0 | 0 | 0 | 0 | 0 | 0 | 0 | 0 | 0 | 0 | 0 | 0 | 0 | 0 | 0 | 0 | 0 | 0 | 0 | 0 | 0 | 0 | 0 | 0 | 0 | 0 | 0 | 0 | 0 | 0 | 0 | 0 | 0 | 0 | 0 | 0 | 0 | 0 | 0 | 0 | 0 | 0 | 0 | 0 | 0 | 0 | 0 | 0 | 0 | 0 | 0 | 0 | 0 | 0 | 0 | 0 | 0 | 0 | 0 | 0 | 0 | 0 | 0 | 0 | 0 | 0 | 0 | 0 | 0 | 0 | 0 | 0 | 0 | 0 | 0 | 0 | 0 | 0 | 0 | 0 | 0 | 0 | 0 | 0 | 0 | 0 | 0 | 0 | 0 | 0 | 0 | 0 | 0 | 0 | 0 | 0 | 0 | 0 | 0 | 0 | 0 | 0 | 0 | 0 | 0 | 0 | 0 | 0 | 0 | 0 | 0 | 0 | 0 | 0 | 0 | 0 | 0 | 0 | 0 | 0 | 0 | 0 | 0 | 0 | 0 | 0 | 0 | 0 | 0 | 0 | 0 | 0 | 0 | 0 | 0 | 0 | 0 | 0 | 0 | 0 | 0 | 0 | 0 | 0 | 0 | 0 | 0 | 0 | 0 | 0 | 0 | 0 | 0 | 0 | 0 | 0 | 0 | 0 | 0 | 0 | 0 | 0 | 0 | 0 | 0 | 0 | 0 | 0 | 0 | 0 | 0 | 0 | 0 | 0 | 0 | 0 | 0 | 0 | 0 | 0 | 0 | 0 | 0 | 0 | 0 | 0 | 2355.083 | 2385.9065 | 2408.918 | 2426.6685 | 2440.8591 | 2452.4661 | 2466.1852 | 2480.7518 | 2495.2875 | 2509.5065 | 2520.7931 | 2529.7575 | 2536.9287 | 2548.3739 | 2556.8434 | 2563.0002 | 2567.8406 | 2567.8406 | 2567.8406 | 2567.8406 | 2567.8406 | 2567.8406 | 2567.8406 | 0 | 0 | 0 | 1790.6098 | 1814.0455 | 1831.5415 | 1845.0375 | 1855.8269 | 1864.6519 | 1875.0827 | 1886.1579 | 1897.2097 | 1908.0207 | 1916.6021 | 1923.4179 | 1928.8702 | 1937.5722 | 1944.0117 | 1948.6928 | 1952.3731 | 1952.3731 | 1952.3731 | 1952.3731 | 1952.3731 | 1952.3731 | 1952.3731 | 0 | 0 | 0
WA_Industrial_Other Industrial_New_Space Heating_Natural Gas_Thermostat - Programmable_A | WA | Industrial | Other Industrial | New | Space Heating | Natural Gas | Thermostat - Programmable | A | IM702 | Manual control | Programmable thermostat installed | 11 | 0.0063128 | 0 | 0 | 0.17 | 0.01 | 0 | 0 | 0.0859 |  | sqft | 25% | 40% | Retrofit | RetroEven20 | 76.5% | TBD | 0.2% | 4632.5491 |  | 2886.2281 |  | 0.0033786 | IL TRM - 4.4.48 - CI-HVC-THST-V02-210101 | IL TRM - 4.4.48 - CI-HVC-THST-V02-210101 | BEST | Manual control | Manual control | Manual control | Manual control | Manual control | Manual control | Manual control | Manual control | Manual control | Manual control | Manual control | Manual control | Manual control | Manual control | Manual control | Manual control | Manual control | Manual control | Manual control | Manual control | Manual control | Manual control | Manual control | Manual control | Manual control | Manual control | Manual control | Manual control | Manual control | Manual control | Manual control | Programmable thermostat installed | Programmable thermostat installed | Programmable thermostat installed | Programmable thermostat installed | Programmable thermostat installed | Programmable thermostat installed | Programmable thermostat installed | Programmable thermostat installed | Programmable thermostat installed | Programmable thermostat installed | Programmable thermostat installed | Programmable thermostat installed | Programmable thermostat installed | Programmable thermostat installed | Programmable thermostat installed | Programmable thermostat installed | Programmable thermostat installed | Programmable thermostat installed | Programmable thermostat installed | Programmable thermostat installed | Programmable thermostat installed | Programmable thermostat installed | Programmable thermostat installed | Programmable thermostat installed | Programmable thermostat installed | Programmable thermostat installed | Programmable thermostat installed | Programmable thermostat installed | Programmable thermostat installed | Programmable thermostat installed | Programmable thermostat installed | 0.17 | 0.17 | 0.17 | 0.17 | 0.17 | 0.17 | 0.17 | 0.17 | 0.17 | 0.17 | 0.17 | 0.17 | 0.17 | 0.17 | 0.17 | 0.17 | 0.17 | 0.17 | 0.17 | 0.17 | 0.17 | 0.17 | 0.17 | 0.17 | 0.17 | 0.17 | 0.17 | 0.17 | 0.17 | 0.17 | 0.17 | 0 | 0 | 0 | 0 | 0 | 0.0060428 | 0.0058596 | 0.0057244 | 0.0056198 | 0.0055348 | 0.005465 | 0.0053826 | 0.0052945 | 0.0052056 | 0.0051174 | 0.0050366 | 0.0049628 | 0.0049406 | 0.004892 | 0.004856 | 0.0048308 | 0.0048116 | 0.0048053 | 0.0048065 | 0.0048125 | 0.0048216 | 0.0048304 | 0.0048393 | 0 | 0 | 0 | 0.001811 | 0.0020805 | 0.0023492 | 0.0026154 | 0.0028805 | 0.0031452 | 0.0033905 | 0.0036221 | 0.003843 | 0.0040505 | 0.0042558 | 0.0044563 | 0.004698 | 0.0049096 | 0.0051271 | 0.0053531 | 0.0055824 | 0.0058243 | 0.0060742 | 0.0063296 | 0.0038164 | 0.0040816 | 0.0043454 | 0 | 0 | 0 | 0.001811 | 0.0038366 | 0.0060973 | 0.0086014 | 0.011352 | 0.014354 | 0.017528 | 0.020863 | 0.024356 | 0.027994 | 0.031808 | 0.03431 | 0.0371 | 0.039638 | 0.042213 | 0.044833 | 0.047468 | 0.050203 | 0.053002 | 0.055845 | 0.05595 | 0.056053 | 0.056156 | 0 | 0 | 0 | 299.6983 | 355.0607 | 410.3928 | 465.3985 | 520.4339 | 575.5149 | 629.8964 | 684.1293 | 738.252 | 791.5153 | 844.982 | 897.9388 | 950.9025 | 1003.5996 | 1055.8267 | 1108.1156 | 1160.1883 | 1212.0584 | 1263.7396 | 1315.2451 | 791.5153 | 844.982 | 897.9388 | 950.9025 | 1003.5996 | 1055.8267 | 299.6983 | 654.759 | 1065.1518 | 1530.5502 | 2050.9842 | 2626.4991 | 3256.3954 | 3940.5247 | 4678.7767 | 5470.2921 | 6315.2741 | 6913.5146 | 7509.3564 | 8102.5632 | 8692.9914 | 9280.6731 | 9865.3465 | 10447.5085 | 11027.1189 | 11604.112 | 11604.112 | 11604.112 | 11604.112 | 11604.112 | 11604.112 | 11604.112 | 0.0015732 | 0.0018321 | 0.0020871 | 0.0023364 | 0.0025815 | 0.0028233 | 0.0030487 | 0.0032621 | 0.0034655 | 0.0036566 | 0.0038453 | 0.0040291 | 0.0042147 | 0.0043803 | 0.0045531 | 0.0047354 | 0.0049236 | 0.0051253 | 0.0053338 | 0.0055475 | 0.0033394 | 0.0035668 | 0.0037934 | 0 | 0 | 0 | 0.0015732 | 0.0033786 | 0.0054169 | 0.0076837 | 0.010173 | 0.012885 | 0.015761 | 0.018789 | 0.021963 | 0.025271 | 0.028739 | 0.031022 | 0.033284 | 0.035364 | 0.037487 | 0.039659 | 0.041866 | 0.044178 | 0.046541 | 0.048944 | 0.048957 | 0.048983 | 0.049022 | 0 | 0 | 0 | 254.7436 | 301.8016 | 348.8338 | 395.5887 | 442.3688 | 489.1877 | 535.4119 | 581.5099 | 627.5142 | 672.788 | 718.2347 | 763.248 | 808.2671 | 853.0597 | 897.4527 | 941.8982 | 986.16 | 1030.2497 | 1074.1787 | 1117.9584 | 672.788 | 718.2347 | 763.248 | 808.2671 | 853.0597 | 897.4527 | 254.7436 | 556.5452 | 905.379 | 1300.9677 | 1743.3365 | 2232.5242 | 2767.9361 | 3349.446 | 3976.9602 | 4649.7482 | 5367.983 | 5876.4874 | 6382.9529 | 6887.1788 | 7389.0427 | 7888.5721 | 8385.5445 | 8880.3823 | 9373.0511 | 9863.4952 | 9863.4952 | 9863.4952 | 9863.4952 | 9863.4952 | 9863.4952 | 9863.4952 | 0 | 0 | 0 | 0 | 0 | 0 | 0 | 0 | 0 | 0 | 0 | 0 | 0 | 0 | 0 | 0 | 0 | 0 | 0 | 0 | 0 | 0 | 0 | 0 | 0 | 0 | 0 | 0 | 0 | 0 | 0 | 0 | 0 | 0 | 0 | 0 | 0 | 0 | 0 | 0 | 0 | 0 | 0 | 0 | 0 | 0 | 0 | 0 | 0 | 0 | 0 | 0 | 0 | 0 | 0 | 0 | 0 | 0 | 0 | 0 | 0 | 0 | 0 | 0 | 0 | 0 | 0 | 0 | 0 | 0 | 0 | 0 | 0 | 0 | 0 | 0 | 0 | 0 | 0 | 0 | 0 | 0 | 0 | 0 | 0 | 0 | 0 | 0 | 0 | 0 | 0 | 0 | 0 | 0 | 0 | 0 | 0 | 0 | 0 | 0 | 0 | 0 | 0 | 0 | 0 | 0 | 0 | 0 | 0 | 0 | 0 | 0 | 0 | 0 | 0 | 0 | 0 | 0 | 0 | 0 | 0 | 0 | 0 | 0 | 0 | 0 | 0 | 0 | 0 | 0 | 0 | 0 | 0 | 0 | 0 | 0 | 0 | 0 | 0 | 0 | 0 | 0 | 0 | 0 | 0 | 0 | 0 | 0 | 0 | 0 | 0 | 0 | 0 | 0 | 0 | 0 | 0 | 0 | 0 | 0 | 0 | 0 | 0 | 0 | 0 | 0 | 0 | 0 | 0 | 0 | 0 | 0 | 0 | 0 | 0 | 0 | 0 | 0 | 0 | 0 | 0 | 0 | 0 | 0 | 0 | 0 | 0 | 0 | 0 | 0 | 0 | 0 | 0 | 0 | 0 | 0 | 0 | 0 | 0 | 0 | 0 | 0 | 0 | 0 | 0 | 0 | 0 | 0 | 4385.1958 | 4442.5897 | 4485.4375 | 4518.4891 | 4544.9122 | 4566.5246 | 4592.0697 | 4619.1928 | 4646.2585 | 4672.7346 | 4693.7504 | 4710.4422 | 4723.7951 | 4745.1062 | 4760.8765 | 4772.3405 | 4781.3534 | 4781.3534 | 4781.3534 | 4781.3534 | 4781.3534 | 4781.3534 | 4781.3534 | 0 | 0 | 0 | 2732.119 | 2767.8773 | 2794.5728 | 2815.1651 | 2831.6275 | 2845.0927 | 2861.0081 | 2877.9067 | 2894.7695 | 2911.2649 | 2924.3585 | 2934.758 | 2943.0773 | 2956.3548 | 2966.1802 | 2973.3226 | 2978.938 | 2978.938 | 2978.938 | 2978.938 | 2978.938 | 2978.938 | 2978.938 | 0 | 0 | 0
WA_Industrial_Other Industrial_New_Space Heating_Natural Gas_ENERGY STAR Connected Thermostat_A | WA | Industrial | Other Industrial | New | Space Heating | Natural Gas | ENERGY STAR Connected Thermostat | A | IM703 | Manual control | Wi-Fi/interactive thermostat installed | 5 | 0.01486 | 0 | 0 | 0.39 | 0.01 | 0 | 0 | 0.1927 |  | sqft | 5% | 20% | Retrofit | RetroEven20 | 76.5% | TBD | 0.2% | 6790.6546 |  | 5388.4928 |  | 0.007944 | ComConnectedThermostats_v1_1 | ComConnectedThermostats_v1_1 | ComConnectedThermostats_v1_1 | Manual control | Manual control | Manual control | Manual control | Manual control | Manual control | Manual control | Manual control | Manual control | Manual control | Manual control | Manual control | Manual control | Manual control | Manual control | Manual control | Manual control | Manual control | Manual control | Manual control | Manual control | Manual control | Manual control | Manual control | Manual control | Manual control | Manual control | Manual control | Manual control | Manual control | Manual control | Wi-Fi/interactive thermostat installed | Wi-Fi/interactive thermostat installed | Wi-Fi/interactive thermostat installed | Wi-Fi/interactive thermostat installed | Wi-Fi/interactive thermostat installed | Wi-Fi/interactive thermostat installed | Wi-Fi/interactive thermostat installed | Wi-Fi/interactive thermostat installed | Wi-Fi/interactive thermostat installed | Wi-Fi/interactive thermostat installed | Wi-Fi/interactive thermostat installed | Wi-Fi/interactive thermostat installed | Wi-Fi/interactive thermostat installed | Wi-Fi/interactive thermostat installed | Wi-Fi/interactive thermostat installed | Wi-Fi/interactive thermostat installed | Wi-Fi/interactive thermostat installed | Wi-Fi/interactive thermostat installed | Wi-Fi/interactive thermostat installed | Wi-Fi/interactive thermostat installed | Wi-Fi/interactive thermostat installed | Wi-Fi/interactive thermostat installed | Wi-Fi/interactive thermostat installed | Wi-Fi/interactive thermostat installed | Wi-Fi/interactive thermostat installed | Wi-Fi/interactive thermostat installed | Wi-Fi/interactive thermostat installed | Wi-Fi/interactive thermostat installed | Wi-Fi/interactive thermostat installed | Wi-Fi/interactive thermostat installed | Wi-Fi/interactive thermostat installed | 0.39 | 0.39 | 0.39 | 0.39 | 0.39 | 0.39 | 0.39 | 0.39 | 0.39 | 0.39 | 0.39 | 0.39 | 0.39 | 0.39 | 0.39 | 0.39 | 0.39 | 0.39 | 0.39 | 0.39 | 0.39 | 0.39 | 0.39 | 0.39 | 0.39 | 0.39 | 0.39 | 0.39 | 0.39 | 0.39 | 0.39 | 0 | 0 | 0 | 0 | 0 | 0.014214 | 0.013775 | 0.013449 | 0.013197 | 0.012991 | 0.012821 | 0.012622 | 0.01241 | 0.012196 | 0.011985 | 0.011793 | 0.011618 | 0.011564 | 0.011449 | 0.011364 | 0.011304 | 0.011258 | 0.011243 | 0.011245 | 0.011258 | 0.011282 | 0.011305 | 0.011328 | 0 | 0 | 0 | 0.00426 | 0.0048909 | 0.0055195 | 0.0061417 | 0.0067609 | 0.0073787 | 0.0079505 | 0.00849 | 0.0090039 | 0.009486 | 0.0099645 | 0.010432 | 0.010997 | 0.011491 | 0.011998 | 0.012526 | 0.013062 | 0.013627 | 0.01421 | 0.014807 | 0.012502 | 0.013116 | 0.01373 | 0 | 0 | 0 | 0.00426 | 0.0090191 | 0.014326 | 0.020198 | 0.026644 | 0.029832 | 0.032838 | 0.035683 | 0.038396 | 0.040979 | 0.0435 | 0.04597 | 0.048843 | 0.051396 | 0.054016 | 0.056705 | 0.059428 | 0.062281 | 0.065218 | 0.068215 | 0.06836 | 0.068501 | 0.068641 | 0 | 0 | 0 | 299.6983 | 355.0607 | 410.3928 | 465.3985 | 520.4339 | 575.5149 | 629.8964 | 684.1293 | 738.252 | 791.5153 | 844.982 | 897.9388 | 950.9025 | 1003.5996 | 1055.8267 | 1108.1156 | 1160.1883 | 1212.0584 | 1263.7396 | 1315.2451 | 1108.1156 | 1160.1883 | 1212.0584 | 1263.7396 | 1315.2451 | 1108.1156 | 299.6983 | 654.759 | 1065.1518 | 1530.5502 | 2050.9842 | 2326.8007 | 2601.6364 | 2875.3729 | 3148.2265 | 3419.3079 | 3688.775 | 3956.8175 | 4223.5907 | 4488.9383 | 4753.2496 | 5016.3832 | 5278.6326 | 5539.7886 | 5799.9286 | 6059.347 | 6059.347 | 6059.347 | 6059.347 | 6059.347 | 6059.347 | 6059.347 | 0.003701 | 0.0043079 | 0.0049049 | 0.0054885 | 0.0060617 | 0.0066269 | 0.0071533 | 0.007651 | 0.0081251 | 0.0085701 | 0.0090105 | 0.0094401 | 0.0098738 | 0.010261 | 0.010664 | 0.011091 | 0.011531 | 0.012002 | 0.01249 | 0.012989 | 0.010949 | 0.011472 | 0.011996 | 0 | 0 | 0 | 0.003701 | 0.007944 | 0.01273 | 0.01805 | 0.023889 | 0.026793 | 0.029545 | 0.032157 | 0.034649 | 0.037022 | 0.039335 | 0.041598 | 0.043856 | 0.045895 | 0.048011 | 0.050207 | 0.052462 | 0.054857 | 0.057321 | 0.059842 | 0.05987 | 0.059913 | 0.059971 | 0 | 0 | 0 | 254.7436 | 301.8016 | 348.8338 | 395.5887 | 442.3688 | 489.1877 | 535.4119 | 581.5099 | 627.5142 | 672.788 | 718.2347 | 763.248 | 808.2671 | 853.0597 | 897.4527 | 941.8982 | 986.16 | 1030.2497 | 1074.1787 | 1117.9584 | 941.8982 | 986.16 | 1030.2497 | 1074.1787 | 1117.9584 | 941.8982 | 254.7436 | 556.5452 | 905.379 | 1300.9677 | 1743.3365 | 1977.7806 | 2211.3909 | 2444.067 | 2675.9925 | 2906.4117 | 3135.4588 | 3363.2949 | 3590.0521 | 3815.5976 | 4040.2622 | 4263.9257 | 4486.8377 | 4708.8203 | 4929.9393 | 5150.445 | 5150.445 | 5150.445 | 5150.445 | 5150.445 | 5150.445 | 5150.445 | 0 | 0 | 0 | 0 | 0 | 0 | 0 | 0 | 0 | 0 | 0 | 0 | 0 | 0 | 0 | 0 | 0 | 0 | 0 | 0 | 0 | 0 | 0 | 0 | 0 | 0 | 0 | 0 | 0 | 0 | 0 | 0 | 0 | 0 | 0 | 0 | 0 | 0 | 0 | 0 | 0 | 0 | 0 | 0 | 0 | 0 | 0 | 0 | 0 | 0 | 0 | 0 | 0 | 0 | 0 | 0 | 0 | 0 | 0 | 0 | 0 | 0 | 0 | 0 | 0 | 0 | 0 | 0 | 0 | 0 | 0 | 0 | 0 | 0 | 0 | 0 | 0 | 0 | 0 | 0 | 0 | 0 | 0 | 0 | 0 | 0 | 0 | 0 | 0 | 0 | 0 | 0 | 0 | 0 | 0 | 0 | 0 | 0 | 0 | 0 | 0 | 0 | 0 | 0 | 0 | 0 | 0 | 0 | 0 | 0 | 0 | 0 | 0 | 0 | 0 | 0 | 0 | 0 | 0 | 0 | 0 | 0 | 0 | 0 | 0 | 0 | 0 | 0 | 0 | 0 | 0 | 0 | 0 | 0 | 0 | 0 | 0 | 0 | 0 | 0 | 0 | 0 | 0 | 0 | 0 | 0 | 0 | 0 | 0 | 0 | 0 | 0 | 0 | 0 | 0 | 0 | 0 | 0 | 0 | 0 | 0 | 0 | 0 | 0 | 0 | 0 | 0 | 0 | 0 | 0 | 0 | 0 | 0 | 0 | 0 | 0 | 0 | 0 | 0 | 0 | 0 | 0 | 0 | 0 | 0 | 0 | 0 | 0 | 0 | 0 | 0 | 0 | 0 | 0 | 0 | 0 | 0 | 0 | 0 | 0 | 0 | 0 | 0 | 0 | 0 | 0 | 0 | 0 | 6428.0701 | 6512.2014 | 6575.01 | 6623.459 | 6662.1915 | 6693.8722 | 6731.3176 | 6771.0763 | 6810.7507 | 6849.5608 | 6880.3669 | 6904.8348 | 6924.4082 | 6955.6472 | 6978.7642 | 6995.5688 | 7008.7805 | 7008.7805 | 7008.7805 | 7008.7805 | 7008.7805 | 7008.7805 | 7008.7805 | 0 | 0 | 0 | 5100.7762 | 5167.5357 | 5217.3754 | 5255.8205 | 5286.5553 | 5311.6944 | 5341.408 | 5372.9571 | 5404.4394 | 5435.2358 | 5459.681 | 5479.0966 | 5494.6284 | 5519.4171 | 5537.7608 | 5551.0955 | 5561.5792 | 5561.5792 | 5561.5792 | 5561.5792 | 5561.5792 | 5561.5792 | 5561.5792 | 0 | 0 | 0
WA_Industrial_Other Industrial_New_Space Heating_Natural Gas_Destratification Fans (HVLS)_A | WA | Industrial | Other Industrial | New | Space Heating | Natural Gas | Destratification Fans (HVLS) | A | IM704 | None/Standard ventilation | Fans installed | 10 | 0.01486 | 0 | 0 | 0.6 | 0.01 | 0 | 0 | 0.2991 |  | sqft | 15% | 30% | Retrofit | RetroEven20 | 76.5% | TBD | 0.2% | 6593.3661 |  | 4653.9208 |  | 0.0079506 | IL TRM - 4.4.34 - CI-HVC-DSFN-V05-210101 | IL TRM - 4.4.34 - CI-HVC-DSFN-V05-210101 | IL TRM - 4.4.34 - CI-HVC-DSFN-V05-210101 | None/Standard ventilation | None/Standard ventilation | None/Standard ventilation | None/Standard ventilation | None/Standard ventilation | None/Standard ventilation | None/Standard ventilation | None/Standard ventilation | None/Standard ventilation | None/Standard ventilation | None/Standard ventilation | None/Standard ventilation | None/Standard ventilation | None/Standard ventilation | None/Standard ventilation | None/Standard ventilation | None/Standard ventilation | None/Standard ventilation | None/Standard ventilation | None/Standard ventilation | None/Standard ventilation | None/Standard ventilation | None/Standard ventilation | None/Standard ventilation | None/Standard ventilation | None/Standard ventilation | None/Standard ventilation | None/Standard ventilation | None/Standard ventilation | None/Standard ventilation | None/Standard ventilation | Fans installed | Fans installed | Fans installed | Fans installed | Fans installed | Fans installed | Fans installed | Fans installed | Fans installed | Fans installed | Fans installed | Fans installed | Fans installed | Fans installed | Fans installed | Fans installed | Fans installed | Fans installed | Fans installed | Fans installed | Fans installed | Fans installed | Fans installed | Fans installed | Fans installed | Fans installed | Fans installed | Fans installed | Fans installed | Fans installed | Fans installed | 0.6 | 0.6 | 0.6 | 0.6 | 0.6 | 0.6 | 0.6 | 0.6 | 0.6 | 0.6 | 0.6 | 0.6 | 0.6 | 0.6 | 0.6 | 0.6 | 0.6 | 0.6 | 0.6 | 0.6 | 0.6 | 0.6 | 0.6 | 0.6 | 0.6 | 0.6 | 0.6 | 0.6 | 0.6 | 0.6 | 0.6 | 0 | 0 | 0 | 0 | 0 | 0.014222 | 0.013788 | 0.013468 | 0.013219 | 0.013018 | 0.012852 | 0.012656 | 0.012447 | 0.012237 | 0.012028 | 0.011837 | 0.011663 | 0.01161 | 0.011495 | 0.01141 | 0.011351 | 0.011305 | 0.01129 | 0.011293 | 0.011306 | 0.011329 | 0.01135 | 0.011372 | 0 | 0 | 0 | 0.0042622 | 0.0048956 | 0.005527 | 0.0061523 | 0.0067748 | 0.0073963 | 0.0079721 | 0.0085157 | 0.0090338 | 0.0095204 | 0.010002 | 0.010472 | 0.01104 | 0.011537 | 0.012047 | 0.012578 | 0.013116 | 0.013684 | 0.014271 | 0.014871 | 0.0095725 | 0.010192 | 0.010814 | 0 | 0 | 0 | 0.0042622 | 0.0090278 | 0.014345 | 0.020233 | 0.026699 | 0.033755 | 0.041213 | 0.04905 | 0.057253 | 0.065797 | 0.071204 | 0.076488 | 0.082417 | 0.087791 | 0.093251 | 0.098809 | 0.10441 | 0.11023 | 0.11619 | 0.12225 | 0.12249 | 0.12273 | 0.12296 | 0 | 0 | 0 | 299.6983 | 355.0607 | 410.3928 | 465.3985 | 520.4339 | 575.5149 | 629.8964 | 684.1293 | 738.252 | 791.5153 | 844.982 | 897.9388 | 950.9025 | 1003.5996 | 1055.8267 | 1108.1156 | 1160.1883 | 1212.0584 | 1263.7396 | 1315.2451 | 844.982 | 897.9388 | 950.9025 | 1003.5996 | 1055.8267 | 1108.1156 | 299.6983 | 654.759 | 1065.1518 | 1530.5502 | 2050.9842 | 2626.4991 | 3256.3954 | 3940.5247 | 4678.7767 | 5470.2921 | 6015.5758 | 6558.4539 | 7098.9636 | 7637.1648 | 8172.5575 | 8705.1582 | 9235.4501 | 9763.3793 | 10288.8669 | 10812.5967 | 10812.5967 | 10812.5967 | 10812.5967 | 10812.5967 | 10812.5967 | 10812.5967 | 0.0037026 | 0.0043114 | 0.0049106 | 0.0054965 | 0.0060724 | 0.0066404 | 0.0071698 | 0.0076707 | 0.0081481 | 0.0085965 | 0.0090391 | 0.0094709 | 0.0099067 | 0.010296 | 0.010701 | 0.011129 | 0.011572 | 0.012045 | 0.012535 | 0.013037 | 0.0083785 | 0.0089087 | 0.0094422 | 0 | 0 | 0 | 0.0037026 | 0.0079506 | 0.012745 | 0.018076 | 0.023931 | 0.030305 | 0.037066 | 0.044182 | 0.05164 | 0.059412 | 0.064351 | 0.069174 | 0.073958 | 0.078347 | 0.082833 | 0.087431 | 0.092114 | 0.097029 | 0.10206 | 0.10718 | 0.10721 | 0.10728 | 0.10737 | 0 | 0 | 0 | 254.7436 | 301.8016 | 348.8338 | 395.5887 | 442.3688 | 489.1877 | 535.4119 | 581.5099 | 627.5142 | 672.788 | 718.2347 | 763.248 | 808.2671 | 853.0597 | 897.4527 | 941.8982 | 986.16 | 1030.2497 | 1074.1787 | 1117.9584 | 718.2347 | 763.248 | 808.2671 | 853.0597 | 897.4527 | 941.8982 | 254.7436 | 556.5452 | 905.379 | 1300.9677 | 1743.3365 | 2232.5242 | 2767.9361 | 3349.446 | 3976.9602 | 4649.7482 | 5113.2394 | 5574.6858 | 6034.1191 | 6491.5901 | 6946.6739 | 7399.3845 | 7850.1326 | 8298.8724 | 8745.5368 | 9190.7072 | 9190.7072 | 9190.7072 | 9190.7072 | 9190.7072 | 9190.7072 | 9190.7072 | 0 | 0 | 0 | 0 | 0 | 0 | 0 | 0 | 0 | 0 | 0 | 0 | 0 | 0 | 0 | 0 | 0 | 0 | 0 | 0 | 0 | 0 | 0 | 0 | 0 | 0 | 0 | 0 | 0 | 0 | 0 | 0 | 0 | 0 | 0 | 0 | 0 | 0 | 0 | 0 | 0 | 0 | 0 | 0 | 0 | 0 | 0 | 0 | 0 | 0 | 0 | 0 | 0 | 0 | 0 | 0 | 0 | 0 | 0 | 0 | 0 | 0 | 0 | 0 | 0 | 0 | 0 | 0 | 0 | 0 | 0 | 0 | 0 | 0 | 0 | 0 | 0 | 0 | 0 | 0 | 0 | 0 | 0 | 0 | 0 | 0 | 0 | 0 | 0 | 0 | 0 | 0 | 0 | 0 | 0 | 0 | 0 | 0 | 0 | 0 | 0 | 0 | 0 | 0 | 0 | 0 | 0 | 0 | 0 | 0 | 0 | 0 | 0 | 0 | 0 | 0 | 0 | 0 | 0 | 0 | 0 | 0 | 0 | 0 | 0 | 0 | 0 | 0 | 0 | 0 | 0 | 0 | 0 | 0 | 0 | 0 | 0 | 0 | 0 | 0 | 0 | 0 | 0 | 0 | 0 | 0 | 0 | 0 | 0 | 0 | 0 | 0 | 0 | 0 | 0 | 0 | 0 | 0 | 0 | 0 | 0 | 0 | 0 | 0 | 0 | 0 | 0 | 0 | 0 | 0 | 0 | 0 | 0 | 0 | 0 | 0 | 0 | 0 | 0 | 0 | 0 | 0 | 0 | 0 | 0 | 0 | 0 | 0 | 0 | 0 | 0 | 0 | 0 | 0 | 0 | 0 | 0 | 0 | 0 | 0 | 0 | 0 | 0 | 0 | 0 | 0 | 0 | 0 | 6241.3158 | 6323.0028 | 6383.9866 | 6431.0281 | 6468.6352 | 6499.3955 | 6535.7531 | 6574.3566 | 6612.8784 | 6650.5609 | 6680.4721 | 6704.2291 | 6723.2338 | 6753.5652 | 6776.0106 | 6792.327 | 6805.1548 | 6805.1548 | 6805.1548 | 6805.1548 | 6805.1548 | 6805.1548 | 6805.1548 | 0 | 0 | 0 | 4405.4265 | 4463.0851 | 4506.1305 | 4539.3347 | 4565.8797 | 4587.5918 | 4613.2547 | 4640.503 | 4667.6935 | 4694.2917 | 4715.4045 | 4732.1733 | 4745.5878 | 4766.9972 | 4782.8403 | 4794.3571 | 4803.4116 | 4803.4116 | 4803.4116 | 4803.4116 | 4803.4116 | 4803.4116 | 4803.4116 | 0 | 0 | 0
WA_Industrial_Other Industrial_New_Space Heating_Natural Gas_Gas Boiler - Insulate Steam Lines/Condensate Tank_A | WA | Industrial | Other Industrial | New | Space Heating | Natural Gas | Gas Boiler - Insulate Steam Lines/Condensate Tank | A | IM705 | No insulation | Lines and condenstate tank insulated | 20 | 21.1315 | 0 | 0 | 141.68 | 0 | 0 | 0 | 70.839 |  | sqft | 30% | 35% | Retrofit | RetroEven20 | 76.5% | TBD | 0.2% | 764.6605 |  | 558.9742 |  | 0 | PGE Workpaper - SWWH017-01 | PGE Workpaper - SWWH017-01 | PGE Workpaper - SWWH017-01 | No insulation | No insulation | No insulation | No insulation | No insulation | No insulation | No insulation | No insulation | No insulation | No insulation | No insulation | No insulation | No insulation | No insulation | No insulation | No insulation | No insulation | No insulation | No insulation | No insulation | No insulation | No insulation | No insulation | No insulation | No insulation | No insulation | No insulation | No insulation | No insulation | No insulation | No insulation | Lines and condenstate tank insulated | Lines and condenstate tank insulated | Lines and condenstate tank insulated | Lines and condenstate tank insulated | Lines and condenstate tank insulated | Lines and condenstate tank insulated | Lines and condenstate tank insulated | Lines and condenstate tank insulated | Lines and condenstate tank insulated | Lines and condenstate tank insulated | Lines and condenstate tank insulated | Lines and condenstate tank insulated | Lines and condenstate tank insulated | Lines and condenstate tank insulated | Lines and condenstate tank insulated | Lines and condenstate tank insulated | Lines and condenstate tank insulated | Lines and condenstate tank insulated | Lines and condenstate tank insulated | Lines and condenstate tank insulated | Lines and condenstate tank insulated | Lines and condenstate tank insulated | Lines and condenstate tank insulated | Lines and condenstate tank insulated | Lines and condenstate tank insulated | Lines and condenstate tank insulated | Lines and condenstate tank insulated | Lines and condenstate tank insulated | Lines and condenstate tank insulated | Lines and condenstate tank insulated | Lines and condenstate tank insulated | 141.68 | 141.68 | 141.68 | 141.68 | 141.68 | 141.68 | 141.68 | 141.68 | 141.68 | 141.68 | 141.68 | 141.68 | 141.68 | 141.68 | 141.68 | 141.68 | 141.68 | 141.68 | 141.68 | 141.68 | 141.68 | 141.68 | 141.68 | 141.68 | 141.68 | 141.68 | 141.68 | 141.68 | 141.68 | 141.68 | 141.68 | 0 | 0 | 0 | 0 | 0 | 0 | 0 | 0 | 0 | 0 | 0 | 0 | 0 | 0 | 0 | 0 | 0 | 0 | 0 | 0 | 0 | 0 | 0 | 0 | 0 | 0 | 0 | 0 | 0 | 0 | 0 | 0 | 0 | 0 | 0 | 0 | 0 | 0 | 0 | 0 | 0 | 0 | 0 | 0 | 0 | 0 | 0 | 0 | 0 | 0 | 0 | 0 | 0 | 0 | 0 | 0 | 0 | 0 | 0 | 0 | 0 | 0 | 0 | 0 | 0 | 0 | 0 | 0 | 0 | 0 | 0 | 0 | 0 | 0 | 0 | 0 | 0 | 0 | 0 | 0 | 0 | 0 | 0 | 0 | 0 | 0 | 0 | 0 | 0 | 0 | 0 | 0 | 0 | 0 | 0 | 0 | 0 | 0 | 0 | 0 | 0 | 0 | 0 | 0 | 0 | 0 | 0 | 0 | 0 | 0 | 0 | 0 | 0 | 0 | 0 | 0 | 0 | 0 | 0 | 0 | 0 | 0 | 0 | 0 | 0 | 0 | 0 | 0 | 0 | 0 | 0 | 0 | 0 | 0 | 0 | 0 | 0 | 0 | 0 | 0 | 0 | 0 | 0 | 0 | 0 | 0 | 0 | 0 | 0 | 0 | 0 | 0 | 0 | 0 | 0 | 0 | 0 | 0 | 0 | 0 | 0 | 0 | 0 | 0 | 0 | 0 | 0 | 0 | 0 | 0 | 0 | 0 | 0 | 0 | 0 | 0 | 0 | 0 | 0 | 0 | 0 | 0 | 0 | 0 | 0 | 0 | 0 | 0 | 0 | 0 | 0 | 0 | 0 | 0 | 0 | 0 | 0 | 0 | 0 | 0 | 0 | 0 | 0 | 0 | 0 | 0 | 0 | 0 | 0 | 0 | 0 | 0 | 0 | 0 | 0 | 0 | 0 | 0 | 0 | 0 | 0 | 0 | 0 | 0 | 0 | 0 | 0 | 0 | 0 | 0 | 0 | 0 | 0 | 0 | 0 | 0 | 0 | 0 | 0 | 0 | 0 | 0 | 0 | 0 | 0 | 0 | 0 | 0 | 0 | 0 | 0 | 0 | 0 | 0 | 0 | 0 | 0 | 0 | 0 | 0 | 0 | 0 | 0 | 0 | 0 | 0 | 0 | 0 | 0 | 0 | 0 | 0 | 0 | 0 | 0 | 0 | 0 | 0 | 0 | 0 | 0 | 0 | 0 | 0 | 0 | 0 | 0 | 0 | 0 | 0 | 0 | 0 | 0 | 0 | 0 | 0 | 0 | 0 | 0 | 0 | 0 | 0 | 0 | 0 | 0 | 0 | 0 | 0 | 0 | 0 | 0 | 0 | 0 | 0 | 0 | 0 | 0 | 0 | 0 | 0 | 0 | 0 | 0 | 0 | 0 | 0 | 0 | 0 | 0 | 0 | 0 | 0 | 0 | 0 | 0 | 0 | 0 | 0 | 0 | 0 | 0 | 0 | 0 | 0 | 0 | 0 | 0 | 0 | 0 | 0 | 0 | 0 | 0 | 0 | 0 | 0 | 0 | 0 | 0 | 0 | 0 | 0 | 0 | 0 | 0 | 0 | 0 | 0 | 0 | 0 | 0 | 0 | 0 | 0 | 0 | 0 | 0 | 0 | 0 | 0 | 0 | 0 | 0 | 0 | 0 | 0 | 0 | 0 | 0 | 0 | 0 | 0 | 0 | 0 | 0 | 0 | 0 | 0 | 0 | 0 | 0 | 0 | 0 | 0 | 0 | 0 | 0 | 0 | 0 | 0 | 0 | 0 | 0 | 0 | 0 | 0 | 0 | 0 | 0 | 0 | 0 | 0 | 0 | 0 | 0 | 0 | 0 | 0 | 0 | 0 | 0 | 0 | 0 | 0 | 0 | 0 | 0 | 0 | 0 | 0 | 0 | 0 | 0 | 0 | 0 | 0 | 0 | 764.6605 | 764.6605 | 764.6605 | 764.6605 | 764.6605 | 764.6605 | 764.6605 | 764.6605 | 764.6605 | 764.6605 | 764.6605 | 764.6605 | 764.6605 | 764.6605 | 764.6605 | 764.6605 | 764.6605 | 764.6605 | 764.6605 | 764.6605 | 764.6605 | 764.6605 | 764.6605 | 764.6605 | 764.6605 | 764.6605 | 558.9742 | 558.9742 | 558.9742 | 558.9742 | 558.9742 | 558.9742 | 558.9742 | 558.9742 | 558.9742 | 558.9742 | 558.9742 | 558.9742 | 558.9742 | 558.9742 | 558.9742 | 558.9742 | 558.9742 | 558.9742 | 558.9742 | 558.9742 | 558.9742 | 558.9742 | 558.9742 | 558.9742 | 558.9742 | 558.9742
WA_Industrial_Other Industrial_New_Process_Natural Gas_Gas Boiler - Insulate Steam Lines/Condensate Tank_A | WA | Industrial | Other Industrial | New | Process | Natural Gas | Gas Boiler - Insulate Steam Lines/Condensate Tank | A | IM706 | No insulation | Lines and condenstate tank insulated | 20 | 16.8499 | 0 | 0 | 141.68 | 0 | 0 | 0 | 70.839 |  | sqft | 30% | 35% | Retrofit | RetroEven20 | 76.5% | TBD | 0.2% | 764.6605 |  | 558.9742 |  | 0.10176 | PGE Workpaper - SWWH017-01 | PGE Workpaper - SWWH017-01 | PGE Workpaper - SWWH017-01 | No insulation | No insulation | No insulation | No insulation | No insulation | No insulation | No insulation | No insulation | No insulation | No insulation | No insulation | No insulation | No insulation | No insulation | No insulation | No insulation | No insulation | No insulation | No insulation | No insulation | No insulation | No insulation | No insulation | No insulation | No insulation | No insulation | No insulation | No insulation | No insulation | No insulation | No insulation | Lines and condenstate tank insulated | Lines and condenstate tank insulated | Lines and condenstate tank insulated | Lines and condenstate tank insulated | Lines and condenstate tank insulated | Lines and condenstate tank insulated | Lines and condenstate tank insulated | Lines and condenstate tank insulated | Lines and condenstate tank insulated | Lines and condenstate tank insulated | Lines and condenstate tank insulated | Lines and condenstate tank insulated | Lines and condenstate tank insulated | Lines and condenstate tank insulated | Lines and condenstate tank insulated | Lines and condenstate tank insulated | Lines and condenstate tank insulated | Lines and condenstate tank insulated | Lines and condenstate tank insulated | Lines and condenstate tank insulated | Lines and condenstate tank insulated | Lines and condenstate tank insulated | Lines and condenstate tank insulated | Lines and condenstate tank insulated | Lines and condenstate tank insulated | Lines and condenstate tank insulated | Lines and condenstate tank insulated | Lines and condenstate tank insulated | Lines and condenstate tank insulated | Lines and condenstate tank insulated | Lines and condenstate tank insulated | 141.68 | 141.68 | 141.68 | 141.68 | 141.68 | 141.68 | 141.68 | 141.68 | 141.68 | 141.68 | 141.68 | 141.68 | 141.68 | 141.68 | 141.68 | 141.68 | 141.68 | 141.68 | 141.68 | 141.68 | 141.68 | 141.68 | 141.68 | 141.68 | 141.68 | 141.68 | 141.68 | 141.68 | 141.68 | 141.68 | 141.68 | 0 | 0 | 0 | 0 | 0 | 16.8099 | 16.776 | 16.7452 | 16.717 | 16.6896 | 16.6717 | 16.6558 | 16.6419 | 16.6303 | 16.621 | 16.6145 | 16.6106 | 16.6087 | 16.6081 | 16.608 | 16.6093 | 16.6103 | 16.611 | 16.6113 | 16.6113 | 16.6202 | 16.6285 | 16.6362 | 16.8499 | 16.8499 | 16.8499 | 0.054873 | 0.064878 | 0.074851 | 0.084741 | 0.094606 | 0.10451 | 0.11427 | 0.12401 | 0.13373 | 0.14329 | 0.15291 | 0.16246 | 0.17202 | 0.18155 | 0.19099 | 0.20047 | 0.2099 | 0.21929 | 0.22865 | 0.23797 | 0.054254 | 0.064308 | 0.074364 | 0.085414 | 0.095515 | 0.10562 | 0.054873 | 0.11964 | 0.19427 | 0.27869 | 0.37283 | 0.47694 | 0.59076 | 0.71428 | 0.8475 | 0.99032 | 1.1428 | 1.305 | 1.4769 | 1.6584 | 1.8494 | 2.05 | 2.26 | 2.4794 | 2.7081 | 2.9461 | 2.9477 | 2.9491 | 2.9505 | 0 | 0 | 0 | 3.2643 | 3.8673 | 4.47 | 5.0691 | 5.6686 | 6.2685 | 6.8608 | 7.4515 | 8.0411 | 8.6212 | 9.2036 | 9.7804 | 10.3572 | 10.9312 | 11.5001 | 12.0696 | 12.6368 | 13.2018 | 13.7647 | 14.3257 | 3.2643 | 3.8673 | 4.47 | 5.0691 | 5.6686 | 6.2685 | 3.2643 | 7.1316 | 11.6017 | 16.6708 | 22.3394 | 28.6079 | 35.4687 | 42.9203 | 50.9613 | 59.5825 | 68.7861 | 78.5664 | 88.9237 | 99.8549 | 111.355 | 123.4246 | 136.0614 | 149.2632 | 163.0278 | 177.3535 | 177.3535 | 177.3535 | 177.3535 | 177.3535 | 177.3535 | 177.3535 | 0.046659 | 0.055183 | 0.063683 | 0.072115 | 0.080531 | 0.088973 | 0.097301 | 0.1056 | 0.11389 | 0.12205 | 0.13025 | 0.13839 | 0.14653 | 0.15465 | 0.1627 | 0.17077 | 0.1788 | 0.1868 | 0.19477 | 0.20271 | 0.046211 | 0.05477 | 0.06333 | 0.072602 | 0.081188 | 0.08978 | 0.046659 | 0.10176 | 0.16529 | 0.23716 | 0.31736 | 0.40605 | 0.50302 | 0.60827 | 0.7218 | 0.84351 | 0.97348 | 1.1117 | 1.2581 | 1.4127 | 1.5754 | 1.7463 | 1.9252 | 2.112 | 2.3068 | 2.5095 | 2.5107 | 2.5117 | 2.5127 | 0 | 0 | 0 | 2.7747 | 3.2872 | 3.7995 | 4.3088 | 4.8183 | 5.3282 | 5.8317 | 6.3338 | 6.8349 | 7.328 | 7.823 | 8.3133 | 8.8037 | 9.2915 | 9.7751 | 10.2592 | 10.7413 | 11.2215 | 11.7 | 12.1768 | 2.7747 | 3.2872 | 3.7995 | 4.3088 | 4.8183 | 5.3282 | 2.7747 | 6.0619 | 9.8614 | 14.1702 | 18.9885 | 24.3167 | 30.1484 | 36.4822 | 43.3171 | 50.6451 | 58.4682 | 66.7815 | 75.5851 | 84.8767 | 94.6518 | 104.9109 | 115.6522 | 126.8737 | 138.5737 | 150.7505 | 150.7505 | 150.7505 | 150.7505 | 150.7505 | 150.7505 | 150.7505 | 0.046659 | 0.055183 | 0.063683 | 0.072115 | 0.080531 | 0.088973 | 0.097301 | 0.1056 | 0.11389 | 0.12205 | 0.13025 | 0.13839 | 0.14653 | 0.15465 | 0.1627 | 0.17077 | 0.1788 | 0.1868 | 0.19477 | 0.20271 | 0.046211 | 0.05477 | 0.06333 | 0.072602 | 0.081188 | 0.08978 | 0.046659 | 0.10176 | 0.16529 | 0.23716 | 0.31736 | 0.40605 | 0.50302 | 0.60827 | 0.7218 | 0.84351 | 0.97348 | 1.1117 | 1.2581 | 1.4127 | 1.5754 | 1.7463 | 1.9252 | 2.112 | 2.3068 | 2.5095 | 2.5107 | 2.5117 | 2.5127 | 0 | 0 | 0 | 2.7747 | 3.2872 | 3.7995 | 4.3088 | 4.8183 | 5.3282 | 5.8317 | 6.3338 | 6.8349 | 7.328 | 7.823 | 8.3133 | 8.8037 | 9.2915 | 9.7751 | 10.2592 | 10.7413 | 11.2215 | 11.7 | 12.1768 | 2.7747 | 3.2872 | 3.7995 | 4.3088 | 4.8183 | 5.3282 | 2.7747 | 6.0619 | 9.8614 | 14.1702 | 18.9885 | 24.3167 | 30.1484 | 36.4822 | 43.3171 | 50.6451 | 58.4682 | 66.7815 | 75.5851 | 84.8767 | 94.6518 | 104.9109 | 115.6522 | 126.8737 | 138.5737 | 150.7505 | 150.7505 | 150.7505 | 150.7505 | 150.7505 | 150.7505 | 150.7505 | 0.046659 | 0.055183 | 0.063683 | 0.072115 | 0.080531 | 0.088973 | 0.097301 | 0.1056 | 0.11389 | 0.12205 | 0.13025 | 0.13839 | 0.14653 | 0.15465 | 0.1627 | 0.17077 | 0.1788 | 0.1868 | 0.19477 | 0.20271 | 0.046211 | 0.05477 | 0.06333 | 0.072602 | 0.081188 | 0.08978 | 0.046659 | 0.10176 | 0.16529 | 0.23716 | 0.31736 | 0.40605 | 0.50302 | 0.60827 | 0.7218 | 0.84351 | 0.97348 | 1.1117 | 1.2581 | 1.4127 | 1.5754 | 1.7463 | 1.9252 | 2.112 | 2.3068 | 2.5095 | 2.5107 | 2.5117 | 2.5127 | 0 | 0 | 0 | 2.7747 | 3.2872 | 3.7995 | 4.3088 | 4.8183 | 5.3282 | 5.8317 | 6.3338 | 6.8349 | 7.328 | 7.823 | 8.3133 | 8.8037 | 9.2915 | 9.7751 | 10.2592 | 10.7413 | 11.2215 | 11.7 | 12.1768 | 2.7747 | 3.2872 | 3.7995 | 4.3088 | 4.8183 | 5.3282 | 2.7747 | 6.0619 | 9.8614 | 14.1702 | 18.9885 | 24.3167 | 30.1484 | 36.4822 | 43.3171 | 50.6451 | 58.4682 | 66.7815 | 75.5851 | 84.8767 | 94.6518 | 104.9109 | 115.6522 | 126.8737 | 138.5737 | 150.7505 | 150.7505 | 150.7505 | 150.7505 | 150.7505 | 150.7505 | 150.7505 | 764.6605 | 764.6605 | 764.6605 | 764.6605 | 764.6605 | 764.6605 | 764.6605 | 764.6605 | 764.6605 | 764.6605 | 764.6605 | 764.6605 | 764.6605 | 764.6605 | 764.6605 | 764.6605 | 764.6605 | 764.6605 | 764.6605 | 764.6605 | 764.6605 | 764.6605 | 764.6605 | 764.6605 | 764.6605 | 764.6605 | 558.9742 | 558.9742 | 558.9742 | 558.9742 | 558.9742 | 558.9742 | 558.9742 | 558.9742 | 558.9742 | 558.9742 | 558.9742 | 558.9742 | 558.9742 | 558.9742 | 558.9742 | 558.9742 | 558.9742 | 558.9742 | 558.9742 | 558.9742 | 558.9742 | 558.9742 | 558.9742 | 558.9742 | 558.9742 | 558.9742
WA_Industrial_Other Industrial_New_Space Heating_Natural Gas_Gas Boiler - Insulate Hot Water Lines_A | WA | Industrial | Other Industrial | New | Space Heating | Natural Gas | Gas Boiler - Insulate Hot Water Lines | A | IM707 | No insulation | Insulated water lines | 20 | 23.8852 | 0 | 0 | 100.59 | 0 | 0 | 0 | 50.295 |  | sqft | 45% | 50% | Retrofit | RetroEven20 | 76.5% | TBD | 0.2% | 480.3033 |  | 351.1064 |  | 0 | PGE Workpaper - SWWH017-01 | PGE Workpaper - SWWH017-01 | PGE Workpaper - SWWH017-01 | No insulation | No insulation | No insulation | No insulation | No insulation | No insulation | No insulation | No insulation | No insulation | No insulation | No insulation | No insulation | No insulation | No insulation | No insulation | No insulation | No insulation | No insulation | No insulation | No insulation | No insulation | No insulation | No insulation | No insulation | No insulation | No insulation | No insulation | No insulation | No insulation | No insulation | No insulation | Insulated water lines | Insulated water lines | Insulated water lines | Insulated water lines | Insulated water lines | Insulated water lines | Insulated water lines | Insulated water lines | Insulated water lines | Insulated water lines | Insulated water lines | Insulated water lines | Insulated water lines | Insulated water lines | Insulated water lines | Insulated water lines | Insulated water lines | Insulated water lines | Insulated water lines | Insulated water lines | Insulated water lines | Insulated water lines | Insulated water lines | Insulated water lines | Insulated water lines | Insulated water lines | Insulated water lines | Insulated water lines | Insulated water lines | Insulated water lines | Insulated water lines | 100.59 | 100.59 | 100.59 | 100.59 | 100.59 | 100.59 | 100.59 | 100.59 | 100.59 | 100.59 | 100.59 | 100.59 | 100.59 | 100.59 | 100.59 | 100.59 | 100.59 | 100.59 | 100.59 | 100.59 | 100.59 | 100.59 | 100.59 | 100.59 | 100.59 | 100.59 | 100.59 | 100.59 | 100.59 | 100.59 | 100.59 | 0 | 0 | 0 | 0 | 0 | 0 | 0 | 0 | 0 | 0 | 0 | 0 | 0 | 0 | 0 | 0 | 0 | 0 | 0 | 0 | 0 | 0 | 0 | 0 | 0 | 0 | 0 | 0 | 0 | 0 | 0 | 0 | 0 | 0 | 0 | 0 | 0 | 0 | 0 | 0 | 0 | 0 | 0 | 0 | 0 | 0 | 0 | 0 | 0 | 0 | 0 | 0 | 0 | 0 | 0 | 0 | 0 | 0 | 0 | 0 | 0 | 0 | 0 | 0 | 0 | 0 | 0 | 0 | 0 | 0 | 0 | 0 | 0 | 0 | 0 | 0 | 0 | 0 | 0 | 0 | 0 | 0 | 0 | 0 | 0 | 0 | 0 | 0 | 0 | 0 | 0 | 0 | 0 | 0 | 0 | 0 | 0 | 0 | 0 | 0 | 0 | 0 | 0 | 0 | 0 | 0 | 0 | 0 | 0 | 0 | 0 | 0 | 0 | 0 | 0 | 0 | 0 | 0 | 0 | 0 | 0 | 0 | 0 | 0 | 0 | 0 | 0 | 0 | 0 | 0 | 0 | 0 | 0 | 0 | 0 | 0 | 0 | 0 | 0 | 0 | 0 | 0 | 0 | 0 | 0 | 0 | 0 | 0 | 0 | 0 | 0 | 0 | 0 | 0 | 0 | 0 | 0 | 0 | 0 | 0 | 0 | 0 | 0 | 0 | 0 | 0 | 0 | 0 | 0 | 0 | 0 | 0 | 0 | 0 | 0 | 0 | 0 | 0 | 0 | 0 | 0 | 0 | 0 | 0 | 0 | 0 | 0 | 0 | 0 | 0 | 0 | 0 | 0 | 0 | 0 | 0 | 0 | 0 | 0 | 0 | 0 | 0 | 0 | 0 | 0 | 0 | 0 | 0 | 0 | 0 | 0 | 0 | 0 | 0 | 0 | 0 | 0 | 0 | 0 | 0 | 0 | 0 | 0 | 0 | 0 | 0 | 0 | 0 | 0 | 0 | 0 | 0 | 0 | 0 | 0 | 0 | 0 | 0 | 0 | 0 | 0 | 0 | 0 | 0 | 0 | 0 | 0 | 0 | 0 | 0 | 0 | 0 | 0 | 0 | 0 | 0 | 0 | 0 | 0 | 0 | 0 | 0 | 0 | 0 | 0 | 0 | 0 | 0 | 0 | 0 | 0 | 0 | 0 | 0 | 0 | 0 | 0 | 0 | 0 | 0 | 0 | 0 | 0 | 0 | 0 | 0 | 0 | 0 | 0 | 0 | 0 | 0 | 0 | 0 | 0 | 0 | 0 | 0 | 0 | 0 | 0 | 0 | 0 | 0 | 0 | 0 | 0 | 0 | 0 | 0 | 0 | 0 | 0 | 0 | 0 | 0 | 0 | 0 | 0 | 0 | 0 | 0 | 0 | 0 | 0 | 0 | 0 | 0 | 0 | 0 | 0 | 0 | 0 | 0 | 0 | 0 | 0 | 0 | 0 | 0 | 0 | 0 | 0 | 0 | 0 | 0 | 0 | 0 | 0 | 0 | 0 | 0 | 0 | 0 | 0 | 0 | 0 | 0 | 0 | 0 | 0 | 0 | 0 | 0 | 0 | 0 | 0 | 0 | 0 | 0 | 0 | 0 | 0 | 0 | 0 | 0 | 0 | 0 | 0 | 0 | 0 | 0 | 0 | 0 | 0 | 0 | 0 | 0 | 0 | 0 | 0 | 0 | 0 | 0 | 0 | 0 | 0 | 0 | 0 | 0 | 0 | 0 | 0 | 0 | 0 | 0 | 0 | 0 | 0 | 0 | 0 | 0 | 0 | 0 | 0 | 0 | 0 | 0 | 0 | 0 | 0 | 0 | 0 | 0 | 0 | 0 | 0 | 0 | 0 | 0 | 0 | 0 | 0 | 0 | 0 | 0 | 0 | 0 | 0 | 0 | 0 | 0 | 0 | 0 | 0 | 0 | 0 | 480.3033 | 480.3033 | 480.3033 | 480.3033 | 480.3033 | 480.3033 | 480.3033 | 480.3033 | 480.3033 | 480.3033 | 480.3033 | 480.3033 | 480.3033 | 480.3033 | 480.3033 | 480.3033 | 480.3033 | 480.3033 | 480.3033 | 480.3033 | 480.3033 | 480.3033 | 480.3033 | 480.3033 | 480.3033 | 480.3033 | 351.1064 | 351.1064 | 351.1064 | 351.1064 | 351.1064 | 351.1064 | 351.1064 | 351.1064 | 351.1064 | 351.1064 | 351.1064 | 351.1064 | 351.1064 | 351.1064 | 351.1064 | 351.1064 | 351.1064 | 351.1064 | 351.1064 | 351.1064 | 351.1064 | 351.1064 | 351.1064 | 351.1064 | 351.1064 | 351.1064
WA_Industrial_Other Industrial_New_Process_Natural Gas_Gas Boiler - Insulate Hot Water Lines_A | WA | Industrial | Other Industrial | New | Process | Natural Gas | Gas Boiler - Insulate Hot Water Lines | A | IM708 | No insulation | Insulated water lines | 20 | 19.0457 | 0 | 0 | 100.59 | 0 | 0 | 0 | 50.295 |  | sqft | 45% | 50% | Retrofit | RetroEven20 | 76.5% | TBD | 0.2% | 480.3033 |  | 351.1064 |  | 0.11526 | PGE Workpaper - SWWH017-01 | PGE Workpaper - SWWH017-01 | PGE Workpaper - SWWH017-01 | No insulation | No insulation | No insulation | No insulation | No insulation | No insulation | No insulation | No insulation | No insulation | No insulation | No insulation | No insulation | No insulation | No insulation | No insulation | No insulation | No insulation | No insulation | No insulation | No insulation | No insulation | No insulation | No insulation | No insulation | No insulation | No insulation | No insulation | No insulation | No insulation | No insulation | No insulation | Insulated water lines | Insulated water lines | Insulated water lines | Insulated water lines | Insulated water lines | Insulated water lines | Insulated water lines | Insulated water lines | Insulated water lines | Insulated water lines | Insulated water lines | Insulated water lines | Insulated water lines | Insulated water lines | Insulated water lines | Insulated water lines | Insulated water lines | Insulated water lines | Insulated water lines | Insulated water lines | Insulated water lines | Insulated water lines | Insulated water lines | Insulated water lines | Insulated water lines | Insulated water lines | Insulated water lines | Insulated water lines | Insulated water lines | Insulated water lines | Insulated water lines | 100.59 | 100.59 | 100.59 | 100.59 | 100.59 | 100.59 | 100.59 | 100.59 | 100.59 | 100.59 | 100.59 | 100.59 | 100.59 | 100.59 | 100.59 | 100.59 | 100.59 | 100.59 | 100.59 | 100.59 | 100.59 | 100.59 | 100.59 | 100.59 | 100.59 | 100.59 | 100.59 | 100.59 | 100.59 | 100.59 | 100.59 | 0 | 0 | 0 | 0 | 0 | 19.0258 | 19.0088 | 18.9929 | 18.9785 | 18.9639 | 18.9498 | 18.9375 | 18.9271 | 18.919 | 18.9134 | 18.9107 | 18.9109 | 18.9132 | 18.9168 | 18.9211 | 18.9267 | 18.9321 | 18.9369 | 18.9414 | 18.9454 | 18.9492 | 18.9527 | 18.9559 | 19.0457 | 19.0457 | 19.0457 | 0.062106 | 0.073513 | 0.084898 | 0.096204 | 0.1075 | 0.11879 | 0.12993 | 0.14104 | 0.15213 | 0.16306 | 0.17405 | 0.18496 | 0.19589 | 0.20678 | 0.21759 | 0.22844 | 0.23924 | 0.25 | 0.26072 | 0.27141 | 0.061856 | 0.073296 | 0.084733 | 0.096545 | 0.10796 | 0.11939 | 0.062106 | 0.13556 | 0.22035 | 0.31639 | 0.42364 | 0.54211 | 0.67169 | 0.81236 | 0.96414 | 1.1269 | 1.3008 | 1.4858 | 1.6818 | 1.8889 | 2.107 | 2.336 | 2.5759 | 2.8266 | 3.088 | 3.36 | 3.3607 | 3.3613 | 3.3619 | 0 | 0 | 0 | 3.2643 | 3.8673 | 4.47 | 5.0691 | 5.6686 | 6.2685 | 6.8608 | 7.4515 | 8.0411 | 8.6212 | 9.2036 | 9.7804 | 10.3572 | 10.9312 | 11.5001 | 12.0696 | 12.6368 | 13.2018 | 13.7647 | 14.3257 | 3.2643 | 3.8673 | 4.47 | 5.0691 | 5.6686 | 6.2685 | 3.2643 | 7.1316 | 11.6017 | 16.6708 | 22.3394 | 28.6079 | 35.4687 | 42.9203 | 50.9613 | 59.5825 | 68.7861 | 78.5664 | 88.9237 | 99.8549 | 111.355 | 123.4246 | 136.0614 | 149.2632 | 163.0278 | 177.3535 | 177.3535 | 177.3535 | 177.3535 | 177.3535 | 177.3535 | 177.3535 | 0.052799 | 0.062504 | 0.072194 | 0.081817 | 0.091432 | 0.10105 | 0.11053 | 0.11999 | 0.12944 | 0.13874 | 0.1481 | 0.15738 | 0.16668 | 0.17595 | 0.18514 | 0.19436 | 0.20354 | 0.21268 | 0.2218 | 0.23088 | 0.052618 | 0.062348 | 0.072074 | 0.082063 | 0.091768 | 0.10148 | 0.052799 | 0.11526 | 0.18737 | 0.26907 | 0.36033 | 0.46115 | 0.57142 | 0.69115 | 0.82034 | 0.95888 | 1.1069 | 1.2642 | 1.4311 | 1.6072 | 1.7927 | 1.9875 | 2.1915 | 2.4047 | 2.6269 | 2.8583 | 2.8588 | 2.8592 | 2.8596 | 0 | 0 | 0 | 2.7747 | 3.2872 | 3.7995 | 4.3088 | 4.8183 | 5.3282 | 5.8317 | 6.3338 | 6.8349 | 7.328 | 7.823 | 8.3133 | 8.8037 | 9.2915 | 9.7751 | 10.2592 | 10.7413 | 11.2215 | 11.7 | 12.1768 | 2.7747 | 3.2872 | 3.7995 | 4.3088 | 4.8183 | 5.3282 | 2.7747 | 6.0619 | 9.8614 | 14.1702 | 18.9885 | 24.3167 | 30.1484 | 36.4822 | 43.3171 | 50.6451 | 58.4682 | 66.7815 | 75.5851 | 84.8767 | 94.6518 | 104.9109 | 115.6522 | 126.8737 | 138.5737 | 150.7505 | 150.7505 | 150.7505 | 150.7505 | 150.7505 | 150.7505 | 150.7505 | 0.052799 | 0.062504 | 0.072194 | 0.081817 | 0.091432 | 0.10105 | 0.11053 | 0.11999 | 0.12944 | 0.13874 | 0.1481 | 0.15738 | 0.16668 | 0.17595 | 0.18514 | 0.19436 | 0.20354 | 0.21268 | 0.2218 | 0.23088 | 0.052618 | 0.062348 | 0.072074 | 0.082063 | 0.091768 | 0.10148 | 0.052799 | 0.11526 | 0.18737 | 0.26907 | 0.36033 | 0.46115 | 0.57142 | 0.69115 | 0.82034 | 0.95888 | 1.1069 | 1.2642 | 1.4311 | 1.6072 | 1.7927 | 1.9875 | 2.1915 | 2.4047 | 2.6269 | 2.8583 | 2.8588 | 2.8592 | 2.8596 | 0 | 0 | 0 | 2.7747 | 3.2872 | 3.7995 | 4.3088 | 4.8183 | 5.3282 | 5.8317 | 6.3338 | 6.8349 | 7.328 | 7.823 | 8.3133 | 8.8037 | 9.2915 | 9.7751 | 10.2592 | 10.7413 | 11.2215 | 11.7 | 12.1768 | 2.7747 | 3.2872 | 3.7995 | 4.3088 | 4.8183 | 5.3282 | 2.7747 | 6.0619 | 9.8614 | 14.1702 | 18.9885 | 24.3167 | 30.1484 | 36.4822 | 43.3171 | 50.6451 | 58.4682 | 66.7815 | 75.5851 | 84.8767 | 94.6518 | 104.9109 | 115.6522 | 126.8737 | 138.5737 | 150.7505 | 150.7505 | 150.7505 | 150.7505 | 150.7505 | 150.7505 | 150.7505 | 0.052799 | 0.062504 | 0.072194 | 0.081817 | 0.091432 | 0.10105 | 0.11053 | 0.11999 | 0.12944 | 0.13874 | 0.1481 | 0.15738 | 0.16668 | 0.17595 | 0.18514 | 0.19436 | 0.20354 | 0.21268 | 0.2218 | 0.23088 | 0.052618 | 0.062348 | 0.072074 | 0.082063 | 0.091768 | 0.10148 | 0.052799 | 0.11526 | 0.18737 | 0.26907 | 0.36033 | 0.46115 | 0.57142 | 0.69115 | 0.82034 | 0.95888 | 1.1069 | 1.2642 | 1.4311 | 1.6072 | 1.7927 | 1.9875 | 2.1915 | 2.4047 | 2.6269 | 2.8583 | 2.8588 | 2.8592 | 2.8596 | 0 | 0 | 0 | 2.7747 | 3.2872 | 3.7995 | 4.3088 | 4.8183 | 5.3282 | 5.8317 | 6.3338 | 6.8349 | 7.328 | 7.823 | 8.3133 | 8.8037 | 9.2915 | 9.7751 | 10.2592 | 10.7413 | 11.2215 | 11.7 | 12.1768 | 2.7747 | 3.2872 | 3.7995 | 4.3088 | 4.8183 | 5.3282 | 2.7747 | 6.0619 | 9.8614 | 14.1702 | 18.9885 | 24.3167 | 30.1484 | 36.4822 | 43.3171 | 50.6451 | 58.4682 | 66.7815 | 75.5851 | 84.8767 | 94.6518 | 104.9109 | 115.6522 | 126.8737 | 138.5737 | 150.7505 | 150.7505 | 150.7505 | 150.7505 | 150.7505 | 150.7505 | 150.7505 | 480.3033 | 480.3033 | 480.3033 | 480.3033 | 480.3033 | 480.3033 | 480.3033 | 480.3033 | 480.3033 | 480.3033 | 480.3033 | 480.3033 | 480.3033 | 480.3033 | 480.3033 | 480.3033 | 480.3033 | 480.3033 | 480.3033 | 480.3033 | 480.3033 | 480.3033 | 480.3033 | 480.3033 | 480.3033 | 480.3033 | 351.1064 | 351.1064 | 351.1064 | 351.1064 | 351.1064 | 351.1064 | 351.1064 | 351.1064 | 351.1064 | 351.1064 | 351.1064 | 351.1064 | 351.1064 | 351.1064 | 351.1064 | 351.1064 | 351.1064 | 351.1064 | 351.1064 | 351.1064 | 351.1064 | 351.1064 | 351.1064 | 351.1064 | 351.1064 | 351.1064
WA_Industrial_Other Industrial_New_Process_Natural Gas_Process - Insulate Heated Process Fluids_A | WA | Industrial | Other Industrial | New | Process | Natural Gas | Process - Insulate Heated Process Fluids | A | IM709 | No insulation | Insulated process fluid lines | 20 | 13.6092 | 0 | 0 | 141.68 | 0 | 0 | 0 | 70.839 |  | employee | 5% | 10% | Retrofit | Retro12Med | 84.73% | TBD | 0.2% | 946.746 |  | 692.0805 |  | 0.1797 | PGE Workpaper - SWWH017-01 | PGE Workpaper - SWWH017-01 | PGE Workpaper - SWWH017-01 | No insulation | No insulation | No insulation | No insulation | No insulation | No insulation | No insulation | No insulation | No insulation | No insulation | No insulation | No insulation | No insulation | No insulation | No insulation | No insulation | No insulation | No insulation | No insulation | No insulation | No insulation | No insulation | No insulation | No insulation | No insulation | No insulation | No insulation | No insulation | No insulation | No insulation | No insulation | Insulated process fluid lines | Insulated process fluid lines | Insulated process fluid lines | Insulated process fluid lines | Insulated process fluid lines | Insulated process fluid lines | Insulated process fluid lines | Insulated process fluid lines | Insulated process fluid lines | Insulated process fluid lines | Insulated process fluid lines | Insulated process fluid lines | Insulated process fluid lines | Insulated process fluid lines | Insulated process fluid lines | Insulated process fluid lines | Insulated process fluid lines | Insulated process fluid lines | Insulated process fluid lines | Insulated process fluid lines | Insulated process fluid lines | Insulated process fluid lines | Insulated process fluid lines | Insulated process fluid lines | Insulated process fluid lines | Insulated process fluid lines | Insulated process fluid lines | Insulated process fluid lines | Insulated process fluid lines | Insulated process fluid lines | Insulated process fluid lines | 141.68 | 141.68 | 141.68 | 141.68 | 141.68 | 141.68 | 141.68 | 141.68 | 141.68 | 141.68 | 141.68 | 141.68 | 141.68 | 141.68 | 141.68 | 141.68 | 141.68 | 141.68 | 141.68 | 141.68 | 141.68 | 141.68 | 141.68 | 141.68 | 141.68 | 141.68 | 141.68 | 141.68 | 141.68 | 141.68 | 141.68 | 0 | 0 | 0 | 0 | 0 | 13.5725 | 13.5414 | 13.5133 | 13.4876 | 13.4626 | 13.4455 | 13.43 | 13.4163 | 13.4044 | 13.3945 | 13.3868 | 13.3812 | 13.3773 | 13.3744 | 13.372 | 13.3707 | 13.3692 | 13.3674 | 13.3653 | 13.363 | 13.3722 | 13.3807 | 13.3886 | 13.6092 | 13.6092 | 13.6092 | 0.096917 | 0.11456 | 0.13213 | 0.14956 | 0.16694 | 0.16593 | 0.14512 | 0.12596 | 0.10865 | 0.09312 | 0.079483 | 0.067543 | 0.057205 | 0.04829 | 0.040635 | 0.034114 | 0.00024359 | 9.0874e-05 | 3.2296e-05 | 1.0959e-05 | 0.095487 | 0.1132 | 0.13092 | 0.15091 | 0.16875 | 0.16795 | 0.096917 | 0.21125 | 0.34295 | 0.49185 | 0.65788 | 0.82298 | 0.96715 | 1.0921 | 1.1998 | 1.292 | 1.3708 | 1.4378 | 1.4945 | 1.5425 | 1.5829 | 1.6168 | 1.6169 | 1.6167 | 1.6165 | 1.6163 | 1.6174 | 1.6184 | 1.6194 | 0 | 0 | 0 | 7.1407 | 8.4597 | 9.7781 | 11.0887 | 12.4 | 12.3411 | 10.8058 | 9.3889 | 8.1054 | 6.9521 | 5.9374 | 5.0476 | 4.2763 | 3.6106 | 3.0388 | 2.5514 | 0.01822 | 0.0067982 | 0.0024164 | 0.00082007 | 7.1407 | 8.4597 | 9.7781 | 11.0887 | 12.4 | 12.3411 | 7.1407 | 15.6004 | 25.3785 | 36.4672 | 48.8672 | 61.2083 | 72.0141 | 81.403 | 89.5083 | 96.4604 | 102.3978 | 107.4454 | 111.7216 | 115.3322 | 118.371 | 120.9224 | 120.9407 | 120.9475 | 120.9499 | 120.9507 | 120.9507 | 120.9507 | 120.9507 | 120.9507 | 120.9507 | 120.9507 | 0.082413 | 0.097447 | 0.11243 | 0.1273 | 0.14213 | 0.1413 | 0.1236 | 0.1073 | 0.092561 | 0.079341 | 0.067728 | 0.057557 | 0.04875 | 0.041154 | 0.034631 | 0.029074 | 0.00020761 | 7.7452e-05 | 2.7526e-05 | 9.3404e-06 | 0.081378 | 0.096463 | 0.11155 | 0.12827 | 0.14344 | 0.14276 | 0.082413 | 0.1797 | 0.29182 | 0.41864 | 0.56011 | 0.7008 | 0.82372 | 0.9303 | 1.0222 | 1.1009 | 1.1681 | 1.2252 | 1.2736 | 1.3146 | 1.349 | 1.3779 | 1.378 | 1.3779 | 1.3778 | 1.3776 | 1.3784 | 1.3791 | 1.3798 | 0 | 0 | 0 | 6.0696 | 7.1908 | 8.3114 | 9.4254 | 10.54 | 10.4899 | 9.1849 | 7.9806 | 6.8896 | 5.9093 | 5.0468 | 4.2905 | 3.6348 | 3.069 | 2.583 | 2.1687 | 0.015487 | 0.0057785 | 0.0020539 | 0.00069706 | 6.0696 | 7.1908 | 8.3114 | 9.4254 | 10.54 | 10.4899 | 6.0696 | 13.2604 | 21.5717 | 30.9971 | 41.5371 | 52.027 | 61.2119 | 69.1925 | 76.0821 | 81.9914 | 87.0381 | 91.3286 | 94.9634 | 98.0324 | 100.6154 | 102.7841 | 102.7996 | 102.8053 | 102.8074 | 102.8081 | 102.8081 | 102.8081 | 102.8081 | 102.8081 | 102.8081 | 102.8081 | 0 | 0 | 0 | 0 | 0 | 0 | 0 | 0 | 0 | 0 | 0 | 0 | 0 | 0 | 0 | 0 | 0 | 0 | 0 | 0 | 0 | 0 | 0 | 0 | 0 | 0 | 0 | 0 | 0 | 0 | 0 | 0 | 0 | 0 | 0 | 0 | 0 | 0 | 0 | 0 | 0 | 0 | 0 | 0 | 0 | 0 | 0 | 0 | 0 | 0 | 0 | 0 | 0 | 0 | 0 | 0 | 0 | 0 | 0 | 0 | 0 | 0 | 0 | 0 | 0 | 0 | 0 | 0 | 0 | 0 | 0 | 0 | 0 | 0 | 0 | 0 | 0 | 0 | 0 | 0 | 0 | 0 | 0 | 0 | 0 | 0 | 0 | 0 | 0 | 0 | 0 | 0 | 0 | 0 | 0 | 0 | 0 | 0 | 0 | 0 | 0 | 0 | 0 | 0 | 0.082413 | 0.097447 | 0.11243 | 0.1273 | 0.14213 | 0.1413 | 0.1236 | 0.1073 | 0.092561 | 0.079341 | 0.067728 | 0.057557 | 0.04875 | 0.041154 | 0.034631 | 0.029074 | 0.00020761 | 7.7452e-05 | 2.7526e-05 | 9.3404e-06 | 0.081378 | 0.096463 | 0.11155 | 0.12827 | 0.14344 | 0.14276 | 0.082413 | 0.1797 | 0.29182 | 0.41864 | 0.56011 | 0.7008 | 0.82372 | 0.9303 | 1.0222 | 1.1009 | 1.1681 | 1.2252 | 1.2736 | 1.3146 | 1.349 | 1.3779 | 1.378 | 1.3779 | 1.3778 | 1.3776 | 1.3784 | 1.3791 | 1.3798 | 0 | 0 | 0 | 6.0696 | 7.1908 | 8.3114 | 9.4254 | 10.54 | 10.4899 | 9.1849 | 7.9806 | 6.8896 | 5.9093 | 5.0468 | 4.2905 | 3.6348 | 3.069 | 2.583 | 2.1687 | 0.015487 | 0.0057785 | 0.0020539 | 0.00069706 | 6.0696 | 7.1908 | 8.3114 | 9.4254 | 10.54 | 10.4899 | 6.0696 | 13.2604 | 21.5717 | 30.9971 | 41.5371 | 52.027 | 61.2119 | 69.1925 | 76.0821 | 81.9914 | 87.0381 | 91.3286 | 94.9634 | 98.0324 | 100.6154 | 102.7841 | 102.7996 | 102.8053 | 102.8074 | 102.8081 | 102.8081 | 102.8081 | 102.8081 | 102.8081 | 102.8081 | 102.8081 | 946.746 | 946.746 | 946.746 | 946.746 | 946.746 | 946.746 | 946.746 | 946.746 | 946.746 | 946.746 | 946.746 | 946.746 | 946.746 | 946.746 | 946.746 | 946.746 | 946.746 | 946.746 | 946.746 | 946.746 | 946.746 | 946.746 | 946.746 | 946.746 | 946.746 | 946.746 | 692.0805 | 692.0805 | 692.0805 | 692.0805 | 692.0805 | 692.0805 | 692.0805 | 692.0805 | 692.0805 | 692.0805 | 692.0805 | 692.0805 | 692.0805 | 692.0805 | 692.0805 | 692.0805 | 692.0805 | 692.0805 | 692.0805 | 692.0805 | 692.0805 | 692.0805 | 692.0805 | 692.0805 | 692.0805 | 692.0805
WA_Industrial_Other Industrial_New_Process_Natural Gas_Process Heat Recovery_A | WA | Industrial | Other Industrial | New | Process | Natural Gas | Process Heat Recovery | A | IM710 | No HR system | HR system installed | 15 | 0.033147 | 0 | 0 | 1093.34 | 0 | 0 | 0 | 546.6706 |  | cfm | 5% | 50% | Retrofit | Retro12Med | 84.73% | TBD | 0.2% | 3459111.349 |  | 2630021.4289 |  | 0.015735 | MN TRM v3.1 - Exhaust Energy Recovery | WI TRM - Process Exhaust Filtration, 3244 | MN TRM v3.1 - Exhaust Energy Recovery | No HR system | No HR system | No HR system | No HR system | No HR system | No HR system | No HR system | No HR system | No HR system | No HR system | No HR system | No HR system | No HR system | No HR system | No HR system | No HR system | No HR system | No HR system | No HR system | No HR system | No HR system | No HR system | No HR system | No HR system | No HR system | No HR system | No HR system | No HR system | No HR system | No HR system | No HR system | HR system installed | HR system installed | HR system installed | HR system installed | HR system installed | HR system installed | HR system installed | HR system installed | HR system installed | HR system installed | HR system installed | HR system installed | HR system installed | HR system installed | HR system installed | HR system installed | HR system installed | HR system installed | HR system installed | HR system installed | HR system installed | HR system installed | HR system installed | HR system installed | HR system installed | HR system installed | HR system installed | HR system installed | HR system installed | HR system installed | HR system installed | 1093.34 | 1093.34 | 1093.34 | 1093.34 | 1093.34 | 1093.34 | 1093.34 | 1093.34 | 1093.34 | 1093.34 | 1093.34 | 1093.34 | 1093.34 | 1093.34 | 1093.34 | 1093.34 | 1093.34 | 1093.34 | 1093.34 | 1093.34 | 1093.34 | 1093.34 | 1093.34 | 1093.34 | 1093.34 | 1093.34 | 1093.34 | 1093.34 | 1093.34 | 1093.34 | 1093.34 | 0 | 0 | 0 | 0 | 0 | 0.033029 | 0.032929 | 0.032838 | 0.032753 | 0.03267 | 0.032607 | 0.032551 | 0.032502 | 0.03246 | 0.032425 | 0.032399 | 0.03238 | 0.032368 | 0.032361 | 0.032357 | 0.032359 | 0.032362 | 0.032365 | 0.032367 | 0.032368 | 0.032397 | 0.032424 | 0.032449 | 0 | 0 | 0 | 0.0084906 | 0.010029 | 0.011559 | 0.013075 | 0.014584 | 0.014486 | 0.012663 | 0.010986 | 0.0094717 | 0.0081153 | 0.0069251 | 0.0058838 | 0.0049829 | 0.0042063 | 0.0035397 | 0.0083182 | 0.0098559 | 0.011393 | 0.012921 | 0.014449 | 0.014393 | 0.012613 | 0.010968 | 0 | 0 | 0 | 0.0084906 | 0.018494 | 0.030002 | 0.042999 | 0.057473 | 0.071849 | 0.084389 | 0.095248 | 0.1046 | 0.1126 | 0.11943 | 0.12525 | 0.13018 | 0.13436 | 0.13789 | 0.13789 | 0.13791 | 0.13792 | 0.13793 | 0.13793 | 0.13806 | 0.13817 | 0.13828 | 0 | 0 | 0 | 257.0642 | 304.5509 | 352.0116 | 399.1924 | 446.3987 | 444.2796 | 389.0084 | 338.001 | 291.7927 | 250.2759 | 213.7456 | 181.7132 | 153.945 | 129.9811 | 109.3962 | 257.0642 | 304.5509 | 352.0116 | 399.1924 | 446.3987 | 444.2796 | 389.0084 | 338.001 | 291.7927 | 250.2759 | 213.7456 | 257.0642 | 561.6152 | 913.6268 | 1312.8192 | 1759.2179 | 2203.4975 | 2592.5058 | 2930.5068 | 3222.2995 | 3472.5755 | 3686.3211 | 3868.0343 | 4021.9794 | 4151.9605 | 4261.3567 | 4261.3567 | 4261.3567 | 4261.3567 | 4261.3567 | 4261.3567 | 4261.3567 | 4261.3567 | 4261.3567 | 4261.3567 | 4261.3567 | 4261.3567 | 0.0072209 | 0.0085328 | 0.0098393 | 0.011134 | 0.012423 | 0.012344 | 0.010793 | 0.0093655 | 0.0080763 | 0.0069208 | 0.0059065 | 0.0050189 | 0.0042506 | 0.0035883 | 0.0030197 | 0.0070961 | 0.0084077 | 0.0097186 | 0.011022 | 0.012326 | 0.012277 | 0.010757 | 0.0093524 | 0 | 0 | 0 | 0.0072209 | 0.015735 | 0.025537 | 0.036615 | 0.048958 | 0.061222 | 0.071926 | 0.0812 | 0.089187 | 0.096026 | 0.10187 | 0.10683 | 0.11105 | 0.11462 | 0.11763 | 0.11763 | 0.11764 | 0.11765 | 0.11766 | 0.11766 | 0.11775 | 0.11783 | 0.11791 | 0 | 0 | 0 | 218.5046 | 258.8683 | 299.2099 | 339.3135 | 379.4389 | 377.6377 | 330.6571 | 287.3008 | 248.0238 | 212.7346 | 181.6838 | 154.4562 | 130.8533 | 110.4839 | 92.9868 | 218.5046 | 258.8683 | 299.2099 | 339.3135 | 379.4389 | 377.6377 | 330.6571 | 287.3008 | 248.0238 | 212.7346 | 181.6838 | 218.5046 | 477.3729 | 776.5828 | 1115.8963 | 1495.3352 | 1872.9729 | 2203.63 | 2490.9308 | 2738.9546 | 2951.6892 | 3133.3729 | 3287.8292 | 3418.6825 | 3529.1664 | 3622.1532 | 3622.1532 | 3622.1532 | 3622.1532 | 3622.1532 | 3622.1532 | 3622.1532 | 3622.1532 | 3622.1532 | 3622.1532 | 3622.1532 | 3622.1532 | 0 | 0 | 0 | 0 | 0 | 0 | 0 | 0 | 0 | 0 | 0 | 0 | 0 | 0 | 0 | 0 | 0 | 0 | 0 | 0 | 0 | 0 | 0 | 0 | 0 | 0 | 0 | 0 | 0 | 0 | 0 | 0 | 0 | 0 | 0 | 0 | 0 | 0 | 0 | 0 | 0 | 0 | 0 | 0 | 0 | 0 | 0 | 0 | 0 | 0 | 0 | 0 | 0 | 0 | 0 | 0 | 0 | 0 | 0 | 0 | 0 | 0 | 0 | 0 | 0 | 0 | 0 | 0 | 0 | 0 | 0 | 0 | 0 | 0 | 0 | 0 | 0 | 0 | 0 | 0 | 0 | 0 | 0 | 0 | 0 | 0 | 0 | 0 | 0 | 0 | 0 | 0 | 0 | 0 | 0 | 0 | 0 | 0 | 0 | 0 | 0 | 0 | 0 | 0 | 0 | 0 | 0 | 0 | 0 | 0 | 0 | 0 | 0 | 0 | 0 | 0 | 0 | 0 | 0 | 0 | 0 | 0 | 0 | 0 | 0 | 0 | 0 | 0 | 0 | 0 | 0 | 0 | 0 | 0 | 0 | 0 | 0 | 0 | 0 | 0 | 0 | 0 | 0 | 0 | 0 | 0 | 0 | 0 | 0 | 0 | 0 | 0 | 0 | 0 | 0 | 0 | 0 | 0 | 0 | 0 | 0 | 0 | 0 | 0 | 0 | 0 | 0 | 0 | 0 | 0 | 0 | 0 | 0 | 0 | 0 | 0 | 0 | 0 | 0 | 0 | 0 | 0 | 0 | 0 | 0 | 0 | 0 | 0 | 0 | 0 | 0 | 0 | 0 | 0 | 0 | 0 | 0 | 0 | 0 | 0 | 0 | 0 | 0 | 0 | 0 | 0 | 0 | 0 | 3459111.349 | 3459111.349 | 3459111.349 | 3459111.349 | 3459111.349 | 3459111.349 | 3459111.349 | 3459111.349 | 3459111.349 | 3459111.349 | 3459111.349 | 3459111.349 | 3459111.349 | 3459111.349 | 3459111.349 | 3459111.349 | 3459111.349 | 3459111.349 | 3459111.349 | 3459111.349 | 3459111.349 | 3459111.349 | 3459111.349 | 0 | 0 | 0 | 2630021.4289 | 2630021.4289 | 2630021.4289 | 2630021.4289 | 2630021.4289 | 2630021.4289 | 2630021.4289 | 2630021.4289 | 2630021.4289 | 2630021.4289 | 2630021.4289 | 2630021.4289 | 2630021.4289 | 2630021.4289 | 2630021.4289 | 2630021.4289 | 2630021.4289 | 2630021.4289 | 2630021.4289 | 2630021.4289 | 2630021.4289 | 2630021.4289 | 2630021.4289 | 0 | 0 | 0
WA_Industrial_Other Industrial_New_Space Heating_Natural Gas_Building Automation System_A | WA | Industrial | Other Industrial | New | Space Heating | Natural Gas | Building Automation System | A | IM711 | No control system | Automation system installed and programmed | 15 | 0.01486 | 0 | 0 | 0.09 | 0.03 | 0 | 0 | 0.04595 |  | sqft | 5% | 65% | Retrofit | Retro1Slow | 81.8% | TBD | 0.2% | 2818.0396 |  | 519.9207 |  | 0.0025194 | COM_EMS-All-XCELCO-2017-18-3 | BEHAV_EIS-All-CPUC-2018_PG-10 | COM_EMS-All-XCELCO-2017-18-3 | No control system | No control system | No control system | No control system | No control system | No control system | No control system | No control system | No control system | No control system | No control system | No control system | No control system | No control system | No control system | No control system | No control system | No control system | No control system | No control system | No control system | No control system | No control system | No control system | No control system | No control system | No control system | No control system | No control system | No control system | No control system | Automation system installed and programmed | Automation system installed and programmed | Automation system installed and programmed | Automation system installed and programmed | Automation system installed and programmed | Automation system installed and programmed | Automation system installed and programmed | Automation system installed and programmed | Automation system installed and programmed | Automation system installed and programmed | Automation system installed and programmed | Automation system installed and programmed | Automation system installed and programmed | Automation system installed and programmed | Automation system installed and programmed | Automation system installed and programmed | Automation system installed and programmed | Automation system installed and programmed | Automation system installed and programmed | Automation system installed and programmed | Automation system installed and programmed | Automation system installed and programmed | Automation system installed and programmed | Automation system installed and programmed | Automation system installed and programmed | Automation system installed and programmed | Automation system installed and programmed | Automation system installed and programmed | Automation system installed and programmed | Automation system installed and programmed | Automation system installed and programmed | 0.09 | 0.09 | 0.09 | 0.09 | 0.09 | 0.09 | 0.09 | 0.09 | 0.09 | 0.09 | 0.09 | 0.09 | 0.09 | 0.09 | 0.09 | 0.09 | 0.09 | 0.09 | 0.09 | 0.09 | 0.09 | 0.09 | 0.09 | 0.09 | 0.09 | 0.09 | 0.09 | 0.09 | 0.09 | 0.09 | 0.09 | 0 | 0 | 0 | 0 | 0 | 0.014238 | 0.013819 | 0.013513 | 0.013281 | 0.013098 | 0.01295 | 0.012776 | 0.012594 | 0.012415 | 0.012241 | 0.012087 | 0.011951 | 0.011937 | 0.011854 | 0.011795 | 0.011754 | 0.011718 | 0.011705 | 0.011703 | 0.011707 | 0.011715 | 0.011723 | 0.011732 | 0 | 0 | 0 | 0.00087541 | 0.0020121 | 0.0040379 | 0.0073206 | 0.012254 | 0.019189 | 0.028186 | 0.03912 | 0.051468 | 0.064163 | 0.075884 | 0.084817 | 0.090087 | 0.08901 | 0.081922 | 0.070853 | 0.056555 | 0.040858 | 0.027212 | 0.018478 | 0.017359 | 0.025862 | 0.036441 | 0 | 0 | 0 | 0.00087541 | 0.0028617 | 0.0068362 | 0.014039 | 0.0261 | 0.044994 | 0.072577 | 0.11066 | 0.16055 | 0.22247 | 0.29556 | 0.37704 | 0.46668 | 0.55247 | 0.63164 | 0.69954 | 0.75226 | 0.78877 | 0.8094 | 0.81724 | 0.81776 | 0.81831 | 0.81894 | 0 | 0 | 0 | 61.4836 | 145.605 | 298.817 | 551.2152 | 935.6074 | 1481.8096 | 2206.1323 | 3106.18 | 4145.7422 | 5241.5325 | 6277.896 | 7097.055 | 7547.0418 | 7508.6232 | 6945.3129 | 6028.1488 | 4826.3832 | 3490.7283 | 2325.2809 | 1578.2942 | 1481.8096 | 2206.1323 | 3106.18 | 4145.7422 | 5241.5325 | 6277.896 | 61.4836 | 207.0887 | 505.9056 | 1057.1208 | 1992.7282 | 3474.5378 | 5680.6701 | 8786.8501 | 12932.5923 | 18174.1248 | 24452.0208 | 31549.0757 | 39096.1175 | 46604.7407 | 53550.0537 | 59516.7188 | 64197.497 | 67389.4083 | 69163.474 | 69806.1608 | 69806.1608 | 69806.1608 | 69806.1608 | 69806.1608 | 69806.1608 | 69806.1608 | 0.00076035 | 0.0017714 | 0.0035857 | 0.0065357 | 0.010974 | 0.017208 | 0.025313 | 0.035176 | 0.046321 | 0.057783 | 0.068364 | 0.076424 | 0.080502 | 0.079066 | 0.072405 | 0.062364 | 0.049624 | 0.035769 | 0.023773 | 0.016114 | 0.015117 | 0.022496 | 0.03167 | 0 | 0 | 0 | 0.00076035 | 0.0025194 | 0.0060708 | 0.012534 | 0.023372 | 0.040349 | 0.065181 | 0.099507 | 0.1445 | 0.20035 | 0.26627 | 0.33973 | 0.41703 | 0.49075 | 0.55826 | 0.61572 | 0.66007 | 0.69053 | 0.70711 | 0.71269 | 0.71213 | 0.71181 | 0.71173 | 0 | 0 | 0 | 52.2611 | 123.7643 | 253.9944 | 468.5329 | 795.2662 | 1259.5382 | 1875.2124 | 2640.253 | 3523.8809 | 4455.3026 | 5336.2116 | 6032.4967 | 6414.9855 | 6382.3297 | 5903.516 | 5123.9264 | 4102.4257 | 2967.1191 | 1976.4887 | 1341.55 | 1259.5382 | 1875.2124 | 2640.253 | 3523.8809 | 4455.3026 | 5336.2116 | 52.2611 | 176.0254 | 430.0198 | 898.5527 | 1693.8189 | 2953.3571 | 4828.5696 | 7468.8226 | 10992.7035 | 15448.0061 | 20784.2177 | 26816.7144 | 33231.6999 | 39614.0296 | 45517.5456 | 50589.211 | 54567.8724 | 57280.997 | 58788.9529 | 59335.2367 | 59335.2367 | 59335.2367 | 59335.2367 | 59335.2367 | 59335.2367 | 59335.2367 | 0.00076035 | 0.0017714 | 0.0035857 | 0.0065357 | 0.010974 | 0.017208 | 0.025313 | 0.035176 | 0.046321 | 0.057783 | 0.068364 | 0.076424 | 0.080502 | 0.079066 | 0.072405 | 0.062364 | 0.049624 | 0.035769 | 0.023773 | 0.016114 | 0.015117 | 0.022496 | 0.03167 | 0 | 0 | 0 | 0.00076035 | 0.0025194 | 0.0060708 | 0.012534 | 0.023372 | 0.040349 | 0.065181 | 0.099507 | 0.1445 | 0.20035 | 0.26627 | 0.33973 | 0.41703 | 0.49075 | 0.55826 | 0.61572 | 0.66007 | 0.69053 | 0.70711 | 0.71269 | 0.71213 | 0.71181 | 0.71173 | 0 | 0 | 0 | 52.2611 | 123.7643 | 253.9944 | 468.5329 | 795.2662 | 1259.5382 | 1875.2124 | 2640.253 | 3523.8809 | 4455.3026 | 5336.2116 | 6032.4967 | 6414.9855 | 6382.3297 | 5903.516 | 5123.9264 | 4102.4257 | 2967.1191 | 1976.4887 | 1341.55 | 1259.5382 | 1875.2124 | 2640.253 | 3523.8809 | 4455.3026 | 5336.2116 | 52.2611 | 176.0254 | 430.0198 | 898.5527 | 1693.8189 | 2953.3571 | 4828.5696 | 7468.8226 | 10992.7035 | 15448.0061 | 20784.2177 | 26816.7144 | 33231.6999 | 39614.0296 | 45517.5456 | 50589.211 | 54567.8724 | 57280.997 | 58788.9529 | 59335.2367 | 59335.2367 | 59335.2367 | 59335.2367 | 59335.2367 | 59335.2367 | 59335.2367 | 0.00076035 | 0.0017714 | 0.0035857 | 0.0065357 | 0.010974 | 0.017208 | 0.025313 | 0.035176 | 0.046321 | 0.057783 | 0.068364 | 0.076424 | 0.080502 | 0.079066 | 0.072405 | 0.062364 | 0.049624 | 0.035769 | 0.023773 | 0.016114 | 0.015117 | 0.022496 | 0.03167 | 0 | 0 | 0 | 0.00076035 | 0.0025194 | 0.0060708 | 0.012534 | 0.023372 | 0.040349 | 0.065181 | 0.099507 | 0.1445 | 0.20035 | 0.26627 | 0.33973 | 0.41703 | 0.49075 | 0.55826 | 0.61572 | 0.66007 | 0.69053 | 0.70711 | 0.71269 | 0.71213 | 0.71181 | 0.71173 | 0 | 0 | 0 | 52.2611 | 123.7643 | 253.9944 | 468.5329 | 795.2662 | 1259.5382 | 1875.2124 | 2640.253 | 3523.8809 | 4455.3026 | 5336.2116 | 6032.4967 | 6414.9855 | 6382.3297 | 5903.516 | 5123.9264 | 4102.4257 | 2967.1191 | 1976.4887 | 1341.55 | 1259.5382 | 1875.2124 | 2640.253 | 3523.8809 | 4455.3026 | 5336.2116 | 52.2611 | 176.0254 | 430.0198 | 898.5527 | 1693.8189 | 2953.3571 | 4828.5696 | 7468.8226 | 10992.7035 | 15448.0061 | 20784.2177 | 26816.7144 | 33231.6999 | 39614.0296 | 45517.5456 | 50589.211 | 54567.8724 | 57280.997 | 58788.9529 | 59335.2367 | 59335.2367 | 59335.2367 | 59335.2367 | 59335.2367 | 59335.2367 | 59335.2367 | 2667.5714 | 2702.4849 | 2728.5497 | 2748.6555 | 2764.729 | 2777.8761 | 2793.4155 | 2809.9148 | 2826.3792 | 2842.4849 | 2855.2691 | 2865.423 | 2873.5457 | 2886.5095 | 2896.1028 | 2903.0765 | 2908.5592 | 2908.5592 | 2908.5592 | 2908.5592 | 2908.5592 | 2908.5592 | 2908.5592 | 0 | 0 | 0 | 492.1598 | 498.6012 | 503.4101 | 507.1195 | 510.0851 | 512.5107 | 515.3776 | 518.4217 | 521.4594 | 524.4308 | 526.7895 | 528.6628 | 530.1615 | 532.5533 | 534.3232 | 535.6098 | 536.6214 | 536.6214 | 536.6214 | 536.6214 | 536.6214 | 536.6214 | 536.6214 | 0 | 0 | 0
WA_Industrial_Other Industrial_New_Space Heating_Natural Gas_Steam System Efficiency Improvements_A | WA | Industrial | Other Industrial | New | Space Heating | Natural Gas | Steam System Efficiency Improvements | A | IM712 | Average system efficiency | Optimized system | 5 | 0.13322 | 0 | 0 | 0.11 | 0 | 0 | 0 | 0.05645 |  | sqft | 30% | 60% | Retrofit | Retro1Slow | 81.8% | TBD | 0.2% | 19041.4248 |  | 16874.7306 |  | 0 | AEG Research | DOE - Improving Steam System Performance: A Sourcebook for Industry, Second Edition. October 2012. | DOE - Improving Steam System Performance: A Sourcebook for Industry, Second Edition. October 2012. | Average system efficiency | Average system efficiency | Average system efficiency | Average system efficiency | Average system efficiency | Average system efficiency | Average system efficiency | Average system efficiency | Average system efficiency | Average system efficiency | Average system efficiency | Average system efficiency | Average system efficiency | Average system efficiency | Average system efficiency | Average system efficiency | Average system efficiency | Average system efficiency | Average system efficiency | Average system efficiency | Average system efficiency | Average system efficiency | Average system efficiency | Average system efficiency | Average system efficiency | Average system efficiency | Average system efficiency | Average system efficiency | Average system efficiency | Average system efficiency | Average system efficiency | Optimized system | Optimized system | Optimized system | Optimized system | Optimized system | Optimized system | Optimized system | Optimized system | Optimized system | Optimized system | Optimized system | Optimized system | Optimized system | Optimized system | Optimized system | Optimized system | Optimized system | Optimized system | Optimized system | Optimized system | Optimized system | Optimized system | Optimized system | Optimized system | Optimized system | Optimized system | Optimized system | Optimized system | Optimized system | Optimized system | Optimized system | 0.11 | 0.11 | 0.11 | 0.11 | 0.11 | 0.11 | 0.11 | 0.11 | 0.11 | 0.11 | 0.11 | 0.11 | 0.11 | 0.11 | 0.11 | 0.11 | 0.11 | 0.11 | 0.11 | 0.11 | 0.11 | 0.11 | 0.11 | 0.11 | 0.11 | 0.11 | 0.11 | 0.11 | 0.11 | 0.11 | 0.11 | 0 | 0 | 0 | 0 | 0 | 0 | 0 | 0 | 0 | 0 | 0 | 0 | 0 | 0 | 0 | 0 | 0 | 0 | 0 | 0 | 0 | 0 | 0 | 0 | 0 | 0 | 0 | 0 | 0 | 0 | 0 | 0 | 0 | 0 | 0 | 0 | 0 | 0 | 0 | 0 | 0 | 0 | 0 | 0 | 0 | 0 | 0 | 0 | 0 | 0 | 0 | 0 | 0 | 0 | 0 | 0 | 0 | 0 | 0 | 0 | 0 | 0 | 0 | 0 | 0 | 0 | 0 | 0 | 0 | 0 | 0 | 0 | 0 | 0 | 0 | 0 | 0 | 0 | 0 | 0 | 0 | 0 | 0 | 0 | 0 | 0 | 0 | 0 | 0 | 0 | 0 | 0 | 0 | 0 | 0 | 0 | 0 | 0 | 0 | 0 | 0 | 0 | 0 | 0 | 0 | 0 | 0 | 0 | 0 | 0 | 0 | 0 | 0 | 0 | 0 | 0 | 0 | 0 | 0 | 0 | 0 | 0 | 0 | 0 | 0 | 0 | 0 | 0 | 0 | 0 | 0 | 0 | 0 | 0 | 0 | 0 | 0 | 0 | 0 | 0 | 0 | 0 | 0 | 0 | 0 | 0 | 0 | 0 | 0 | 0 | 0 | 0 | 0 | 0 | 0 | 0 | 0 | 0 | 0 | 0 | 0 | 0 | 0 | 0 | 0 | 0 | 0 | 0 | 0 | 0 | 0 | 0 | 0 | 0 | 0 | 0 | 0 | 0 | 0 | 0 | 0 | 0 | 0 | 0 | 0 | 0 | 0 | 0 | 0 | 0 | 0 | 0 | 0 | 0 | 0 | 0 | 0 | 0 | 0 | 0 | 0 | 0 | 0 | 0 | 0 | 0 | 0 | 0 | 0 | 0 | 0 | 0 | 0 | 0 | 0 | 0 | 0 | 0 | 0 | 0 | 0 | 0 | 0 | 0 | 0 | 0 | 0 | 0 | 0 | 0 | 0 | 0 | 0 | 0 | 0 | 0 | 0 | 0 | 0 | 0 | 0 | 0 | 0 | 0 | 0 | 0 | 0 | 0 | 0 | 0 | 0 | 0 | 0 | 0 | 0 | 0 | 0 | 0 | 0 | 0 | 0 | 0 | 0 | 0 | 0 | 0 | 0 | 0 | 0 | 0 | 0 | 0 | 0 | 0 | 0 | 0 | 0 | 0 | 0 | 0 | 0 | 0 | 0 | 0 | 0 | 0 | 0 | 0 | 0 | 0 | 0 | 0 | 0 | 0 | 0 | 0 | 0 | 0 | 0 | 0 | 0 | 0 | 0 | 0 | 0 | 0 | 0 | 0 | 0 | 0 | 0 | 0 | 0 | 0 | 0 | 0 | 0 | 0 | 0 | 0 | 0 | 0 | 0 | 0 | 0 | 0 | 0 | 0 | 0 | 0 | 0 | 0 | 0 | 0 | 0 | 0 | 0 | 0 | 0 | 0 | 0 | 0 | 0 | 0 | 0 | 0 | 0 | 0 | 0 | 0 | 0 | 0 | 0 | 0 | 0 | 0 | 0 | 0 | 0 | 0 | 0 | 0 | 0 | 0 | 0 | 0 | 0 | 0 | 0 | 0 | 0 | 0 | 0 | 0 | 0 | 0 | 0 | 0 | 0 | 0 | 0 | 0 | 0 | 0 | 0 | 0 | 0 | 0 | 0 | 0 | 0 | 0 | 0 | 0 | 0 | 0 | 0 | 0 | 0 | 0 | 0 | 0 | 0 | 0 | 0 | 0 | 0 | 0 | 0 | 0 | 0 | 0 | 0 | 0 | 0 | 0 | 0 | 0 | 0 | 0 | 0 | 0 | 0 | 0 | 0 | 0 | 0 | 0 | 0 | 0 | 0 | 0 | 0 | 0 | 0 | 0 | 0 | 0 | 0 | 0 | 0 | 0 | 0 | 0 | 0 | 0 | 0 | 19041.4248 | 19041.4248 | 19041.4248 | 19041.4248 | 19041.4248 | 19041.4248 | 19041.4248 | 19041.4248 | 19041.4248 | 19041.4248 | 19041.4248 | 19041.4248 | 19041.4248 | 19041.4248 | 19041.4248 | 19041.4248 | 19041.4248 | 19041.4248 | 19041.4248 | 19041.4248 | 19041.4248 | 19041.4248 | 19041.4248 | 19041.4248 | 19041.4248 | 19041.4248 | 16874.7306 | 16874.7306 | 16874.7306 | 16874.7306 | 16874.7306 | 16874.7306 | 16874.7306 | 16874.7306 | 16874.7306 | 16874.7306 | 16874.7306 | 16874.7306 | 16874.7306 | 16874.7306 | 16874.7306 | 16874.7306 | 16874.7306 | 16874.7306 | 16874.7306 | 16874.7306 | 16874.7306 | 16874.7306 | 16874.7306 | 16874.7306 | 16874.7306 | 16874.7306
WA_Industrial_Other Industrial_New_Process_Natural Gas_Steam System Efficiency Improvements_A | WA | Industrial | Other Industrial | New | Process | Natural Gas | Steam System Efficiency Improvements | A | IM713 | Average system efficiency | Optimized system | 5 | 0.10623 | 0 | 0 | 9.4 | 0 | 0 | 0 | 4.6975 |  | sqft | 30% | 60% | Retrofit | Retro1Slow | 81.8% | TBD | 0.2% | 19041.4248 |  | 16874.7306 |  | 0.0003038 | AEG Research | DOE - Improving Steam System Performance: A Sourcebook for Industry, Second Edition. October 2012. | DOE - Improving Steam System Performance: A Sourcebook for Industry, Second Edition. October 2012. | Average system efficiency | Average system efficiency | Average system efficiency | Average system efficiency | Average system efficiency | Average system efficiency | Average system efficiency | Average system efficiency | Average system efficiency | Average system efficiency | Average system efficiency | Average system efficiency | Average system efficiency | Average system efficiency | Average system efficiency | Average system efficiency | Average system efficiency | Average system efficiency | Average system efficiency | Average system efficiency | Average system efficiency | Average system efficiency | Average system efficiency | Average system efficiency | Average system efficiency | Average system efficiency | Average system efficiency | Average system efficiency | Average system efficiency | Average system efficiency | Average system efficiency | Optimized system | Optimized system | Optimized system | Optimized system | Optimized system | Optimized system | Optimized system | Optimized system | Optimized system | Optimized system | Optimized system | Optimized system | Optimized system | Optimized system | Optimized system | Optimized system | Optimized system | Optimized system | Optimized system | Optimized system | Optimized system | Optimized system | Optimized system | Optimized system | Optimized system | Optimized system | Optimized system | Optimized system | Optimized system | Optimized system | Optimized system | 9.4 | 9.4 | 9.4 | 9.4 | 9.4 | 9.4 | 9.4 | 9.4 | 9.4 | 9.4 | 9.4 | 9.4 | 9.4 | 9.4 | 9.4 | 9.4 | 9.4 | 9.4 | 9.4 | 9.4 | 9.4 | 9.4 | 9.4 | 9.4 | 9.4 | 9.4 | 9.4 | 9.4 | 9.4 | 9.4 | 9.4 | 0 | 0 | 0 | 0 | 0 | 0.10585 | 0.10553 | 0.10524 | 0.10497 | 0.1047 | 0.1045 | 0.10432 | 0.10417 | 0.10403 | 0.10392 | 0.10384 | 0.10378 | 0.10374 | 0.10372 | 0.10371 | 0.10371 | 0.10372 | 0.10373 | 0.10374 | 0.10374 | 0.10384 | 0.10392 | 0.104 | 0.10623 | 0.10623 | 0.10623 | 0.00010633 | 0.00025105 | 0.0005138 | 0.00094533 | 0.0016005 | 0.0025299 | 0.0037602 | 0.0052864 | 0.0070466 | 0.0088996 | 0.010651 | 0.012034 | 0.012792 | 0.012724 | 0.011768 | 0.010638 | 0.012027 | 0.012791 | 0.012726 | 0.011772 | 0.01065 | 0.01205 | 0.012824 | 0.013032 | 0.012054 | 0.010896 | 0.00010633 | 0.00035706 | 0.00086987 | 0.0018129 | 0.0034088 | 0.0058272 | 0.0093293 | 0.014093 | 0.020185 | 0.027474 | 0.035589 | 0.043862 | 0.051373 | 0.057061 | 0.059941 | 0.059944 | 0.059949 | 0.059954 | 0.059958 | 0.05996 | 0.060014 | 0.060063 | 0.060109 | 0 | 0 | 0 | 1.0045 | 2.3789 | 4.8821 | 9.0058 | 15.286 | 24.2098 | 36.0439 | 50.7489 | 67.7333 | 85.6363 | 102.5684 | 115.9519 | 123.3038 | 122.6761 | 113.4727 | 102.5684 | 115.9519 | 123.3038 | 122.6761 | 113.4727 | 102.5684 | 115.9519 | 123.3038 | 122.6761 | 113.4727 | 102.5684 | 1.0045 | 3.3834 | 8.2655 | 17.2713 | 32.5572 | 55.7626 | 89.4275 | 135.2943 | 194.0218 | 264.3721 | 342.7307 | 422.6387 | 495.1936 | 550.1365 | 577.9729 | 577.9729 | 577.9729 | 577.9729 | 577.9729 | 577.9729 | 577.9729 | 577.9729 | 577.9729 | 577.9729 | 577.9729 | 577.9729 | 9.043e-05 | 0.0002136 | 0.00043734 | 0.00080497 | 0.0013634 | 0.0021557 | 0.0032049 | 0.0045067 | 0.0060084 | 0.0075897 | 0.009084 | 0.010264 | 0.010912 | 0.010854 | 0.010039 | 0.0090747 | 0.01026 | 0.010911 | 0.010856 | 0.010042 | 0.0090837 | 0.010276 | 0.010935 | 0.011077 | 0.010246 | 0.0092614 | 9.043e-05 | 0.0003038 | 0.00074043 | 0.0015438 | 0.0029038 | 0.0049653 | 0.0079515 | 0.012015 | 0.017211 | 0.02343 | 0.030354 | 0.037413 | 0.043822 | 0.048676 | 0.051134 | 0.051136 | 0.05114 | 0.051144 | 0.051146 | 0.051148 | 0.051187 | 0.051223 | 0.051256 | 0 | 0 | 0 | 0.85384 | 2.0221 | 4.1498 | 7.6549 | 12.9931 | 20.5784 | 30.6373 | 43.1365 | 57.5733 | 72.7909 | 87.1832 | 98.5591 | 104.8082 | 104.2747 | 96.4518 | 87.1832 | 98.5591 | 104.8082 | 104.2747 | 96.4518 | 87.1832 | 98.5591 | 104.8082 | 104.2747 | 96.4518 | 87.1832 | 0.85384 | 2.8759 | 7.0257 | 14.6806 | 27.6737 | 47.3982 | 76.0134 | 115.0002 | 164.9185 | 224.7163 | 291.3211 | 359.2429 | 420.9146 | 467.616 | 491.277 | 491.277 | 491.277 | 491.277 | 491.277 | 491.277 | 491.277 | 491.277 | 491.277 | 491.277 | 491.277 | 491.277 | 0 | 0 | 0 | 0 | 0 | 0 | 0 | 0 | 0 | 0 | 0 | 0 | 0 | 0 | 0 | 0 | 0 | 0 | 0 | 0 | 0 | 0 | 0 | 0 | 0 | 0 | 0 | 0 | 0 | 0 | 0 | 0 | 0 | 0 | 0 | 0 | 0 | 0 | 0 | 0 | 0 | 0 | 0 | 0 | 0 | 0 | 0 | 0 | 0 | 0 | 0 | 0 | 0 | 0 | 0 | 0 | 0 | 0 | 0 | 0 | 0 | 0 | 0 | 0 | 0 | 0 | 0 | 0 | 0 | 0 | 0 | 0 | 0 | 0 | 0 | 0 | 0 | 0 | 0 | 0 | 0 | 0 | 0 | 0 | 0 | 0 | 0 | 0 | 0 | 0 | 0 | 0 | 0 | 0 | 0 | 0 | 0 | 0 | 0 | 0 | 0 | 0 | 0 | 0 | 0 | 0 | 0 | 0 | 0 | 0 | 0 | 0 | 0 | 0 | 0 | 0 | 0 | 0 | 0 | 0 | 0 | 0 | 0 | 0 | 0 | 0 | 0 | 0 | 0 | 0 | 0 | 0 | 0 | 0 | 0 | 0 | 0 | 0 | 0 | 0 | 0 | 0 | 0 | 0 | 0 | 0 | 0 | 0 | 0 | 0 | 0 | 0 | 0 | 0 | 0 | 0 | 0 | 0 | 0 | 0 | 0 | 0 | 0 | 0 | 0 | 0 | 0 | 0 | 0 | 0 | 0 | 0 | 0 | 0 | 0 | 0 | 0 | 0 | 0 | 0 | 0 | 0 | 0 | 0 | 0 | 0 | 0 | 0 | 0 | 0 | 0 | 0 | 0 | 0 | 0 | 0 | 0 | 0 | 0 | 0 | 0 | 0 | 0 | 0 | 0 | 0 | 0 | 0 | 19041.4248 | 19041.4248 | 19041.4248 | 19041.4248 | 19041.4248 | 19041.4248 | 19041.4248 | 19041.4248 | 19041.4248 | 19041.4248 | 19041.4248 | 19041.4248 | 19041.4248 | 19041.4248 | 19041.4248 | 19041.4248 | 19041.4248 | 19041.4248 | 19041.4248 | 19041.4248 | 19041.4248 | 19041.4248 | 19041.4248 | 19041.4248 | 19041.4248 | 19041.4248 | 16874.7306 | 16874.7306 | 16874.7306 | 16874.7306 | 16874.7306 | 16874.7306 | 16874.7306 | 16874.7306 | 16874.7306 | 16874.7306 | 16874.7306 | 16874.7306 | 16874.7306 | 16874.7306 | 16874.7306 | 16874.7306 | 16874.7306 | 16874.7306 | 16874.7306 | 16874.7306 | 16874.7306 | 16874.7306 | 16874.7306 | 16874.7306 | 16874.7306 | 16874.7306
WA_Industrial_Other Industrial_New_Space Heating_Natural Gas_Strategic Energy Management_A | WA | Industrial | Other Industrial | New | Space Heating | Natural Gas | Strategic Energy Management | A | IM714 | No energy management system | Energy management system installed and programmed | 5 | 3.0133 | 0 | 0 | 7.7 | 0 | 0.18 | 0 | 3.8512 |  | employee | 5% | 50% | Retrofit | RetroEven20 | 76.5% | TBD | 0.2% | 293.5604 |  | 287.7451 |  | 0.010273 | BEHAV_SEM-All-CPUC-2018_PG-26 | BEHAV_SEM-All-CPUC-2018_PG-26 | AEG Research | No energy management system | No energy management system | No energy management system | No energy management system | No energy management system | No energy management system | No energy management system | No energy management system | No energy management system | No energy management system | No energy management system | No energy management system | No energy management system | No energy management system | No energy management system | No energy management system | No energy management system | No energy management system | No energy management system | No energy management system | No energy management system | No energy management system | No energy management system | No energy management system | No energy management system | No energy management system | No energy management system | No energy management system | No energy management system | No energy management system | No energy management system | Energy management system installed and programmed | Energy management system installed and programmed | Energy management system installed and programmed | Energy management system installed and programmed | Energy management system installed and programmed | Energy management system installed and programmed | Energy management system installed and programmed | Energy management system installed and programmed | Energy management system installed and programmed | Energy management system installed and programmed | Energy management system installed and programmed | Energy management system installed and programmed | Energy management system installed and programmed | Energy management system installed and programmed | Energy management system installed and programmed | Energy management system installed and programmed | Energy management system installed and programmed | Energy management system installed and programmed | Energy management system installed and programmed | Energy management system installed and programmed | Energy management system installed and programmed | Energy management system installed and programmed | Energy management system installed and programmed | Energy management system installed and programmed | Energy management system installed and programmed | Energy management system installed and programmed | Energy management system installed and programmed | Energy management system installed and programmed | Energy management system installed and programmed | Energy management system installed and programmed | Energy management system installed and programmed | 7.7 | 7.7 | 7.7 | 7.7 | 7.7 | 7.7 | 7.7 | 7.7 | 7.7 | 7.7 | 7.7 | 7.7 | 7.7 | 7.7 | 7.7 | 7.7 | 7.7 | 7.7 | 7.7 | 7.7 | 7.7 | 7.7 | 7.7 | 7.7 | 7.7 | 7.7 | 7.7 | 7.7 | 7.7 | 7.7 | 7.7 | 0 | 0 | 0 | 0 | 0 | 2.8868 | 2.8012 | 2.7383 | 2.6898 | 2.6505 | 2.6175 | 2.5784 | 2.5366 | 2.4943 | 2.4524 | 2.4139 | 2.3788 | 2.3684 | 2.3453 | 2.3283 | 2.3164 | 2.3073 | 2.3044 | 2.3051 | 2.308 | 2.312 | 2.3158 | 2.3197 | 0 | 0 | 0 | 0.005504 | 0.0063275 | 0.0071492 | 0.0079638 | 0.0087757 | 0.0095836 | 0.010333 | 0.01104 | 0.011715 | 0.012349 | 0.012976 | 0.013589 | 0.014328 | 0.014974 | 0.015639 | 0.01633 | 0.01703 | 0.017769 | 0.018532 | 0.019312 | 0.016299 | 0.017093 | 0.017887 | 0 | 0 | 0 | 0.005504 | 0.011668 | 0.018555 | 0.026191 | 0.034584 | 0.038746 | 0.042676 | 0.046401 | 0.049957 | 0.053346 | 0.056648 | 0.059881 | 0.063638 | 0.066978 | 0.070407 | 0.073923 | 0.077483 | 0.081214 | 0.085053 | 0.088971 | 0.089123 | 0.089272 | 0.089422 | 0 | 0 | 0 | 1.9066 | 2.2588 | 2.6109 | 2.9608 | 3.3109 | 3.6613 | 4.0073 | 4.3523 | 4.6967 | 5.0355 | 5.3757 | 5.7126 | 6.0495 | 6.3848 | 6.717 | 7.0497 | 7.381 | 7.7109 | 8.0397 | 8.3674 | 7.0497 | 7.381 | 7.7109 | 8.0397 | 8.3674 | 7.0497 | 1.9066 | 4.1655 | 6.7763 | 9.7371 | 13.0481 | 14.8028 | 16.5512 | 18.2927 | 20.0286 | 21.7532 | 23.4675 | 25.1727 | 26.8699 | 28.558 | 30.2395 | 31.9135 | 33.5819 | 35.2434 | 36.8983 | 38.5487 | 38.5487 | 38.5487 | 38.5487 | 38.5487 | 38.5487 | 38.5487 | 0.0047806 | 0.0055708 | 0.0063493 | 0.0071112 | 0.0078609 | 0.0085984 | 0.0092861 | 0.0099371 | 0.010558 | 0.011141 | 0.011717 | 0.012279 | 0.012845 | 0.013351 | 0.013879 | 0.014435 | 0.01501 | 0.015626 | 0.016262 | 0.016914 | 0.014252 | 0.014927 | 0.015605 | 0 | 0 | 0 | 0.0047806 | 0.010273 | 0.016479 | 0.023387 | 0.030979 | 0.034763 | 0.038354 | 0.041765 | 0.045023 | 0.04813 | 0.051152 | 0.054107 | 0.057055 | 0.059718 | 0.062482 | 0.065348 | 0.068292 | 0.071417 | 0.074632 | 0.077921 | 0.077931 | 0.07796 | 0.078012 | 0 | 0 | 0 | 1.6206 | 1.92 | 2.2192 | 2.5167 | 2.8143 | 3.1121 | 3.4062 | 3.6995 | 3.9922 | 4.2802 | 4.5693 | 4.8557 | 5.1421 | 5.427 | 5.7095 | 5.9922 | 6.2738 | 6.5543 | 6.8338 | 7.1123 | 5.9922 | 6.2738 | 6.5543 | 6.8338 | 7.1123 | 5.9922 | 1.6206 | 3.5407 | 5.7599 | 8.2766 | 11.0909 | 12.5824 | 14.0686 | 15.5488 | 17.0243 | 18.4902 | 19.9474 | 21.3968 | 22.8394 | 24.2743 | 25.7036 | 27.1265 | 28.5446 | 29.9569 | 31.3636 | 32.7664 | 32.7664 | 32.7664 | 32.7664 | 32.7664 | 32.7664 | 32.7664 | 0.0047806 | 0.0055708 | 0.0063493 | 0.0071112 | 0.0078609 | 0.0085984 | 0.0092861 | 0.0099371 | 0.010558 | 0.011141 | 0.011717 | 0.012279 | 0.012845 | 0.013351 | 0.013879 | 0.014435 | 0.01501 | 0.015626 | 0.016262 | 0.016914 | 0.014252 | 0.014927 | 0.015605 | 0 | 0 | 0 | 0.0047806 | 0.010273 | 0.016479 | 0.023387 | 0.030979 | 0.034763 | 0.038354 | 0.041765 | 0.045023 | 0.04813 | 0.051152 | 0.054107 | 0.057055 | 0.059718 | 0.062482 | 0.065348 | 0.068292 | 0.071417 | 0.074632 | 0.077921 | 0.077931 | 0.07796 | 0.078012 | 0 | 0 | 0 | 1.6206 | 1.92 | 2.2192 | 2.5167 | 2.8143 | 3.1121 | 3.4062 | 3.6995 | 3.9922 | 4.2802 | 4.5693 | 4.8557 | 5.1421 | 5.427 | 5.7095 | 5.9922 | 6.2738 | 6.5543 | 6.8338 | 7.1123 | 5.9922 | 6.2738 | 6.5543 | 6.8338 | 7.1123 | 5.9922 | 1.6206 | 3.5407 | 5.7599 | 8.2766 | 11.0909 | 12.5824 | 14.0686 | 15.5488 | 17.0243 | 18.4902 | 19.9474 | 21.3968 | 22.8394 | 24.2743 | 25.7036 | 27.1265 | 28.5446 | 29.9569 | 31.3636 | 32.7664 | 32.7664 | 32.7664 | 32.7664 | 32.7664 | 32.7664 | 32.7664 | 0.0047806 | 0.0055708 | 0.0063493 | 0.0071112 | 0.0078609 | 0.0085984 | 0.0092861 | 0.0099371 | 0.010558 | 0.011141 | 0.011717 | 0.012279 | 0.012845 | 0.013351 | 0.013879 | 0.014435 | 0.01501 | 0.015626 | 0.016262 | 0.016914 | 0.014252 | 0.014927 | 0.015605 | 0 | 0 | 0 | 0.0047806 | 0.010273 | 0.016479 | 0.023387 | 0.030979 | 0.034763 | 0.038354 | 0.041765 | 0.045023 | 0.04813 | 0.051152 | 0.054107 | 0.057055 | 0.059718 | 0.062482 | 0.065348 | 0.068292 | 0.071417 | 0.074632 | 0.077921 | 0.077931 | 0.07796 | 0.078012 | 0 | 0 | 0 | 1.6206 | 1.92 | 2.2192 | 2.5167 | 2.8143 | 3.1121 | 3.4062 | 3.6995 | 3.9922 | 4.2802 | 4.5693 | 4.8557 | 5.1421 | 5.427 | 5.7095 | 5.9922 | 6.2738 | 6.5543 | 6.8338 | 7.1123 | 5.9922 | 6.2738 | 6.5543 | 6.8338 | 7.1123 | 5.9922 | 1.6206 | 3.5407 | 5.7599 | 8.2766 | 11.0909 | 12.5824 | 14.0686 | 15.5488 | 17.0243 | 18.4902 | 19.9474 | 21.3968 | 22.8394 | 24.2743 | 25.7036 | 27.1265 | 28.5446 | 29.9569 | 31.3636 | 32.7664 | 32.7664 | 32.7664 | 32.7664 | 32.7664 | 32.7664 | 32.7664 | 284.7517 | 286.8342 | 288.3734 | 289.5519 | 290.4885 | 291.251 | 292.1481 | 293.0957 | 294.0363 | 294.9516 | 295.6748 | 296.2471 | 296.7036 | 297.4297 | 297.9652 | 298.3534 | 298.658 | 298.658 | 298.658 | 298.658 | 298.658 | 298.658 | 298.658 | 0 | 0 | 0 | 279.1108 | 281.152 | 282.6608 | 283.8159 | 284.734 | 285.4814 | 286.3607 | 287.2895 | 288.2115 | 289.1086 | 289.8175 | 290.3785 | 290.826 | 291.5377 | 292.0625 | 292.443 | 292.7416 | 292.7416 | 292.7416 | 292.7416 | 292.7416 | 292.7416 | 292.7416 | 0 | 0 | 0
WA_Industrial_Other Industrial_New_Process_Natural Gas_Strategic Energy Management_A | WA | Industrial | Other Industrial | New | Process | Natural Gas | Strategic Energy Management | A | IM715 | No energy management system | Energy management system installed and programmed | 5 | 1.4066 | 0 | 0 | 7.7 | 0 | 0.18 | 0 | 3.8512 |  | employee | 5% | 50% | Retrofit | RetroEven20 | 76.5% | TBD | 0.2% | 293.5604 |  | 287.7451 |  | 0.30627 | BEHAV_SEM-All-CPUC-2018_PG-26 | BEHAV_SEM-All-CPUC-2018_PG-26 | AEG Research | No energy management system | No energy management system | No energy management system | No energy management system | No energy management system | No energy management system | No energy management system | No energy management system | No energy management system | No energy management system | No energy management system | No energy management system | No energy management system | No energy management system | No energy management system | No energy management system | No energy management system | No energy management system | No energy management system | No energy management system | No energy management system | No energy management system | No energy management system | No energy management system | No energy management system | No energy management system | No energy management system | No energy management system | No energy management system | No energy management system | No energy management system | Energy management system installed and programmed | Energy management system installed and programmed | Energy management system installed and programmed | Energy management system installed and programmed | Energy management system installed and programmed | Energy management system installed and programmed | Energy management system installed and programmed | Energy management system installed and programmed | Energy management system installed and programmed | Energy management system installed and programmed | Energy management system installed and programmed | Energy management system installed and programmed | Energy management system installed and programmed | Energy management system installed and programmed | Energy management system installed and programmed | Energy management system installed and programmed | Energy management system installed and programmed | Energy management system installed and programmed | Energy management system installed and programmed | Energy management system installed and programmed | Energy management system installed and programmed | Energy management system installed and programmed | Energy management system installed and programmed | Energy management system installed and programmed | Energy management system installed and programmed | Energy management system installed and programmed | Energy management system installed and programmed | Energy management system installed and programmed | Energy management system installed and programmed | Energy management system installed and programmed | Energy management system installed and programmed | 7.7 | 7.7 | 7.7 | 7.7 | 7.7 | 7.7 | 7.7 | 7.7 | 7.7 | 7.7 | 7.7 | 7.7 | 7.7 | 7.7 | 7.7 | 7.7 | 7.7 | 7.7 | 7.7 | 7.7 | 7.7 | 7.7 | 7.7 | 7.7 | 7.7 | 7.7 | 7.7 | 7.7 | 7.7 | 7.7 | 7.7 | 0 | 0 | 0 | 0 | 0 | 1.4046 | 1.4029 | 1.4013 | 1.3999 | 1.3985 | 1.3971 | 1.3959 | 1.3949 | 1.394 | 1.3933 | 1.3928 | 1.3925 | 1.3924 | 1.3924 | 1.3924 | 1.3926 | 1.3927 | 1.3928 | 1.3928 | 1.3928 | 1.3934 | 1.3938 | 1.3943 | 0 | 0 | 0 | 0.16506 | 0.19532 | 0.2255 | 0.25547 | 0.28539 | 0.31529 | 0.34478 | 0.37418 | 0.40353 | 0.43242 | 0.46147 | 0.4903 | 0.51917 | 0.54794 | 0.57647 | 0.60508 | 0.63357 | 0.66193 | 0.69018 | 0.71833 | 0.60542 | 0.63409 | 0.66265 | 0 | 0 | 0 | 0.16506 | 0.36018 | 0.58528 | 0.84016 | 1.1247 | 1.2747 | 1.424 | 1.5727 | 1.7208 | 1.868 | 2.0146 | 2.1605 | 2.306 | 2.4509 | 2.5952 | 2.7392 | 2.8826 | 3.0254 | 3.1676 | 3.3093 | 3.3106 | 3.3117 | 3.3127 | 0 | 0 | 0 | 117.5155 | 139.2238 | 160.9202 | 182.4886 | 204.0687 | 225.6667 | 246.9903 | 268.2557 | 289.478 | 310.3632 | 331.3282 | 352.0932 | 372.8609 | 393.5241 | 414.003 | 434.5062 | 454.9245 | 475.2635 | 495.5283 | 515.7243 | 434.5062 | 454.9245 | 475.2635 | 495.5283 | 515.7243 | 434.5062 | 117.5155 | 256.7393 | 417.6595 | 600.1481 | 804.2169 | 912.368 | 1020.1346 | 1127.4701 | 1234.4595 | 1340.7539 | 1446.4154 | 1551.5182 | 1656.1234 | 1760.1695 | 1863.8094 | 1966.9874 | 2069.8187 | 2172.2212 | 2274.2254 | 2375.9467 | 2375.9467 | 2375.9467 | 2375.9467 | 2375.9467 | 2375.9467 | 2375.9467 | 0.14033 | 0.16608 | 0.19178 | 0.2173 | 0.24279 | 0.26827 | 0.2934 | 0.31845 | 0.34346 | 0.36808 | 0.39283 | 0.41738 | 0.44197 | 0.46646 | 0.49074 | 0.51509 | 0.53933 | 0.56348 | 0.58752 | 0.61148 | 0.51534 | 0.53971 | 0.56399 | 0 | 0 | 0 | 0.14033 | 0.30627 | 0.49777 | 0.71464 | 0.95682 | 1.0846 | 1.2118 | 1.3384 | 1.4647 | 1.5901 | 1.7149 | 1.8392 | 1.9631 | 2.0864 | 2.2093 | 2.3318 | 2.4539 | 2.5754 | 2.6964 | 2.8171 | 2.818 | 2.8188 | 2.8195 | 0 | 0 | 0 | 99.8882 | 118.3402 | 136.7822 | 155.1153 | 173.4584 | 191.8167 | 209.9418 | 228.0174 | 246.0563 | 263.8087 | 281.6289 | 299.2792 | 316.9318 | 334.4955 | 351.9026 | 369.3302 | 386.6858 | 403.9739 | 421.1991 | 438.3656 | 369.3302 | 386.6858 | 403.9739 | 421.1991 | 438.3656 | 369.3302 | 99.8882 | 218.2284 | 355.0106 | 510.1259 | 683.5843 | 775.5128 | 867.1144 | 958.3496 | 1049.2905 | 1139.6408 | 1229.4531 | 1318.7905 | 1407.7049 | 1496.1441 | 1584.238 | 1671.9393 | 1759.3459 | 1846.3881 | 1933.0916 | 2019.5547 | 2019.5547 | 2019.5547 | 2019.5547 | 2019.5547 | 2019.5547 | 2019.5547 | 0.14033 | 0.16608 | 0.19178 | 0.2173 | 0.24279 | 0.26827 | 0.2934 | 0.31845 | 0.34346 | 0.36808 | 0.39283 | 0.41738 | 0.44197 | 0.46646 | 0.49074 | 0.51509 | 0.53933 | 0.56348 | 0.58752 | 0.61148 | 0.51534 | 0.53971 | 0.56399 | 0 | 0 | 0 | 0.14033 | 0.30627 | 0.49777 | 0.71464 | 0.95682 | 1.0846 | 1.2118 | 1.3384 | 1.4647 | 1.5901 | 1.7149 | 1.8392 | 1.9631 | 2.0864 | 2.2093 | 2.3318 | 2.4539 | 2.5754 | 2.6964 | 2.8171 | 2.818 | 2.8188 | 2.8195 | 0 | 0 | 0 | 99.8882 | 118.3402 | 136.7822 | 155.1153 | 173.4584 | 191.8167 | 209.9418 | 228.0174 | 246.0563 | 263.8087 | 281.6289 | 299.2792 | 316.9318 | 334.4955 | 351.9026 | 369.3302 | 386.6858 | 403.9739 | 421.1991 | 438.3656 | 369.3302 | 386.6858 | 403.9739 | 421.1991 | 438.3656 | 369.3302 | 99.8882 | 218.2284 | 355.0106 | 510.1259 | 683.5843 | 775.5128 | 867.1144 | 958.3496 | 1049.2905 | 1139.6408 | 1229.4531 | 1318.7905 | 1407.7049 | 1496.1441 | 1584.238 | 1671.9393 | 1759.3459 | 1846.3881 | 1933.0916 | 2019.5547 | 2019.5547 | 2019.5547 | 2019.5547 | 2019.5547 | 2019.5547 | 2019.5547 | 0.14033 | 0.16608 | 0.19178 | 0.2173 | 0.24279 | 0.26827 | 0.2934 | 0.31845 | 0.34346 | 0.36808 | 0.39283 | 0.41738 | 0.44197 | 0.46646 | 0.49074 | 0.51509 | 0.53933 | 0.56348 | 0.58752 | 0.61148 | 0.51534 | 0.53971 | 0.56399 | 0 | 0 | 0 | 0.14033 | 0.30627 | 0.49777 | 0.71464 | 0.95682 | 1.0846 | 1.2118 | 1.3384 | 1.4647 | 1.5901 | 1.7149 | 1.8392 | 1.9631 | 2.0864 | 2.2093 | 2.3318 | 2.4539 | 2.5754 | 2.6964 | 2.8171 | 2.818 | 2.8188 | 2.8195 | 0 | 0 | 0 | 99.8882 | 118.3402 | 136.7822 | 155.1153 | 173.4584 | 191.8167 | 209.9418 | 228.0174 | 246.0563 | 263.8087 | 281.6289 | 299.2792 | 316.9318 | 334.4955 | 351.9026 | 369.3302 | 386.6858 | 403.9739 | 421.1991 | 438.3656 | 369.3302 | 386.6858 | 403.9739 | 421.1991 | 438.3656 | 369.3302 | 99.8882 | 218.2284 | 355.0106 | 510.1259 | 683.5843 | 775.5128 | 867.1144 | 958.3496 | 1049.2905 | 1139.6408 | 1229.4531 | 1318.7905 | 1407.7049 | 1496.1441 | 1584.238 | 1671.9393 | 1759.3459 | 1846.3881 | 1933.0916 | 2019.5547 | 2019.5547 | 2019.5547 | 2019.5547 | 2019.5547 | 2019.5547 | 2019.5547 | 284.7517 | 286.8342 | 288.3734 | 289.5519 | 290.4885 | 291.251 | 292.1481 | 293.0957 | 294.0363 | 294.9516 | 295.6748 | 296.2471 | 296.7036 | 297.4297 | 297.9652 | 298.3534 | 298.658 | 298.658 | 298.658 | 298.658 | 298.658 | 298.658 | 298.658 | 0 | 0 | 0 | 279.1108 | 281.152 | 282.6608 | 283.8159 | 284.734 | 285.4814 | 286.3607 | 287.2895 | 288.2115 | 289.1086 | 289.8175 | 290.3785 | 290.826 | 291.5377 | 292.0625 | 292.443 | 292.7416 | 292.7416 | 292.7416 | 292.7416 | 292.7416 | 292.7416 | 292.7416 | 0 | 0 | 0
WA_Industrial_Other Industrial_New_Miscellaneous_Natural Gas_Strategic Energy Management_A | WA | Industrial | Other Industrial | New | Miscellaneous | Natural Gas | Strategic Energy Management | A | IM716 | No energy management system | Energy management system installed and programmed | 5 | 0.89787 | 0 | 0 | 7.7 | 0 | 0.18 | 0 | 3.8512 |  | employee | 5% | 50% | Retrofit | RetroEven20 | 76.5% | TBD | 0.2% | 293.5604 |  | 287.7451 |  | 0.048985 | BEHAV_SEM-All-CPUC-2018_PG-26 | BEHAV_SEM-All-CPUC-2018_PG-26 | AEG Research | No energy management system | No energy management system | No energy management system | No energy management system | No energy management system | No energy management system | No energy management system | No energy management system | No energy management system | No energy management system | No energy management system | No energy management system | No energy management system | No energy management system | No energy management system | No energy management system | No energy management system | No energy management system | No energy management system | No energy management system | No energy management system | No energy management system | No energy management system | No energy management system | No energy management system | No energy management system | No energy management system | No energy management system | No energy management system | No energy management system | No energy management system | Energy management system installed and programmed | Energy management system installed and programmed | Energy management system installed and programmed | Energy management system installed and programmed | Energy management system installed and programmed | Energy management system installed and programmed | Energy management system installed and programmed | Energy management system installed and programmed | Energy management system installed and programmed | Energy management system installed and programmed | Energy management system installed and programmed | Energy management system installed and programmed | Energy management system installed and programmed | Energy management system installed and programmed | Energy management system installed and programmed | Energy management system installed and programmed | Energy management system installed and programmed | Energy management system installed and programmed | Energy management system installed and programmed | Energy management system installed and programmed | Energy management system installed and programmed | Energy management system installed and programmed | Energy management system installed and programmed | Energy management system installed and programmed | Energy management system installed and programmed | Energy management system installed and programmed | Energy management system installed and programmed | Energy management system installed and programmed | Energy management system installed and programmed | Energy management system installed and programmed | Energy management system installed and programmed | 7.7 | 7.7 | 7.7 | 7.7 | 7.7 | 7.7 | 7.7 | 7.7 | 7.7 | 7.7 | 7.7 | 7.7 | 7.7 | 7.7 | 7.7 | 7.7 | 7.7 | 7.7 | 7.7 | 7.7 | 7.7 | 7.7 | 7.7 | 7.7 | 7.7 | 7.7 | 7.7 | 7.7 | 7.7 | 7.7 | 7.7 | 0 | 0 | 0 | 0 | 0 | 0.89787 | 0.89787 | 0.89787 | 0.89787 | 0.89787 | 0.89787 | 0.89787 | 0.89787 | 0.89787 | 0.89787 | 0.89787 | 0.89787 | 0.89787 | 0.89787 | 0.89787 | 0.89787 | 0.89787 | 0.89787 | 0.89787 | 0.89787 | 0.89787 | 0.89787 | 0.89787 | 0 | 0 | 0 | 0.026378 | 0.031251 | 0.036121 | 0.040963 | 0.045807 | 0.050655 | 0.055441 | 0.060215 | 0.064978 | 0.069667 | 0.074372 | 0.079034 | 0.083695 | 0.088333 | 0.09293 | 0.097533 | 0.10212 | 0.10668 | 0.11123 | 0.11576 | 0.097533 | 0.10212 | 0.10668 | 0 | 0 | 0 | 0.026378 | 0.05763 | 0.093751 | 0.13471 | 0.18052 | 0.2048 | 0.22899 | 0.25308 | 0.2771 | 0.30096 | 0.32467 | 0.34827 | 0.37175 | 0.3951 | 0.41837 | 0.44153 | 0.46461 | 0.48759 | 0.51049 | 0.53332 | 0.53332 | 0.53332 | 0.53332 | 0 | 0 | 0 | 29.3789 | 34.806 | 40.23 | 45.6222 | 51.0172 | 56.4167 | 61.7476 | 67.0639 | 72.3695 | 77.5908 | 82.832 | 88.0233 | 93.2152 | 98.381 | 103.5008 | 108.6265 | 113.7311 | 118.8159 | 123.8821 | 128.9311 | 108.6265 | 113.7311 | 118.8159 | 123.8821 | 128.9311 | 108.6265 | 29.3789 | 64.1848 | 104.4149 | 150.037 | 201.0542 | 228.092 | 255.0336 | 281.8675 | 308.6149 | 335.1885 | 361.6038 | 387.8796 | 414.0309 | 440.0424 | 465.9523 | 491.7468 | 517.4547 | 543.0553 | 568.5564 | 593.9867 | 593.9867 | 593.9867 | 593.9867 | 593.9867 | 593.9867 | 593.9867 | 0.022422 | 0.026564 | 0.030703 | 0.034818 | 0.038936 | 0.043057 | 0.047125 | 0.051183 | 0.055232 | 0.059217 | 0.063217 | 0.067179 | 0.071141 | 0.075083 | 0.078991 | 0.082903 | 0.086798 | 0.090679 | 0.094546 | 0.098399 | 0.082903 | 0.086798 | 0.090679 | 0 | 0 | 0 | 0.022422 | 0.048985 | 0.079688 | 0.11451 | 0.15344 | 0.17408 | 0.19464 | 0.21512 | 0.23553 | 0.25581 | 0.27597 | 0.29603 | 0.31598 | 0.33584 | 0.35561 | 0.3753 | 0.39492 | 0.41445 | 0.43392 | 0.45332 | 0.45332 | 0.45332 | 0.45332 | 0 | 0 | 0 | 24.972 | 29.5851 | 34.1955 | 38.7788 | 43.3646 | 47.9542 | 52.4854 | 57.0043 | 61.5141 | 65.9522 | 70.4072 | 74.8198 | 79.2329 | 83.6239 | 87.9756 | 92.3326 | 96.6715 | 100.9935 | 105.2998 | 109.5914 | 92.3326 | 96.6715 | 100.9935 | 105.2998 | 109.5914 | 92.3326 | 24.972 | 54.5571 | 88.7526 | 127.5315 | 170.8961 | 193.8782 | 216.7786 | 239.5874 | 262.3226 | 284.9102 | 307.3633 | 329.6976 | 351.9262 | 374.036 | 396.0595 | 417.9848 | 439.8365 | 461.597 | 483.2729 | 504.8887 | 504.8887 | 504.8887 | 504.8887 | 504.8887 | 504.8887 | 504.8887 | 0.022422 | 0.026564 | 0.030703 | 0.034818 | 0.038936 | 0.043057 | 0.047125 | 0.051183 | 0.055232 | 0.059217 | 0.063217 | 0.067179 | 0.071141 | 0.075083 | 0.078991 | 0.082903 | 0.086798 | 0.090679 | 0.094546 | 0.098399 | 0.082903 | 0.086798 | 0.090679 | 0 | 0 | 0 | 0.022422 | 0.048985 | 0.079688 | 0.11451 | 0.15344 | 0.17408 | 0.19464 | 0.21512 | 0.23553 | 0.25581 | 0.27597 | 0.29603 | 0.31598 | 0.33584 | 0.35561 | 0.3753 | 0.39492 | 0.41445 | 0.43392 | 0.45332 | 0.45332 | 0.45332 | 0.45332 | 0 | 0 | 0 | 24.972 | 29.5851 | 34.1955 | 38.7788 | 43.3646 | 47.9542 | 52.4854 | 57.0043 | 61.5141 | 65.9522 | 70.4072 | 74.8198 | 79.2329 | 83.6239 | 87.9756 | 92.3326 | 96.6715 | 100.9935 | 105.2998 | 109.5914 | 92.3326 | 96.6715 | 100.9935 | 105.2998 | 109.5914 | 92.3326 | 24.972 | 54.5571 | 88.7526 | 127.5315 | 170.8961 | 193.8782 | 216.7786 | 239.5874 | 262.3226 | 284.9102 | 307.3633 | 329.6976 | 351.9262 | 374.036 | 396.0595 | 417.9848 | 439.8365 | 461.597 | 483.2729 | 504.8887 | 504.8887 | 504.8887 | 504.8887 | 504.8887 | 504.8887 | 504.8887 | 0.022422 | 0.026564 | 0.030703 | 0.034818 | 0.038936 | 0.043057 | 0.047125 | 0.051183 | 0.055232 | 0.059217 | 0.063217 | 0.067179 | 0.071141 | 0.075083 | 0.078991 | 0.082903 | 0.086798 | 0.090679 | 0.094546 | 0.098399 | 0.082903 | 0.086798 | 0.090679 | 0 | 0 | 0 | 0.022422 | 0.048985 | 0.079688 | 0.11451 | 0.15344 | 0.17408 | 0.19464 | 0.21512 | 0.23553 | 0.25581 | 0.27597 | 0.29603 | 0.31598 | 0.33584 | 0.35561 | 0.3753 | 0.39492 | 0.41445 | 0.43392 | 0.45332 | 0.45332 | 0.45332 | 0.45332 | 0 | 0 | 0 | 24.972 | 29.5851 | 34.1955 | 38.7788 | 43.3646 | 47.9542 | 52.4854 | 57.0043 | 61.5141 | 65.9522 | 70.4072 | 74.8198 | 79.2329 | 83.6239 | 87.9756 | 92.3326 | 96.6715 | 100.9935 | 105.2998 | 109.5914 | 92.3326 | 96.6715 | 100.9935 | 105.2998 | 109.5914 | 92.3326 | 24.972 | 54.5571 | 88.7526 | 127.5315 | 170.8961 | 193.8782 | 216.7786 | 239.5874 | 262.3226 | 284.9102 | 307.3633 | 329.6976 | 351.9262 | 374.036 | 396.0595 | 417.9848 | 439.8365 | 461.597 | 483.2729 | 504.8887 | 504.8887 | 504.8887 | 504.8887 | 504.8887 | 504.8887 | 504.8887 | 284.7517 | 286.8342 | 288.3734 | 289.5519 | 290.4885 | 291.251 | 292.1481 | 293.0957 | 294.0363 | 294.9516 | 295.6748 | 296.2471 | 296.7036 | 297.4297 | 297.9652 | 298.3534 | 298.658 | 298.658 | 298.658 | 298.658 | 298.658 | 298.658 | 298.658 | 0 | 0 | 0 | 279.1108 | 281.152 | 282.6608 | 283.8159 | 284.734 | 285.4814 | 286.3607 | 287.2895 | 288.2115 | 289.1086 | 289.8175 | 290.3785 | 290.826 | 291.5377 | 292.0625 | 292.443 | 292.7416 | 292.7416 | 292.7416 | 292.7416 | 292.7416 | 292.7416 | 292.7416 | 0 | 0 | 0
WA_Industrial_Other Industrial_New_Space Heating_Natural Gas_Commissioning_A | WA | Industrial | Other Industrial | New | Space Heating | Natural Gas | Commissioning | A | IM717 | New construction code | Optimized HVAC design and controls | 10 | 3.6154 | 0 | 0 | 0.27 | 0 | 0 | 0 | 0.1336 |  | employee | 0% | 0% | Retrofit | Retro12Med | 84.73% | TBD | 0.2% | 3.1684 |  | 2.5789 |  | 0 | DL20_COM_CX-Refrig-2021PLN-V11-3 | 2018 AMIL BUS Retro-Commissioning Initiative | U.S. Department of Energy. Lawrence Berkeley National Labs and Building Commissioning Association. https://www.bcxa.org/wp-content/uploads/2020/09/1-s2.0- S0378778819319553-main.pdf | New construction code | New construction code | New construction code | New construction code | New construction code | New construction code | New construction code | New construction code | New construction code | New construction code | New construction code | New construction code | New construction code | New construction code | New construction code | New construction code | New construction code | New construction code | New construction code | New construction code | New construction code | New construction code | New construction code | New construction code | New construction code | New construction code | New construction code | New construction code | New construction code | New construction code | New construction code | Optimized HVAC design and controls | Optimized HVAC design and controls | Optimized HVAC design and controls | Optimized HVAC design and controls | Optimized HVAC design and controls | Optimized HVAC design and controls | Optimized HVAC design and controls | Optimized HVAC design and controls | Optimized HVAC design and controls | Optimized HVAC design and controls | Optimized HVAC design and controls | Optimized HVAC design and controls | Optimized HVAC design and controls | Optimized HVAC design and controls | Optimized HVAC design and controls | Optimized HVAC design and controls | Optimized HVAC design and controls | Optimized HVAC design and controls | Optimized HVAC design and controls | Optimized HVAC design and controls | Optimized HVAC design and controls | Optimized HVAC design and controls | Optimized HVAC design and controls | Optimized HVAC design and controls | Optimized HVAC design and controls | Optimized HVAC design and controls | Optimized HVAC design and controls | Optimized HVAC design and controls | Optimized HVAC design and controls | Optimized HVAC design and controls | Optimized HVAC design and controls | 0.27 | 0.27 | 0.27 | 0.27 | 0.27 | 0.27 | 0.27 | 0.27 | 0.27 | 0.27 | 0.27 | 0.27 | 0.27 | 0.27 | 0.27 | 0.27 | 0.27 | 0.27 | 0.27 | 0.27 | 0.27 | 0.27 | 0.27 | 0.27 | 0.27 | 0.27 | 0.27 | 0.27 | 0.27 | 0.27 | 0.27 | 0 | 0 | 0 | 0 | 0 | 3.464 | 3.362 | 3.2875 | 3.2311 | 3.1865 | 3.1505 | 3.1083 | 3.064 | 3.0204 | 2.9782 | 2.9408 | 2.9076 | 2.9041 | 2.884 | 2.8697 | 2.8595 | 2.8508 | 2.8476 | 2.8472 | 2.8483 | 2.8501 | 2.852 | 2.8542 | 0 | 0 | 0 | 0 | 0 | 0 | 0 | 0 | 0 | 0 | 0 | 0 | 0 | 0 | 0 | 0 | 0 | 0 | 0 | 0 | 0 | 0 | 0 | 0 | 0 | 0 | 0 | 0 | 0 | 0 | 0 | 0 | 0 | 0 | 0 | 0 | 0 | 0 | 0 | 0 | 0 | 0 | 0 | 0 | 0 | 0 | 0 | 0 | 0 | 0 | 0 | 0 | 0 | 0 | 0 | 0 | 0 | 0 | 0 | 0 | 0 | 0 | 0 | 0 | 0 | 0 | 0 | 0 | 0 | 0 | 0 | 0 | 0 | 0 | 0 | 0 | 0 | 0 | 0 | 0 | 0 | 0 | 0 | 0 | 0 | 0 | 0 | 0 | 0 | 0 | 0 | 0 | 0 | 0 | 0 | 0 | 0 | 0 | 0 | 0 | 0 | 0 | 0 | 0 | 0 | 0 | 0 | 0 | 0 | 0 | 0 | 0 | 0 | 0 | 0 | 0 | 0 | 0 | 0 | 0 | 0 | 0 | 0 | 0 | 0 | 0 | 0 | 0 | 0 | 0 | 0 | 0 | 0 | 0 | 0 | 0 | 0 | 0 | 0 | 0 | 0 | 0 | 0 | 0 | 0 | 0 | 0 | 0 | 0 | 0 | 0 | 0 | 0 | 0 | 0 | 0 | 0 | 0 | 0 | 0 | 0 | 0 | 0 | 0 | 0 | 0 | 0 | 0 | 0 | 0 | 0 | 0 | 0 | 0 | 0 | 0 | 0 | 0 | 0 | 0 | 0 | 0 | 0 | 0 | 0 | 0 | 0 | 0 | 0 | 0 | 0 | 0 | 0 | 0 | 0 | 0 | 0 | 0 | 0 | 0 | 0 | 0 | 0 | 0 | 0 | 0 | 0 | 0 | 0 | 0 | 0 | 0 | 0 | 0 | 0 | 0 | 0 | 0 | 0 | 0 | 0 | 0 | 0 | 0 | 0 | 0 | 0 | 0 | 0 | 0 | 0 | 0 | 0 | 0 | 0 | 0 | 0 | 0 | 0 | 0 | 0 | 0 | 0 | 0 | 0 | 0 | 0 | 0 | 0 | 0 | 0 | 0 | 0 | 0 | 0 | 0 | 0 | 0 | 0 | 0 | 0 | 0 | 0 | 0 | 0 | 0 | 0 | 0 | 0 | 0 | 0 | 0 | 0 | 0 | 0 | 0 | 0 | 0 | 0 | 0 | 0 | 0 | 0 | 0 | 0 | 0 | 0 | 0 | 0 | 0 | 0 | 0 | 0 | 0 | 0 | 0 | 0 | 0 | 0 | 0 | 0 | 0 | 0 | 0 | 0 | 0 | 0 | 0 | 0 | 0 | 0 | 0 | 0 | 0 | 0 | 0 | 0 | 0 | 0 | 0 | 0 | 0 | 0 | 0 | 0 | 0 | 0 | 0 | 0 | 0 | 0 | 0 | 0 | 0 | 0 | 0 | 0 | 0 | 0 | 0 | 0 | 0 | 0 | 0 | 0 | 0 | 0 | 0 | 0 | 0 | 0 | 0 | 0 | 0 | 0 | 0 | 0 | 0 | 0 | 0 | 0 | 0 | 0 | 0 | 0 | 0 | 0 | 0 | 0 | 0 | 0 | 0 | 0 | 0 | 0 | 0 | 0 | 0 | 0 | 0 | 0 | 0 | 0 | 0 | 0 | 0 | 0 | 0 | 0 | 0 | 0 | 0 | 0 | 0 | 0 | 0 | 0 | 0 | 0 | 0 | 0 | 0 | 0 | 0 | 0 | 0 | 0 | 0 | 0 | 0 | 0 | 0 | 0 | 0 | 0 | 0 | 0 | 0 | 0 | 3.1157 | 3.1283 | 3.1375 | 3.1446 | 3.1502 | 3.1547 | 3.16 | 3.1656 | 3.1712 | 3.1765 | 3.1808 | 3.1841 | 3.1868 | 3.191 | 3.1941 | 3.1964 | 3.1982 | 3.1982 | 3.1982 | 3.1982 | 3.1982 | 3.1982 | 3.1982 | 0 | 0 | 0 | 2.536 | 2.5463 | 2.5538 | 2.5595 | 2.5641 | 2.5678 | 2.5721 | 2.5767 | 2.5812 | 2.5856 | 2.589 | 2.5917 | 2.5939 | 2.5974 | 2.5999 | 2.6017 | 2.6032 | 2.6032 | 2.6032 | 2.6032 | 2.6032 | 2.6032 | 2.6032 | 0 | 0 | 0
WA_Industrial_Other Industrial_New_Process_Natural Gas_Commissioning_A | WA | Industrial | Other Industrial | New | Process | Natural Gas | Commissioning | A | IM718 | New construction code | Optimized process design and controls | 10 | 7.8506 | 0 | 0 | 0.27 | 0 | 0 | 0 | 0.1336 |  | employee | 0% | 0% | Retrofit | Retro12Med | 84.73% | TBD | 0.2% | 3.1684 |  | 2.5789 |  | 0 | DL20_COM_CX-Refrig-2021PLN-V11-3 | 2018 AMIL BUS Retro-Commissioning Initiative | U.S. Department of Energy. Lawrence Berkeley National Labs and Building Commissioning Association. https://www.bcxa.org/wp-content/uploads/2020/09/1-s2.0- S0378778819319553-main.pdf | New construction code | New construction code | New construction code | New construction code | New construction code | New construction code | New construction code | New construction code | New construction code | New construction code | New construction code | New construction code | New construction code | New construction code | New construction code | New construction code | New construction code | New construction code | New construction code | New construction code | New construction code | New construction code | New construction code | New construction code | New construction code | New construction code | New construction code | New construction code | New construction code | New construction code | New construction code | Optimized process design and controls | Optimized process design and controls | Optimized process design and controls | Optimized process design and controls | Optimized process design and controls | Optimized process design and controls | Optimized process design and controls | Optimized process design and controls | Optimized process design and controls | Optimized process design and controls | Optimized process design and controls | Optimized process design and controls | Optimized process design and controls | Optimized process design and controls | Optimized process design and controls | Optimized process design and controls | Optimized process design and controls | Optimized process design and controls | Optimized process design and controls | Optimized process design and controls | Optimized process design and controls | Optimized process design and controls | Optimized process design and controls | Optimized process design and controls | Optimized process design and controls | Optimized process design and controls | Optimized process design and controls | Optimized process design and controls | Optimized process design and controls | Optimized process design and controls | Optimized process design and controls | 0.27 | 0.27 | 0.27 | 0.27 | 0.27 | 0.27 | 0.27 | 0.27 | 0.27 | 0.27 | 0.27 | 0.27 | 0.27 | 0.27 | 0.27 | 0.27 | 0.27 | 0.27 | 0.27 | 0.27 | 0.27 | 0.27 | 0.27 | 0.27 | 0.27 | 0.27 | 0.27 | 0.27 | 0.27 | 0.27 | 0.27 | 0 | 0 | 0 | 0 | 0 | 7.8495 | 7.849 | 7.8487 | 7.8489 | 7.8491 | 7.8492 | 7.8493 | 7.8494 | 7.8495 | 7.8496 | 7.8496 | 7.8497 | 7.8497 | 7.8498 | 7.8498 | 7.8499 | 7.8499 | 7.8499 | 7.8499 | 7.85 | 7.85 | 7.85 | 7.85 | 0 | 0 | 0 | 0 | 0 | 0 | 0 | 0 | 0 | 0 | 0 | 0 | 0 | 0 | 0 | 0 | 0 | 0 | 0 | 0 | 0 | 0 | 0 | 0 | 0 | 0 | 0 | 0 | 0 | 0 | 0 | 0 | 0 | 0 | 0 | 0 | 0 | 0 | 0 | 0 | 0 | 0 | 0 | 0 | 0 | 0 | 0 | 0 | 0 | 0 | 0 | 0 | 0 | 0 | 0 | 0 | 0 | 0 | 0 | 0 | 0 | 0 | 0 | 0 | 0 | 0 | 0 | 0 | 0 | 0 | 0 | 0 | 0 | 0 | 0 | 0 | 0 | 0 | 0 | 0 | 0 | 0 | 0 | 0 | 0 | 0 | 0 | 0 | 0 | 0 | 0 | 0 | 0 | 0 | 0 | 0 | 0 | 0 | 0 | 0 | 0 | 0 | 0 | 0 | 0 | 0 | 0 | 0 | 0 | 0 | 0 | 0 | 0 | 0 | 0 | 0 | 0 | 0 | 0 | 0 | 0 | 0 | 0 | 0 | 0 | 0 | 0 | 0 | 0 | 0 | 0 | 0 | 0 | 0 | 0 | 0 | 0 | 0 | 0 | 0 | 0 | 0 | 0 | 0 | 0 | 0 | 0 | 0 | 0 | 0 | 0 | 0 | 0 | 0 | 0 | 0 | 0 | 0 | 0 | 0 | 0 | 0 | 0 | 0 | 0 | 0 | 0 | 0 | 0 | 0 | 0 | 0 | 0 | 0 | 0 | 0 | 0 | 0 | 0 | 0 | 0 | 0 | 0 | 0 | 0 | 0 | 0 | 0 | 0 | 0 | 0 | 0 | 0 | 0 | 0 | 0 | 0 | 0 | 0 | 0 | 0 | 0 | 0 | 0 | 0 | 0 | 0 | 0 | 0 | 0 | 0 | 0 | 0 | 0 | 0 | 0 | 0 | 0 | 0 | 0 | 0 | 0 | 0 | 0 | 0 | 0 | 0 | 0 | 0 | 0 | 0 | 0 | 0 | 0 | 0 | 0 | 0 | 0 | 0 | 0 | 0 | 0 | 0 | 0 | 0 | 0 | 0 | 0 | 0 | 0 | 0 | 0 | 0 | 0 | 0 | 0 | 0 | 0 | 0 | 0 | 0 | 0 | 0 | 0 | 0 | 0 | 0 | 0 | 0 | 0 | 0 | 0 | 0 | 0 | 0 | 0 | 0 | 0 | 0 | 0 | 0 | 0 | 0 | 0 | 0 | 0 | 0 | 0 | 0 | 0 | 0 | 0 | 0 | 0 | 0 | 0 | 0 | 0 | 0 | 0 | 0 | 0 | 0 | 0 | 0 | 0 | 0 | 0 | 0 | 0 | 0 | 0 | 0 | 0 | 0 | 0 | 0 | 0 | 0 | 0 | 0 | 0 | 0 | 0 | 0 | 0 | 0 | 0 | 0 | 0 | 0 | 0 | 0 | 0 | 0 | 0 | 0 | 0 | 0 | 0 | 0 | 0 | 0 | 0 | 0 | 0 | 0 | 0 | 0 | 0 | 0 | 0 | 0 | 0 | 0 | 0 | 0 | 0 | 0 | 0 | 0 | 0 | 0 | 0 | 0 | 0 | 0 | 0 | 0 | 0 | 0 | 0 | 0 | 0 | 0 | 0 | 0 | 0 | 0 | 0 | 0 | 0 | 0 | 0 | 0 | 0 | 0 | 0 | 0 | 0 | 0 | 0 | 0 | 0 | 0 | 0 | 0 | 0 | 0 | 0 | 0 | 0 | 0 | 0 | 0 | 0 | 0 | 0 | 0 | 0 | 0 | 0 | 0 | 0 | 0 | 0 | 0 | 0 | 0 | 3.1157 | 3.1283 | 3.1375 | 3.1446 | 3.1502 | 3.1547 | 3.16 | 3.1656 | 3.1712 | 3.1765 | 3.1808 | 3.1841 | 3.1868 | 3.191 | 3.1941 | 3.1964 | 3.1982 | 3.1982 | 3.1982 | 3.1982 | 3.1982 | 3.1982 | 3.1982 | 0 | 0 | 0 | 2.536 | 2.5463 | 2.5538 | 2.5595 | 2.5641 | 2.5678 | 2.5721 | 2.5767 | 2.5812 | 2.5856 | 2.589 | 2.5917 | 2.5939 | 2.5974 | 2.5999 | 2.6017 | 2.6032 | 2.6032 | 2.6032 | 2.6032 | 2.6032 | 2.6032 | 2.6032 | 0 | 0 | 0
WA_Industrial_Other Industrial_New_Space Heating_Natural Gas_Retrocommissioning_A | WA | Industrial | Other Industrial | New | Space Heating | Natural Gas | Retrocommissioning | A | IM719 | Vintage/existing building | Optimized HVAC flow and controls | 5 | 0 | 0 | 0 | 0 | 0 | 0 | 0 | 0 |  | employee | 0% | 0% | Retrofit | RetroEven20 | 76.5% | TBD | 0.2% | 0 |  | 0 |  | 0 | COM_RCX-Heating-7PLN-v5-18 | COM_RCX-Heating-7PLN-v5-18 | n/a | Vintage/existing building | Vintage/existing building | Vintage/existing building | Vintage/existing building | Vintage/existing building | Vintage/existing building | Vintage/existing building | Vintage/existing building | Vintage/existing building | Vintage/existing building | Vintage/existing building | Vintage/existing building | Vintage/existing building | Vintage/existing building | Vintage/existing building | Vintage/existing building | Vintage/existing building | Vintage/existing building | Vintage/existing building | Vintage/existing building | Vintage/existing building | Vintage/existing building | Vintage/existing building | Vintage/existing building | Vintage/existing building | Vintage/existing building | Vintage/existing building | Vintage/existing building | Vintage/existing building | Vintage/existing building | Vintage/existing building | Optimized HVAC flow and controls | Optimized HVAC flow and controls | Optimized HVAC flow and controls | Optimized HVAC flow and controls | Optimized HVAC flow and controls | Optimized HVAC flow and controls | Optimized HVAC flow and controls | Optimized HVAC flow and controls | Optimized HVAC flow and controls | Optimized HVAC flow and controls | Optimized HVAC flow and controls | Optimized HVAC flow and controls | Optimized HVAC flow and controls | Optimized HVAC flow and controls | Optimized HVAC flow and controls | Optimized HVAC flow and controls | Optimized HVAC flow and controls | Optimized HVAC flow and controls | Optimized HVAC flow and controls | Optimized HVAC flow and controls | Optimized HVAC flow and controls | Optimized HVAC flow and controls | Optimized HVAC flow and controls | Optimized HVAC flow and controls | Optimized HVAC flow and controls | Optimized HVAC flow and controls | Optimized HVAC flow and controls | Optimized HVAC flow and controls | Optimized HVAC flow and controls | Optimized HVAC flow and controls | Optimized HVAC flow and controls | 0 | 0 | 0 | 0 | 0 | 0 | 0 | 0 | 0 | 0 | 0 | 0 | 0 | 0 | 0 | 0 | 0 | 0 | 0 | 0 | 0 | 0 | 0 | 0 | 0 | 0 | 0 | 0 | 0 | 0 | 0 | 0 | 0 | 0 | 0 | 0 | 0 | 0 | 0 | 0 | 0 | 0 | 0 | 0 | 0 | 0 | 0 | 0 | 0 | 0 | 0 | 0 | 0 | 0 | 0 | 0 | 0 | 0 | 0 | 0 | 0 | 0 | 0 | 0 | 0 | 0 | 0 | 0 | 0 | 0 | 0 | 0 | 0 | 0 | 0 | 0 | 0 | 0 | 0 | 0 | 0 | 0 | 0 | 0 | 0 | 0 | 0 | 0 | 0 | 0 | 0 | 0 | 0 | 0 | 0 | 0 | 0 | 0 | 0 | 0 | 0 | 0 | 0 | 0 | 0 | 0 | 0 | 0 | 0 | 0 | 0 | 0 | 0 | 0 | 0 | 0 | 0 | 0 | 0 | 0 | 0 | 0 | 0 | 0 | 0 | 0 | 0 | 0 | 0 | 0 | 0 | 0 | 0 | 0 | 0 | 0 | 0 | 0 | 0 | 0 | 0 | 0 | 0 | 0 | 0 | 0 | 0 | 0 | 0 | 0 | 0 | 0 | 0 | 0 | 0 | 0 | 0 | 0 | 0 | 0 | 0 | 0 | 0 | 0 | 0 | 0 | 0 | 0 | 0 | 0 | 0 | 0 | 0 | 0 | 0 | 0 | 0 | 0 | 0 | 0 | 0 | 0 | 0 | 0 | 0 | 0 | 0 | 0 | 0 | 0 | 0 | 0 | 0 | 0 | 0 | 0 | 0 | 0 | 0 | 0 | 0 | 0 | 0 | 0 | 0 | 0 | 0 | 0 | 0 | 0 | 0 | 0 | 0 | 0 | 0 | 0 | 0 | 0 | 0 | 0 | 0 | 0 | 0 | 0 | 0 | 0 | 0 | 0 | 0 | 0 | 0 | 0 | 0 | 0 | 0 | 0 | 0 | 0 | 0 | 0 | 0 | 0 | 0 | 0 | 0 | 0 | 0 | 0 | 0 | 0 | 0 | 0 | 0 | 0 | 0 | 0 | 0 | 0 | 0 | 0 | 0 | 0 | 0 | 0 | 0 | 0 | 0 | 0 | 0 | 0 | 0 | 0 | 0 | 0 | 0 | 0 | 0 | 0 | 0 | 0 | 0 | 0 | 0 | 0 | 0 | 0 | 0 | 0 | 0 | 0 | 0 | 0 | 0 | 0 | 0 | 0 | 0 | 0 | 0 | 0 | 0 | 0 | 0 | 0 | 0 | 0 | 0 | 0 | 0 | 0 | 0 | 0 | 0 | 0 | 0 | 0 | 0 | 0 | 0 | 0 | 0 | 0 | 0 | 0 | 0 | 0 | 0 | 0 | 0 | 0 | 0 | 0 | 0 | 0 | 0 | 0 | 0 | 0 | 0 | 0 | 0 | 0 | 0 | 0 | 0 | 0 | 0 | 0 | 0 | 0 | 0 | 0 | 0 | 0 | 0 | 0 | 0 | 0 | 0 | 0 | 0 | 0 | 0 | 0 | 0 | 0 | 0 | 0 | 0 | 0 | 0 | 0 | 0 | 0 | 0 | 0 | 0 | 0 | 0 | 0 | 0 | 0 | 0 | 0 | 0 | 0 | 0 | 0 | 0 | 0 | 0 | 0 | 0 | 0 | 0 | 0 | 0 | 0 | 0 | 0 | 0 | 0 | 0 | 0 | 0 | 0 | 0 | 0 | 0 | 0 | 0 | 0 | 0 | 0 | 0 | 0 | 0 | 0 | 0 | 0 | 0 | 0 | 0 | 0 | 0 | 0 | 0 | 0 | 0 | 0 | 0 | 0 | 0 | 0 | 0 | 0 | 0 | 0 | 0 | 0 | 0 | 0 | 0 | 0 | 0 | 0 | 0 | 0 | 0 | 0 | 0 | 0 | 0 | 0 | 0 | 0 | 0 | 0 | 0 | 0 | 0 | 0 | 0 | 0 | 0 | 0 | 0 | 0 | 0 | 0 | 0 | 0 | 0 | 0 | 0 | 0 | 0 | 0 | 0 | 0 | 0 | 0 | 0 | 0 | 0 | 0 | 0 | 0 | 0 | 0 | 0 | 0 | 0 | 0 | 0 | 0 | 0 | 0 | 0 | 0 | 0 | 0 | 0 | 0 | 0 | 0 | 0 | 0 | 0 | 0 | 0 | 0 | 0 | 0 | 0 | 0 | 0 | 0 | 0 | 0 | 0 | 0 | 0 | 0 | 0 | 0 | 0 | 0 | 0 | 0
WA_Industrial_Other Industrial_New_Process_Natural Gas_Retrocommissioning_A | WA | Industrial | Other Industrial | New | Process | Natural Gas | Retrocommissioning | A | IM720 | Vintage/existing building | Optimized process design and controls | 5 | 0 | 0 | 0 | 0 | 0 | 0 | 0 | 0 |  | employee | 0% | 0% | Retrofit | RetroEven20 | 76.5% | TBD | 0.2% | 0 |  | 0 |  | 0 | COM_RCX-Heating-7PLN-v5-18 | COM_RCX-Heating-7PLN-v5-18 | n/a | Vintage/existing building | Vintage/existing building | Vintage/existing building | Vintage/existing building | Vintage/existing building | Vintage/existing building | Vintage/existing building | Vintage/existing building | Vintage/existing building | Vintage/existing building | Vintage/existing building | Vintage/existing building | Vintage/existing building | Vintage/existing building | Vintage/existing building | Vintage/existing building | Vintage/existing building | Vintage/existing building | Vintage/existing building | Vintage/existing building | Vintage/existing building | Vintage/existing building | Vintage/existing building | Vintage/existing building | Vintage/existing building | Vintage/existing building | Vintage/existing building | Vintage/existing building | Vintage/existing building | Vintage/existing building | Vintage/existing building | Optimized process design and controls | Optimized process design and controls | Optimized process design and controls | Optimized process design and controls | Optimized process design and controls | Optimized process design and controls | Optimized process design and controls | Optimized process design and controls | Optimized process design and controls | Optimized process design and controls | Optimized process design and controls | Optimized process design and controls | Optimized process design and controls | Optimized process design and controls | Optimized process design and controls | Optimized process design and controls | Optimized process design and controls | Optimized process design and controls | Optimized process design and controls | Optimized process design and controls | Optimized process design and controls | Optimized process design and controls | Optimized process design and controls | Optimized process design and controls | Optimized process design and controls | Optimized process design and controls | Optimized process design and controls | Optimized process design and controls | Optimized process design and controls | Optimized process design and controls | Optimized process design and controls | 0 | 0 | 0 | 0 | 0 | 0 | 0 | 0 | 0 | 0 | 0 | 0 | 0 | 0 | 0 | 0 | 0 | 0 | 0 | 0 | 0 | 0 | 0 | 0 | 0 | 0 | 0 | 0 | 0 | 0 | 0 | 0 | 0 | 0 | 0 | 0 | 0 | 0 | 0 | 0 | 0 | 0 | 0 | 0 | 0 | 0 | 0 | 0 | 0 | 0 | 0 | 0 | 0 | 0 | 0 | 0 | 0 | 0 | 0 | 0 | 0 | 0 | 0 | 0 | 0 | 0 | 0 | 0 | 0 | 0 | 0 | 0 | 0 | 0 | 0 | 0 | 0 | 0 | 0 | 0 | 0 | 0 | 0 | 0 | 0 | 0 | 0 | 0 | 0 | 0 | 0 | 0 | 0 | 0 | 0 | 0 | 0 | 0 | 0 | 0 | 0 | 0 | 0 | 0 | 0 | 0 | 0 | 0 | 0 | 0 | 0 | 0 | 0 | 0 | 0 | 0 | 0 | 0 | 0 | 0 | 0 | 0 | 0 | 0 | 0 | 0 | 0 | 0 | 0 | 0 | 0 | 0 | 0 | 0 | 0 | 0 | 0 | 0 | 0 | 0 | 0 | 0 | 0 | 0 | 0 | 0 | 0 | 0 | 0 | 0 | 0 | 0 | 0 | 0 | 0 | 0 | 0 | 0 | 0 | 0 | 0 | 0 | 0 | 0 | 0 | 0 | 0 | 0 | 0 | 0 | 0 | 0 | 0 | 0 | 0 | 0 | 0 | 0 | 0 | 0 | 0 | 0 | 0 | 0 | 0 | 0 | 0 | 0 | 0 | 0 | 0 | 0 | 0 | 0 | 0 | 0 | 0 | 0 | 0 | 0 | 0 | 0 | 0 | 0 | 0 | 0 | 0 | 0 | 0 | 0 | 0 | 0 | 0 | 0 | 0 | 0 | 0 | 0 | 0 | 0 | 0 | 0 | 0 | 0 | 0 | 0 | 0 | 0 | 0 | 0 | 0 | 0 | 0 | 0 | 0 | 0 | 0 | 0 | 0 | 0 | 0 | 0 | 0 | 0 | 0 | 0 | 0 | 0 | 0 | 0 | 0 | 0 | 0 | 0 | 0 | 0 | 0 | 0 | 0 | 0 | 0 | 0 | 0 | 0 | 0 | 0 | 0 | 0 | 0 | 0 | 0 | 0 | 0 | 0 | 0 | 0 | 0 | 0 | 0 | 0 | 0 | 0 | 0 | 0 | 0 | 0 | 0 | 0 | 0 | 0 | 0 | 0 | 0 | 0 | 0 | 0 | 0 | 0 | 0 | 0 | 0 | 0 | 0 | 0 | 0 | 0 | 0 | 0 | 0 | 0 | 0 | 0 | 0 | 0 | 0 | 0 | 0 | 0 | 0 | 0 | 0 | 0 | 0 | 0 | 0 | 0 | 0 | 0 | 0 | 0 | 0 | 0 | 0 | 0 | 0 | 0 | 0 | 0 | 0 | 0 | 0 | 0 | 0 | 0 | 0 | 0 | 0 | 0 | 0 | 0 | 0 | 0 | 0 | 0 | 0 | 0 | 0 | 0 | 0 | 0 | 0 | 0 | 0 | 0 | 0 | 0 | 0 | 0 | 0 | 0 | 0 | 0 | 0 | 0 | 0 | 0 | 0 | 0 | 0 | 0 | 0 | 0 | 0 | 0 | 0 | 0 | 0 | 0 | 0 | 0 | 0 | 0 | 0 | 0 | 0 | 0 | 0 | 0 | 0 | 0 | 0 | 0 | 0 | 0 | 0 | 0 | 0 | 0 | 0 | 0 | 0 | 0 | 0 | 0 | 0 | 0 | 0 | 0 | 0 | 0 | 0 | 0 | 0 | 0 | 0 | 0 | 0 | 0 | 0 | 0 | 0 | 0 | 0 | 0 | 0 | 0 | 0 | 0 | 0 | 0 | 0 | 0 | 0 | 0 | 0 | 0 | 0 | 0 | 0 | 0 | 0 | 0 | 0 | 0 | 0 | 0 | 0 | 0 | 0 | 0 | 0 | 0 | 0 | 0 | 0 | 0 | 0 | 0 | 0 | 0 | 0 | 0 | 0 | 0 | 0 | 0 | 0 | 0 | 0 | 0 | 0 | 0 | 0 | 0 | 0 | 0 | 0 | 0 | 0 | 0 | 0 | 0 | 0 | 0 | 0 | 0 | 0 | 0 | 0 | 0 | 0 | 0 | 0 | 0 | 0 | 0 | 0 | 0 | 0 | 0 | 0 | 0 | 0 | 0 | 0 | 0 | 0 | 0 | 0 | 0 | 0 | 0 | 0 | 0 | 0 | 0 | 0 | 0 | 0 | 0
WA_Industrial_Food Products_Existing_Space Heating_Natural Gas_Condensing RTU_A | WA | Industrial | Food Products | Existing | Space Heating | Natural Gas | Condensing RTU | A | IM721 | tbd | tbd | 5 | 24.4582 | 0 | 0 | 2.56 | 0 | 0 | 0 | 1.2816 |  | sqft | 0% | 0% | Retrofit | Retro5Med | 85.36% | TBD | 0.2% | 0 |  | 0 |  | 0 | n/a | NEEA Condensing Rooftop Unit Field Study - October 28, 2019 | NEEA Condensing Rooftop Unit Field Study - October 28, 2019 | tbd | tbd | tbd | tbd | tbd | tbd | tbd | tbd | tbd | tbd | tbd | tbd | tbd | tbd | tbd | tbd | tbd | tbd | tbd | tbd | tbd | tbd | tbd | tbd | tbd | tbd | tbd | tbd | tbd | tbd | tbd | tbd | tbd | tbd | tbd | tbd | tbd | tbd | tbd | tbd | tbd | tbd | tbd | tbd | tbd | tbd | tbd | tbd | tbd | tbd | tbd | tbd | tbd | tbd | tbd | tbd | tbd | tbd | tbd | tbd | tbd | tbd | 2.56 | 2.56 | 2.56 | 2.56 | 2.56 | 2.56 | 2.56 | 2.56 | 2.56 | 2.56 | 2.56 | 2.56 | 2.56 | 2.56 | 2.56 | 2.56 | 2.56 | 2.56 | 2.56 | 2.56 | 2.56 | 2.56 | 2.56 | 2.56 | 2.56 | 2.56 | 2.56 | 2.56 | 2.56 | 2.56 | 2.56 | 0 | 0 | 0 | 0 | 0 | 23.6299 | 23.3705 | 23.035 | 22.6879 | 22.3319 | 21.9737 | 21.615 | 21.2682 | 20.9239 | 20.5727 | 20.2464 | 19.9348 | 19.6528 | 19.3871 | 19.1365 | 18.8964 | 18.6571 | 18.4261 | 18.2073 | 17.9972 | 17.7996 | 17.6235 | 17.4545 | 19.0123 | 18.8951 | 18.7852 | 0 | 0 | 0 | 0 | 0 | 0 | 0 | 0 | 0 | 0 | 0 | 0 | 0 | 0 | 0 | 0 | 0 | 0 | 0 | 0 | 0 | 0 | 0 | 0 | 0 | 0 | 0 | 0 | 0 | 0 | 0 | 0 | 0 | 0 | 0 | 0 | 0 | 0 | 0 | 0 | 0 | 0 | 0 | 0 | 0 | 0 | 0 | 0 | 0 | 0 | 0 | 0 | 0 | 0 | 0 | 0 | 0 | 0 | 0 | 0 | 0 | 0 | 0 | 0 | 0 | 0 | 0 | 0 | 0 | 0 | 0 | 0 | 0 | 0 | 0 | 0 | 0 | 0 | 0 | 0 | 0 | 0 | 0 | 0 | 0 | 0 | 0 | 0 | 0 | 0 | 0 | 0 | 0 | 0 | 0 | 0 | 0 | 0 | 0 | 0 | 0 | 0 | 0 | 0 | 0 | 0 | 0 | 0 | 0 | 0 | 0 | 0 | 0 | 0 | 0 | 0 | 0 | 0 | 0 | 0 | 0 | 0 | 0 | 0 | 0 | 0 | 0 | 0 | 0 | 0 | 0 | 0 | 0 | 0 | 0 | 0 | 0 | 0 | 0 | 0 | 0 | 0 | 0 | 0 | 0 | 0 | 0 | 0 | 0 | 0 | 0 | 0 | 0 | 0 | 0 | 0 | 0 | 0 | 0 | 0 | 0 | 0 | 0 | 0 | 0 | 0 | 0 | 0 | 0 | 0 | 0 | 0 | 0 | 0 | 0 | 0 | 0 | 0 | 0 | 0 | 0 | 0 | 0 | 0 | 0 | 0 | 0 | 0 | 0 | 0 | 0 | 0 | 0 | 0 | 0 | 0 | 0 | 0 | 0 | 0 | 0 | 0 | 0 | 0 | 0 | 0 | 0 | 0 | 0 | 0 | 0 | 0 | 0 | 0 | 0 | 0 | 0 | 0 | 0 | 0 | 0 | 0 | 0 | 0 | 0 | 0 | 0 | 0 | 0 | 0 | 0 | 0 | 0 | 0 | 0 | 0 | 0 | 0 | 0 | 0 | 0 | 0 | 0 | 0 | 0 | 0 | 0 | 0 | 0 | 0 | 0 | 0 | 0 | 0 | 0 | 0 | 0 | 0 | 0 | 0 | 0 | 0 | 0 | 0 | 0 | 0 | 0 | 0 | 0 | 0 | 0 | 0 | 0 | 0 | 0 | 0 | 0 | 0 | 0 | 0 | 0 | 0 | 0 | 0 | 0 | 0 | 0 | 0 | 0 | 0 | 0 | 0 | 0 | 0 | 0 | 0 | 0 | 0 | 0 | 0 | 0 | 0 | 0 | 0 | 0 | 0 | 0 | 0 | 0 | 0 | 0 | 0 | 0 | 0 | 0 | 0 | 0 | 0 | 0 | 0 | 0 | 0 | 0 | 0 | 0 | 0 | 0 | 0 | 0 | 0 | 0 | 0 | 0 | 0 | 0 | 0 | 0 | 0 | 0 | 0 | 0 | 0 | 0 | 0 | 0 | 0 | 0 | 0 | 0 | 0 | 0 | 0 | 0 | 0 | 0 | 0 | 0 | 0 | 0 | 0 | 0 | 0 | 0 | 0 | 0 | 0 | 0 | 0 | 0 | 0 | 0 | 0 | 0 | 0 | 0 | 0 | 0 | 0 | 0 | 0 | 0 | 0 | 0 | 0 | 0 | 0 | 0 | 0 | 0 | 0 | 0 | 0 | 0 | 0 | 0 | 0 | 0 | 0 | 0 | 0 | 0 | 0 | 0 | 0 | 0 | 0 | 0 | 0 | 0 | 0 | 0 | 0 | 0 | 0 | 0 | 0 | 0 | 0 | 0 | 0 | 0 | 0 | 0 | 0 | 0 | 0 | 0 | 0 | 0 | 0 | 0 | 0 | 0 | 0 | 0 | 0 | 0 | 0 | 0 | 0 | 0 | 0 | 0 | 0 | 0 | 0 | 0 | 0 | 0 | 0 | 0 | 0 | 0 | 0 | 0 | 0 | 0 | 0 | 0 | 0 | 0 | 0 | 0 | 0 | 0 | 0 | 0 | 0
WA_Industrial_Food Products_New_Space Heating_Natural Gas_Condensing RTU_A | WA | Industrial | Food Products | New | Space Heating | Natural Gas | Condensing RTU | A | IM722 | tbd | tbd | 5 | 21.4021 | 0 | 0 | 2.56 | 0 | 0 | 0 | 1.2816 |  | sqft | 0% | 0% | Retrofit | Retro5Med | 85.36% | TBD | 0.2% | 0 |  | 0 |  | 0 | n/a | NEEA Condensing Rooftop Unit Field Study - October 28, 2019 | NEEA Condensing Rooftop Unit Field Study - October 28, 2019 | tbd | tbd | tbd | tbd | tbd | tbd | tbd | tbd | tbd | tbd | tbd | tbd | tbd | tbd | tbd | tbd | tbd | tbd | tbd | tbd | tbd | tbd | tbd | tbd | tbd | tbd | tbd | tbd | tbd | tbd | tbd | tbd | tbd | tbd | tbd | tbd | tbd | tbd | tbd | tbd | tbd | tbd | tbd | tbd | tbd | tbd | tbd | tbd | tbd | tbd | tbd | tbd | tbd | tbd | tbd | tbd | tbd | tbd | tbd | tbd | tbd | tbd | 2.56 | 2.56 | 2.56 | 2.56 | 2.56 | 2.56 | 2.56 | 2.56 | 2.56 | 2.56 | 2.56 | 2.56 | 2.56 | 2.56 | 2.56 | 2.56 | 2.56 | 2.56 | 2.56 | 2.56 | 2.56 | 2.56 | 2.56 | 2.56 | 2.56 | 2.56 | 2.56 | 2.56 | 2.56 | 2.56 | 2.56 | 0 | 0 | 0 | 0 | 0 | 0 | 0 | 0 | 0 | 0 | 0 | 0 | 0 | 0 | 0 | 0 | 0 | 0 | 0 | 0 | 0 | 0 | 0 | 0 | 0 | 0 | 0 | 0 | 0 | 0 | 0 | 0 | 0 | 0 | 0 | 0 | 0 | 0 | 0 | 0 | 0 | 0 | 0 | 0 | 0 | 0 | 0 | 0 | 0 | 0 | 0 | 0 | 0 | 0 | 0 | 0 | 0 | 0 | 0 | 0 | 0 | 0 | 0 | 0 | 0 | 0 | 0 | 0 | 0 | 0 | 0 | 0 | 0 | 0 | 0 | 0 | 0 | 0 | 0 | 0 | 0 | 0 | 0 | 0 | 0 | 0 | 0 | 0 | 0 | 0 | 0 | 0 | 0 | 0 | 0 | 0 | 0 | 0 | 0 | 0 | 0 | 0 | 0 | 0 | 0 | 0 | 0 | 0 | 0 | 0 | 0 | 0 | 0 | 0 | 0 | 0 | 0 | 0 | 0 | 0 | 0 | 0 | 0 | 0 | 0 | 0 | 0 | 0 | 0 | 0 | 0 | 0 | 0 | 0 | 0 | 0 | 0 | 0 | 0 | 0 | 0 | 0 | 0 | 0 | 0 | 0 | 0 | 0 | 0 | 0 | 0 | 0 | 0 | 0 | 0 | 0 | 0 | 0 | 0 | 0 | 0 | 0 | 0 | 0 | 0 | 0 | 0 | 0 | 0 | 0 | 0 | 0 | 0 | 0 | 0 | 0 | 0 | 0 | 0 | 0 | 0 | 0 | 0 | 0 | 0 | 0 | 0 | 0 | 0 | 0 | 0 | 0 | 0 | 0 | 0 | 0 | 0 | 0 | 0 | 0 | 0 | 0 | 0 | 0 | 0 | 0 | 0 | 0 | 0 | 0 | 0 | 0 | 0 | 0 | 0 | 0 | 0 | 0 | 0 | 0 | 0 | 0 | 0 | 0 | 0 | 0 | 0 | 0 | 0 | 0 | 0 | 0 | 0 | 0 | 0 | 0 | 0 | 0 | 0 | 0 | 0 | 0 | 0 | 0 | 0 | 0 | 0 | 0 | 0 | 0 | 0 | 0 | 0 | 0 | 0 | 0 | 0 | 0 | 0 | 0 | 0 | 0 | 0 | 0 | 0 | 0 | 0 | 0 | 0 | 0 | 0 | 0 | 0 | 0 | 0 | 0 | 0 | 0 | 0 | 0 | 0 | 0 | 0 | 0 | 0 | 0 | 0 | 0 | 0 | 0 | 0 | 0 | 0 | 0 | 0 | 0 | 0 | 0 | 0 | 0 | 0 | 0 | 0 | 0 | 0 | 0 | 0 | 0 | 0 | 0 | 0 | 0 | 0 | 0 | 0 | 0 | 0 | 0 | 0 | 0 | 0 | 0 | 0 | 0 | 0 | 0 | 0 | 0 | 0 | 0 | 0 | 0 | 0 | 0 | 0 | 0 | 0 | 0 | 0 | 0 | 0 | 0 | 0 | 0 | 0 | 0 | 0 | 0 | 0 | 0 | 0 | 0 | 0 | 0 | 0 | 0 | 0 | 0 | 0 | 0 | 0 | 0 | 0 | 0 | 0 | 0 | 0 | 0 | 0 | 0 | 0 | 0 | 0 | 0 | 0 | 0 | 0 | 0 | 0 | 0 | 0 | 0 | 0 | 0 | 0 | 0 | 0 | 0 | 0 | 0 | 0 | 0 | 0 | 0 | 0 | 0 | 0 | 0 | 0 | 0 | 0 | 0 | 0 | 0 | 0 | 0 | 0 | 0 | 0 | 0 | 0 | 0 | 0 | 0 | 0 | 0 | 0 | 0 | 0 | 0 | 0 | 0 | 0 | 0 | 0 | 0 | 0 | 0 | 0 | 0 | 0 | 0 | 0 | 0 | 0 | 0 | 0 | 0 | 0 | 0 | 0 | 0 | 0 | 0 | 0 | 0 | 0 | 0 | 0 | 0 | 0 | 0 | 0 | 0 | 0 | 0 | 0 | 0 | 0 | 0 | 0 | 0 | 0 | 0 | 0 | 0 | 0 | 0 | 0 | 0 | 0 | 0 | 0 | 0 | 0 | 0 | 0 | 0 | 0 | 0 | 0 | 0 | 0 | 0 | 0 | 0 | 0 | 0 | 0 | 0 | 0 | 0 | 0 | 0 | 0 | 0 | 0 | 0 | 0
WA_Industrial_Agriculture_Existing_Space Heating_Natural Gas_Condensing RTU_A | WA | Industrial | Agriculture | Existing | Space Heating | Natural Gas | Condensing RTU | A | IM723 | tbd | tbd | 5 | 11.8344 | 0 | 0 | 2.56 | 0 | 0 | 0 | 1.2816 |  | sqft | 0% | 0% | Retrofit | Retro5Med | 85.36% | TBD | 0.2% | 0 |  | 0 |  | 0 | n/a | NEEA Condensing Rooftop Unit Field Study - October 28, 2019 | NEEA Condensing Rooftop Unit Field Study - October 28, 2019 | tbd | tbd | tbd | tbd | tbd | tbd | tbd | tbd | tbd | tbd | tbd | tbd | tbd | tbd | tbd | tbd | tbd | tbd | tbd | tbd | tbd | tbd | tbd | tbd | tbd | tbd | tbd | tbd | tbd | tbd | tbd | tbd | tbd | tbd | tbd | tbd | tbd | tbd | tbd | tbd | tbd | tbd | tbd | tbd | tbd | tbd | tbd | tbd | tbd | tbd | tbd | tbd | tbd | tbd | tbd | tbd | tbd | tbd | tbd | tbd | tbd | tbd | 2.56 | 2.56 | 2.56 | 2.56 | 2.56 | 2.56 | 2.56 | 2.56 | 2.56 | 2.56 | 2.56 | 2.56 | 2.56 | 2.56 | 2.56 | 2.56 | 2.56 | 2.56 | 2.56 | 2.56 | 2.56 | 2.56 | 2.56 | 2.56 | 2.56 | 2.56 | 2.56 | 2.56 | 2.56 | 2.56 | 2.56 | 0 | 0 | 0 | 0 | 0 | 11.4336 | 11.3081 | 11.1458 | 10.9778 | 10.8056 | 10.6323 | 10.4587 | 10.2909 | 10.1243 | 9.9544 | 9.7965 | 9.6457 | 9.5093 | 9.3807 | 9.2594 | 9.1433 | 9.0275 | 8.9157 | 8.8098 | 8.7082 | 8.6126 | 8.5274 | 8.4456 | 9.1993 | 9.1426 | 9.0895 | 0 | 0 | 0 | 0 | 0 | 0 | 0 | 0 | 0 | 0 | 0 | 0 | 0 | 0 | 0 | 0 | 0 | 0 | 0 | 0 | 0 | 0 | 0 | 0 | 0 | 0 | 0 | 0 | 0 | 0 | 0 | 0 | 0 | 0 | 0 | 0 | 0 | 0 | 0 | 0 | 0 | 0 | 0 | 0 | 0 | 0 | 0 | 0 | 0 | 0 | 0 | 0 | 0 | 0 | 0 | 0 | 0 | 0 | 0 | 0 | 0 | 0 | 0 | 0 | 0 | 0 | 0 | 0 | 0 | 0 | 0 | 0 | 0 | 0 | 0 | 0 | 0 | 0 | 0 | 0 | 0 | 0 | 0 | 0 | 0 | 0 | 0 | 0 | 0 | 0 | 0 | 0 | 0 | 0 | 0 | 0 | 0 | 0 | 0 | 0 | 0 | 0 | 0 | 0 | 0 | 0 | 0 | 0 | 0 | 0 | 0 | 0 | 0 | 0 | 0 | 0 | 0 | 0 | 0 | 0 | 0 | 0 | 0 | 0 | 0 | 0 | 0 | 0 | 0 | 0 | 0 | 0 | 0 | 0 | 0 | 0 | 0 | 0 | 0 | 0 | 0 | 0 | 0 | 0 | 0 | 0 | 0 | 0 | 0 | 0 | 0 | 0 | 0 | 0 | 0 | 0 | 0 | 0 | 0 | 0 | 0 | 0 | 0 | 0 | 0 | 0 | 0 | 0 | 0 | 0 | 0 | 0 | 0 | 0 | 0 | 0 | 0 | 0 | 0 | 0 | 0 | 0 | 0 | 0 | 0 | 0 | 0 | 0 | 0 | 0 | 0 | 0 | 0 | 0 | 0 | 0 | 0 | 0 | 0 | 0 | 0 | 0 | 0 | 0 | 0 | 0 | 0 | 0 | 0 | 0 | 0 | 0 | 0 | 0 | 0 | 0 | 0 | 0 | 0 | 0 | 0 | 0 | 0 | 0 | 0 | 0 | 0 | 0 | 0 | 0 | 0 | 0 | 0 | 0 | 0 | 0 | 0 | 0 | 0 | 0 | 0 | 0 | 0 | 0 | 0 | 0 | 0 | 0 | 0 | 0 | 0 | 0 | 0 | 0 | 0 | 0 | 0 | 0 | 0 | 0 | 0 | 0 | 0 | 0 | 0 | 0 | 0 | 0 | 0 | 0 | 0 | 0 | 0 | 0 | 0 | 0 | 0 | 0 | 0 | 0 | 0 | 0 | 0 | 0 | 0 | 0 | 0 | 0 | 0 | 0 | 0 | 0 | 0 | 0 | 0 | 0 | 0 | 0 | 0 | 0 | 0 | 0 | 0 | 0 | 0 | 0 | 0 | 0 | 0 | 0 | 0 | 0 | 0 | 0 | 0 | 0 | 0 | 0 | 0 | 0 | 0 | 0 | 0 | 0 | 0 | 0 | 0 | 0 | 0 | 0 | 0 | 0 | 0 | 0 | 0 | 0 | 0 | 0 | 0 | 0 | 0 | 0 | 0 | 0 | 0 | 0 | 0 | 0 | 0 | 0 | 0 | 0 | 0 | 0 | 0 | 0 | 0 | 0 | 0 | 0 | 0 | 0 | 0 | 0 | 0 | 0 | 0 | 0 | 0 | 0 | 0 | 0 | 0 | 0 | 0 | 0 | 0 | 0 | 0 | 0 | 0 | 0 | 0 | 0 | 0 | 0 | 0 | 0 | 0 | 0 | 0 | 0 | 0 | 0 | 0 | 0 | 0 | 0 | 0 | 0 | 0 | 0 | 0 | 0 | 0 | 0 | 0 | 0 | 0 | 0 | 0 | 0 | 0 | 0 | 0 | 0 | 0 | 0 | 0 | 0 | 0 | 0 | 0 | 0 | 0 | 0 | 0 | 0 | 0 | 0 | 0 | 0 | 0 | 0 | 0 | 0 | 0 | 0 | 0 | 0 | 0 | 0 | 0 | 0 | 0 | 0 | 0 | 0 | 0 | 0 | 0 | 0 | 0 | 0 | 0 | 0 | 0 | 0 | 0 | 0 | 0 | 0 | 0 | 0 | 0 | 0 | 0 | 0
WA_Industrial_Agriculture_New_Space Heating_Natural Gas_Condensing RTU_A | WA | Industrial | Agriculture | New | Space Heating | Natural Gas | Condensing RTU | A | IM724 | tbd | tbd | 5 | 10.3557 | 0 | 0 | 2.56 | 0 | 0 | 0 | 1.2816 |  | sqft | 0% | 0% | Retrofit | Retro5Med | 85.36% | TBD | 0.2% | 0 |  | 0 |  | 0 | n/a | NEEA Condensing Rooftop Unit Field Study - October 28, 2019 | NEEA Condensing Rooftop Unit Field Study - October 28, 2019 | tbd | tbd | tbd | tbd | tbd | tbd | tbd | tbd | tbd | tbd | tbd | tbd | tbd | tbd | tbd | tbd | tbd | tbd | tbd | tbd | tbd | tbd | tbd | tbd | tbd | tbd | tbd | tbd | tbd | tbd | tbd | tbd | tbd | tbd | tbd | tbd | tbd | tbd | tbd | tbd | tbd | tbd | tbd | tbd | tbd | tbd | tbd | tbd | tbd | tbd | tbd | tbd | tbd | tbd | tbd | tbd | tbd | tbd | tbd | tbd | tbd | tbd | 2.56 | 2.56 | 2.56 | 2.56 | 2.56 | 2.56 | 2.56 | 2.56 | 2.56 | 2.56 | 2.56 | 2.56 | 2.56 | 2.56 | 2.56 | 2.56 | 2.56 | 2.56 | 2.56 | 2.56 | 2.56 | 2.56 | 2.56 | 2.56 | 2.56 | 2.56 | 2.56 | 2.56 | 2.56 | 2.56 | 2.56 | 0 | 0 | 0 | 0 | 0 | 0 | 0 | 0 | 0 | 0 | 0 | 0 | 0 | 0 | 0 | 0 | 0 | 0 | 0 | 0 | 0 | 0 | 0 | 0 | 0 | 0 | 0 | 0 | 0 | 0 | 0 | 0 | 0 | 0 | 0 | 0 | 0 | 0 | 0 | 0 | 0 | 0 | 0 | 0 | 0 | 0 | 0 | 0 | 0 | 0 | 0 | 0 | 0 | 0 | 0 | 0 | 0 | 0 | 0 | 0 | 0 | 0 | 0 | 0 | 0 | 0 | 0 | 0 | 0 | 0 | 0 | 0 | 0 | 0 | 0 | 0 | 0 | 0 | 0 | 0 | 0 | 0 | 0 | 0 | 0 | 0 | 0 | 0 | 0 | 0 | 0 | 0 | 0 | 0 | 0 | 0 | 0 | 0 | 0 | 0 | 0 | 0 | 0 | 0 | 0 | 0 | 0 | 0 | 0 | 0 | 0 | 0 | 0 | 0 | 0 | 0 | 0 | 0 | 0 | 0 | 0 | 0 | 0 | 0 | 0 | 0 | 0 | 0 | 0 | 0 | 0 | 0 | 0 | 0 | 0 | 0 | 0 | 0 | 0 | 0 | 0 | 0 | 0 | 0 | 0 | 0 | 0 | 0 | 0 | 0 | 0 | 0 | 0 | 0 | 0 | 0 | 0 | 0 | 0 | 0 | 0 | 0 | 0 | 0 | 0 | 0 | 0 | 0 | 0 | 0 | 0 | 0 | 0 | 0 | 0 | 0 | 0 | 0 | 0 | 0 | 0 | 0 | 0 | 0 | 0 | 0 | 0 | 0 | 0 | 0 | 0 | 0 | 0 | 0 | 0 | 0 | 0 | 0 | 0 | 0 | 0 | 0 | 0 | 0 | 0 | 0 | 0 | 0 | 0 | 0 | 0 | 0 | 0 | 0 | 0 | 0 | 0 | 0 | 0 | 0 | 0 | 0 | 0 | 0 | 0 | 0 | 0 | 0 | 0 | 0 | 0 | 0 | 0 | 0 | 0 | 0 | 0 | 0 | 0 | 0 | 0 | 0 | 0 | 0 | 0 | 0 | 0 | 0 | 0 | 0 | 0 | 0 | 0 | 0 | 0 | 0 | 0 | 0 | 0 | 0 | 0 | 0 | 0 | 0 | 0 | 0 | 0 | 0 | 0 | 0 | 0 | 0 | 0 | 0 | 0 | 0 | 0 | 0 | 0 | 0 | 0 | 0 | 0 | 0 | 0 | 0 | 0 | 0 | 0 | 0 | 0 | 0 | 0 | 0 | 0 | 0 | 0 | 0 | 0 | 0 | 0 | 0 | 0 | 0 | 0 | 0 | 0 | 0 | 0 | 0 | 0 | 0 | 0 | 0 | 0 | 0 | 0 | 0 | 0 | 0 | 0 | 0 | 0 | 0 | 0 | 0 | 0 | 0 | 0 | 0 | 0 | 0 | 0 | 0 | 0 | 0 | 0 | 0 | 0 | 0 | 0 | 0 | 0 | 0 | 0 | 0 | 0 | 0 | 0 | 0 | 0 | 0 | 0 | 0 | 0 | 0 | 0 | 0 | 0 | 0 | 0 | 0 | 0 | 0 | 0 | 0 | 0 | 0 | 0 | 0 | 0 | 0 | 0 | 0 | 0 | 0 | 0 | 0 | 0 | 0 | 0 | 0 | 0 | 0 | 0 | 0 | 0 | 0 | 0 | 0 | 0 | 0 | 0 | 0 | 0 | 0 | 0 | 0 | 0 | 0 | 0 | 0 | 0 | 0 | 0 | 0 | 0 | 0 | 0 | 0 | 0 | 0 | 0 | 0 | 0 | 0 | 0 | 0 | 0 | 0 | 0 | 0 | 0 | 0 | 0 | 0 | 0 | 0 | 0 | 0 | 0 | 0 | 0 | 0 | 0 | 0 | 0 | 0 | 0 | 0 | 0 | 0 | 0 | 0 | 0 | 0 | 0 | 0 | 0 | 0 | 0 | 0 | 0 | 0 | 0 | 0 | 0 | 0 | 0 | 0 | 0 | 0 | 0 | 0 | 0 | 0 | 0 | 0 | 0 | 0 | 0 | 0 | 0 | 0 | 0 | 0 | 0 | 0 | 0 | 0 | 0 | 0 | 0 | 0 | 0 | 0 | 0 | 0 | 0 | 0 | 0 | 0 | 0 | 0 | 0 | 0 | 0 | 0 | 0
WA_Industrial_Primary Metals_Existing_Space Heating_Natural Gas_Condensing RTU_A | WA | Industrial | Primary Metals | Existing | Space Heating | Natural Gas | Condensing RTU | A | IM725 | tbd | tbd | 5 | 38.7917 | 0 | 0 | 2.56 | 0 | 0 | 0 | 1.2816 |  | sqft | 0% | 0% | Retrofit | Retro5Med | 85.36% | TBD | 0.2% | 0 |  | 0 |  | 0 | n/a | NEEA Condensing Rooftop Unit Field Study - October 28, 2019 | NEEA Condensing Rooftop Unit Field Study - October 28, 2019 | tbd | tbd | tbd | tbd | tbd | tbd | tbd | tbd | tbd | tbd | tbd | tbd | tbd | tbd | tbd | tbd | tbd | tbd | tbd | tbd | tbd | tbd | tbd | tbd | tbd | tbd | tbd | tbd | tbd | tbd | tbd | tbd | tbd | tbd | tbd | tbd | tbd | tbd | tbd | tbd | tbd | tbd | tbd | tbd | tbd | tbd | tbd | tbd | tbd | tbd | tbd | tbd | tbd | tbd | tbd | tbd | tbd | tbd | tbd | tbd | tbd | tbd | 2.56 | 2.56 | 2.56 | 2.56 | 2.56 | 2.56 | 2.56 | 2.56 | 2.56 | 2.56 | 2.56 | 2.56 | 2.56 | 2.56 | 2.56 | 2.56 | 2.56 | 2.56 | 2.56 | 2.56 | 2.56 | 2.56 | 2.56 | 2.56 | 2.56 | 2.56 | 2.56 | 2.56 | 2.56 | 2.56 | 2.56 | 0 | 0 | 0 | 0 | 0 | 37.4779 | 37.0665 | 36.5344 | 35.9839 | 35.4193 | 34.8512 | 34.2823 | 33.7321 | 33.186 | 32.6291 | 32.1115 | 31.6173 | 31.1701 | 30.7486 | 30.3512 | 29.9704 | 29.5909 | 29.2245 | 28.8774 | 28.5443 | 28.2309 | 27.9515 | 27.6835 | 30.1542 | 29.9683 | 29.7941 | 0 | 0 | 0 | 0 | 0 | 0 | 0 | 0 | 0 | 0 | 0 | 0 | 0 | 0 | 0 | 0 | 0 | 0 | 0 | 0 | 0 | 0 | 0 | 0 | 0 | 0 | 0 | 0 | 0 | 0 | 0 | 0 | 0 | 0 | 0 | 0 | 0 | 0 | 0 | 0 | 0 | 0 | 0 | 0 | 0 | 0 | 0 | 0 | 0 | 0 | 0 | 0 | 0 | 0 | 0 | 0 | 0 | 0 | 0 | 0 | 0 | 0 | 0 | 0 | 0 | 0 | 0 | 0 | 0 | 0 | 0 | 0 | 0 | 0 | 0 | 0 | 0 | 0 | 0 | 0 | 0 | 0 | 0 | 0 | 0 | 0 | 0 | 0 | 0 | 0 | 0 | 0 | 0 | 0 | 0 | 0 | 0 | 0 | 0 | 0 | 0 | 0 | 0 | 0 | 0 | 0 | 0 | 0 | 0 | 0 | 0 | 0 | 0 | 0 | 0 | 0 | 0 | 0 | 0 | 0 | 0 | 0 | 0 | 0 | 0 | 0 | 0 | 0 | 0 | 0 | 0 | 0 | 0 | 0 | 0 | 0 | 0 | 0 | 0 | 0 | 0 | 0 | 0 | 0 | 0 | 0 | 0 | 0 | 0 | 0 | 0 | 0 | 0 | 0 | 0 | 0 | 0 | 0 | 0 | 0 | 0 | 0 | 0 | 0 | 0 | 0 | 0 | 0 | 0 | 0 | 0 | 0 | 0 | 0 | 0 | 0 | 0 | 0 | 0 | 0 | 0 | 0 | 0 | 0 | 0 | 0 | 0 | 0 | 0 | 0 | 0 | 0 | 0 | 0 | 0 | 0 | 0 | 0 | 0 | 0 | 0 | 0 | 0 | 0 | 0 | 0 | 0 | 0 | 0 | 0 | 0 | 0 | 0 | 0 | 0 | 0 | 0 | 0 | 0 | 0 | 0 | 0 | 0 | 0 | 0 | 0 | 0 | 0 | 0 | 0 | 0 | 0 | 0 | 0 | 0 | 0 | 0 | 0 | 0 | 0 | 0 | 0 | 0 | 0 | 0 | 0 | 0 | 0 | 0 | 0 | 0 | 0 | 0 | 0 | 0 | 0 | 0 | 0 | 0 | 0 | 0 | 0 | 0 | 0 | 0 | 0 | 0 | 0 | 0 | 0 | 0 | 0 | 0 | 0 | 0 | 0 | 0 | 0 | 0 | 0 | 0 | 0 | 0 | 0 | 0 | 0 | 0 | 0 | 0 | 0 | 0 | 0 | 0 | 0 | 0 | 0 | 0 | 0 | 0 | 0 | 0 | 0 | 0 | 0 | 0 | 0 | 0 | 0 | 0 | 0 | 0 | 0 | 0 | 0 | 0 | 0 | 0 | 0 | 0 | 0 | 0 | 0 | 0 | 0 | 0 | 0 | 0 | 0 | 0 | 0 | 0 | 0 | 0 | 0 | 0 | 0 | 0 | 0 | 0 | 0 | 0 | 0 | 0 | 0 | 0 | 0 | 0 | 0 | 0 | 0 | 0 | 0 | 0 | 0 | 0 | 0 | 0 | 0 | 0 | 0 | 0 | 0 | 0 | 0 | 0 | 0 | 0 | 0 | 0 | 0 | 0 | 0 | 0 | 0 | 0 | 0 | 0 | 0 | 0 | 0 | 0 | 0 | 0 | 0 | 0 | 0 | 0 | 0 | 0 | 0 | 0 | 0 | 0 | 0 | 0 | 0 | 0 | 0 | 0 | 0 | 0 | 0 | 0 | 0 | 0 | 0 | 0 | 0 | 0 | 0 | 0 | 0 | 0 | 0 | 0 | 0 | 0 | 0 | 0 | 0 | 0 | 0 | 0 | 0 | 0 | 0 | 0 | 0 | 0 | 0 | 0 | 0 | 0 | 0 | 0 | 0 | 0 | 0 | 0 | 0 | 0 | 0 | 0 | 0 | 0 | 0 | 0 | 0 | 0 | 0 | 0 | 0 | 0 | 0 | 0 | 0 | 0 | 0 | 0 | 0 | 0 | 0 | 0 | 0 | 0 | 0 | 0 | 0
WA_Industrial_Primary Metals_New_Space Heating_Natural Gas_Condensing RTU_A | WA | Industrial | Primary Metals | New | Space Heating | Natural Gas | Condensing RTU | A | IM726 | tbd | tbd | 5 | 33.9445 | 0 | 0 | 2.56 | 0 | 0 | 0 | 1.2816 |  | sqft | 0% | 0% | Retrofit | Retro5Med | 85.36% | TBD | 0.2% | 0 |  | 0 |  | 0 | n/a | NEEA Condensing Rooftop Unit Field Study - October 28, 2019 | NEEA Condensing Rooftop Unit Field Study - October 28, 2019 | tbd | tbd | tbd | tbd | tbd | tbd | tbd | tbd | tbd | tbd | tbd | tbd | tbd | tbd | tbd | tbd | tbd | tbd | tbd | tbd | tbd | tbd | tbd | tbd | tbd | tbd | tbd | tbd | tbd | tbd | tbd | tbd | tbd | tbd | tbd | tbd | tbd | tbd | tbd | tbd | tbd | tbd | tbd | tbd | tbd | tbd | tbd | tbd | tbd | tbd | tbd | tbd | tbd | tbd | tbd | tbd | tbd | tbd | tbd | tbd | tbd | tbd | 2.56 | 2.56 | 2.56 | 2.56 | 2.56 | 2.56 | 2.56 | 2.56 | 2.56 | 2.56 | 2.56 | 2.56 | 2.56 | 2.56 | 2.56 | 2.56 | 2.56 | 2.56 | 2.56 | 2.56 | 2.56 | 2.56 | 2.56 | 2.56 | 2.56 | 2.56 | 2.56 | 2.56 | 2.56 | 2.56 | 2.56 | 0 | 0 | 0 | 0 | 0 | 0 | 0 | 0 | 0 | 0 | 0 | 0 | 0 | 0 | 0 | 0 | 0 | 0 | 0 | 0 | 0 | 0 | 0 | 0 | 0 | 0 | 0 | 0 | 0 | 0 | 0 | 0 | 0 | 0 | 0 | 0 | 0 | 0 | 0 | 0 | 0 | 0 | 0 | 0 | 0 | 0 | 0 | 0 | 0 | 0 | 0 | 0 | 0 | 0 | 0 | 0 | 0 | 0 | 0 | 0 | 0 | 0 | 0 | 0 | 0 | 0 | 0 | 0 | 0 | 0 | 0 | 0 | 0 | 0 | 0 | 0 | 0 | 0 | 0 | 0 | 0 | 0 | 0 | 0 | 0 | 0 | 0 | 0 | 0 | 0 | 0 | 0 | 0 | 0 | 0 | 0 | 0 | 0 | 0 | 0 | 0 | 0 | 0 | 0 | 0 | 0 | 0 | 0 | 0 | 0 | 0 | 0 | 0 | 0 | 0 | 0 | 0 | 0 | 0 | 0 | 0 | 0 | 0 | 0 | 0 | 0 | 0 | 0 | 0 | 0 | 0 | 0 | 0 | 0 | 0 | 0 | 0 | 0 | 0 | 0 | 0 | 0 | 0 | 0 | 0 | 0 | 0 | 0 | 0 | 0 | 0 | 0 | 0 | 0 | 0 | 0 | 0 | 0 | 0 | 0 | 0 | 0 | 0 | 0 | 0 | 0 | 0 | 0 | 0 | 0 | 0 | 0 | 0 | 0 | 0 | 0 | 0 | 0 | 0 | 0 | 0 | 0 | 0 | 0 | 0 | 0 | 0 | 0 | 0 | 0 | 0 | 0 | 0 | 0 | 0 | 0 | 0 | 0 | 0 | 0 | 0 | 0 | 0 | 0 | 0 | 0 | 0 | 0 | 0 | 0 | 0 | 0 | 0 | 0 | 0 | 0 | 0 | 0 | 0 | 0 | 0 | 0 | 0 | 0 | 0 | 0 | 0 | 0 | 0 | 0 | 0 | 0 | 0 | 0 | 0 | 0 | 0 | 0 | 0 | 0 | 0 | 0 | 0 | 0 | 0 | 0 | 0 | 0 | 0 | 0 | 0 | 0 | 0 | 0 | 0 | 0 | 0 | 0 | 0 | 0 | 0 | 0 | 0 | 0 | 0 | 0 | 0 | 0 | 0 | 0 | 0 | 0 | 0 | 0 | 0 | 0 | 0 | 0 | 0 | 0 | 0 | 0 | 0 | 0 | 0 | 0 | 0 | 0 | 0 | 0 | 0 | 0 | 0 | 0 | 0 | 0 | 0 | 0 | 0 | 0 | 0 | 0 | 0 | 0 | 0 | 0 | 0 | 0 | 0 | 0 | 0 | 0 | 0 | 0 | 0 | 0 | 0 | 0 | 0 | 0 | 0 | 0 | 0 | 0 | 0 | 0 | 0 | 0 | 0 | 0 | 0 | 0 | 0 | 0 | 0 | 0 | 0 | 0 | 0 | 0 | 0 | 0 | 0 | 0 | 0 | 0 | 0 | 0 | 0 | 0 | 0 | 0 | 0 | 0 | 0 | 0 | 0 | 0 | 0 | 0 | 0 | 0 | 0 | 0 | 0 | 0 | 0 | 0 | 0 | 0 | 0 | 0 | 0 | 0 | 0 | 0 | 0 | 0 | 0 | 0 | 0 | 0 | 0 | 0 | 0 | 0 | 0 | 0 | 0 | 0 | 0 | 0 | 0 | 0 | 0 | 0 | 0 | 0 | 0 | 0 | 0 | 0 | 0 | 0 | 0 | 0 | 0 | 0 | 0 | 0 | 0 | 0 | 0 | 0 | 0 | 0 | 0 | 0 | 0 | 0 | 0 | 0 | 0 | 0 | 0 | 0 | 0 | 0 | 0 | 0 | 0 | 0 | 0 | 0 | 0 | 0 | 0 | 0 | 0 | 0 | 0 | 0 | 0 | 0 | 0 | 0 | 0 | 0 | 0 | 0 | 0 | 0 | 0 | 0 | 0 | 0 | 0 | 0 | 0 | 0 | 0 | 0 | 0 | 0 | 0 | 0 | 0 | 0 | 0 | 0 | 0 | 0 | 0 | 0 | 0 | 0 | 0 | 0 | 0 | 0 | 0 | 0 | 0 | 0 | 0 | 0 | 0 | 0 | 0 | 0 | 0 | 0 | 0 | 0 | 0 | 0 | 0 | 0 | 0
WA_Industrial_Stone, Clay, and Glass_Existing_Space Heating_Natural Gas_Condensing RTU_A | WA | Industrial | Stone, Clay, and Glass | Existing | Space Heating | Natural Gas | Condensing RTU | A | IM727 | tbd | tbd | 5 | 45.62 | 0 | 0 | 2.56 | 0 | 0 | 0 | 1.2816 |  | sqft | 0% | 0% | Retrofit | Retro5Med | 85.36% | TBD | 0.2% | 0 |  | 0 |  | 0 | n/a | NEEA Condensing Rooftop Unit Field Study - October 28, 2019 | NEEA Condensing Rooftop Unit Field Study - October 28, 2019 | tbd | tbd | tbd | tbd | tbd | tbd | tbd | tbd | tbd | tbd | tbd | tbd | tbd | tbd | tbd | tbd | tbd | tbd | tbd | tbd | tbd | tbd | tbd | tbd | tbd | tbd | tbd | tbd | tbd | tbd | tbd | tbd | tbd | tbd | tbd | tbd | tbd | tbd | tbd | tbd | tbd | tbd | tbd | tbd | tbd | tbd | tbd | tbd | tbd | tbd | tbd | tbd | tbd | tbd | tbd | tbd | tbd | tbd | tbd | tbd | tbd | tbd | 2.56 | 2.56 | 2.56 | 2.56 | 2.56 | 2.56 | 2.56 | 2.56 | 2.56 | 2.56 | 2.56 | 2.56 | 2.56 | 2.56 | 2.56 | 2.56 | 2.56 | 2.56 | 2.56 | 2.56 | 2.56 | 2.56 | 2.56 | 2.56 | 2.56 | 2.56 | 2.56 | 2.56 | 2.56 | 2.56 | 2.56 | 0 | 0 | 0 | 0 | 0 | 44.075 | 43.5911 | 42.9653 | 42.318 | 41.654 | 40.9859 | 40.3168 | 39.6698 | 39.0276 | 38.3726 | 37.764 | 37.1828 | 36.6568 | 36.1612 | 35.6938 | 35.246 | 34.7996 | 34.3688 | 33.9606 | 33.5688 | 33.2003 | 32.8717 | 32.5565 | 35.4621 | 35.2435 | 35.0386 | 0 | 0 | 0 | 0 | 0 | 0 | 0 | 0 | 0 | 0 | 0 | 0 | 0 | 0 | 0 | 0 | 0 | 0 | 0 | 0 | 0 | 0 | 0 | 0 | 0 | 0 | 0 | 0 | 0 | 0 | 0 | 0 | 0 | 0 | 0 | 0 | 0 | 0 | 0 | 0 | 0 | 0 | 0 | 0 | 0 | 0 | 0 | 0 | 0 | 0 | 0 | 0 | 0 | 0 | 0 | 0 | 0 | 0 | 0 | 0 | 0 | 0 | 0 | 0 | 0 | 0 | 0 | 0 | 0 | 0 | 0 | 0 | 0 | 0 | 0 | 0 | 0 | 0 | 0 | 0 | 0 | 0 | 0 | 0 | 0 | 0 | 0 | 0 | 0 | 0 | 0 | 0 | 0 | 0 | 0 | 0 | 0 | 0 | 0 | 0 | 0 | 0 | 0 | 0 | 0 | 0 | 0 | 0 | 0 | 0 | 0 | 0 | 0 | 0 | 0 | 0 | 0 | 0 | 0 | 0 | 0 | 0 | 0 | 0 | 0 | 0 | 0 | 0 | 0 | 0 | 0 | 0 | 0 | 0 | 0 | 0 | 0 | 0 | 0 | 0 | 0 | 0 | 0 | 0 | 0 | 0 | 0 | 0 | 0 | 0 | 0 | 0 | 0 | 0 | 0 | 0 | 0 | 0 | 0 | 0 | 0 | 0 | 0 | 0 | 0 | 0 | 0 | 0 | 0 | 0 | 0 | 0 | 0 | 0 | 0 | 0 | 0 | 0 | 0 | 0 | 0 | 0 | 0 | 0 | 0 | 0 | 0 | 0 | 0 | 0 | 0 | 0 | 0 | 0 | 0 | 0 | 0 | 0 | 0 | 0 | 0 | 0 | 0 | 0 | 0 | 0 | 0 | 0 | 0 | 0 | 0 | 0 | 0 | 0 | 0 | 0 | 0 | 0 | 0 | 0 | 0 | 0 | 0 | 0 | 0 | 0 | 0 | 0 | 0 | 0 | 0 | 0 | 0 | 0 | 0 | 0 | 0 | 0 | 0 | 0 | 0 | 0 | 0 | 0 | 0 | 0 | 0 | 0 | 0 | 0 | 0 | 0 | 0 | 0 | 0 | 0 | 0 | 0 | 0 | 0 | 0 | 0 | 0 | 0 | 0 | 0 | 0 | 0 | 0 | 0 | 0 | 0 | 0 | 0 | 0 | 0 | 0 | 0 | 0 | 0 | 0 | 0 | 0 | 0 | 0 | 0 | 0 | 0 | 0 | 0 | 0 | 0 | 0 | 0 | 0 | 0 | 0 | 0 | 0 | 0 | 0 | 0 | 0 | 0 | 0 | 0 | 0 | 0 | 0 | 0 | 0 | 0 | 0 | 0 | 0 | 0 | 0 | 0 | 0 | 0 | 0 | 0 | 0 | 0 | 0 | 0 | 0 | 0 | 0 | 0 | 0 | 0 | 0 | 0 | 0 | 0 | 0 | 0 | 0 | 0 | 0 | 0 | 0 | 0 | 0 | 0 | 0 | 0 | 0 | 0 | 0 | 0 | 0 | 0 | 0 | 0 | 0 | 0 | 0 | 0 | 0 | 0 | 0 | 0 | 0 | 0 | 0 | 0 | 0 | 0 | 0 | 0 | 0 | 0 | 0 | 0 | 0 | 0 | 0 | 0 | 0 | 0 | 0 | 0 | 0 | 0 | 0 | 0 | 0 | 0 | 0 | 0 | 0 | 0 | 0 | 0 | 0 | 0 | 0 | 0 | 0 | 0 | 0 | 0 | 0 | 0 | 0 | 0 | 0 | 0 | 0 | 0 | 0 | 0 | 0 | 0 | 0 | 0 | 0 | 0 | 0 | 0 | 0 | 0 | 0 | 0 | 0 | 0 | 0 | 0 | 0 | 0 | 0 | 0 | 0 | 0 | 0 | 0 | 0 | 0 | 0 | 0 | 0 | 0 | 0 | 0 | 0 | 0 | 0 | 0 | 0 | 0 | 0 | 0 | 0 | 0 | 0 | 0 | 0 | 0 | 0 | 0 | 0 | 0 | 0 | 0 | 0 | 0
WA_Industrial_Stone, Clay, and Glass_New_Space Heating_Natural Gas_Condensing RTU_A | WA | Industrial | Stone, Clay, and Glass | New | Space Heating | Natural Gas | Condensing RTU | A | IM728 | tbd | tbd | 5 | 39.9196 | 0 | 0 | 2.56 | 0 | 0 | 0 | 1.2816 |  | sqft | 0% | 0% | Retrofit | Retro5Med | 85.36% | TBD | 0.2% | 0 |  | 0 |  | 0 | n/a | NEEA Condensing Rooftop Unit Field Study - October 28, 2019 | NEEA Condensing Rooftop Unit Field Study - October 28, 2019 | tbd | tbd | tbd | tbd | tbd | tbd | tbd | tbd | tbd | tbd | tbd | tbd | tbd | tbd | tbd | tbd | tbd | tbd | tbd | tbd | tbd | tbd | tbd | tbd | tbd | tbd | tbd | tbd | tbd | tbd | tbd | tbd | tbd | tbd | tbd | tbd | tbd | tbd | tbd | tbd | tbd | tbd | tbd | tbd | tbd | tbd | tbd | tbd | tbd | tbd | tbd | tbd | tbd | tbd | tbd | tbd | tbd | tbd | tbd | tbd | tbd | tbd | 2.56 | 2.56 | 2.56 | 2.56 | 2.56 | 2.56 | 2.56 | 2.56 | 2.56 | 2.56 | 2.56 | 2.56 | 2.56 | 2.56 | 2.56 | 2.56 | 2.56 | 2.56 | 2.56 | 2.56 | 2.56 | 2.56 | 2.56 | 2.56 | 2.56 | 2.56 | 2.56 | 2.56 | 2.56 | 2.56 | 2.56 | 0 | 0 | 0 | 0 | 0 | 0 | 0 | 0 | 0 | 0 | 0 | 0 | 0 | 0 | 0 | 0 | 0 | 0 | 0 | 0 | 0 | 0 | 0 | 0 | 0 | 0 | 0 | 0 | 0 | 0 | 0 | 0 | 0 | 0 | 0 | 0 | 0 | 0 | 0 | 0 | 0 | 0 | 0 | 0 | 0 | 0 | 0 | 0 | 0 | 0 | 0 | 0 | 0 | 0 | 0 | 0 | 0 | 0 | 0 | 0 | 0 | 0 | 0 | 0 | 0 | 0 | 0 | 0 | 0 | 0 | 0 | 0 | 0 | 0 | 0 | 0 | 0 | 0 | 0 | 0 | 0 | 0 | 0 | 0 | 0 | 0 | 0 | 0 | 0 | 0 | 0 | 0 | 0 | 0 | 0 | 0 | 0 | 0 | 0 | 0 | 0 | 0 | 0 | 0 | 0 | 0 | 0 | 0 | 0 | 0 | 0 | 0 | 0 | 0 | 0 | 0 | 0 | 0 | 0 | 0 | 0 | 0 | 0 | 0 | 0 | 0 | 0 | 0 | 0 | 0 | 0 | 0 | 0 | 0 | 0 | 0 | 0 | 0 | 0 | 0 | 0 | 0 | 0 | 0 | 0 | 0 | 0 | 0 | 0 | 0 | 0 | 0 | 0 | 0 | 0 | 0 | 0 | 0 | 0 | 0 | 0 | 0 | 0 | 0 | 0 | 0 | 0 | 0 | 0 | 0 | 0 | 0 | 0 | 0 | 0 | 0 | 0 | 0 | 0 | 0 | 0 | 0 | 0 | 0 | 0 | 0 | 0 | 0 | 0 | 0 | 0 | 0 | 0 | 0 | 0 | 0 | 0 | 0 | 0 | 0 | 0 | 0 | 0 | 0 | 0 | 0 | 0 | 0 | 0 | 0 | 0 | 0 | 0 | 0 | 0 | 0 | 0 | 0 | 0 | 0 | 0 | 0 | 0 | 0 | 0 | 0 | 0 | 0 | 0 | 0 | 0 | 0 | 0 | 0 | 0 | 0 | 0 | 0 | 0 | 0 | 0 | 0 | 0 | 0 | 0 | 0 | 0 | 0 | 0 | 0 | 0 | 0 | 0 | 0 | 0 | 0 | 0 | 0 | 0 | 0 | 0 | 0 | 0 | 0 | 0 | 0 | 0 | 0 | 0 | 0 | 0 | 0 | 0 | 0 | 0 | 0 | 0 | 0 | 0 | 0 | 0 | 0 | 0 | 0 | 0 | 0 | 0 | 0 | 0 | 0 | 0 | 0 | 0 | 0 | 0 | 0 | 0 | 0 | 0 | 0 | 0 | 0 | 0 | 0 | 0 | 0 | 0 | 0 | 0 | 0 | 0 | 0 | 0 | 0 | 0 | 0 | 0 | 0 | 0 | 0 | 0 | 0 | 0 | 0 | 0 | 0 | 0 | 0 | 0 | 0 | 0 | 0 | 0 | 0 | 0 | 0 | 0 | 0 | 0 | 0 | 0 | 0 | 0 | 0 | 0 | 0 | 0 | 0 | 0 | 0 | 0 | 0 | 0 | 0 | 0 | 0 | 0 | 0 | 0 | 0 | 0 | 0 | 0 | 0 | 0 | 0 | 0 | 0 | 0 | 0 | 0 | 0 | 0 | 0 | 0 | 0 | 0 | 0 | 0 | 0 | 0 | 0 | 0 | 0 | 0 | 0 | 0 | 0 | 0 | 0 | 0 | 0 | 0 | 0 | 0 | 0 | 0 | 0 | 0 | 0 | 0 | 0 | 0 | 0 | 0 | 0 | 0 | 0 | 0 | 0 | 0 | 0 | 0 | 0 | 0 | 0 | 0 | 0 | 0 | 0 | 0 | 0 | 0 | 0 | 0 | 0 | 0 | 0 | 0 | 0 | 0 | 0 | 0 | 0 | 0 | 0 | 0 | 0 | 0 | 0 | 0 | 0 | 0 | 0 | 0 | 0 | 0 | 0 | 0 | 0 | 0 | 0 | 0 | 0 | 0 | 0 | 0 | 0 | 0 | 0 | 0 | 0 | 0 | 0 | 0 | 0 | 0 | 0 | 0 | 0 | 0 | 0 | 0 | 0 | 0 | 0 | 0 | 0 | 0 | 0 | 0 | 0 | 0 | 0 | 0 | 0 | 0 | 0 | 0 | 0 | 0 | 0 | 0 | 0 | 0 | 0 | 0 | 0 | 0
WA_Industrial_Petroleum_Existing_Space Heating_Natural Gas_Condensing RTU_A | WA | Industrial | Petroleum | Existing | Space Heating | Natural Gas | Condensing RTU | A | IM729 | tbd | tbd | 5 | 9636.219 | 0 | 0 | 2.56 | 0 | 0 | 0 | 1.2816 |  | sqft | 0% | 0% | Retrofit | Retro5Med | 85.36% | TBD | 0.2% | 0 |  | 0 |  | 0 | n/a | NEEA Condensing Rooftop Unit Field Study - October 28, 2019 | NEEA Condensing Rooftop Unit Field Study - October 28, 2019 | tbd | tbd | tbd | tbd | tbd | tbd | tbd | tbd | tbd | tbd | tbd | tbd | tbd | tbd | tbd | tbd | tbd | tbd | tbd | tbd | tbd | tbd | tbd | tbd | tbd | tbd | tbd | tbd | tbd | tbd | tbd | tbd | tbd | tbd | tbd | tbd | tbd | tbd | tbd | tbd | tbd | tbd | tbd | tbd | tbd | tbd | tbd | tbd | tbd | tbd | tbd | tbd | tbd | tbd | tbd | tbd | tbd | tbd | tbd | tbd | tbd | tbd | 2.56 | 2.56 | 2.56 | 2.56 | 2.56 | 2.56 | 2.56 | 2.56 | 2.56 | 2.56 | 2.56 | 2.56 | 2.56 | 2.56 | 2.56 | 2.56 | 2.56 | 2.56 | 2.56 | 2.56 | 2.56 | 2.56 | 2.56 | 2.56 | 2.56 | 2.56 | 2.56 | 2.56 | 2.56 | 2.56 | 2.56 | 0 | 0 | 0 | 0 | 0 | 9306.3009 | 9202.8074 | 9066.7806 | 8928.7446 | 8789.8462 | 8652.2245 | 8516.7843 | 8388.8081 | 8264.6894 | 8142.1561 | 8031.831 | 7929.5178 | 7831.1418 | 7736.2439 | 7643.1632 | 7550.9902 | 7458.1916 | 7363.1302 | 7270.9807 | 7180.8821 | 7095.001 | 7013.0135 | 6934.6419 | 7490.5897 | 7444.4046 | 7401.1322 | 0 | 0 | 0 | 0 | 0 | 0 | 0 | 0 | 0 | 0 | 0 | 0 | 0 | 0 | 0 | 0 | 0 | 0 | 0 | 0 | 0 | 0 | 0 | 0 | 0 | 0 | 0 | 0 | 0 | 0 | 0 | 0 | 0 | 0 | 0 | 0 | 0 | 0 | 0 | 0 | 0 | 0 | 0 | 0 | 0 | 0 | 0 | 0 | 0 | 0 | 0 | 0 | 0 | 0 | 0 | 0 | 0 | 0 | 0 | 0 | 0 | 0 | 0 | 0 | 0 | 0 | 0 | 0 | 0 | 0 | 0 | 0 | 0 | 0 | 0 | 0 | 0 | 0 | 0 | 0 | 0 | 0 | 0 | 0 | 0 | 0 | 0 | 0 | 0 | 0 | 0 | 0 | 0 | 0 | 0 | 0 | 0 | 0 | 0 | 0 | 0 | 0 | 0 | 0 | 0 | 0 | 0 | 0 | 0 | 0 | 0 | 0 | 0 | 0 | 0 | 0 | 0 | 0 | 0 | 0 | 0 | 0 | 0 | 0 | 0 | 0 | 0 | 0 | 0 | 0 | 0 | 0 | 0 | 0 | 0 | 0 | 0 | 0 | 0 | 0 | 0 | 0 | 0 | 0 | 0 | 0 | 0 | 0 | 0 | 0 | 0 | 0 | 0 | 0 | 0 | 0 | 0 | 0 | 0 | 0 | 0 | 0 | 0 | 0 | 0 | 0 | 0 | 0 | 0 | 0 | 0 | 0 | 0 | 0 | 0 | 0 | 0 | 0 | 0 | 0 | 0 | 0 | 0 | 0 | 0 | 0 | 0 | 0 | 0 | 0 | 0 | 0 | 0 | 0 | 0 | 0 | 0 | 0 | 0 | 0 | 0 | 0 | 0 | 0 | 0 | 0 | 0 | 0 | 0 | 0 | 0 | 0 | 0 | 0 | 0 | 0 | 0 | 0 | 0 | 0 | 0 | 0 | 0 | 0 | 0 | 0 | 0 | 0 | 0 | 0 | 0 | 0 | 0 | 0 | 0 | 0 | 0 | 0 | 0 | 0 | 0 | 0 | 0 | 0 | 0 | 0 | 0 | 0 | 0 | 0 | 0 | 0 | 0 | 0 | 0 | 0 | 0 | 0 | 0 | 0 | 0 | 0 | 0 | 0 | 0 | 0 | 0 | 0 | 0 | 0 | 0 | 0 | 0 | 0 | 0 | 0 | 0 | 0 | 0 | 0 | 0 | 0 | 0 | 0 | 0 | 0 | 0 | 0 | 0 | 0 | 0 | 0 | 0 | 0 | 0 | 0 | 0 | 0 | 0 | 0 | 0 | 0 | 0 | 0 | 0 | 0 | 0 | 0 | 0 | 0 | 0 | 0 | 0 | 0 | 0 | 0 | 0 | 0 | 0 | 0 | 0 | 0 | 0 | 0 | 0 | 0 | 0 | 0 | 0 | 0 | 0 | 0 | 0 | 0 | 0 | 0 | 0 | 0 | 0 | 0 | 0 | 0 | 0 | 0 | 0 | 0 | 0 | 0 | 0 | 0 | 0 | 0 | 0 | 0 | 0 | 0 | 0 | 0 | 0 | 0 | 0 | 0 | 0 | 0 | 0 | 0 | 0 | 0 | 0 | 0 | 0 | 0 | 0 | 0 | 0 | 0 | 0 | 0 | 0 | 0 | 0 | 0 | 0 | 0 | 0 | 0 | 0 | 0 | 0 | 0 | 0 | 0 | 0 | 0 | 0 | 0 | 0 | 0 | 0 | 0 | 0 | 0 | 0 | 0 | 0 | 0 | 0 | 0 | 0 | 0 | 0 | 0 | 0 | 0 | 0 | 0 | 0 | 0 | 0 | 0 | 0 | 0 | 0 | 0 | 0 | 0 | 0 | 0 | 0 | 0 | 0 | 0 | 0 | 0 | 0 | 0 | 0 | 0 | 0 | 0 | 0 | 0 | 0 | 0 | 0 | 0 | 0 | 0 | 0 | 0 | 0 | 0 | 0 | 0 | 0 | 0 | 0 | 0 | 0 | 0 | 0 | 0 | 0 | 0 | 0 | 0 | 0 | 0
WA_Industrial_Petroleum_New_Space Heating_Natural Gas_Condensing RTU_A | WA | Industrial | Petroleum | New | Space Heating | Natural Gas | Condensing RTU | A | IM730 | tbd | tbd | 5 | 8432.1223 | 0 | 0 | 2.56 | 0 | 0 | 0 | 1.2816 |  | sqft | 0% | 0% | Retrofit | Retro5Med | 85.36% | TBD | 0.2% | 0 |  | 0 |  | 0 | n/a | NEEA Condensing Rooftop Unit Field Study - October 28, 2019 | NEEA Condensing Rooftop Unit Field Study - October 28, 2019 | tbd | tbd | tbd | tbd | tbd | tbd | tbd | tbd | tbd | tbd | tbd | tbd | tbd | tbd | tbd | tbd | tbd | tbd | tbd | tbd | tbd | tbd | tbd | tbd | tbd | tbd | tbd | tbd | tbd | tbd | tbd | tbd | tbd | tbd | tbd | tbd | tbd | tbd | tbd | tbd | tbd | tbd | tbd | tbd | tbd | tbd | tbd | tbd | tbd | tbd | tbd | tbd | tbd | tbd | tbd | tbd | tbd | tbd | tbd | tbd | tbd | tbd | 2.56 | 2.56 | 2.56 | 2.56 | 2.56 | 2.56 | 2.56 | 2.56 | 2.56 | 2.56 | 2.56 | 2.56 | 2.56 | 2.56 | 2.56 | 2.56 | 2.56 | 2.56 | 2.56 | 2.56 | 2.56 | 2.56 | 2.56 | 2.56 | 2.56 | 2.56 | 2.56 | 2.56 | 2.56 | 2.56 | 2.56 | 0 | 0 | 0 | 0 | 0 | 0 | 0 | 0 | 0 | 0 | 0 | 0 | 0 | 0 | 0 | 0 | 0 | 0 | 0 | 0 | 0 | 0 | 0 | 0 | 0 | 0 | 0 | 0 | 0 | 0 | 0 | 0 | 0 | 0 | 0 | 0 | 0 | 0 | 0 | 0 | 0 | 0 | 0 | 0 | 0 | 0 | 0 | 0 | 0 | 0 | 0 | 0 | 0 | 0 | 0 | 0 | 0 | 0 | 0 | 0 | 0 | 0 | 0 | 0 | 0 | 0 | 0 | 0 | 0 | 0 | 0 | 0 | 0 | 0 | 0 | 0 | 0 | 0 | 0 | 0 | 0 | 0 | 0 | 0 | 0 | 0 | 0 | 0 | 0 | 0 | 0 | 0 | 0 | 0 | 0 | 0 | 0 | 0 | 0 | 0 | 0 | 0 | 0 | 0 | 0 | 0 | 0 | 0 | 0 | 0 | 0 | 0 | 0 | 0 | 0 | 0 | 0 | 0 | 0 | 0 | 0 | 0 | 0 | 0 | 0 | 0 | 0 | 0 | 0 | 0 | 0 | 0 | 0 | 0 | 0 | 0 | 0 | 0 | 0 | 0 | 0 | 0 | 0 | 0 | 0 | 0 | 0 | 0 | 0 | 0 | 0 | 0 | 0 | 0 | 0 | 0 | 0 | 0 | 0 | 0 | 0 | 0 | 0 | 0 | 0 | 0 | 0 | 0 | 0 | 0 | 0 | 0 | 0 | 0 | 0 | 0 | 0 | 0 | 0 | 0 | 0 | 0 | 0 | 0 | 0 | 0 | 0 | 0 | 0 | 0 | 0 | 0 | 0 | 0 | 0 | 0 | 0 | 0 | 0 | 0 | 0 | 0 | 0 | 0 | 0 | 0 | 0 | 0 | 0 | 0 | 0 | 0 | 0 | 0 | 0 | 0 | 0 | 0 | 0 | 0 | 0 | 0 | 0 | 0 | 0 | 0 | 0 | 0 | 0 | 0 | 0 | 0 | 0 | 0 | 0 | 0 | 0 | 0 | 0 | 0 | 0 | 0 | 0 | 0 | 0 | 0 | 0 | 0 | 0 | 0 | 0 | 0 | 0 | 0 | 0 | 0 | 0 | 0 | 0 | 0 | 0 | 0 | 0 | 0 | 0 | 0 | 0 | 0 | 0 | 0 | 0 | 0 | 0 | 0 | 0 | 0 | 0 | 0 | 0 | 0 | 0 | 0 | 0 | 0 | 0 | 0 | 0 | 0 | 0 | 0 | 0 | 0 | 0 | 0 | 0 | 0 | 0 | 0 | 0 | 0 | 0 | 0 | 0 | 0 | 0 | 0 | 0 | 0 | 0 | 0 | 0 | 0 | 0 | 0 | 0 | 0 | 0 | 0 | 0 | 0 | 0 | 0 | 0 | 0 | 0 | 0 | 0 | 0 | 0 | 0 | 0 | 0 | 0 | 0 | 0 | 0 | 0 | 0 | 0 | 0 | 0 | 0 | 0 | 0 | 0 | 0 | 0 | 0 | 0 | 0 | 0 | 0 | 0 | 0 | 0 | 0 | 0 | 0 | 0 | 0 | 0 | 0 | 0 | 0 | 0 | 0 | 0 | 0 | 0 | 0 | 0 | 0 | 0 | 0 | 0 | 0 | 0 | 0 | 0 | 0 | 0 | 0 | 0 | 0 | 0 | 0 | 0 | 0 | 0 | 0 | 0 | 0 | 0 | 0 | 0 | 0 | 0 | 0 | 0 | 0 | 0 | 0 | 0 | 0 | 0 | 0 | 0 | 0 | 0 | 0 | 0 | 0 | 0 | 0 | 0 | 0 | 0 | 0 | 0 | 0 | 0 | 0 | 0 | 0 | 0 | 0 | 0 | 0 | 0 | 0 | 0 | 0 | 0 | 0 | 0 | 0 | 0 | 0 | 0 | 0 | 0 | 0 | 0 | 0 | 0 | 0 | 0 | 0 | 0 | 0 | 0 | 0 | 0 | 0 | 0 | 0 | 0 | 0 | 0 | 0 | 0 | 0 | 0 | 0 | 0 | 0 | 0 | 0 | 0 | 0 | 0 | 0 | 0 | 0 | 0 | 0 | 0 | 0 | 0 | 0 | 0 | 0 | 0 | 0 | 0 | 0 | 0 | 0 | 0 | 0 | 0 | 0 | 0 | 0 | 0 | 0 | 0 | 0 | 0
WA_Industrial_Paper and Printing_Existing_Space Heating_Natural Gas_Condensing RTU_A | WA | Industrial | Paper and Printing | Existing | Space Heating | Natural Gas | Condensing RTU | A | IM731 | tbd | tbd | 5 | 136.6438 | 0 | 0 | 2.56 | 0 | 0 | 0 | 1.2816 |  | sqft | 0% | 0% | Retrofit | Retro5Med | 85.36% | TBD | 0.2% | 0 |  | 0 |  | 0 | n/a | NEEA Condensing Rooftop Unit Field Study - October 28, 2019 | NEEA Condensing Rooftop Unit Field Study - October 28, 2019 | tbd | tbd | tbd | tbd | tbd | tbd | tbd | tbd | tbd | tbd | tbd | tbd | tbd | tbd | tbd | tbd | tbd | tbd | tbd | tbd | tbd | tbd | tbd | tbd | tbd | tbd | tbd | tbd | tbd | tbd | tbd | tbd | tbd | tbd | tbd | tbd | tbd | tbd | tbd | tbd | tbd | tbd | tbd | tbd | tbd | tbd | tbd | tbd | tbd | tbd | tbd | tbd | tbd | tbd | tbd | tbd | tbd | tbd | tbd | tbd | tbd | tbd | 2.56 | 2.56 | 2.56 | 2.56 | 2.56 | 2.56 | 2.56 | 2.56 | 2.56 | 2.56 | 2.56 | 2.56 | 2.56 | 2.56 | 2.56 | 2.56 | 2.56 | 2.56 | 2.56 | 2.56 | 2.56 | 2.56 | 2.56 | 2.56 | 2.56 | 2.56 | 2.56 | 2.56 | 2.56 | 2.56 | 2.56 | 0 | 0 | 0 | 0 | 0 | 132.0161 | 130.5667 | 128.6923 | 126.7532 | 124.7644 | 122.7632 | 120.7593 | 118.8214 | 116.8979 | 114.936 | 113.1128 | 111.3721 | 109.7966 | 108.3121 | 106.9121 | 105.5708 | 104.2339 | 102.9435 | 101.7207 | 100.5472 | 99.4433 | 98.4593 | 97.5151 | 106.2183 | 105.5633 | 104.9497 | 0 | 0 | 0 | 0 | 0 | 0 | 0 | 0 | 0 | 0 | 0 | 0 | 0 | 0 | 0 | 0 | 0 | 0 | 0 | 0 | 0 | 0 | 0 | 0 | 0 | 0 | 0 | 0 | 0 | 0 | 0 | 0 | 0 | 0 | 0 | 0 | 0 | 0 | 0 | 0 | 0 | 0 | 0 | 0 | 0 | 0 | 0 | 0 | 0 | 0 | 0 | 0 | 0 | 0 | 0 | 0 | 0 | 0 | 0 | 0 | 0 | 0 | 0 | 0 | 0 | 0 | 0 | 0 | 0 | 0 | 0 | 0 | 0 | 0 | 0 | 0 | 0 | 0 | 0 | 0 | 0 | 0 | 0 | 0 | 0 | 0 | 0 | 0 | 0 | 0 | 0 | 0 | 0 | 0 | 0 | 0 | 0 | 0 | 0 | 0 | 0 | 0 | 0 | 0 | 0 | 0 | 0 | 0 | 0 | 0 | 0 | 0 | 0 | 0 | 0 | 0 | 0 | 0 | 0 | 0 | 0 | 0 | 0 | 0 | 0 | 0 | 0 | 0 | 0 | 0 | 0 | 0 | 0 | 0 | 0 | 0 | 0 | 0 | 0 | 0 | 0 | 0 | 0 | 0 | 0 | 0 | 0 | 0 | 0 | 0 | 0 | 0 | 0 | 0 | 0 | 0 | 0 | 0 | 0 | 0 | 0 | 0 | 0 | 0 | 0 | 0 | 0 | 0 | 0 | 0 | 0 | 0 | 0 | 0 | 0 | 0 | 0 | 0 | 0 | 0 | 0 | 0 | 0 | 0 | 0 | 0 | 0 | 0 | 0 | 0 | 0 | 0 | 0 | 0 | 0 | 0 | 0 | 0 | 0 | 0 | 0 | 0 | 0 | 0 | 0 | 0 | 0 | 0 | 0 | 0 | 0 | 0 | 0 | 0 | 0 | 0 | 0 | 0 | 0 | 0 | 0 | 0 | 0 | 0 | 0 | 0 | 0 | 0 | 0 | 0 | 0 | 0 | 0 | 0 | 0 | 0 | 0 | 0 | 0 | 0 | 0 | 0 | 0 | 0 | 0 | 0 | 0 | 0 | 0 | 0 | 0 | 0 | 0 | 0 | 0 | 0 | 0 | 0 | 0 | 0 | 0 | 0 | 0 | 0 | 0 | 0 | 0 | 0 | 0 | 0 | 0 | 0 | 0 | 0 | 0 | 0 | 0 | 0 | 0 | 0 | 0 | 0 | 0 | 0 | 0 | 0 | 0 | 0 | 0 | 0 | 0 | 0 | 0 | 0 | 0 | 0 | 0 | 0 | 0 | 0 | 0 | 0 | 0 | 0 | 0 | 0 | 0 | 0 | 0 | 0 | 0 | 0 | 0 | 0 | 0 | 0 | 0 | 0 | 0 | 0 | 0 | 0 | 0 | 0 | 0 | 0 | 0 | 0 | 0 | 0 | 0 | 0 | 0 | 0 | 0 | 0 | 0 | 0 | 0 | 0 | 0 | 0 | 0 | 0 | 0 | 0 | 0 | 0 | 0 | 0 | 0 | 0 | 0 | 0 | 0 | 0 | 0 | 0 | 0 | 0 | 0 | 0 | 0 | 0 | 0 | 0 | 0 | 0 | 0 | 0 | 0 | 0 | 0 | 0 | 0 | 0 | 0 | 0 | 0 | 0 | 0 | 0 | 0 | 0 | 0 | 0 | 0 | 0 | 0 | 0 | 0 | 0 | 0 | 0 | 0 | 0 | 0 | 0 | 0 | 0 | 0 | 0 | 0 | 0 | 0 | 0 | 0 | 0 | 0 | 0 | 0 | 0 | 0 | 0 | 0 | 0 | 0 | 0 | 0 | 0 | 0 | 0 | 0 | 0 | 0 | 0 | 0 | 0 | 0 | 0 | 0 | 0 | 0 | 0 | 0 | 0 | 0 | 0 | 0 | 0 | 0 | 0 | 0 | 0 | 0 | 0 | 0 | 0 | 0 | 0 | 0 | 0 | 0 | 0 | 0 | 0 | 0 | 0 | 0 | 0 | 0 | 0 | 0 | 0 | 0 | 0 | 0 | 0
WA_Industrial_Paper and Printing_New_Space Heating_Natural Gas_Condensing RTU_A | WA | Industrial | Paper and Printing | New | Space Heating | Natural Gas | Condensing RTU | A | IM732 | tbd | tbd | 5 | 119.5694 | 0 | 0 | 2.56 | 0 | 0 | 0 | 1.2816 |  | sqft | 0% | 0% | Retrofit | Retro5Med | 85.36% | TBD | 0.2% | 0 |  | 0 |  | 0 | n/a | NEEA Condensing Rooftop Unit Field Study - October 28, 2019 | NEEA Condensing Rooftop Unit Field Study - October 28, 2019 | tbd | tbd | tbd | tbd | tbd | tbd | tbd | tbd | tbd | tbd | tbd | tbd | tbd | tbd | tbd | tbd | tbd | tbd | tbd | tbd | tbd | tbd | tbd | tbd | tbd | tbd | tbd | tbd | tbd | tbd | tbd | tbd | tbd | tbd | tbd | tbd | tbd | tbd | tbd | tbd | tbd | tbd | tbd | tbd | tbd | tbd | tbd | tbd | tbd | tbd | tbd | tbd | tbd | tbd | tbd | tbd | tbd | tbd | tbd | tbd | tbd | tbd | 2.56 | 2.56 | 2.56 | 2.56 | 2.56 | 2.56 | 2.56 | 2.56 | 2.56 | 2.56 | 2.56 | 2.56 | 2.56 | 2.56 | 2.56 | 2.56 | 2.56 | 2.56 | 2.56 | 2.56 | 2.56 | 2.56 | 2.56 | 2.56 | 2.56 | 2.56 | 2.56 | 2.56 | 2.56 | 2.56 | 2.56 | 0 | 0 | 0 | 0 | 0 | 0 | 0 | 0 | 0 | 0 | 0 | 0 | 0 | 0 | 0 | 0 | 0 | 0 | 0 | 0 | 0 | 0 | 0 | 0 | 0 | 0 | 0 | 0 | 0 | 0 | 0 | 0 | 0 | 0 | 0 | 0 | 0 | 0 | 0 | 0 | 0 | 0 | 0 | 0 | 0 | 0 | 0 | 0 | 0 | 0 | 0 | 0 | 0 | 0 | 0 | 0 | 0 | 0 | 0 | 0 | 0 | 0 | 0 | 0 | 0 | 0 | 0 | 0 | 0 | 0 | 0 | 0 | 0 | 0 | 0 | 0 | 0 | 0 | 0 | 0 | 0 | 0 | 0 | 0 | 0 | 0 | 0 | 0 | 0 | 0 | 0 | 0 | 0 | 0 | 0 | 0 | 0 | 0 | 0 | 0 | 0 | 0 | 0 | 0 | 0 | 0 | 0 | 0 | 0 | 0 | 0 | 0 | 0 | 0 | 0 | 0 | 0 | 0 | 0 | 0 | 0 | 0 | 0 | 0 | 0 | 0 | 0 | 0 | 0 | 0 | 0 | 0 | 0 | 0 | 0 | 0 | 0 | 0 | 0 | 0 | 0 | 0 | 0 | 0 | 0 | 0 | 0 | 0 | 0 | 0 | 0 | 0 | 0 | 0 | 0 | 0 | 0 | 0 | 0 | 0 | 0 | 0 | 0 | 0 | 0 | 0 | 0 | 0 | 0 | 0 | 0 | 0 | 0 | 0 | 0 | 0 | 0 | 0 | 0 | 0 | 0 | 0 | 0 | 0 | 0 | 0 | 0 | 0 | 0 | 0 | 0 | 0 | 0 | 0 | 0 | 0 | 0 | 0 | 0 | 0 | 0 | 0 | 0 | 0 | 0 | 0 | 0 | 0 | 0 | 0 | 0 | 0 | 0 | 0 | 0 | 0 | 0 | 0 | 0 | 0 | 0 | 0 | 0 | 0 | 0 | 0 | 0 | 0 | 0 | 0 | 0 | 0 | 0 | 0 | 0 | 0 | 0 | 0 | 0 | 0 | 0 | 0 | 0 | 0 | 0 | 0 | 0 | 0 | 0 | 0 | 0 | 0 | 0 | 0 | 0 | 0 | 0 | 0 | 0 | 0 | 0 | 0 | 0 | 0 | 0 | 0 | 0 | 0 | 0 | 0 | 0 | 0 | 0 | 0 | 0 | 0 | 0 | 0 | 0 | 0 | 0 | 0 | 0 | 0 | 0 | 0 | 0 | 0 | 0 | 0 | 0 | 0 | 0 | 0 | 0 | 0 | 0 | 0 | 0 | 0 | 0 | 0 | 0 | 0 | 0 | 0 | 0 | 0 | 0 | 0 | 0 | 0 | 0 | 0 | 0 | 0 | 0 | 0 | 0 | 0 | 0 | 0 | 0 | 0 | 0 | 0 | 0 | 0 | 0 | 0 | 0 | 0 | 0 | 0 | 0 | 0 | 0 | 0 | 0 | 0 | 0 | 0 | 0 | 0 | 0 | 0 | 0 | 0 | 0 | 0 | 0 | 0 | 0 | 0 | 0 | 0 | 0 | 0 | 0 | 0 | 0 | 0 | 0 | 0 | 0 | 0 | 0 | 0 | 0 | 0 | 0 | 0 | 0 | 0 | 0 | 0 | 0 | 0 | 0 | 0 | 0 | 0 | 0 | 0 | 0 | 0 | 0 | 0 | 0 | 0 | 0 | 0 | 0 | 0 | 0 | 0 | 0 | 0 | 0 | 0 | 0 | 0 | 0 | 0 | 0 | 0 | 0 | 0 | 0 | 0 | 0 | 0 | 0 | 0 | 0 | 0 | 0 | 0 | 0 | 0 | 0 | 0 | 0 | 0 | 0 | 0 | 0 | 0 | 0 | 0 | 0 | 0 | 0 | 0 | 0 | 0 | 0 | 0 | 0 | 0 | 0 | 0 | 0 | 0 | 0 | 0 | 0 | 0 | 0 | 0 | 0 | 0 | 0 | 0 | 0 | 0 | 0 | 0 | 0 | 0 | 0 | 0 | 0 | 0 | 0 | 0 | 0 | 0 | 0 | 0 | 0 | 0 | 0 | 0 | 0 | 0 | 0 | 0 | 0 | 0 | 0 | 0 | 0 | 0 | 0 | 0 | 0 | 0 | 0 | 0 | 0 | 0 | 0 | 0 | 0 | 0 | 0 | 0 | 0
WA_Industrial_Instruments_Existing_Space Heating_Natural Gas_Condensing RTU_A | WA | Industrial | Instruments | Existing | Space Heating | Natural Gas | Condensing RTU | A | IM733 | tbd | tbd | 5 | 7.0248 | 0 | 0 | 2.56 | 0 | 0 | 0 | 1.2816 |  | sqft | 0% | 0% | Retrofit | Retro5Med | 85.36% | TBD | 0.2% | 0 |  | 0 |  | 0 | n/a | NEEA Condensing Rooftop Unit Field Study - October 28, 2019 | NEEA Condensing Rooftop Unit Field Study - October 28, 2019 | tbd | tbd | tbd | tbd | tbd | tbd | tbd | tbd | tbd | tbd | tbd | tbd | tbd | tbd | tbd | tbd | tbd | tbd | tbd | tbd | tbd | tbd | tbd | tbd | tbd | tbd | tbd | tbd | tbd | tbd | tbd | tbd | tbd | tbd | tbd | tbd | tbd | tbd | tbd | tbd | tbd | tbd | tbd | tbd | tbd | tbd | tbd | tbd | tbd | tbd | tbd | tbd | tbd | tbd | tbd | tbd | tbd | tbd | tbd | tbd | tbd | tbd | 2.56 | 2.56 | 2.56 | 2.56 | 2.56 | 2.56 | 2.56 | 2.56 | 2.56 | 2.56 | 2.56 | 2.56 | 2.56 | 2.56 | 2.56 | 2.56 | 2.56 | 2.56 | 2.56 | 2.56 | 2.56 | 2.56 | 2.56 | 2.56 | 2.56 | 2.56 | 2.56 | 2.56 | 2.56 | 2.56 | 2.56 | 0 | 0 | 0 | 0 | 0 | 6.7869 | 6.7124 | 6.616 | 6.5163 | 6.4141 | 6.3112 | 6.2082 | 6.1086 | 6.0097 | 5.9088 | 5.8151 | 5.7256 | 5.6446 | 5.5683 | 5.4963 | 5.4274 | 5.3586 | 5.2923 | 5.2294 | 5.1691 | 5.1123 | 5.0618 | 5.0132 | 5.4606 | 5.427 | 5.3954 | 0 | 0 | 0 | 0 | 0 | 0 | 0 | 0 | 0 | 0 | 0 | 0 | 0 | 0 | 0 | 0 | 0 | 0 | 0 | 0 | 0 | 0 | 0 | 0 | 0 | 0 | 0 | 0 | 0 | 0 | 0 | 0 | 0 | 0 | 0 | 0 | 0 | 0 | 0 | 0 | 0 | 0 | 0 | 0 | 0 | 0 | 0 | 0 | 0 | 0 | 0 | 0 | 0 | 0 | 0 | 0 | 0 | 0 | 0 | 0 | 0 | 0 | 0 | 0 | 0 | 0 | 0 | 0 | 0 | 0 | 0 | 0 | 0 | 0 | 0 | 0 | 0 | 0 | 0 | 0 | 0 | 0 | 0 | 0 | 0 | 0 | 0 | 0 | 0 | 0 | 0 | 0 | 0 | 0 | 0 | 0 | 0 | 0 | 0 | 0 | 0 | 0 | 0 | 0 | 0 | 0 | 0 | 0 | 0 | 0 | 0 | 0 | 0 | 0 | 0 | 0 | 0 | 0 | 0 | 0 | 0 | 0 | 0 | 0 | 0 | 0 | 0 | 0 | 0 | 0 | 0 | 0 | 0 | 0 | 0 | 0 | 0 | 0 | 0 | 0 | 0 | 0 | 0 | 0 | 0 | 0 | 0 | 0 | 0 | 0 | 0 | 0 | 0 | 0 | 0 | 0 | 0 | 0 | 0 | 0 | 0 | 0 | 0 | 0 | 0 | 0 | 0 | 0 | 0 | 0 | 0 | 0 | 0 | 0 | 0 | 0 | 0 | 0 | 0 | 0 | 0 | 0 | 0 | 0 | 0 | 0 | 0 | 0 | 0 | 0 | 0 | 0 | 0 | 0 | 0 | 0 | 0 | 0 | 0 | 0 | 0 | 0 | 0 | 0 | 0 | 0 | 0 | 0 | 0 | 0 | 0 | 0 | 0 | 0 | 0 | 0 | 0 | 0 | 0 | 0 | 0 | 0 | 0 | 0 | 0 | 0 | 0 | 0 | 0 | 0 | 0 | 0 | 0 | 0 | 0 | 0 | 0 | 0 | 0 | 0 | 0 | 0 | 0 | 0 | 0 | 0 | 0 | 0 | 0 | 0 | 0 | 0 | 0 | 0 | 0 | 0 | 0 | 0 | 0 | 0 | 0 | 0 | 0 | 0 | 0 | 0 | 0 | 0 | 0 | 0 | 0 | 0 | 0 | 0 | 0 | 0 | 0 | 0 | 0 | 0 | 0 | 0 | 0 | 0 | 0 | 0 | 0 | 0 | 0 | 0 | 0 | 0 | 0 | 0 | 0 | 0 | 0 | 0 | 0 | 0 | 0 | 0 | 0 | 0 | 0 | 0 | 0 | 0 | 0 | 0 | 0 | 0 | 0 | 0 | 0 | 0 | 0 | 0 | 0 | 0 | 0 | 0 | 0 | 0 | 0 | 0 | 0 | 0 | 0 | 0 | 0 | 0 | 0 | 0 | 0 | 0 | 0 | 0 | 0 | 0 | 0 | 0 | 0 | 0 | 0 | 0 | 0 | 0 | 0 | 0 | 0 | 0 | 0 | 0 | 0 | 0 | 0 | 0 | 0 | 0 | 0 | 0 | 0 | 0 | 0 | 0 | 0 | 0 | 0 | 0 | 0 | 0 | 0 | 0 | 0 | 0 | 0 | 0 | 0 | 0 | 0 | 0 | 0 | 0 | 0 | 0 | 0 | 0 | 0 | 0 | 0 | 0 | 0 | 0 | 0 | 0 | 0 | 0 | 0 | 0 | 0 | 0 | 0 | 0 | 0 | 0 | 0 | 0 | 0 | 0 | 0 | 0 | 0 | 0 | 0 | 0 | 0 | 0 | 0 | 0 | 0 | 0 | 0 | 0 | 0 | 0 | 0 | 0 | 0 | 0 | 0 | 0 | 0 | 0 | 0 | 0 | 0 | 0 | 0 | 0 | 0 | 0 | 0 | 0 | 0 | 0 | 0 | 0 | 0 | 0 | 0 | 0 | 0 | 0 | 0 | 0 | 0 | 0 | 0 | 0 | 0 | 0 | 0 | 0 | 0 | 0 | 0 | 0
WA_Industrial_Instruments_New_Space Heating_Natural Gas_Condensing RTU_A | WA | Industrial | Instruments | New | Space Heating | Natural Gas | Condensing RTU | A | IM734 | tbd | tbd | 5 | 6.147 | 0 | 0 | 2.56 | 0 | 0 | 0 | 1.2816 |  | sqft | 0% | 0% | Retrofit | Retro5Med | 85.36% | TBD | 0.2% | 0 |  | 0 |  | 0 | n/a | NEEA Condensing Rooftop Unit Field Study - October 28, 2019 | NEEA Condensing Rooftop Unit Field Study - October 28, 2019 | tbd | tbd | tbd | tbd | tbd | tbd | tbd | tbd | tbd | tbd | tbd | tbd | tbd | tbd | tbd | tbd | tbd | tbd | tbd | tbd | tbd | tbd | tbd | tbd | tbd | tbd | tbd | tbd | tbd | tbd | tbd | tbd | tbd | tbd | tbd | tbd | tbd | tbd | tbd | tbd | tbd | tbd | tbd | tbd | tbd | tbd | tbd | tbd | tbd | tbd | tbd | tbd | tbd | tbd | tbd | tbd | tbd | tbd | tbd | tbd | tbd | tbd | 2.56 | 2.56 | 2.56 | 2.56 | 2.56 | 2.56 | 2.56 | 2.56 | 2.56 | 2.56 | 2.56 | 2.56 | 2.56 | 2.56 | 2.56 | 2.56 | 2.56 | 2.56 | 2.56 | 2.56 | 2.56 | 2.56 | 2.56 | 2.56 | 2.56 | 2.56 | 2.56 | 2.56 | 2.56 | 2.56 | 2.56 | 0 | 0 | 0 | 0 | 0 | 0 | 0 | 0 | 0 | 0 | 0 | 0 | 0 | 0 | 0 | 0 | 0 | 0 | 0 | 0 | 0 | 0 | 0 | 0 | 0 | 0 | 0 | 0 | 0 | 0 | 0 | 0 | 0 | 0 | 0 | 0 | 0 | 0 | 0 | 0 | 0 | 0 | 0 | 0 | 0 | 0 | 0 | 0 | 0 | 0 | 0 | 0 | 0 | 0 | 0 | 0 | 0 | 0 | 0 | 0 | 0 | 0 | 0 | 0 | 0 | 0 | 0 | 0 | 0 | 0 | 0 | 0 | 0 | 0 | 0 | 0 | 0 | 0 | 0 | 0 | 0 | 0 | 0 | 0 | 0 | 0 | 0 | 0 | 0 | 0 | 0 | 0 | 0 | 0 | 0 | 0 | 0 | 0 | 0 | 0 | 0 | 0 | 0 | 0 | 0 | 0 | 0 | 0 | 0 | 0 | 0 | 0 | 0 | 0 | 0 | 0 | 0 | 0 | 0 | 0 | 0 | 0 | 0 | 0 | 0 | 0 | 0 | 0 | 0 | 0 | 0 | 0 | 0 | 0 | 0 | 0 | 0 | 0 | 0 | 0 | 0 | 0 | 0 | 0 | 0 | 0 | 0 | 0 | 0 | 0 | 0 | 0 | 0 | 0 | 0 | 0 | 0 | 0 | 0 | 0 | 0 | 0 | 0 | 0 | 0 | 0 | 0 | 0 | 0 | 0 | 0 | 0 | 0 | 0 | 0 | 0 | 0 | 0 | 0 | 0 | 0 | 0 | 0 | 0 | 0 | 0 | 0 | 0 | 0 | 0 | 0 | 0 | 0 | 0 | 0 | 0 | 0 | 0 | 0 | 0 | 0 | 0 | 0 | 0 | 0 | 0 | 0 | 0 | 0 | 0 | 0 | 0 | 0 | 0 | 0 | 0 | 0 | 0 | 0 | 0 | 0 | 0 | 0 | 0 | 0 | 0 | 0 | 0 | 0 | 0 | 0 | 0 | 0 | 0 | 0 | 0 | 0 | 0 | 0 | 0 | 0 | 0 | 0 | 0 | 0 | 0 | 0 | 0 | 0 | 0 | 0 | 0 | 0 | 0 | 0 | 0 | 0 | 0 | 0 | 0 | 0 | 0 | 0 | 0 | 0 | 0 | 0 | 0 | 0 | 0 | 0 | 0 | 0 | 0 | 0 | 0 | 0 | 0 | 0 | 0 | 0 | 0 | 0 | 0 | 0 | 0 | 0 | 0 | 0 | 0 | 0 | 0 | 0 | 0 | 0 | 0 | 0 | 0 | 0 | 0 | 0 | 0 | 0 | 0 | 0 | 0 | 0 | 0 | 0 | 0 | 0 | 0 | 0 | 0 | 0 | 0 | 0 | 0 | 0 | 0 | 0 | 0 | 0 | 0 | 0 | 0 | 0 | 0 | 0 | 0 | 0 | 0 | 0 | 0 | 0 | 0 | 0 | 0 | 0 | 0 | 0 | 0 | 0 | 0 | 0 | 0 | 0 | 0 | 0 | 0 | 0 | 0 | 0 | 0 | 0 | 0 | 0 | 0 | 0 | 0 | 0 | 0 | 0 | 0 | 0 | 0 | 0 | 0 | 0 | 0 | 0 | 0 | 0 | 0 | 0 | 0 | 0 | 0 | 0 | 0 | 0 | 0 | 0 | 0 | 0 | 0 | 0 | 0 | 0 | 0 | 0 | 0 | 0 | 0 | 0 | 0 | 0 | 0 | 0 | 0 | 0 | 0 | 0 | 0 | 0 | 0 | 0 | 0 | 0 | 0 | 0 | 0 | 0 | 0 | 0 | 0 | 0 | 0 | 0 | 0 | 0 | 0 | 0 | 0 | 0 | 0 | 0 | 0 | 0 | 0 | 0 | 0 | 0 | 0 | 0 | 0 | 0 | 0 | 0 | 0 | 0 | 0 | 0 | 0 | 0 | 0 | 0 | 0 | 0 | 0 | 0 | 0 | 0 | 0 | 0 | 0 | 0 | 0 | 0 | 0 | 0 | 0 | 0 | 0 | 0 | 0 | 0 | 0 | 0 | 0 | 0 | 0 | 0 | 0 | 0 | 0 | 0 | 0 | 0 | 0 | 0 | 0 | 0 | 0 | 0 | 0 | 0 | 0 | 0 | 0 | 0 | 0 | 0 | 0 | 0 | 0 | 0 | 0 | 0
WA_Industrial_Wood and Lumber Products_Existing_Space Heating_Natural Gas_Condensing RTU_A | WA | Industrial | Wood and Lumber Products | Existing | Space Heating | Natural Gas | Condensing RTU | A | IM735 | tbd | tbd | 5 | 10.8699 | 0 | 0 | 2.56 | 0 | 0 | 0 | 1.2816 |  | sqft | 0% | 0% | Retrofit | Retro5Med | 85.36% | TBD | 0.2% | 0 |  | 0 |  | 0 | n/a | NEEA Condensing Rooftop Unit Field Study - October 28, 2019 | NEEA Condensing Rooftop Unit Field Study - October 28, 2019 | tbd | tbd | tbd | tbd | tbd | tbd | tbd | tbd | tbd | tbd | tbd | tbd | tbd | tbd | tbd | tbd | tbd | tbd | tbd | tbd | tbd | tbd | tbd | tbd | tbd | tbd | tbd | tbd | tbd | tbd | tbd | tbd | tbd | tbd | tbd | tbd | tbd | tbd | tbd | tbd | tbd | tbd | tbd | tbd | tbd | tbd | tbd | tbd | tbd | tbd | tbd | tbd | tbd | tbd | tbd | tbd | tbd | tbd | tbd | tbd | tbd | tbd | 2.56 | 2.56 | 2.56 | 2.56 | 2.56 | 2.56 | 2.56 | 2.56 | 2.56 | 2.56 | 2.56 | 2.56 | 2.56 | 2.56 | 2.56 | 2.56 | 2.56 | 2.56 | 2.56 | 2.56 | 2.56 | 2.56 | 2.56 | 2.56 | 2.56 | 2.56 | 2.56 | 2.56 | 2.56 | 2.56 | 2.56 | 0 | 0 | 0 | 0 | 0 | 10.5018 | 10.3865 | 10.2374 | 10.0831 | 9.9249 | 9.7657 | 9.6063 | 9.4521 | 9.2991 | 9.1431 | 8.998 | 8.8595 | 8.7342 | 8.6161 | 8.5048 | 8.3981 | 8.2917 | 8.1891 | 8.0918 | 7.9984 | 7.9106 | 7.8324 | 7.7572 | 8.4496 | 8.3975 | 8.3487 | 0 | 0 | 0 | 0 | 0 | 0 | 0 | 0 | 0 | 0 | 0 | 0 | 0 | 0 | 0 | 0 | 0 | 0 | 0 | 0 | 0 | 0 | 0 | 0 | 0 | 0 | 0 | 0 | 0 | 0 | 0 | 0 | 0 | 0 | 0 | 0 | 0 | 0 | 0 | 0 | 0 | 0 | 0 | 0 | 0 | 0 | 0 | 0 | 0 | 0 | 0 | 0 | 0 | 0 | 0 | 0 | 0 | 0 | 0 | 0 | 0 | 0 | 0 | 0 | 0 | 0 | 0 | 0 | 0 | 0 | 0 | 0 | 0 | 0 | 0 | 0 | 0 | 0 | 0 | 0 | 0 | 0 | 0 | 0 | 0 | 0 | 0 | 0 | 0 | 0 | 0 | 0 | 0 | 0 | 0 | 0 | 0 | 0 | 0 | 0 | 0 | 0 | 0 | 0 | 0 | 0 | 0 | 0 | 0 | 0 | 0 | 0 | 0 | 0 | 0 | 0 | 0 | 0 | 0 | 0 | 0 | 0 | 0 | 0 | 0 | 0 | 0 | 0 | 0 | 0 | 0 | 0 | 0 | 0 | 0 | 0 | 0 | 0 | 0 | 0 | 0 | 0 | 0 | 0 | 0 | 0 | 0 | 0 | 0 | 0 | 0 | 0 | 0 | 0 | 0 | 0 | 0 | 0 | 0 | 0 | 0 | 0 | 0 | 0 | 0 | 0 | 0 | 0 | 0 | 0 | 0 | 0 | 0 | 0 | 0 | 0 | 0 | 0 | 0 | 0 | 0 | 0 | 0 | 0 | 0 | 0 | 0 | 0 | 0 | 0 | 0 | 0 | 0 | 0 | 0 | 0 | 0 | 0 | 0 | 0 | 0 | 0 | 0 | 0 | 0 | 0 | 0 | 0 | 0 | 0 | 0 | 0 | 0 | 0 | 0 | 0 | 0 | 0 | 0 | 0 | 0 | 0 | 0 | 0 | 0 | 0 | 0 | 0 | 0 | 0 | 0 | 0 | 0 | 0 | 0 | 0 | 0 | 0 | 0 | 0 | 0 | 0 | 0 | 0 | 0 | 0 | 0 | 0 | 0 | 0 | 0 | 0 | 0 | 0 | 0 | 0 | 0 | 0 | 0 | 0 | 0 | 0 | 0 | 0 | 0 | 0 | 0 | 0 | 0 | 0 | 0 | 0 | 0 | 0 | 0 | 0 | 0 | 0 | 0 | 0 | 0 | 0 | 0 | 0 | 0 | 0 | 0 | 0 | 0 | 0 | 0 | 0 | 0 | 0 | 0 | 0 | 0 | 0 | 0 | 0 | 0 | 0 | 0 | 0 | 0 | 0 | 0 | 0 | 0 | 0 | 0 | 0 | 0 | 0 | 0 | 0 | 0 | 0 | 0 | 0 | 0 | 0 | 0 | 0 | 0 | 0 | 0 | 0 | 0 | 0 | 0 | 0 | 0 | 0 | 0 | 0 | 0 | 0 | 0 | 0 | 0 | 0 | 0 | 0 | 0 | 0 | 0 | 0 | 0 | 0 | 0 | 0 | 0 | 0 | 0 | 0 | 0 | 0 | 0 | 0 | 0 | 0 | 0 | 0 | 0 | 0 | 0 | 0 | 0 | 0 | 0 | 0 | 0 | 0 | 0 | 0 | 0 | 0 | 0 | 0 | 0 | 0 | 0 | 0 | 0 | 0 | 0 | 0 | 0 | 0 | 0 | 0 | 0 | 0 | 0 | 0 | 0 | 0 | 0 | 0 | 0 | 0 | 0 | 0 | 0 | 0 | 0 | 0 | 0 | 0 | 0 | 0 | 0 | 0 | 0 | 0 | 0 | 0 | 0 | 0 | 0 | 0 | 0 | 0 | 0 | 0 | 0 | 0 | 0 | 0 | 0 | 0 | 0 | 0 | 0 | 0 | 0 | 0 | 0 | 0 | 0 | 0 | 0 | 0 | 0 | 0 | 0 | 0 | 0 | 0 | 0 | 0 | 0 | 0 | 0 | 0 | 0 | 0 | 0 | 0 | 0 | 0 | 0 | 0 | 0 | 0 | 0 | 0
WA_Industrial_Wood and Lumber Products_New_Space Heating_Natural Gas_Condensing RTU_A | WA | Industrial | Wood and Lumber Products | New | Space Heating | Natural Gas | Condensing RTU | A | IM736 | tbd | tbd | 5 | 9.5116 | 0 | 0 | 2.56 | 0 | 0 | 0 | 1.2816 |  | sqft | 0% | 0% | Retrofit | Retro5Med | 85.36% | TBD | 0.2% | 0 |  | 0 |  | 0 | n/a | NEEA Condensing Rooftop Unit Field Study - October 28, 2019 | NEEA Condensing Rooftop Unit Field Study - October 28, 2019 | tbd | tbd | tbd | tbd | tbd | tbd | tbd | tbd | tbd | tbd | tbd | tbd | tbd | tbd | tbd | tbd | tbd | tbd | tbd | tbd | tbd | tbd | tbd | tbd | tbd | tbd | tbd | tbd | tbd | tbd | tbd | tbd | tbd | tbd | tbd | tbd | tbd | tbd | tbd | tbd | tbd | tbd | tbd | tbd | tbd | tbd | tbd | tbd | tbd | tbd | tbd | tbd | tbd | tbd | tbd | tbd | tbd | tbd | tbd | tbd | tbd | tbd | 2.56 | 2.56 | 2.56 | 2.56 | 2.56 | 2.56 | 2.56 | 2.56 | 2.56 | 2.56 | 2.56 | 2.56 | 2.56 | 2.56 | 2.56 | 2.56 | 2.56 | 2.56 | 2.56 | 2.56 | 2.56 | 2.56 | 2.56 | 2.56 | 2.56 | 2.56 | 2.56 | 2.56 | 2.56 | 2.56 | 2.56 | 0 | 0 | 0 | 0 | 0 | 0 | 0 | 0 | 0 | 0 | 0 | 0 | 0 | 0 | 0 | 0 | 0 | 0 | 0 | 0 | 0 | 0 | 0 | 0 | 0 | 0 | 0 | 0 | 0 | 0 | 0 | 0 | 0 | 0 | 0 | 0 | 0 | 0 | 0 | 0 | 0 | 0 | 0 | 0 | 0 | 0 | 0 | 0 | 0 | 0 | 0 | 0 | 0 | 0 | 0 | 0 | 0 | 0 | 0 | 0 | 0 | 0 | 0 | 0 | 0 | 0 | 0 | 0 | 0 | 0 | 0 | 0 | 0 | 0 | 0 | 0 | 0 | 0 | 0 | 0 | 0 | 0 | 0 | 0 | 0 | 0 | 0 | 0 | 0 | 0 | 0 | 0 | 0 | 0 | 0 | 0 | 0 | 0 | 0 | 0 | 0 | 0 | 0 | 0 | 0 | 0 | 0 | 0 | 0 | 0 | 0 | 0 | 0 | 0 | 0 | 0 | 0 | 0 | 0 | 0 | 0 | 0 | 0 | 0 | 0 | 0 | 0 | 0 | 0 | 0 | 0 | 0 | 0 | 0 | 0 | 0 | 0 | 0 | 0 | 0 | 0 | 0 | 0 | 0 | 0 | 0 | 0 | 0 | 0 | 0 | 0 | 0 | 0 | 0 | 0 | 0 | 0 | 0 | 0 | 0 | 0 | 0 | 0 | 0 | 0 | 0 | 0 | 0 | 0 | 0 | 0 | 0 | 0 | 0 | 0 | 0 | 0 | 0 | 0 | 0 | 0 | 0 | 0 | 0 | 0 | 0 | 0 | 0 | 0 | 0 | 0 | 0 | 0 | 0 | 0 | 0 | 0 | 0 | 0 | 0 | 0 | 0 | 0 | 0 | 0 | 0 | 0 | 0 | 0 | 0 | 0 | 0 | 0 | 0 | 0 | 0 | 0 | 0 | 0 | 0 | 0 | 0 | 0 | 0 | 0 | 0 | 0 | 0 | 0 | 0 | 0 | 0 | 0 | 0 | 0 | 0 | 0 | 0 | 0 | 0 | 0 | 0 | 0 | 0 | 0 | 0 | 0 | 0 | 0 | 0 | 0 | 0 | 0 | 0 | 0 | 0 | 0 | 0 | 0 | 0 | 0 | 0 | 0 | 0 | 0 | 0 | 0 | 0 | 0 | 0 | 0 | 0 | 0 | 0 | 0 | 0 | 0 | 0 | 0 | 0 | 0 | 0 | 0 | 0 | 0 | 0 | 0 | 0 | 0 | 0 | 0 | 0 | 0 | 0 | 0 | 0 | 0 | 0 | 0 | 0 | 0 | 0 | 0 | 0 | 0 | 0 | 0 | 0 | 0 | 0 | 0 | 0 | 0 | 0 | 0 | 0 | 0 | 0 | 0 | 0 | 0 | 0 | 0 | 0 | 0 | 0 | 0 | 0 | 0 | 0 | 0 | 0 | 0 | 0 | 0 | 0 | 0 | 0 | 0 | 0 | 0 | 0 | 0 | 0 | 0 | 0 | 0 | 0 | 0 | 0 | 0 | 0 | 0 | 0 | 0 | 0 | 0 | 0 | 0 | 0 | 0 | 0 | 0 | 0 | 0 | 0 | 0 | 0 | 0 | 0 | 0 | 0 | 0 | 0 | 0 | 0 | 0 | 0 | 0 | 0 | 0 | 0 | 0 | 0 | 0 | 0 | 0 | 0 | 0 | 0 | 0 | 0 | 0 | 0 | 0 | 0 | 0 | 0 | 0 | 0 | 0 | 0 | 0 | 0 | 0 | 0 | 0 | 0 | 0 | 0 | 0 | 0 | 0 | 0 | 0 | 0 | 0 | 0 | 0 | 0 | 0 | 0 | 0 | 0 | 0 | 0 | 0 | 0 | 0 | 0 | 0 | 0 | 0 | 0 | 0 | 0 | 0 | 0 | 0 | 0 | 0 | 0 | 0 | 0 | 0 | 0 | 0 | 0 | 0 | 0 | 0 | 0 | 0 | 0 | 0 | 0 | 0 | 0 | 0 | 0 | 0 | 0 | 0 | 0 | 0 | 0 | 0 | 0 | 0 | 0 | 0 | 0 | 0 | 0 | 0 | 0 | 0 | 0 | 0 | 0 | 0 | 0 | 0 | 0 | 0 | 0 | 0 | 0 | 0 | 0 | 0 | 0 | 0 | 0 | 0 | 0 | 0 | 0 | 0
WA_Industrial_Other Industrial_Existing_Space Heating_Natural Gas_Condensing RTU_A | WA | Industrial | Other Industrial | Existing | Space Heating | Natural Gas | Condensing RTU | A | IM737 | tbd | tbd | 5 | 6.2013 | 0 | 0 | 2.56 | 0 | 0 | 0 | 1.2816 |  | sqft | 0% | 0% | Retrofit | Retro5Med | 85.36% | TBD | 0.2% | 0 |  | 0 |  | 0 | n/a | NEEA Condensing Rooftop Unit Field Study - October 28, 2019 | NEEA Condensing Rooftop Unit Field Study - October 28, 2019 | tbd | tbd | tbd | tbd | tbd | tbd | tbd | tbd | tbd | tbd | tbd | tbd | tbd | tbd | tbd | tbd | tbd | tbd | tbd | tbd | tbd | tbd | tbd | tbd | tbd | tbd | tbd | tbd | tbd | tbd | tbd | tbd | tbd | tbd | tbd | tbd | tbd | tbd | tbd | tbd | tbd | tbd | tbd | tbd | tbd | tbd | tbd | tbd | tbd | tbd | tbd | tbd | tbd | tbd | tbd | tbd | tbd | tbd | tbd | tbd | tbd | tbd | 2.56 | 2.56 | 2.56 | 2.56 | 2.56 | 2.56 | 2.56 | 2.56 | 2.56 | 2.56 | 2.56 | 2.56 | 2.56 | 2.56 | 2.56 | 2.56 | 2.56 | 2.56 | 2.56 | 2.56 | 2.56 | 2.56 | 2.56 | 2.56 | 2.56 | 2.56 | 2.56 | 2.56 | 2.56 | 2.56 | 2.56 | 0 | 0 | 0 | 0 | 0 | 5.9913 | 5.9255 | 5.8404 | 5.7524 | 5.6622 | 5.5714 | 5.4804 | 5.3925 | 5.3052 | 5.2161 | 5.1334 | 5.0544 | 4.9829 | 4.9155 | 4.852 | 4.7911 | 4.7305 | 4.6719 | 4.6164 | 4.5631 | 4.513 | 4.4684 | 4.4255 | 4.8205 | 4.7908 | 4.7629 | 0 | 0 | 0 | 0 | 0 | 0 | 0 | 0 | 0 | 0 | 0 | 0 | 0 | 0 | 0 | 0 | 0 | 0 | 0 | 0 | 0 | 0 | 0 | 0 | 0 | 0 | 0 | 0 | 0 | 0 | 0 | 0 | 0 | 0 | 0 | 0 | 0 | 0 | 0 | 0 | 0 | 0 | 0 | 0 | 0 | 0 | 0 | 0 | 0 | 0 | 0 | 0 | 0 | 0 | 0 | 0 | 0 | 0 | 0 | 0 | 0 | 0 | 0 | 0 | 0 | 0 | 0 | 0 | 0 | 0 | 0 | 0 | 0 | 0 | 0 | 0 | 0 | 0 | 0 | 0 | 0 | 0 | 0 | 0 | 0 | 0 | 0 | 0 | 0 | 0 | 0 | 0 | 0 | 0 | 0 | 0 | 0 | 0 | 0 | 0 | 0 | 0 | 0 | 0 | 0 | 0 | 0 | 0 | 0 | 0 | 0 | 0 | 0 | 0 | 0 | 0 | 0 | 0 | 0 | 0 | 0 | 0 | 0 | 0 | 0 | 0 | 0 | 0 | 0 | 0 | 0 | 0 | 0 | 0 | 0 | 0 | 0 | 0 | 0 | 0 | 0 | 0 | 0 | 0 | 0 | 0 | 0 | 0 | 0 | 0 | 0 | 0 | 0 | 0 | 0 | 0 | 0 | 0 | 0 | 0 | 0 | 0 | 0 | 0 | 0 | 0 | 0 | 0 | 0 | 0 | 0 | 0 | 0 | 0 | 0 | 0 | 0 | 0 | 0 | 0 | 0 | 0 | 0 | 0 | 0 | 0 | 0 | 0 | 0 | 0 | 0 | 0 | 0 | 0 | 0 | 0 | 0 | 0 | 0 | 0 | 0 | 0 | 0 | 0 | 0 | 0 | 0 | 0 | 0 | 0 | 0 | 0 | 0 | 0 | 0 | 0 | 0 | 0 | 0 | 0 | 0 | 0 | 0 | 0 | 0 | 0 | 0 | 0 | 0 | 0 | 0 | 0 | 0 | 0 | 0 | 0 | 0 | 0 | 0 | 0 | 0 | 0 | 0 | 0 | 0 | 0 | 0 | 0 | 0 | 0 | 0 | 0 | 0 | 0 | 0 | 0 | 0 | 0 | 0 | 0 | 0 | 0 | 0 | 0 | 0 | 0 | 0 | 0 | 0 | 0 | 0 | 0 | 0 | 0 | 0 | 0 | 0 | 0 | 0 | 0 | 0 | 0 | 0 | 0 | 0 | 0 | 0 | 0 | 0 | 0 | 0 | 0 | 0 | 0 | 0 | 0 | 0 | 0 | 0 | 0 | 0 | 0 | 0 | 0 | 0 | 0 | 0 | 0 | 0 | 0 | 0 | 0 | 0 | 0 | 0 | 0 | 0 | 0 | 0 | 0 | 0 | 0 | 0 | 0 | 0 | 0 | 0 | 0 | 0 | 0 | 0 | 0 | 0 | 0 | 0 | 0 | 0 | 0 | 0 | 0 | 0 | 0 | 0 | 0 | 0 | 0 | 0 | 0 | 0 | 0 | 0 | 0 | 0 | 0 | 0 | 0 | 0 | 0 | 0 | 0 | 0 | 0 | 0 | 0 | 0 | 0 | 0 | 0 | 0 | 0 | 0 | 0 | 0 | 0 | 0 | 0 | 0 | 0 | 0 | 0 | 0 | 0 | 0 | 0 | 0 | 0 | 0 | 0 | 0 | 0 | 0 | 0 | 0 | 0 | 0 | 0 | 0 | 0 | 0 | 0 | 0 | 0 | 0 | 0 | 0 | 0 | 0 | 0 | 0 | 0 | 0 | 0 | 0 | 0 | 0 | 0 | 0 | 0 | 0 | 0 | 0 | 0 | 0 | 0 | 0 | 0 | 0 | 0 | 0 | 0 | 0 | 0 | 0 | 0 | 0 | 0 | 0 | 0 | 0 | 0 | 0 | 0 | 0 | 0 | 0 | 0 | 0 | 0 | 0 | 0 | 0 | 0 | 0 | 0 | 0 | 0 | 0 | 0 | 0 | 0 | 0 | 0 | 0 | 0 | 0 | 0 | 0 | 0
WA_Industrial_Other Industrial_New_Space Heating_Natural Gas_Condensing RTU_A | WA | Industrial | Other Industrial | New | Space Heating | Natural Gas | Condensing RTU | A | IM738 | tbd | tbd | 5 | 5.4264 | 0 | 0 | 2.56 | 0 | 0 | 0 | 1.2816 |  | sqft | 0% | 0% | Retrofit | Retro5Med | 85.36% | TBD | 0.2% | 0 |  | 0 |  | 0 | n/a | NEEA Condensing Rooftop Unit Field Study - October 28, 2019 | NEEA Condensing Rooftop Unit Field Study - October 28, 2019 | tbd | tbd | tbd | tbd | tbd | tbd | tbd | tbd | tbd | tbd | tbd | tbd | tbd | tbd | tbd | tbd | tbd | tbd | tbd | tbd | tbd | tbd | tbd | tbd | tbd | tbd | tbd | tbd | tbd | tbd | tbd | tbd | tbd | tbd | tbd | tbd | tbd | tbd | tbd | tbd | tbd | tbd | tbd | tbd | tbd | tbd | tbd | tbd | tbd | tbd | tbd | tbd | tbd | tbd | tbd | tbd | tbd | tbd | tbd | tbd | tbd | tbd | 2.56 | 2.56 | 2.56 | 2.56 | 2.56 | 2.56 | 2.56 | 2.56 | 2.56 | 2.56 | 2.56 | 2.56 | 2.56 | 2.56 | 2.56 | 2.56 | 2.56 | 2.56 | 2.56 | 2.56 | 2.56 | 2.56 | 2.56 | 2.56 | 2.56 | 2.56 | 2.56 | 2.56 | 2.56 | 2.56 | 2.56 | 0 | 0 | 0 | 0 | 0 | 0 | 0 | 0 | 0 | 0 | 0 | 0 | 0 | 0 | 0 | 0 | 0 | 0 | 0 | 0 | 0 | 0 | 0 | 0 | 0 | 0 | 0 | 0 | 0 | 0 | 0 | 0 | 0 | 0 | 0 | 0 | 0 | 0 | 0 | 0 | 0 | 0 | 0 | 0 | 0 | 0 | 0 | 0 | 0 | 0 | 0 | 0 | 0 | 0 | 0 | 0 | 0 | 0 | 0 | 0 | 0 | 0 | 0 | 0 | 0 | 0 | 0 | 0 | 0 | 0 | 0 | 0 | 0 | 0 | 0 | 0 | 0 | 0 | 0 | 0 | 0 | 0 | 0 | 0 | 0 | 0 | 0 | 0 | 0 | 0 | 0 | 0 | 0 | 0 | 0 | 0 | 0 | 0 | 0 | 0 | 0 | 0 | 0 | 0 | 0 | 0 | 0 | 0 | 0 | 0 | 0 | 0 | 0 | 0 | 0 | 0 | 0 | 0 | 0 | 0 | 0 | 0 | 0 | 0 | 0 | 0 | 0 | 0 | 0 | 0 | 0 | 0 | 0 | 0 | 0 | 0 | 0 | 0 | 0 | 0 | 0 | 0 | 0 | 0 | 0 | 0 | 0 | 0 | 0 | 0 | 0 | 0 | 0 | 0 | 0 | 0 | 0 | 0 | 0 | 0 | 0 | 0 | 0 | 0 | 0 | 0 | 0 | 0 | 0 | 0 | 0 | 0 | 0 | 0 | 0 | 0 | 0 | 0 | 0 | 0 | 0 | 0 | 0 | 0 | 0 | 0 | 0 | 0 | 0 | 0 | 0 | 0 | 0 | 0 | 0 | 0 | 0 | 0 | 0 | 0 | 0 | 0 | 0 | 0 | 0 | 0 | 0 | 0 | 0 | 0 | 0 | 0 | 0 | 0 | 0 | 0 | 0 | 0 | 0 | 0 | 0 | 0 | 0 | 0 | 0 | 0 | 0 | 0 | 0 | 0 | 0 | 0 | 0 | 0 | 0 | 0 | 0 | 0 | 0 | 0 | 0 | 0 | 0 | 0 | 0 | 0 | 0 | 0 | 0 | 0 | 0 | 0 | 0 | 0 | 0 | 0 | 0 | 0 | 0 | 0 | 0 | 0 | 0 | 0 | 0 | 0 | 0 | 0 | 0 | 0 | 0 | 0 | 0 | 0 | 0 | 0 | 0 | 0 | 0 | 0 | 0 | 0 | 0 | 0 | 0 | 0 | 0 | 0 | 0 | 0 | 0 | 0 | 0 | 0 | 0 | 0 | 0 | 0 | 0 | 0 | 0 | 0 | 0 | 0 | 0 | 0 | 0 | 0 | 0 | 0 | 0 | 0 | 0 | 0 | 0 | 0 | 0 | 0 | 0 | 0 | 0 | 0 | 0 | 0 | 0 | 0 | 0 | 0 | 0 | 0 | 0 | 0 | 0 | 0 | 0 | 0 | 0 | 0 | 0 | 0 | 0 | 0 | 0 | 0 | 0 | 0 | 0 | 0 | 0 | 0 | 0 | 0 | 0 | 0 | 0 | 0 | 0 | 0 | 0 | 0 | 0 | 0 | 0 | 0 | 0 | 0 | 0 | 0 | 0 | 0 | 0 | 0 | 0 | 0 | 0 | 0 | 0 | 0 | 0 | 0 | 0 | 0 | 0 | 0 | 0 | 0 | 0 | 0 | 0 | 0 | 0 | 0 | 0 | 0 | 0 | 0 | 0 | 0 | 0 | 0 | 0 | 0 | 0 | 0 | 0 | 0 | 0 | 0 | 0 | 0 | 0 | 0 | 0 | 0 | 0 | 0 | 0 | 0 | 0 | 0 | 0 | 0 | 0 | 0 | 0 | 0 | 0 | 0 | 0 | 0 | 0 | 0 | 0 | 0 | 0 | 0 | 0 | 0 | 0 | 0 | 0 | 0 | 0 | 0 | 0 | 0 | 0 | 0 | 0 | 0 | 0 | 0 | 0 | 0 | 0 | 0 | 0 | 0 | 0 | 0 | 0 | 0 | 0 | 0 | 0 | 0 | 0 | 0 | 0 | 0 | 0 | 0 | 0 | 0 | 0 | 0 | 0 | 0 | 0 | 0 | 0 | 0 | 0 | 0 | 0 | 0 | 0 | 0 | 0 | 0 | 0 | 0 | 0 | 0 | 0 | 0 | 0 | 0 | 0

## Final Savings
Key | Field | Sector | Segment | Vintage | End Use | Fuel | Measure | Option | Label | Case | 2019 | 2020 | 2021 | 2022 | 2023 | 2024 | 2025 | 2026 | 2027 | 2028 | 2029 | 2030 | 2031 | 2032 | 2033 | 2034 | 2035 | 2036 | 2037 | 2038 | 2039 | 2040 | 2041 | 2042 | 2043 | 2044 | 2045 | 2046 | 2047 | 2048 | 2049
F1_Industrial_Food Products_Existing_Space Heating_Natural Gas_Furnace_A_Technical Potential | F1 | Industrial | Food Products | Existing | Space Heating | Natural Gas | Furnace | A | Integrated Unit Energy Savings (kWh or therms) | Technical Potential | 0 | 505.0924 | 505.0924 | 505.0924 | 505.0924 | 138.7616 | 138.7616 | 799.267 | 799.267 | 799.267 | 799.267 | 799.267 | 799.267 | 799.267 | 799.267 | 799.267 | 799.267 | 799.267 | 799.267 | 799.267 | 799.267 | 799.267 | 799.267 | 799.267 | 799.267 | 799.267 | 799.267 | 799.267 | 799.267 | 799.267 | 799.267
F2_Industrial_Food Products_Existing_Space Heating_Natural Gas_Furnace_A_Technical Potential | F2 | Industrial | Food Products | Existing | Space Heating | Natural Gas | Furnace | A | Integrated Unit Summer Peak Savings (kW) | Technical Potential | 0 | 0 | 0 | 0 | 0 | 0 | 0 | 0 | 0 | 0 | 0 | 0 | 0 | 0 | 0 | 0 | 0 | 0 | 0 | 0 | 0 | 0 | 0 | 0 | 0 | 0 | 0 | 0 | 0 | 0 | 0
F3_Industrial_Food Products_Existing_Space Heating_Natural Gas_Furnace_A_Technical Potential | F3 | Industrial | Food Products | Existing | Space Heating | Natural Gas | Furnace | A | Integrated Unit Winter Peak Savings (kW) | Technical Potential | 0 | 0 | 0 | 0 | 0 | 0 | 0 | 0 | 0 | 0 | 0 | 0 | 0 | 0 | 0 | 0 | 0 | 0 | 0 | 0 | 0 | 0 | 0 | 0 | 0 | 0 | 0 | 0 | 0 | 0 | 0
F4_Industrial_Food Products_Existing_Space Heating_Natural Gas_Furnace_A_Technical Potential | F4 | Industrial | Food Products | Existing | Space Heating | Natural Gas | Furnace | A | Incremental Energy Savings (MWh or mTherms) | Technical Potential | 0 | 0 | 0 | 0 | 0 | 0.050131 | 0.052198 | 0.2176 | 0.22847 | 0.23729 | 0.23564 | 0.24111 | 0.22647 | 0.20976 | 0.22075 | 0.18404 | 0.174 | 0.1622 | 0.1513 | 0.16127 | 0.15679 | 0.15975 | 0.17095 | 0.17378 | 0.17685 | 0.18011 | 0.18377 | 0.18766 | 0.28875 | 0.30066 | 0.2176
F5_Industrial_Food Products_Existing_Space Heating_Natural Gas_Furnace_A_Technical Potential | F5 | Industrial | Food Products | Existing | Space Heating | Natural Gas | Furnace | A | Incremental Summer Peak Savings (MW) | Technical Potential | 0 | 0 | 0 | 0 | 0 | 0 | 0 | 0 | 0 | 0 | 0 | 0 | 0 | 0 | 0 | 0 | 0 | 0 | 0 | 0 | 0 | 0 | 0 | 0 | 0 | 0 | 0 | 0 | 0 | 0 | 0
F6_Industrial_Food Products_Existing_Space Heating_Natural Gas_Furnace_A_Technical Potential | F6 | Industrial | Food Products | Existing | Space Heating | Natural Gas | Furnace | A | Incremental Winter Peak Savings (MW) | Technical Potential | 0 | 0 | 0 | 0 | 0 | 0 | 0 | 0 | 0 | 0 | 0 | 0 | 0 | 0 | 0 | 0 | 0 | 0 | 0 | 0 | 0 | 0 | 0 | 0 | 0 | 0 | 0 | 0 | 0 | 0 | 0
F7_Industrial_Food Products_Existing_Space Heating_Natural Gas_Furnace_A_Technical Potential | F7 | Industrial | Food Products | Existing | Space Heating | Natural Gas | Furnace | A | Cumulative Energy Savings (MWh or mTherms) | Technical Potential | 0 | 0 | 0 | 0 | 0 | 0.050131 | 0.10233 | 0.31993 | 0.5484 | 0.78569 | 1.0213 | 1.2624 | 1.4889 | 1.6987 | 1.9194 | 2.1035 | 2.2775 | 2.4397 | 2.591 | 2.7522 | 2.909 | 3.0688 | 3.2397 | 3.4135 | 3.5903 | 3.7705 | 3.9542 | 4.1419 | 0 | 0 | 0
F8_Industrial_Food Products_Existing_Space Heating_Natural Gas_Furnace_A_Technical Potential | F8 | Industrial | Food Products | Existing | Space Heating | Natural Gas | Furnace | A | Cumulative Summer Peak Savings (MW) | Technical Potential | 0 | 0 | 0 | 0 | 0 | 0 | 0 | 0 | 0 | 0 | 0 | 0 | 0 | 0 | 0 | 0 | 0 | 0 | 0 | 0 | 0 | 0 | 0 | 0 | 0 | 0 | 0 | 0 | 0 | 0 | 0
F9_Industrial_Food Products_Existing_Space Heating_Natural Gas_Furnace_A_Technical Potential | F9 | Industrial | Food Products | Existing | Space Heating | Natural Gas | Furnace | A | Cumulative Winter Peak Savings (MW) | Technical Potential | 0 | 0 | 0 | 0 | 0 | 0 | 0 | 0 | 0 | 0 | 0 | 0 | 0 | 0 | 0 | 0 | 0 | 0 | 0 | 0 | 0 | 0 | 0 | 0 | 0 | 0 | 0 | 0 | 0 | 0 | 0
F10_Industrial_Food Products_Existing_Space Heating_Natural Gas_Furnace_A_Technical Potential | F10 | Industrial | Food Products | Existing | Space Heating | Natural Gas | Furnace | A | Purchases (Incremental) | Technical Potential | 0 | 0 | 0 | 0 | 0 | 0.36127 | 0.37617 | 0.27225 | 0.28584 | 0.29688 | 0.29482 | 0.30167 | 0.28335 | 0.26244 | 0.27619 | 0.23026 | 0.2177 | 0.20294 | 0.1893 | 0.20177 | 0.19617 | 0.19987 | 0.21388 | 0.21742 | 0.22127 | 0.22535 | 0.22992 | 0.23479 | 0.36127 | 0.37617 | 0.27225
F11_Industrial_Food Products_Existing_Space Heating_Natural Gas_Furnace_A_Technical Potential | F11 | Industrial | Food Products | Existing | Space Heating | Natural Gas | Furnace | A | Purchases (Cumulative) | Technical Potential | 0 | 0 | 0 | 0 | 0 | 0.36127 | 0.73744 | 1.0097 | 1.2955 | 1.5924 | 1.8872 | 2.1889 | 2.4723 | 2.7347 | 3.0109 | 3.2411 | 3.4588 | 3.6618 | 3.8511 | 4.0529 | 4.249 | 4.4489 | 4.6628 | 4.8802 | 5.1015 | 5.3268 | 5.5567 | 5.7915 | 5.7915 | 5.7915 | 5.7915
F1_Industrial_Food Products_Existing_Space Heating_Natural Gas_Boiler_A_Technical Potential | F1 | Industrial | Food Products | Existing | Space Heating | Natural Gas | Boiler | A | Integrated Unit Energy Savings (kWh or therms) | Technical Potential | 0 | 8772.191 | 8772.191 | 8772.191 | 8772.191 | 5375.3 | 5375.3 | 5375.3 | 5375.3 | 5375.3 | 5375.3 | 5375.3 | 5375.3 | 5375.3 | 5375.3 | 5375.3 | 5375.3 | 5375.3 | 5375.3 | 5375.3 | 5375.3 | 5375.3 | 5375.3 | 5375.3 | 5375.3 | 5375.3 | 5375.3 | 5375.3 | 5375.3 | 5375.3 | 5375.3
F2_Industrial_Food Products_Existing_Space Heating_Natural Gas_Boiler_A_Technical Potential | F2 | Industrial | Food Products | Existing | Space Heating | Natural Gas | Boiler | A | Integrated Unit Summer Peak Savings (kW) | Technical Potential | 0 | 0 | 0 | 0 | 0 | 0 | 0 | 0 | 0 | 0 | 0 | 0 | 0 | 0 | 0 | 0 | 0 | 0 | 0 | 0 | 0 | 0 | 0 | 0 | 0 | 0 | 0 | 0 | 0 | 0 | 0
F3_Industrial_Food Products_Existing_Space Heating_Natural Gas_Boiler_A_Technical Potential | F3 | Industrial | Food Products | Existing | Space Heating | Natural Gas | Boiler | A | Integrated Unit Winter Peak Savings (kW) | Technical Potential | 0 | 0 | 0 | 0 | 0 | 0 | 0 | 0 | 0 | 0 | 0 | 0 | 0 | 0 | 0 | 0 | 0 | 0 | 0 | 0 | 0 | 0 | 0 | 0 | 0 | 0 | 0 | 0 | 0 | 0 | 0
F4_Industrial_Food Products_Existing_Space Heating_Natural Gas_Boiler_A_Technical Potential | F4 | Industrial | Food Products | Existing | Space Heating | Natural Gas | Boiler | A | Incremental Energy Savings (MWh or mTherms) | Technical Potential | 0 | 0 | 0 | 0 | 0 | 0.23575 | 0.23703 | 0.23692 | 0.24221 | 0.24545 | 0.23706 | 0.23727 | 0.23757 | 0.2345 | 0.26333 | 0.23346 | 0.23494 | 0.23328 | 0.23162 | 0.24058 | 0.2314 | 0.24717 | 0.24056 | 0.23492 | 0.23968 | 0.23486 | 0.23076 | 0.22729 | 0.22467 | 0.22266 | 0.23575
F5_Industrial_Food Products_Existing_Space Heating_Natural Gas_Boiler_A_Technical Potential | F5 | Industrial | Food Products | Existing | Space Heating | Natural Gas | Boiler | A | Incremental Summer Peak Savings (MW) | Technical Potential | 0 | 0 | 0 | 0 | 0 | 0 | 0 | 0 | 0 | 0 | 0 | 0 | 0 | 0 | 0 | 0 | 0 | 0 | 0 | 0 | 0 | 0 | 0 | 0 | 0 | 0 | 0 | 0 | 0 | 0 | 0
F6_Industrial_Food Products_Existing_Space Heating_Natural Gas_Boiler_A_Technical Potential | F6 | Industrial | Food Products | Existing | Space Heating | Natural Gas | Boiler | A | Incremental Winter Peak Savings (MW) | Technical Potential | 0 | 0 | 0 | 0 | 0 | 0 | 0 | 0 | 0 | 0 | 0 | 0 | 0 | 0 | 0 | 0 | 0 | 0 | 0 | 0 | 0 | 0 | 0 | 0 | 0 | 0 | 0 | 0 | 0 | 0 | 0
F7_Industrial_Food Products_Existing_Space Heating_Natural Gas_Boiler_A_Technical Potential | F7 | Industrial | Food Products | Existing | Space Heating | Natural Gas | Boiler | A | Cumulative Energy Savings (MWh or mTherms) | Technical Potential | 0 | 0 | 0 | 0 | 0 | 0.23575 | 0.47278 | 0.7097 | 0.95191 | 1.1974 | 1.4344 | 1.6717 | 1.9093 | 2.1438 | 2.4071 | 2.6405 | 2.8755 | 3.1088 | 3.3404 | 3.581 | 3.8124 | 4.0595 | 4.3001 | 4.535 | 4.7747 | 5.0096 | 5.2403 | 5.4676 | 0 | 0 | 0
F8_Industrial_Food Products_Existing_Space Heating_Natural Gas_Boiler_A_Technical Potential | F8 | Industrial | Food Products | Existing | Space Heating | Natural Gas | Boiler | A | Cumulative Summer Peak Savings (MW) | Technical Potential | 0 | 0 | 0 | 0 | 0 | 0 | 0 | 0 | 0 | 0 | 0 | 0 | 0 | 0 | 0 | 0 | 0 | 0 | 0 | 0 | 0 | 0 | 0 | 0 | 0 | 0 | 0 | 0 | 0 | 0 | 0
F9_Industrial_Food Products_Existing_Space Heating_Natural Gas_Boiler_A_Technical Potential | F9 | Industrial | Food Products | Existing | Space Heating | Natural Gas | Boiler | A | Cumulative Winter Peak Savings (MW) | Technical Potential | 0 | 0 | 0 | 0 | 0 | 0 | 0 | 0 | 0 | 0 | 0 | 0 | 0 | 0 | 0 | 0 | 0 | 0 | 0 | 0 | 0 | 0 | 0 | 0 | 0 | 0 | 0 | 0 | 0 | 0 | 0
F10_Industrial_Food Products_Existing_Space Heating_Natural Gas_Boiler_A_Technical Potential | F10 | Industrial | Food Products | Existing | Space Heating | Natural Gas | Boiler | A | Purchases (Incremental) | Technical Potential | 0 | 0 | 0 | 0 | 0 | 0.043857 | 0.044097 | 0.044075 | 0.045059 | 0.045663 | 0.044101 | 0.044141 | 0.044197 | 0.043625 | 0.048988 | 0.043433 | 0.043707 | 0.043398 | 0.04309 | 0.044757 | 0.043048 | 0.045983 | 0.044754 | 0.043703 | 0.044588 | 0.043693 | 0.04293 | 0.042285 | 0.041797 | 0.041424 | 0.043857
F11_Industrial_Food Products_Existing_Space Heating_Natural Gas_Boiler_A_Technical Potential | F11 | Industrial | Food Products | Existing | Space Heating | Natural Gas | Boiler | A | Purchases (Cumulative) | Technical Potential | 0 | 0 | 0 | 0 | 0 | 0.043857 | 0.087954 | 0.13203 | 0.17709 | 0.22275 | 0.26685 | 0.31099 | 0.35519 | 0.39882 | 0.4478 | 0.49124 | 0.53494 | 0.57834 | 0.62143 | 0.66619 | 0.70924 | 0.75522 | 0.79997 | 0.84368 | 0.88827 | 0.93196 | 0.97489 | 1.0172 | 1.059 | 1.1004 | 1.1004
F1_Industrial_Food Products_Existing_Space Heating_Natural Gas_Unit Heater_A_Technical Potential | F1 | Industrial | Food Products | Existing | Space Heating | Natural Gas | Unit Heater | A | Integrated Unit Energy Savings (kWh or therms) | Technical Potential | 0 | 28641.12 | 28641.12 | 28641.12 | 28641.12 | 15772.4108 | 15772.4108 | 15772.4108 | 15772.4108 | 15772.4108 | 15772.4108 | 15772.4108 | 15772.4108 | 15772.4108 | 15772.4108 | 15772.4108 | 15772.4108 | 15772.4108 | 15772.4108 | 15772.4108 | 15772.4108 | 15772.4108 | 15772.4108 | 15772.4108 | 15772.4108 | 15772.4108 | 15772.4108 | 15772.4108 | 15772.4108 | 15772.4108 | 15772.4108
F2_Industrial_Food Products_Existing_Space Heating_Natural Gas_Unit Heater_A_Technical Potential | F2 | Industrial | Food Products | Existing | Space Heating | Natural Gas | Unit Heater | A | Integrated Unit Summer Peak Savings (kW) | Technical Potential | 0 | 0 | 0 | 0 | 0 | 0 | 0 | 0 | 0 | 0 | 0 | 0 | 0 | 0 | 0 | 0 | 0 | 0 | 0 | 0 | 0 | 0 | 0 | 0 | 0 | 0 | 0 | 0 | 0 | 0 | 0
F3_Industrial_Food Products_Existing_Space Heating_Natural Gas_Unit Heater_A_Technical Potential | F3 | Industrial | Food Products | Existing | Space Heating | Natural Gas | Unit Heater | A | Integrated Unit Winter Peak Savings (kW) | Technical Potential | 0 | 0 | 0 | 0 | 0 | 0 | 0 | 0 | 0 | 0 | 0 | 0 | 0 | 0 | 0 | 0 | 0 | 0 | 0 | 0 | 0 | 0 | 0 | 0 | 0 | 0 | 0 | 0 | 0 | 0 | 0
F4_Industrial_Food Products_Existing_Space Heating_Natural Gas_Unit Heater_A_Technical Potential | F4 | Industrial | Food Products | Existing | Space Heating | Natural Gas | Unit Heater | A | Incremental Energy Savings (MWh or mTherms) | Technical Potential | 0 | 0 | 0 | 0 | 0 | 0.23401 | 0.31812 | 0.40985 | 0.52386 | 0.64065 | 0.71464 | 0.80525 | 0.89215 | 0.96345 | 1.1784 | 1.1684 | 1.2531 | 1.1798 | 1.1295 | 1.1347 | 1.1013 | 1.2064 | 1.1052 | 1.1309 | 1.1818 | 1.2279 | 1.277 | 1.2984 | 1.3119 | 1.3212 | 1.3231
F5_Industrial_Food Products_Existing_Space Heating_Natural Gas_Unit Heater_A_Technical Potential | F5 | Industrial | Food Products | Existing | Space Heating | Natural Gas | Unit Heater | A | Incremental Summer Peak Savings (MW) | Technical Potential | 0 | 0 | 0 | 0 | 0 | 0 | 0 | 0 | 0 | 0 | 0 | 0 | 0 | 0 | 0 | 0 | 0 | 0 | 0 | 0 | 0 | 0 | 0 | 0 | 0 | 0 | 0 | 0 | 0 | 0 | 0
F6_Industrial_Food Products_Existing_Space Heating_Natural Gas_Unit Heater_A_Technical Potential | F6 | Industrial | Food Products | Existing | Space Heating | Natural Gas | Unit Heater | A | Incremental Winter Peak Savings (MW) | Technical Potential | 0 | 0 | 0 | 0 | 0 | 0 | 0 | 0 | 0 | 0 | 0 | 0 | 0 | 0 | 0 | 0 | 0 | 0 | 0 | 0 | 0 | 0 | 0 | 0 | 0 | 0 | 0 | 0 | 0 | 0 | 0
F7_Industrial_Food Products_Existing_Space Heating_Natural Gas_Unit Heater_A_Technical Potential | F7 | Industrial | Food Products | Existing | Space Heating | Natural Gas | Unit Heater | A | Cumulative Energy Savings (MWh or mTherms) | Technical Potential | 0 | 0 | 0 | 0 | 0 | 0.23401 | 0.55213 | 0.96199 | 1.4858 | 2.1265 | 2.8411 | 3.6464 | 4.5385 | 5.502 | 6.6804 | 7.8488 | 9.1019 | 10.0476 | 10.859 | 11.5839 | 12.1613 | 12.727 | 13.1176 | 13.4433 | 13.7329 | 13.9973 | 14.096 | 14.2259 | 0 | 0 | 0
F8_Industrial_Food Products_Existing_Space Heating_Natural Gas_Unit Heater_A_Technical Potential | F8 | Industrial | Food Products | Existing | Space Heating | Natural Gas | Unit Heater | A | Cumulative Summer Peak Savings (MW) | Technical Potential | 0 | 0 | 0 | 0 | 0 | 0 | 0 | 0 | 0 | 0 | 0 | 0 | 0 | 0 | 0 | 0 | 0 | 0 | 0 | 0 | 0 | 0 | 0 | 0 | 0 | 0 | 0 | 0 | 0 | 0 | 0
F9_Industrial_Food Products_Existing_Space Heating_Natural Gas_Unit Heater_A_Technical Potential | F9 | Industrial | Food Products | Existing | Space Heating | Natural Gas | Unit Heater | A | Cumulative Winter Peak Savings (MW) | Technical Potential | 0 | 0 | 0 | 0 | 0 | 0 | 0 | 0 | 0 | 0 | 0 | 0 | 0 | 0 | 0 | 0 | 0 | 0 | 0 | 0 | 0 | 0 | 0 | 0 | 0 | 0 | 0 | 0 | 0 | 0 | 0
F10_Industrial_Food Products_Existing_Space Heating_Natural Gas_Unit Heater_A_Technical Potential | F10 | Industrial | Food Products | Existing | Space Heating | Natural Gas | Unit Heater | A | Purchases (Incremental) | Technical Potential | 0 | 0 | 0 | 0 | 0 | 0.014837 | 0.02017 | 0.025986 | 0.033214 | 0.040619 | 0.04531 | 0.051054 | 0.056564 | 0.061085 | 0.07471 | 0.07408 | 0.079449 | 0.074799 | 0.071614 | 0.071942 | 0.069825 | 0.076487 | 0.070072 | 0.071702 | 0.074926 | 0.077851 | 0.080967 | 0.082319 | 0.083175 | 0.083767 | 0.083885
F11_Industrial_Food Products_Existing_Space Heating_Natural Gas_Unit Heater_A_Technical Potential | F11 | Industrial | Food Products | Existing | Space Heating | Natural Gas | Unit Heater | A | Purchases (Cumulative) | Technical Potential | 0 | 0 | 0 | 0 | 0 | 0.014837 | 0.035006 | 0.060992 | 0.094206 | 0.13482 | 0.18013 | 0.23119 | 0.28775 | 0.34884 | 0.42355 | 0.49763 | 0.57708 | 0.63704 | 0.68848 | 0.73444 | 0.77105 | 0.80692 | 0.83168 | 0.85233 | 0.87069 | 0.88746 | 0.89371 | 0.90195 | 0.90568 | 0.91465 | 0.92692
F1_Industrial_Food Products_New_Space Heating_Natural Gas_Furnace_A_Technical Potential | F1 | Industrial | Food Products | New | Space Heating | Natural Gas | Furnace | A | Integrated Unit Energy Savings (kWh or therms) | Technical Potential | 0 | 0 | 0 | 0 | 0 | 0 | 0 | 0 | 0 | 0 | 0 | 0 | 0 | 0 | 0 | 0 | 0 | 0 | 0 | 0 | 0 | 0 | 0 | 0 | 0 | 0 | 0 | 0 | 0 | 0 | 0
F2_Industrial_Food Products_New_Space Heating_Natural Gas_Furnace_A_Technical Potential | F2 | Industrial | Food Products | New | Space Heating | Natural Gas | Furnace | A | Integrated Unit Summer Peak Savings (kW) | Technical Potential | 0 | 0 | 0 | 0 | 0 | 0 | 0 | 0 | 0 | 0 | 0 | 0 | 0 | 0 | 0 | 0 | 0 | 0 | 0 | 0 | 0 | 0 | 0 | 0 | 0 | 0 | 0 | 0 | 0 | 0 | 0
F3_Industrial_Food Products_New_Space Heating_Natural Gas_Furnace_A_Technical Potential | F3 | Industrial | Food Products | New | Space Heating | Natural Gas | Furnace | A | Integrated Unit Winter Peak Savings (kW) | Technical Potential | 0 | 0 | 0 | 0 | 0 | 0 | 0 | 0 | 0 | 0 | 0 | 0 | 0 | 0 | 0 | 0 | 0 | 0 | 0 | 0 | 0 | 0 | 0 | 0 | 0 | 0 | 0 | 0 | 0 | 0 | 0
F4_Industrial_Food Products_New_Space Heating_Natural Gas_Furnace_A_Technical Potential | F4 | Industrial | Food Products | New | Space Heating | Natural Gas | Furnace | A | Incremental Energy Savings (MWh or mTherms) | Technical Potential | 0 | 0 | 0 | 0 | 0 | 0 | 0 | 0 | 0 | 0 | 0 | 0 | 0 | 0 | 0 | 0 | 0 | 0 | 0 | 0 | 0 | 0 | 0 | 0 | 0 | 0 | 0 | 0 | 0 | 0 | 0
F5_Industrial_Food Products_New_Space Heating_Natural Gas_Furnace_A_Technical Potential | F5 | Industrial | Food Products | New | Space Heating | Natural Gas | Furnace | A | Incremental Summer Peak Savings (MW) | Technical Potential | 0 | 0 | 0 | 0 | 0 | 0 | 0 | 0 | 0 | 0 | 0 | 0 | 0 | 0 | 0 | 0 | 0 | 0 | 0 | 0 | 0 | 0 | 0 | 0 | 0 | 0 | 0 | 0 | 0 | 0 | 0
F6_Industrial_Food Products_New_Space Heating_Natural Gas_Furnace_A_Technical Potential | F6 | Industrial | Food Products | New | Space Heating | Natural Gas | Furnace | A | Incremental Winter Peak Savings (MW) | Technical Potential | 0 | 0 | 0 | 0 | 0 | 0 | 0 | 0 | 0 | 0 | 0 | 0 | 0 | 0 | 0 | 0 | 0 | 0 | 0 | 0 | 0 | 0 | 0 | 0 | 0 | 0 | 0 | 0 | 0 | 0 | 0
F7_Industrial_Food Products_New_Space Heating_Natural Gas_Furnace_A_Technical Potential | F7 | Industrial | Food Products | New | Space Heating | Natural Gas | Furnace | A | Cumulative Energy Savings (MWh or mTherms) | Technical Potential | 0 | 0 | 0 | 0 | 0 | 0 | 0 | 0 | 0 | 0 | 0 | 0 | 0 | 0 | 0 | 0 | 0 | 0 | 0 | 0 | 0 | 0 | 0 | 0 | 0 | 0 | 0 | 0 | 0 | 0 | 0
F8_Industrial_Food Products_New_Space Heating_Natural Gas_Furnace_A_Technical Potential | F8 | Industrial | Food Products | New | Space Heating | Natural Gas | Furnace | A | Cumulative Summer Peak Savings (MW) | Technical Potential | 0 | 0 | 0 | 0 | 0 | 0 | 0 | 0 | 0 | 0 | 0 | 0 | 0 | 0 | 0 | 0 | 0 | 0 | 0 | 0 | 0 | 0 | 0 | 0 | 0 | 0 | 0 | 0 | 0 | 0 | 0
F9_Industrial_Food Products_New_Space Heating_Natural Gas_Furnace_A_Technical Potential | F9 | Industrial | Food Products | New | Space Heating | Natural Gas | Furnace | A | Cumulative Winter Peak Savings (MW) | Technical Potential | 0 | 0 | 0 | 0 | 0 | 0 | 0 | 0 | 0 | 0 | 0 | 0 | 0 | 0 | 0 | 0 | 0 | 0 | 0 | 0 | 0 | 0 | 0 | 0 | 0 | 0 | 0 | 0 | 0 | 0 | 0
F10_Industrial_Food Products_New_Space Heating_Natural Gas_Furnace_A_Technical Potential | F10 | Industrial | Food Products | New | Space Heating | Natural Gas | Furnace | A | Purchases (Incremental) | Technical Potential | 0 | 0 | 0 | 0 | 0 | 0 | 0 | 0 | 0 | 0 | 0 | 0 | 0 | 0 | 0 | 0 | 0 | 0 | 0 | 0 | 0 | 0 | 0 | 0 | 0 | 0 | 0 | 0 | 0 | 0 | 0
F11_Industrial_Food Products_New_Space Heating_Natural Gas_Furnace_A_Technical Potential | F11 | Industrial | Food Products | New | Space Heating | Natural Gas | Furnace | A | Purchases (Cumulative) | Technical Potential | 0 | 0 | 0 | 0 | 0 | 0 | 0 | 0 | 0 | 0 | 0 | 0 | 0 | 0 | 0 | 0 | 0 | 0 | 0 | 0 | 0 | 0 | 0 | 0 | 0 | 0 | 0 | 0 | 0 | 0 | 0
F1_Industrial_Food Products_New_Space Heating_Natural Gas_Boiler_A_Technical Potential | F1 | Industrial | Food Products | New | Space Heating | Natural Gas | Boiler | A | Integrated Unit Energy Savings (kWh or therms) | Technical Potential | 0 | 0 | 0 | 0 | 0 | 0 | 0 | 0 | 0 | 0 | 0 | 0 | 0 | 0 | 0 | 0 | 0 | 0 | 0 | 0 | 0 | 0 | 0 | 0 | 0 | 0 | 0 | 0 | 0 | 0 | 0
F2_Industrial_Food Products_New_Space Heating_Natural Gas_Boiler_A_Technical Potential | F2 | Industrial | Food Products | New | Space Heating | Natural Gas | Boiler | A | Integrated Unit Summer Peak Savings (kW) | Technical Potential | 0 | 0 | 0 | 0 | 0 | 0 | 0 | 0 | 0 | 0 | 0 | 0 | 0 | 0 | 0 | 0 | 0 | 0 | 0 | 0 | 0 | 0 | 0 | 0 | 0 | 0 | 0 | 0 | 0 | 0 | 0
F3_Industrial_Food Products_New_Space Heating_Natural Gas_Boiler_A_Technical Potential | F3 | Industrial | Food Products | New | Space Heating | Natural Gas | Boiler | A | Integrated Unit Winter Peak Savings (kW) | Technical Potential | 0 | 0 | 0 | 0 | 0 | 0 | 0 | 0 | 0 | 0 | 0 | 0 | 0 | 0 | 0 | 0 | 0 | 0 | 0 | 0 | 0 | 0 | 0 | 0 | 0 | 0 | 0 | 0 | 0 | 0 | 0
F4_Industrial_Food Products_New_Space Heating_Natural Gas_Boiler_A_Technical Potential | F4 | Industrial | Food Products | New | Space Heating | Natural Gas | Boiler | A | Incremental Energy Savings (MWh or mTherms) | Technical Potential | 0 | 0 | 0 | 0 | 0 | 0 | 0 | 0 | 0 | 0 | 0 | 0 | 0 | 0 | 0 | 0 | 0 | 0 | 0 | 0 | 0 | 0 | 0 | 0 | 0 | 0 | 0 | 0 | 0 | 0 | 0
F5_Industrial_Food Products_New_Space Heating_Natural Gas_Boiler_A_Technical Potential | F5 | Industrial | Food Products | New | Space Heating | Natural Gas | Boiler | A | Incremental Summer Peak Savings (MW) | Technical Potential | 0 | 0 | 0 | 0 | 0 | 0 | 0 | 0 | 0 | 0 | 0 | 0 | 0 | 0 | 0 | 0 | 0 | 0 | 0 | 0 | 0 | 0 | 0 | 0 | 0 | 0 | 0 | 0 | 0 | 0 | 0
F6_Industrial_Food Products_New_Space Heating_Natural Gas_Boiler_A_Technical Potential | F6 | Industrial | Food Products | New | Space Heating | Natural Gas | Boiler | A | Incremental Winter Peak Savings (MW) | Technical Potential | 0 | 0 | 0 | 0 | 0 | 0 | 0 | 0 | 0 | 0 | 0 | 0 | 0 | 0 | 0 | 0 | 0 | 0 | 0 | 0 | 0 | 0 | 0 | 0 | 0 | 0 | 0 | 0 | 0 | 0 | 0
F7_Industrial_Food Products_New_Space Heating_Natural Gas_Boiler_A_Technical Potential | F7 | Industrial | Food Products | New | Space Heating | Natural Gas | Boiler | A | Cumulative Energy Savings (MWh or mTherms) | Technical Potential | 0 | 0 | 0 | 0 | 0 | 0 | 0 | 0 | 0 | 0 | 0 | 0 | 0 | 0 | 0 | 0 | 0 | 0 | 0 | 0 | 0 | 0 | 0 | 0 | 0 | 0 | 0 | 0 | 0 | 0 | 0
F8_Industrial_Food Products_New_Space Heating_Natural Gas_Boiler_A_Technical Potential | F8 | Industrial | Food Products | New | Space Heating | Natural Gas | Boiler | A | Cumulative Summer Peak Savings (MW) | Technical Potential | 0 | 0 | 0 | 0 | 0 | 0 | 0 | 0 | 0 | 0 | 0 | 0 | 0 | 0 | 0 | 0 | 0 | 0 | 0 | 0 | 0 | 0 | 0 | 0 | 0 | 0 | 0 | 0 | 0 | 0 | 0
F9_Industrial_Food Products_New_Space Heating_Natural Gas_Boiler_A_Technical Potential | F9 | Industrial | Food Products | New | Space Heating | Natural Gas | Boiler | A | Cumulative Winter Peak Savings (MW) | Technical Potential | 0 | 0 | 0 | 0 | 0 | 0 | 0 | 0 | 0 | 0 | 0 | 0 | 0 | 0 | 0 | 0 | 0 | 0 | 0 | 0 | 0 | 0 | 0 | 0 | 0 | 0 | 0 | 0 | 0 | 0 | 0
F10_Industrial_Food Products_New_Space Heating_Natural Gas_Boiler_A_Technical Potential | F10 | Industrial | Food Products | New | Space Heating | Natural Gas | Boiler | A | Purchases (Incremental) | Technical Potential | 0 | 0 | 0 | 0 | 0 | 0 | 0 | 0 | 0 | 0 | 0 | 0 | 0 | 0 | 0 | 0 | 0 | 0 | 0 | 0 | 0 | 0 | 0 | 0 | 0 | 0 | 0 | 0 | 0 | 0 | 0
F11_Industrial_Food Products_New_Space Heating_Natural Gas_Boiler_A_Technical Potential | F11 | Industrial | Food Products | New | Space Heating | Natural Gas | Boiler | A | Purchases (Cumulative) | Technical Potential | 0 | 0 | 0 | 0 | 0 | 0 | 0 | 0 | 0 | 0 | 0 | 0 | 0 | 0 | 0 | 0 | 0 | 0 | 0 | 0 | 0 | 0 | 0 | 0 | 0 | 0 | 0 | 0 | 0 | 0 | 0
F1_Industrial_Food Products_New_Space Heating_Natural Gas_Unit Heater_A_Technical Potential | F1 | Industrial | Food Products | New | Space Heating | Natural Gas | Unit Heater | A | Integrated Unit Energy Savings (kWh or therms) | Technical Potential | 0 | 28641.12 | 28641.12 | 28641.12 | 28641.12 | 15772.4108 | 15772.4108 | 15772.4108 | 15772.4108 | 15772.4108 | 15772.4108 | 15772.4108 | 15772.4108 | 15772.4108 | 15772.4108 | 15772.4108 | 15772.4108 | 15772.4108 | 15772.4108 | 15772.4108 | 15772.4108 | 15772.4108 | 15772.4108 | 15772.4108 | 15772.4108 | 15772.4108 | 15772.4108 | 15772.4108 | 15772.4108 | 15772.4108 | 15772.4108
F2_Industrial_Food Products_New_Space Heating_Natural Gas_Unit Heater_A_Technical Potential | F2 | Industrial | Food Products | New | Space Heating | Natural Gas | Unit Heater | A | Integrated Unit Summer Peak Savings (kW) | Technical Potential | 0 | 0 | 0 | 0 | 0 | 0 | 0 | 0 | 0 | 0 | 0 | 0 | 0 | 0 | 0 | 0 | 0 | 0 | 0 | 0 | 0 | 0 | 0 | 0 | 0 | 0 | 0 | 0 | 0 | 0 | 0
F3_Industrial_Food Products_New_Space Heating_Natural Gas_Unit Heater_A_Technical Potential | F3 | Industrial | Food Products | New | Space Heating | Natural Gas | Unit Heater | A | Integrated Unit Winter Peak Savings (kW) | Technical Potential | 0 | 0 | 0 | 0 | 0 | 0 | 0 | 0 | 0 | 0 | 0 | 0 | 0 | 0 | 0 | 0 | 0 | 0 | 0 | 0 | 0 | 0 | 0 | 0 | 0 | 0 | 0 | 0 | 0 | 0 | 0
F4_Industrial_Food Products_New_Space Heating_Natural Gas_Unit Heater_A_Technical Potential | F4 | Industrial | Food Products | New | Space Heating | Natural Gas | Unit Heater | A | Incremental Energy Savings (MWh or mTherms) | Technical Potential | 0 | 0 | 0 | 0 | 0 | 0.086585 | 0.085097 | 0.08505 | 0.084549 | 0.084594 | 0.084664 | 0.098933 | 0.11026 | 0.11844 | 0.12424 | 0.13087 | 0.13529 | 0.13975 | 0.17438 | 0.16915 | 0.16547 | 0.16703 | 0.17049 | 0.17372 | 0.17771 | 0.18194 | 0.18633 | 0.19073 | 0.20357 | 0.21297 | 0.21957
F5_Industrial_Food Products_New_Space Heating_Natural Gas_Unit Heater_A_Technical Potential | F5 | Industrial | Food Products | New | Space Heating | Natural Gas | Unit Heater | A | Incremental Summer Peak Savings (MW) | Technical Potential | 0 | 0 | 0 | 0 | 0 | 0 | 0 | 0 | 0 | 0 | 0 | 0 | 0 | 0 | 0 | 0 | 0 | 0 | 0 | 0 | 0 | 0 | 0 | 0 | 0 | 0 | 0 | 0 | 0 | 0 | 0
F6_Industrial_Food Products_New_Space Heating_Natural Gas_Unit Heater_A_Technical Potential | F6 | Industrial | Food Products | New | Space Heating | Natural Gas | Unit Heater | A | Incremental Winter Peak Savings (MW) | Technical Potential | 0 | 0 | 0 | 0 | 0 | 0 | 0 | 0 | 0 | 0 | 0 | 0 | 0 | 0 | 0 | 0 | 0 | 0 | 0 | 0 | 0 | 0 | 0 | 0 | 0 | 0 | 0 | 0 | 0 | 0 | 0
F7_Industrial_Food Products_New_Space Heating_Natural Gas_Unit Heater_A_Technical Potential | F7 | Industrial | Food Products | New | Space Heating | Natural Gas | Unit Heater | A | Cumulative Energy Savings (MWh or mTherms) | Technical Potential | 0 | 0 | 0 | 0 | 0 | 0.086585 | 0.17168 | 0.25673 | 0.34128 | 0.42588 | 0.51054 | 0.60947 | 0.71974 | 0.83818 | 0.96242 | 1.0933 | 1.2286 | 1.2817 | 1.371 | 1.4551 | 1.536 | 1.6185 | 1.7043 | 1.7791 | 1.8465 | 1.91 | 1.9721 | 2.032 | 0 | 0 | 0
F8_Industrial_Food Products_New_Space Heating_Natural Gas_Unit Heater_A_Technical Potential | F8 | Industrial | Food Products | New | Space Heating | Natural Gas | Unit Heater | A | Cumulative Summer Peak Savings (MW) | Technical Potential | 0 | 0 | 0 | 0 | 0 | 0 | 0 | 0 | 0 | 0 | 0 | 0 | 0 | 0 | 0 | 0 | 0 | 0 | 0 | 0 | 0 | 0 | 0 | 0 | 0 | 0 | 0 | 0 | 0 | 0 | 0
F9_Industrial_Food Products_New_Space Heating_Natural Gas_Unit Heater_A_Technical Potential | F9 | Industrial | Food Products | New | Space Heating | Natural Gas | Unit Heater | A | Cumulative Winter Peak Savings (MW) | Technical Potential | 0 | 0 | 0 | 0 | 0 | 0 | 0 | 0 | 0 | 0 | 0 | 0 | 0 | 0 | 0 | 0 | 0 | 0 | 0 | 0 | 0 | 0 | 0 | 0 | 0 | 0 | 0 | 0 | 0 | 0 | 0
F10_Industrial_Food Products_New_Space Heating_Natural Gas_Unit Heater_A_Technical Potential | F10 | Industrial | Food Products | New | Space Heating | Natural Gas | Unit Heater | A | Purchases (Incremental) | Technical Potential | 0 | 0 | 0 | 0 | 0 | 0.0054896 | 0.0053953 | 0.0053923 | 0.0053605 | 0.0053634 | 0.0053679 | 0.0062725 | 0.006991 | 0.0075096 | 0.007877 | 0.0082973 | 0.0085774 | 0.0088603 | 0.011056 | 0.010725 | 0.010491 | 0.01059 | 0.010809 | 0.011014 | 0.011267 | 0.011535 | 0.011814 | 0.012092 | 0.012907 | 0.013503 | 0.013921
F11_Industrial_Food Products_New_Space Heating_Natural Gas_Unit Heater_A_Technical Potential | F11 | Industrial | Food Products | New | Space Heating | Natural Gas | Unit Heater | A | Purchases (Cumulative) | Technical Potential | 0 | 0 | 0 | 0 | 0 | 0.0054896 | 0.010885 | 0.016277 | 0.021638 | 0.027001 | 0.032369 | 0.038642 | 0.045633 | 0.053142 | 0.061019 | 0.069317 | 0.077894 | 0.081265 | 0.086925 | 0.092257 | 0.097388 | 0.10261 | 0.10806 | 0.1128 | 0.11707 | 0.1211 | 0.12504 | 0.12883 | 0.13316 | 0.1378 | 0.14067
F1_Industrial_Agriculture_Existing_Space Heating_Natural Gas_Furnace_A_Technical Potential | F1 | Industrial | Agriculture | Existing | Space Heating | Natural Gas | Furnace | A | Integrated Unit Energy Savings (kWh or therms) | Technical Potential | 0 | 505.0924 | 505.0924 | 505.0924 | 505.0924 | 138.7616 | 138.7616 | 799.267 | 799.267 | 799.267 | 799.267 | 799.267 | 799.267 | 799.267 | 799.267 | 799.267 | 799.267 | 799.267 | 799.267 | 799.267 | 799.267 | 799.267 | 799.267 | 799.267 | 799.267 | 799.267 | 799.267 | 799.267 | 799.267 | 799.267 | 799.267
F2_Industrial_Agriculture_Existing_Space Heating_Natural Gas_Furnace_A_Technical Potential | F2 | Industrial | Agriculture | Existing | Space Heating | Natural Gas | Furnace | A | Integrated Unit Summer Peak Savings (kW) | Technical Potential | 0 | 0 | 0 | 0 | 0 | 0 | 0 | 0 | 0 | 0 | 0 | 0 | 0 | 0 | 0 | 0 | 0 | 0 | 0 | 0 | 0 | 0 | 0 | 0 | 0 | 0 | 0 | 0 | 0 | 0 | 0
F3_Industrial_Agriculture_Existing_Space Heating_Natural Gas_Furnace_A_Technical Potential | F3 | Industrial | Agriculture | Existing | Space Heating | Natural Gas | Furnace | A | Integrated Unit Winter Peak Savings (kW) | Technical Potential | 0 | 0 | 0 | 0 | 0 | 0 | 0 | 0 | 0 | 0 | 0 | 0 | 0 | 0 | 0 | 0 | 0 | 0 | 0 | 0 | 0 | 0 | 0 | 0 | 0 | 0 | 0 | 0 | 0 | 0 | 0
F4_Industrial_Agriculture_Existing_Space Heating_Natural Gas_Furnace_A_Technical Potential | F4 | Industrial | Agriculture | Existing | Space Heating | Natural Gas | Furnace | A | Incremental Energy Savings (MWh or mTherms) | Technical Potential | 0 | 0 | 0 | 0 | 0 | 0.1291 | 0.13442 | 0.56037 | 0.58834 | 0.61106 | 0.60681 | 0.62091 | 0.5832 | 0.54018 | 0.56846 | 0.47393 | 0.44808 | 0.4177 | 0.38963 | 0.41529 | 0.40376 | 0.41138 | 0.44021 | 0.44751 | 0.45542 | 0.46382 | 0.47324 | 0.48325 | 0.74359 | 0.77425 | 0.56037
F5_Industrial_Agriculture_Existing_Space Heating_Natural Gas_Furnace_A_Technical Potential | F5 | Industrial | Agriculture | Existing | Space Heating | Natural Gas | Furnace | A | Incremental Summer Peak Savings (MW) | Technical Potential | 0 | 0 | 0 | 0 | 0 | 0 | 0 | 0 | 0 | 0 | 0 | 0 | 0 | 0 | 0 | 0 | 0 | 0 | 0 | 0 | 0 | 0 | 0 | 0 | 0 | 0 | 0 | 0 | 0 | 0 | 0
F6_Industrial_Agriculture_Existing_Space Heating_Natural Gas_Furnace_A_Technical Potential | F6 | Industrial | Agriculture | Existing | Space Heating | Natural Gas | Furnace | A | Incremental Winter Peak Savings (MW) | Technical Potential | 0 | 0 | 0 | 0 | 0 | 0 | 0 | 0 | 0 | 0 | 0 | 0 | 0 | 0 | 0 | 0 | 0 | 0 | 0 | 0 | 0 | 0 | 0 | 0 | 0 | 0 | 0 | 0 | 0 | 0 | 0
F7_Industrial_Agriculture_Existing_Space Heating_Natural Gas_Furnace_A_Technical Potential | F7 | Industrial | Agriculture | Existing | Space Heating | Natural Gas | Furnace | A | Cumulative Energy Savings (MWh or mTherms) | Technical Potential | 0 | 0 | 0 | 0 | 0 | 0.1291 | 0.26351 | 0.82388 | 1.4122 | 2.0233 | 2.6301 | 3.251 | 3.8342 | 4.3744 | 4.9428 | 5.4168 | 5.8649 | 6.2826 | 6.6722 | 7.0875 | 7.4912 | 7.9026 | 8.3428 | 8.7903 | 9.2457 | 9.7096 | 10.1828 | 10.6661 | 0 | 0 | 0
F8_Industrial_Agriculture_Existing_Space Heating_Natural Gas_Furnace_A_Technical Potential | F8 | Industrial | Agriculture | Existing | Space Heating | Natural Gas | Furnace | A | Cumulative Summer Peak Savings (MW) | Technical Potential | 0 | 0 | 0 | 0 | 0 | 0 | 0 | 0 | 0 | 0 | 0 | 0 | 0 | 0 | 0 | 0 | 0 | 0 | 0 | 0 | 0 | 0 | 0 | 0 | 0 | 0 | 0 | 0 | 0 | 0 | 0
F9_Industrial_Agriculture_Existing_Space Heating_Natural Gas_Furnace_A_Technical Potential | F9 | Industrial | Agriculture | Existing | Space Heating | Natural Gas | Furnace | A | Cumulative Winter Peak Savings (MW) | Technical Potential | 0 | 0 | 0 | 0 | 0 | 0 | 0 | 0 | 0 | 0 | 0 | 0 | 0 | 0 | 0 | 0 | 0 | 0 | 0 | 0 | 0 | 0 | 0 | 0 | 0 | 0 | 0 | 0 | 0 | 0 | 0
F10_Industrial_Agriculture_Existing_Space Heating_Natural Gas_Furnace_A_Technical Potential | F10 | Industrial | Agriculture | Existing | Space Heating | Natural Gas | Furnace | A | Purchases (Incremental) | Technical Potential | 0 | 0 | 0 | 0 | 0 | 0.93034 | 0.96869 | 0.7011 | 0.7361 | 0.76452 | 0.75921 | 0.77685 | 0.72967 | 0.67584 | 0.71123 | 0.59296 | 0.56062 | 0.52261 | 0.48748 | 0.51959 | 0.50516 | 0.51469 | 0.55077 | 0.5599 | 0.5698 | 0.58031 | 0.5921 | 0.60462 | 0.93034 | 0.96869 | 0.7011
F11_Industrial_Agriculture_Existing_Space Heating_Natural Gas_Furnace_A_Technical Potential | F11 | Industrial | Agriculture | Existing | Space Heating | Natural Gas | Furnace | A | Purchases (Cumulative) | Technical Potential | 0 | 0 | 0 | 0 | 0 | 0.93034 | 1.899 | 2.6001 | 3.3362 | 4.1008 | 4.86 | 5.6368 | 6.3665 | 7.0423 | 7.7535 | 8.3465 | 8.9071 | 9.4297 | 9.9172 | 10.4368 | 10.942 | 11.4567 | 12.0074 | 12.5673 | 13.1371 | 13.7174 | 14.3095 | 14.9141 | 14.9141 | 14.9141 | 14.9141
F1_Industrial_Agriculture_Existing_Space Heating_Natural Gas_Boiler_A_Technical Potential | F1 | Industrial | Agriculture | Existing | Space Heating | Natural Gas | Boiler | A | Integrated Unit Energy Savings (kWh or therms) | Technical Potential | 0 | 8772.191 | 8772.191 | 8772.191 | 8772.191 | 5375.3 | 5375.3 | 5375.3 | 5375.3 | 5375.3 | 5375.3 | 5375.3 | 5375.3 | 5375.3 | 5375.3 | 5375.3 | 5375.3 | 5375.3 | 5375.3 | 5375.3 | 5375.3 | 5375.3 | 5375.3 | 5375.3 | 5375.3 | 5375.3 | 5375.3 | 5375.3 | 5375.3 | 5375.3 | 5375.3
F2_Industrial_Agriculture_Existing_Space Heating_Natural Gas_Boiler_A_Technical Potential | F2 | Industrial | Agriculture | Existing | Space Heating | Natural Gas | Boiler | A | Integrated Unit Summer Peak Savings (kW) | Technical Potential | 0 | 0 | 0 | 0 | 0 | 0 | 0 | 0 | 0 | 0 | 0 | 0 | 0 | 0 | 0 | 0 | 0 | 0 | 0 | 0 | 0 | 0 | 0 | 0 | 0 | 0 | 0 | 0 | 0 | 0 | 0
F3_Industrial_Agriculture_Existing_Space Heating_Natural Gas_Boiler_A_Technical Potential | F3 | Industrial | Agriculture | Existing | Space Heating | Natural Gas | Boiler | A | Integrated Unit Winter Peak Savings (kW) | Technical Potential | 0 | 0 | 0 | 0 | 0 | 0 | 0 | 0 | 0 | 0 | 0 | 0 | 0 | 0 | 0 | 0 | 0 | 0 | 0 | 0 | 0 | 0 | 0 | 0 | 0 | 0 | 0 | 0 | 0 | 0 | 0
F4_Industrial_Agriculture_Existing_Space Heating_Natural Gas_Boiler_A_Technical Potential | F4 | Industrial | Agriculture | Existing | Space Heating | Natural Gas | Boiler | A | Incremental Energy Savings (MWh or mTherms) | Technical Potential | 0 | 0 | 0 | 0 | 0 | 0.60709 | 0.61041 | 0.61011 | 0.62372 | 0.63208 | 0.61046 | 0.61101 | 0.61179 | 0.60387 | 0.67811 | 0.60121 | 0.605 | 0.60073 | 0.59646 | 0.61954 | 0.59589 | 0.63652 | 0.61949 | 0.60496 | 0.61721 | 0.60481 | 0.59426 | 0.58532 | 0.57857 | 0.5734 | 0.60709
F5_Industrial_Agriculture_Existing_Space Heating_Natural Gas_Boiler_A_Technical Potential | F5 | Industrial | Agriculture | Existing | Space Heating | Natural Gas | Boiler | A | Incremental Summer Peak Savings (MW) | Technical Potential | 0 | 0 | 0 | 0 | 0 | 0 | 0 | 0 | 0 | 0 | 0 | 0 | 0 | 0 | 0 | 0 | 0 | 0 | 0 | 0 | 0 | 0 | 0 | 0 | 0 | 0 | 0 | 0 | 0 | 0 | 0
F6_Industrial_Agriculture_Existing_Space Heating_Natural Gas_Boiler_A_Technical Potential | F6 | Industrial | Agriculture | Existing | Space Heating | Natural Gas | Boiler | A | Incremental Winter Peak Savings (MW) | Technical Potential | 0 | 0 | 0 | 0 | 0 | 0 | 0 | 0 | 0 | 0 | 0 | 0 | 0 | 0 | 0 | 0 | 0 | 0 | 0 | 0 | 0 | 0 | 0 | 0 | 0 | 0 | 0 | 0 | 0 | 0 | 0
F7_Industrial_Agriculture_Existing_Space Heating_Natural Gas_Boiler_A_Technical Potential | F7 | Industrial | Agriculture | Existing | Space Heating | Natural Gas | Boiler | A | Cumulative Energy Savings (MWh or mTherms) | Technical Potential | 0 | 0 | 0 | 0 | 0 | 0.60709 | 1.2175 | 1.8276 | 2.4513 | 3.0834 | 3.6939 | 4.3049 | 4.9167 | 5.5205 | 6.1986 | 6.7999 | 7.4049 | 8.0056 | 8.6021 | 9.2216 | 9.8175 | 10.454 | 11.0735 | 11.6784 | 12.2957 | 12.9005 | 13.4947 | 14.08 | 0 | 0 | 0
F8_Industrial_Agriculture_Existing_Space Heating_Natural Gas_Boiler_A_Technical Potential | F8 | Industrial | Agriculture | Existing | Space Heating | Natural Gas | Boiler | A | Cumulative Summer Peak Savings (MW) | Technical Potential | 0 | 0 | 0 | 0 | 0 | 0 | 0 | 0 | 0 | 0 | 0 | 0 | 0 | 0 | 0 | 0 | 0 | 0 | 0 | 0 | 0 | 0 | 0 | 0 | 0 | 0 | 0 | 0 | 0 | 0 | 0
F9_Industrial_Agriculture_Existing_Space Heating_Natural Gas_Boiler_A_Technical Potential | F9 | Industrial | Agriculture | Existing | Space Heating | Natural Gas | Boiler | A | Cumulative Winter Peak Savings (MW) | Technical Potential | 0 | 0 | 0 | 0 | 0 | 0 | 0 | 0 | 0 | 0 | 0 | 0 | 0 | 0 | 0 | 0 | 0 | 0 | 0 | 0 | 0 | 0 | 0 | 0 | 0 | 0 | 0 | 0 | 0 | 0 | 0
F10_Industrial_Agriculture_Existing_Space Heating_Natural Gas_Boiler_A_Technical Potential | F10 | Industrial | Agriculture | Existing | Space Heating | Natural Gas | Boiler | A | Purchases (Incremental) | Technical Potential | 0 | 0 | 0 | 0 | 0 | 0.11294 | 0.11356 | 0.1135 | 0.11604 | 0.11759 | 0.11357 | 0.11367 | 0.11381 | 0.11234 | 0.12615 | 0.11185 | 0.11255 | 0.11176 | 0.11096 | 0.11526 | 0.11086 | 0.11842 | 0.11525 | 0.11254 | 0.11482 | 0.11252 | 0.11055 | 0.10889 | 0.10763 | 0.10667 | 0.11294
F11_Industrial_Agriculture_Existing_Space Heating_Natural Gas_Boiler_A_Technical Potential | F11 | Industrial | Agriculture | Existing | Space Heating | Natural Gas | Boiler | A | Purchases (Cumulative) | Technical Potential | 0 | 0 | 0 | 0 | 0 | 0.11294 | 0.2265 | 0.34 | 0.45603 | 0.57362 | 0.68719 | 0.80086 | 0.91468 | 1.027 | 1.1532 | 1.265 | 1.3776 | 1.4893 | 1.6003 | 1.7155 | 1.8264 | 1.9448 | 2.0601 | 2.1726 | 2.2874 | 2.4 | 2.5105 | 2.6194 | 2.727 | 2.8337 | 2.8337
F1_Industrial_Agriculture_Existing_Space Heating_Natural Gas_Unit Heater_A_Technical Potential | F1 | Industrial | Agriculture | Existing | Space Heating | Natural Gas | Unit Heater | A | Integrated Unit Energy Savings (kWh or therms) | Technical Potential | 0 | 28641.12 | 28641.12 | 28641.12 | 28641.12 | 15772.4108 | 15772.4108 | 15772.4108 | 15772.4108 | 15772.4108 | 15772.4108 | 15772.4108 | 15772.4108 | 15772.4108 | 15772.4108 | 15772.4108 | 15772.4108 | 15772.4108 | 15772.4108 | 15772.4108 | 15772.4108 | 15772.4108 | 15772.4108 | 15772.4108 | 15772.4108 | 15772.4108 | 15772.4108 | 15772.4108 | 15772.4108 | 15772.4108 | 15772.4108
F2_Industrial_Agriculture_Existing_Space Heating_Natural Gas_Unit Heater_A_Technical Potential | F2 | Industrial | Agriculture | Existing | Space Heating | Natural Gas | Unit Heater | A | Integrated Unit Summer Peak Savings (kW) | Technical Potential | 0 | 0 | 0 | 0 | 0 | 0 | 0 | 0 | 0 | 0 | 0 | 0 | 0 | 0 | 0 | 0 | 0 | 0 | 0 | 0 | 0 | 0 | 0 | 0 | 0 | 0 | 0 | 0 | 0 | 0 | 0
F3_Industrial_Agriculture_Existing_Space Heating_Natural Gas_Unit Heater_A_Technical Potential | F3 | Industrial | Agriculture | Existing | Space Heating | Natural Gas | Unit Heater | A | Integrated Unit Winter Peak Savings (kW) | Technical Potential | 0 | 0 | 0 | 0 | 0 | 0 | 0 | 0 | 0 | 0 | 0 | 0 | 0 | 0 | 0 | 0 | 0 | 0 | 0 | 0 | 0 | 0 | 0 | 0 | 0 | 0 | 0 | 0 | 0 | 0 | 0
F4_Industrial_Agriculture_Existing_Space Heating_Natural Gas_Unit Heater_A_Technical Potential | F4 | Industrial | Agriculture | Existing | Space Heating | Natural Gas | Unit Heater | A | Incremental Energy Savings (MWh or mTherms) | Technical Potential | 0 | 0 | 0 | 0 | 0 | 0.60262 | 0.81922 | 1.0554 | 1.349 | 1.6498 | 1.8403 | 2.0737 | 2.2974 | 2.4811 | 3.0345 | 3.0089 | 3.2269 | 3.0381 | 2.9087 | 2.922 | 2.836 | 3.1066 | 2.8461 | 2.9123 | 3.0432 | 3.1621 | 3.2886 | 3.3435 | 3.3783 | 3.4023 | 3.4071
F5_Industrial_Agriculture_Existing_Space Heating_Natural Gas_Unit Heater_A_Technical Potential | F5 | Industrial | Agriculture | Existing | Space Heating | Natural Gas | Unit Heater | A | Incremental Summer Peak Savings (MW) | Technical Potential | 0 | 0 | 0 | 0 | 0 | 0 | 0 | 0 | 0 | 0 | 0 | 0 | 0 | 0 | 0 | 0 | 0 | 0 | 0 | 0 | 0 | 0 | 0 | 0 | 0 | 0 | 0 | 0 | 0 | 0 | 0
F6_Industrial_Agriculture_Existing_Space Heating_Natural Gas_Unit Heater_A_Technical Potential | F6 | Industrial | Agriculture | Existing | Space Heating | Natural Gas | Unit Heater | A | Incremental Winter Peak Savings (MW) | Technical Potential | 0 | 0 | 0 | 0 | 0 | 0 | 0 | 0 | 0 | 0 | 0 | 0 | 0 | 0 | 0 | 0 | 0 | 0 | 0 | 0 | 0 | 0 | 0 | 0 | 0 | 0 | 0 | 0 | 0 | 0 | 0
F7_Industrial_Agriculture_Existing_Space Heating_Natural Gas_Unit Heater_A_Technical Potential | F7 | Industrial | Agriculture | Existing | Space Heating | Natural Gas | Unit Heater | A | Cumulative Energy Savings (MWh or mTherms) | Technical Potential | 0 | 0 | 0 | 0 | 0 | 0.60262 | 1.4218 | 2.4773 | 3.8263 | 5.4761 | 7.3164 | 9.3901 | 11.6875 | 14.1686 | 17.2031 | 20.212 | 23.4389 | 25.8744 | 27.9639 | 29.8305 | 31.3175 | 32.7743 | 33.7801 | 34.6187 | 35.3645 | 36.0455 | 36.2996 | 36.6343 | 0 | 0 | 0
F8_Industrial_Agriculture_Existing_Space Heating_Natural Gas_Unit Heater_A_Technical Potential | F8 | Industrial | Agriculture | Existing | Space Heating | Natural Gas | Unit Heater | A | Cumulative Summer Peak Savings (MW) | Technical Potential | 0 | 0 | 0 | 0 | 0 | 0 | 0 | 0 | 0 | 0 | 0 | 0 | 0 | 0 | 0 | 0 | 0 | 0 | 0 | 0 | 0 | 0 | 0 | 0 | 0 | 0 | 0 | 0 | 0 | 0 | 0
F9_Industrial_Agriculture_Existing_Space Heating_Natural Gas_Unit Heater_A_Technical Potential | F9 | Industrial | Agriculture | Existing | Space Heating | Natural Gas | Unit Heater | A | Cumulative Winter Peak Savings (MW) | Technical Potential | 0 | 0 | 0 | 0 | 0 | 0 | 0 | 0 | 0 | 0 | 0 | 0 | 0 | 0 | 0 | 0 | 0 | 0 | 0 | 0 | 0 | 0 | 0 | 0 | 0 | 0 | 0 | 0 | 0 | 0 | 0
F10_Industrial_Agriculture_Existing_Space Heating_Natural Gas_Unit Heater_A_Technical Potential | F10 | Industrial | Agriculture | Existing | Space Heating | Natural Gas | Unit Heater | A | Purchases (Incremental) | Technical Potential | 0 | 0 | 0 | 0 | 0 | 0.038207 | 0.05194 | 0.066917 | 0.085531 | 0.1046 | 0.11668 | 0.13147 | 0.14566 | 0.1573 | 0.19239 | 0.19077 | 0.20459 | 0.19262 | 0.18442 | 0.18526 | 0.17981 | 0.19697 | 0.18045 | 0.18464 | 0.19295 | 0.20048 | 0.2085 | 0.21199 | 0.21419 | 0.21571 | 0.21602
F11_Industrial_Agriculture_Existing_Space Heating_Natural Gas_Unit Heater_A_Technical Potential | F11 | Industrial | Agriculture | Existing | Space Heating | Natural Gas | Unit Heater | A | Purchases (Cumulative) | Technical Potential | 0 | 0 | 0 | 0 | 0 | 0.038207 | 0.090147 | 0.15706 | 0.2426 | 0.3472 | 0.46388 | 0.59535 | 0.74101 | 0.89832 | 1.0907 | 1.2815 | 1.4861 | 1.6405 | 1.773 | 1.8913 | 1.9856 | 2.078 | 2.1417 | 2.1949 | 2.2422 | 2.2854 | 2.3015 | 2.3227 | 2.3323 | 2.3554 | 2.387
F1_Industrial_Agriculture_New_Space Heating_Natural Gas_Furnace_A_Technical Potential | F1 | Industrial | Agriculture | New | Space Heating | Natural Gas | Furnace | A | Integrated Unit Energy Savings (kWh or therms) | Technical Potential | 0 | 0 | 0 | 0 | 0 | 0 | 0 | 0 | 0 | 0 | 0 | 0 | 0 | 0 | 0 | 0 | 0 | 0 | 0 | 0 | 0 | 0 | 0 | 0 | 0 | 0 | 0 | 0 | 0 | 0 | 0
F2_Industrial_Agriculture_New_Space Heating_Natural Gas_Furnace_A_Technical Potential | F2 | Industrial | Agriculture | New | Space Heating | Natural Gas | Furnace | A | Integrated Unit Summer Peak Savings (kW) | Technical Potential | 0 | 0 | 0 | 0 | 0 | 0 | 0 | 0 | 0 | 0 | 0 | 0 | 0 | 0 | 0 | 0 | 0 | 0 | 0 | 0 | 0 | 0 | 0 | 0 | 0 | 0 | 0 | 0 | 0 | 0 | 0
F3_Industrial_Agriculture_New_Space Heating_Natural Gas_Furnace_A_Technical Potential | F3 | Industrial | Agriculture | New | Space Heating | Natural Gas | Furnace | A | Integrated Unit Winter Peak Savings (kW) | Technical Potential | 0 | 0 | 0 | 0 | 0 | 0 | 0 | 0 | 0 | 0 | 0 | 0 | 0 | 0 | 0 | 0 | 0 | 0 | 0 | 0 | 0 | 0 | 0 | 0 | 0 | 0 | 0 | 0 | 0 | 0 | 0
F4_Industrial_Agriculture_New_Space Heating_Natural Gas_Furnace_A_Technical Potential | F4 | Industrial | Agriculture | New | Space Heating | Natural Gas | Furnace | A | Incremental Energy Savings (MWh or mTherms) | Technical Potential | 0 | 0 | 0 | 0 | 0 | 0 | 0 | 0 | 0 | 0 | 0 | 0 | 0 | 0 | 0 | 0 | 0 | 0 | 0 | 0 | 0 | 0 | 0 | 0 | 0 | 0 | 0 | 0 | 0 | 0 | 0
F5_Industrial_Agriculture_New_Space Heating_Natural Gas_Furnace_A_Technical Potential | F5 | Industrial | Agriculture | New | Space Heating | Natural Gas | Furnace | A | Incremental Summer Peak Savings (MW) | Technical Potential | 0 | 0 | 0 | 0 | 0 | 0 | 0 | 0 | 0 | 0 | 0 | 0 | 0 | 0 | 0 | 0 | 0 | 0 | 0 | 0 | 0 | 0 | 0 | 0 | 0 | 0 | 0 | 0 | 0 | 0 | 0
F6_Industrial_Agriculture_New_Space Heating_Natural Gas_Furnace_A_Technical Potential | F6 | Industrial | Agriculture | New | Space Heating | Natural Gas | Furnace | A | Incremental Winter Peak Savings (MW) | Technical Potential | 0 | 0 | 0 | 0 | 0 | 0 | 0 | 0 | 0 | 0 | 0 | 0 | 0 | 0 | 0 | 0 | 0 | 0 | 0 | 0 | 0 | 0 | 0 | 0 | 0 | 0 | 0 | 0 | 0 | 0 | 0
F7_Industrial_Agriculture_New_Space Heating_Natural Gas_Furnace_A_Technical Potential | F7 | Industrial | Agriculture | New | Space Heating | Natural Gas | Furnace | A | Cumulative Energy Savings (MWh or mTherms) | Technical Potential | 0 | 0 | 0 | 0 | 0 | 0 | 0 | 0 | 0 | 0 | 0 | 0 | 0 | 0 | 0 | 0 | 0 | 0 | 0 | 0 | 0 | 0 | 0 | 0 | 0 | 0 | 0 | 0 | 0 | 0 | 0
F8_Industrial_Agriculture_New_Space Heating_Natural Gas_Furnace_A_Technical Potential | F8 | Industrial | Agriculture | New | Space Heating | Natural Gas | Furnace | A | Cumulative Summer Peak Savings (MW) | Technical Potential | 0 | 0 | 0 | 0 | 0 | 0 | 0 | 0 | 0 | 0 | 0 | 0 | 0 | 0 | 0 | 0 | 0 | 0 | 0 | 0 | 0 | 0 | 0 | 0 | 0 | 0 | 0 | 0 | 0 | 0 | 0
F9_Industrial_Agriculture_New_Space Heating_Natural Gas_Furnace_A_Technical Potential | F9 | Industrial | Agriculture | New | Space Heating | Natural Gas | Furnace | A | Cumulative Winter Peak Savings (MW) | Technical Potential | 0 | 0 | 0 | 0 | 0 | 0 | 0 | 0 | 0 | 0 | 0 | 0 | 0 | 0 | 0 | 0 | 0 | 0 | 0 | 0 | 0 | 0 | 0 | 0 | 0 | 0 | 0 | 0 | 0 | 0 | 0
F10_Industrial_Agriculture_New_Space Heating_Natural Gas_Furnace_A_Technical Potential | F10 | Industrial | Agriculture | New | Space Heating | Natural Gas | Furnace | A | Purchases (Incremental) | Technical Potential | 0 | 0 | 0 | 0 | 0 | 0 | 0 | 0 | 0 | 0 | 0 | 0 | 0 | 0 | 0 | 0 | 0 | 0 | 0 | 0 | 0 | 0 | 0 | 0 | 0 | 0 | 0 | 0 | 0 | 0 | 0
F11_Industrial_Agriculture_New_Space Heating_Natural Gas_Furnace_A_Technical Potential | F11 | Industrial | Agriculture | New | Space Heating | Natural Gas | Furnace | A | Purchases (Cumulative) | Technical Potential | 0 | 0 | 0 | 0 | 0 | 0 | 0 | 0 | 0 | 0 | 0 | 0 | 0 | 0 | 0 | 0 | 0 | 0 | 0 | 0 | 0 | 0 | 0 | 0 | 0 | 0 | 0 | 0 | 0 | 0 | 0
F1_Industrial_Agriculture_New_Space Heating_Natural Gas_Boiler_A_Technical Potential | F1 | Industrial | Agriculture | New | Space Heating | Natural Gas | Boiler | A | Integrated Unit Energy Savings (kWh or therms) | Technical Potential | 0 | 0 | 0 | 0 | 0 | 0 | 0 | 0 | 0 | 0 | 0 | 0 | 0 | 0 | 0 | 0 | 0 | 0 | 0 | 0 | 0 | 0 | 0 | 0 | 0 | 0 | 0 | 0 | 0 | 0 | 0
F2_Industrial_Agriculture_New_Space Heating_Natural Gas_Boiler_A_Technical Potential | F2 | Industrial | Agriculture | New | Space Heating | Natural Gas | Boiler | A | Integrated Unit Summer Peak Savings (kW) | Technical Potential | 0 | 0 | 0 | 0 | 0 | 0 | 0 | 0 | 0 | 0 | 0 | 0 | 0 | 0 | 0 | 0 | 0 | 0 | 0 | 0 | 0 | 0 | 0 | 0 | 0 | 0 | 0 | 0 | 0 | 0 | 0
F3_Industrial_Agriculture_New_Space Heating_Natural Gas_Boiler_A_Technical Potential | F3 | Industrial | Agriculture | New | Space Heating | Natural Gas | Boiler | A | Integrated Unit Winter Peak Savings (kW) | Technical Potential | 0 | 0 | 0 | 0 | 0 | 0 | 0 | 0 | 0 | 0 | 0 | 0 | 0 | 0 | 0 | 0 | 0 | 0 | 0 | 0 | 0 | 0 | 0 | 0 | 0 | 0 | 0 | 0 | 0 | 0 | 0
F4_Industrial_Agriculture_New_Space Heating_Natural Gas_Boiler_A_Technical Potential | F4 | Industrial | Agriculture | New | Space Heating | Natural Gas | Boiler | A | Incremental Energy Savings (MWh or mTherms) | Technical Potential | 0 | 0 | 0 | 0 | 0 | 0 | 0 | 0 | 0 | 0 | 0 | 0 | 0 | 0 | 0 | 0 | 0 | 0 | 0 | 0 | 0 | 0 | 0 | 0 | 0 | 0 | 0 | 0 | 0 | 0 | 0
F5_Industrial_Agriculture_New_Space Heating_Natural Gas_Boiler_A_Technical Potential | F5 | Industrial | Agriculture | New | Space Heating | Natural Gas | Boiler | A | Incremental Summer Peak Savings (MW) | Technical Potential | 0 | 0 | 0 | 0 | 0 | 0 | 0 | 0 | 0 | 0 | 0 | 0 | 0 | 0 | 0 | 0 | 0 | 0 | 0 | 0 | 0 | 0 | 0 | 0 | 0 | 0 | 0 | 0 | 0 | 0 | 0
F6_Industrial_Agriculture_New_Space Heating_Natural Gas_Boiler_A_Technical Potential | F6 | Industrial | Agriculture | New | Space Heating | Natural Gas | Boiler | A | Incremental Winter Peak Savings (MW) | Technical Potential | 0 | 0 | 0 | 0 | 0 | 0 | 0 | 0 | 0 | 0 | 0 | 0 | 0 | 0 | 0 | 0 | 0 | 0 | 0 | 0 | 0 | 0 | 0 | 0 | 0 | 0 | 0 | 0 | 0 | 0 | 0
F7_Industrial_Agriculture_New_Space Heating_Natural Gas_Boiler_A_Technical Potential | F7 | Industrial | Agriculture | New | Space Heating | Natural Gas | Boiler | A | Cumulative Energy Savings (MWh or mTherms) | Technical Potential | 0 | 0 | 0 | 0 | 0 | 0 | 0 | 0 | 0 | 0 | 0 | 0 | 0 | 0 | 0 | 0 | 0 | 0 | 0 | 0 | 0 | 0 | 0 | 0 | 0 | 0 | 0 | 0 | 0 | 0 | 0
F8_Industrial_Agriculture_New_Space Heating_Natural Gas_Boiler_A_Technical Potential | F8 | Industrial | Agriculture | New | Space Heating | Natural Gas | Boiler | A | Cumulative Summer Peak Savings (MW) | Technical Potential | 0 | 0 | 0 | 0 | 0 | 0 | 0 | 0 | 0 | 0 | 0 | 0 | 0 | 0 | 0 | 0 | 0 | 0 | 0 | 0 | 0 | 0 | 0 | 0 | 0 | 0 | 0 | 0 | 0 | 0 | 0
F9_Industrial_Agriculture_New_Space Heating_Natural Gas_Boiler_A_Technical Potential | F9 | Industrial | Agriculture | New | Space Heating | Natural Gas | Boiler | A | Cumulative Winter Peak Savings (MW) | Technical Potential | 0 | 0 | 0 | 0 | 0 | 0 | 0 | 0 | 0 | 0 | 0 | 0 | 0 | 0 | 0 | 0 | 0 | 0 | 0 | 0 | 0 | 0 | 0 | 0 | 0 | 0 | 0 | 0 | 0 | 0 | 0
F10_Industrial_Agriculture_New_Space Heating_Natural Gas_Boiler_A_Technical Potential | F10 | Industrial | Agriculture | New | Space Heating | Natural Gas | Boiler | A | Purchases (Incremental) | Technical Potential | 0 | 0 | 0 | 0 | 0 | 0 | 0 | 0 | 0 | 0 | 0 | 0 | 0 | 0 | 0 | 0 | 0 | 0 | 0 | 0 | 0 | 0 | 0 | 0 | 0 | 0 | 0 | 0 | 0 | 0 | 0
F11_Industrial_Agriculture_New_Space Heating_Natural Gas_Boiler_A_Technical Potential | F11 | Industrial | Agriculture | New | Space Heating | Natural Gas | Boiler | A | Purchases (Cumulative) | Technical Potential | 0 | 0 | 0 | 0 | 0 | 0 | 0 | 0 | 0 | 0 | 0 | 0 | 0 | 0 | 0 | 0 | 0 | 0 | 0 | 0 | 0 | 0 | 0 | 0 | 0 | 0 | 0 | 0 | 0 | 0 | 0
F1_Industrial_Agriculture_New_Space Heating_Natural Gas_Unit Heater_A_Technical Potential | F1 | Industrial | Agriculture | New | Space Heating | Natural Gas | Unit Heater | A | Integrated Unit Energy Savings (kWh or therms) | Technical Potential | 0 | 28641.12 | 28641.12 | 28641.12 | 28641.12 | 15772.4108 | 15772.4108 | 15772.4108 | 15772.4108 | 15772.4108 | 15772.4108 | 15772.4108 | 15772.4108 | 15772.4108 | 15772.4108 | 15772.4108 | 15772.4108 | 15772.4108 | 15772.4108 | 15772.4108 | 15772.4108 | 15772.4108 | 15772.4108 | 15772.4108 | 15772.4108 | 15772.4108 | 15772.4108 | 15772.4108 | 15772.4108 | 15772.4108 | 15772.4108
F2_Industrial_Agriculture_New_Space Heating_Natural Gas_Unit Heater_A_Technical Potential | F2 | Industrial | Agriculture | New | Space Heating | Natural Gas | Unit Heater | A | Integrated Unit Summer Peak Savings (kW) | Technical Potential | 0 | 0 | 0 | 0 | 0 | 0 | 0 | 0 | 0 | 0 | 0 | 0 | 0 | 0 | 0 | 0 | 0 | 0 | 0 | 0 | 0 | 0 | 0 | 0 | 0 | 0 | 0 | 0 | 0 | 0 | 0
F3_Industrial_Agriculture_New_Space Heating_Natural Gas_Unit Heater_A_Technical Potential | F3 | Industrial | Agriculture | New | Space Heating | Natural Gas | Unit Heater | A | Integrated Unit Winter Peak Savings (kW) | Technical Potential | 0 | 0 | 0 | 0 | 0 | 0 | 0 | 0 | 0 | 0 | 0 | 0 | 0 | 0 | 0 | 0 | 0 | 0 | 0 | 0 | 0 | 0 | 0 | 0 | 0 | 0 | 0 | 0 | 0 | 0 | 0
F4_Industrial_Agriculture_New_Space Heating_Natural Gas_Unit Heater_A_Technical Potential | F4 | Industrial | Agriculture | New | Space Heating | Natural Gas | Unit Heater | A | Incremental Energy Savings (MWh or mTherms) | Technical Potential | 0 | 0 | 0 | 0 | 0 | 0.22297 | 0.21914 | 0.21902 | 0.21773 | 0.21785 | 0.21803 | 0.25477 | 0.28395 | 0.30501 | 0.31994 | 0.33701 | 0.34839 | 0.35988 | 0.44905 | 0.4356 | 0.4261 | 0.43013 | 0.43903 | 0.44735 | 0.45764 | 0.46851 | 0.47983 | 0.49115 | 0.52423 | 0.54843 | 0.56544
F5_Industrial_Agriculture_New_Space Heating_Natural Gas_Unit Heater_A_Technical Potential | F5 | Industrial | Agriculture | New | Space Heating | Natural Gas | Unit Heater | A | Incremental Summer Peak Savings (MW) | Technical Potential | 0 | 0 | 0 | 0 | 0 | 0 | 0 | 0 | 0 | 0 | 0 | 0 | 0 | 0 | 0 | 0 | 0 | 0 | 0 | 0 | 0 | 0 | 0 | 0 | 0 | 0 | 0 | 0 | 0 | 0 | 0
F6_Industrial_Agriculture_New_Space Heating_Natural Gas_Unit Heater_A_Technical Potential | F6 | Industrial | Agriculture | New | Space Heating | Natural Gas | Unit Heater | A | Incremental Winter Peak Savings (MW) | Technical Potential | 0 | 0 | 0 | 0 | 0 | 0 | 0 | 0 | 0 | 0 | 0 | 0 | 0 | 0 | 0 | 0 | 0 | 0 | 0 | 0 | 0 | 0 | 0 | 0 | 0 | 0 | 0 | 0 | 0 | 0 | 0
F7_Industrial_Agriculture_New_Space Heating_Natural Gas_Unit Heater_A_Technical Potential | F7 | Industrial | Agriculture | New | Space Heating | Natural Gas | Unit Heater | A | Cumulative Energy Savings (MWh or mTherms) | Technical Potential | 0 | 0 | 0 | 0 | 0 | 0.22297 | 0.44211 | 0.66113 | 0.87886 | 1.0967 | 1.3147 | 1.5695 | 1.8534 | 2.1585 | 2.4784 | 2.8154 | 3.1638 | 3.3007 | 3.5306 | 3.7472 | 3.9556 | 4.1678 | 4.3888 | 4.5814 | 4.7551 | 4.9186 | 5.0785 | 5.2327 | 0 | 0 | 0
F8_Industrial_Agriculture_New_Space Heating_Natural Gas_Unit Heater_A_Technical Potential | F8 | Industrial | Agriculture | New | Space Heating | Natural Gas | Unit Heater | A | Cumulative Summer Peak Savings (MW) | Technical Potential | 0 | 0 | 0 | 0 | 0 | 0 | 0 | 0 | 0 | 0 | 0 | 0 | 0 | 0 | 0 | 0 | 0 | 0 | 0 | 0 | 0 | 0 | 0 | 0 | 0 | 0 | 0 | 0 | 0 | 0 | 0
F9_Industrial_Agriculture_New_Space Heating_Natural Gas_Unit Heater_A_Technical Potential | F9 | Industrial | Agriculture | New | Space Heating | Natural Gas | Unit Heater | A | Cumulative Winter Peak Savings (MW) | Technical Potential | 0 | 0 | 0 | 0 | 0 | 0 | 0 | 0 | 0 | 0 | 0 | 0 | 0 | 0 | 0 | 0 | 0 | 0 | 0 | 0 | 0 | 0 | 0 | 0 | 0 | 0 | 0 | 0 | 0 | 0 | 0
F10_Industrial_Agriculture_New_Space Heating_Natural Gas_Unit Heater_A_Technical Potential | F10 | Industrial | Agriculture | New | Space Heating | Natural Gas | Unit Heater | A | Purchases (Incremental) | Technical Potential | 0 | 0 | 0 | 0 | 0 | 0.014137 | 0.013894 | 0.013886 | 0.013804 | 0.013812 | 0.013823 | 0.016153 | 0.018003 | 0.019338 | 0.020285 | 0.021367 | 0.022088 | 0.022817 | 0.028471 | 0.027618 | 0.027016 | 0.027271 | 0.027835 | 0.028363 | 0.029015 | 0.029705 | 0.030422 | 0.03114 | 0.033237 | 0.034771 | 0.03585
F11_Industrial_Agriculture_New_Space Heating_Natural Gas_Unit Heater_A_Technical Potential | F11 | Industrial | Agriculture | New | Space Heating | Natural Gas | Unit Heater | A | Purchases (Cumulative) | Technical Potential | 0 | 0 | 0 | 0 | 0 | 0.014137 | 0.028031 | 0.041917 | 0.055721 | 0.069533 | 0.083356 | 0.099509 | 0.11751 | 0.13685 | 0.15714 | 0.1785 | 0.20059 | 0.20927 | 0.22385 | 0.23758 | 0.25079 | 0.26425 | 0.27826 | 0.29047 | 0.30148 | 0.31185 | 0.32199 | 0.33176 | 0.34291 | 0.35486 | 0.36224
F1_Industrial_Primary Metals_Existing_Space Heating_Natural Gas_Furnace_A_Technical Potential | F1 | Industrial | Primary Metals | Existing | Space Heating | Natural Gas | Furnace | A | Integrated Unit Energy Savings (kWh or therms) | Technical Potential | 0 | 505.0924 | 505.0924 | 505.0924 | 505.0924 | 138.7616 | 138.7616 | 799.267 | 799.267 | 799.267 | 799.267 | 799.267 | 799.267 | 799.267 | 799.267 | 799.267 | 799.267 | 799.267 | 799.267 | 799.267 | 799.267 | 799.267 | 799.267 | 799.267 | 799.267 | 799.267 | 799.267 | 799.267 | 799.267 | 799.267 | 799.267
F2_Industrial_Primary Metals_Existing_Space Heating_Natural Gas_Furnace_A_Technical Potential | F2 | Industrial | Primary Metals | Existing | Space Heating | Natural Gas | Furnace | A | Integrated Unit Summer Peak Savings (kW) | Technical Potential | 0 | 0 | 0 | 0 | 0 | 0 | 0 | 0 | 0 | 0 | 0 | 0 | 0 | 0 | 0 | 0 | 0 | 0 | 0 | 0 | 0 | 0 | 0 | 0 | 0 | 0 | 0 | 0 | 0 | 0 | 0
F3_Industrial_Primary Metals_Existing_Space Heating_Natural Gas_Furnace_A_Technical Potential | F3 | Industrial | Primary Metals | Existing | Space Heating | Natural Gas | Furnace | A | Integrated Unit Winter Peak Savings (kW) | Technical Potential | 0 | 0 | 0 | 0 | 0 | 0 | 0 | 0 | 0 | 0 | 0 | 0 | 0 | 0 | 0 | 0 | 0 | 0 | 0 | 0 | 0 | 0 | 0 | 0 | 0 | 0 | 0 | 0 | 0 | 0 | 0
F4_Industrial_Primary Metals_Existing_Space Heating_Natural Gas_Furnace_A_Technical Potential | F4 | Industrial | Primary Metals | Existing | Space Heating | Natural Gas | Furnace | A | Incremental Energy Savings (MWh or mTherms) | Technical Potential | 0 | 0 | 0 | 0 | 0 | 0.011699 | 0.012182 | 0.050783 | 0.053318 | 0.055377 | 0.054993 | 0.05627 | 0.052853 | 0.048954 | 0.051517 | 0.04295 | 0.040608 | 0.037854 | 0.03531 | 0.037636 | 0.036591 | 0.037281 | 0.039894 | 0.040556 | 0.041272 | 0.042034 | 0.042888 | 0.043795 | 0.067388 | 0.070166 | 0.050783
F5_Industrial_Primary Metals_Existing_Space Heating_Natural Gas_Furnace_A_Technical Potential | F5 | Industrial | Primary Metals | Existing | Space Heating | Natural Gas | Furnace | A | Incremental Summer Peak Savings (MW) | Technical Potential | 0 | 0 | 0 | 0 | 0 | 0 | 0 | 0 | 0 | 0 | 0 | 0 | 0 | 0 | 0 | 0 | 0 | 0 | 0 | 0 | 0 | 0 | 0 | 0 | 0 | 0 | 0 | 0 | 0 | 0 | 0
F6_Industrial_Primary Metals_Existing_Space Heating_Natural Gas_Furnace_A_Technical Potential | F6 | Industrial | Primary Metals | Existing | Space Heating | Natural Gas | Furnace | A | Incremental Winter Peak Savings (MW) | Technical Potential | 0 | 0 | 0 | 0 | 0 | 0 | 0 | 0 | 0 | 0 | 0 | 0 | 0 | 0 | 0 | 0 | 0 | 0 | 0 | 0 | 0 | 0 | 0 | 0 | 0 | 0 | 0 | 0 | 0 | 0 | 0
F7_Industrial_Primary Metals_Existing_Space Heating_Natural Gas_Furnace_A_Technical Potential | F7 | Industrial | Primary Metals | Existing | Space Heating | Natural Gas | Furnace | A | Cumulative Energy Savings (MWh or mTherms) | Technical Potential | 0 | 0 | 0 | 0 | 0 | 0.011699 | 0.023881 | 0.074664 | 0.12798 | 0.18336 | 0.23835 | 0.29462 | 0.34748 | 0.39643 | 0.44795 | 0.4909 | 0.5315 | 0.56936 | 0.60467 | 0.6423 | 0.67889 | 0.71618 | 0.75607 | 0.79663 | 0.8379 | 0.87993 | 0.92282 | 0.96662 | 0 | 0 | 0
F8_Industrial_Primary Metals_Existing_Space Heating_Natural Gas_Furnace_A_Technical Potential | F8 | Industrial | Primary Metals | Existing | Space Heating | Natural Gas | Furnace | A | Cumulative Summer Peak Savings (MW) | Technical Potential | 0 | 0 | 0 | 0 | 0 | 0 | 0 | 0 | 0 | 0 | 0 | 0 | 0 | 0 | 0 | 0 | 0 | 0 | 0 | 0 | 0 | 0 | 0 | 0 | 0 | 0 | 0 | 0 | 0 | 0 | 0
F9_Industrial_Primary Metals_Existing_Space Heating_Natural Gas_Furnace_A_Technical Potential | F9 | Industrial | Primary Metals | Existing | Space Heating | Natural Gas | Furnace | A | Cumulative Winter Peak Savings (MW) | Technical Potential | 0 | 0 | 0 | 0 | 0 | 0 | 0 | 0 | 0 | 0 | 0 | 0 | 0 | 0 | 0 | 0 | 0 | 0 | 0 | 0 | 0 | 0 | 0 | 0 | 0 | 0 | 0 | 0 | 0 | 0 | 0
F10_Industrial_Primary Metals_Existing_Space Heating_Natural Gas_Furnace_A_Technical Potential | F10 | Industrial | Primary Metals | Existing | Space Heating | Natural Gas | Furnace | A | Purchases (Incremental) | Technical Potential | 0 | 0 | 0 | 0 | 0 | 0.084312 | 0.087788 | 0.063537 | 0.066709 | 0.069285 | 0.068804 | 0.070402 | 0.066126 | 0.061248 | 0.064455 | 0.053737 | 0.050806 | 0.047361 | 0.044178 | 0.047088 | 0.04578 | 0.046644 | 0.049914 | 0.050741 | 0.051638 | 0.052591 | 0.053659 | 0.054794 | 0.084312 | 0.087788 | 0.063537
F11_Industrial_Primary Metals_Existing_Space Heating_Natural Gas_Furnace_A_Technical Potential | F11 | Industrial | Primary Metals | Existing | Space Heating | Natural Gas | Furnace | A | Purchases (Cumulative) | Technical Potential | 0 | 0 | 0 | 0 | 0 | 0.084312 | 0.1721 | 0.23564 | 0.30235 | 0.37163 | 0.44044 | 0.51084 | 0.57696 | 0.63821 | 0.70267 | 0.75641 | 0.80721 | 0.85457 | 0.89875 | 0.94584 | 0.99162 | 1.0383 | 1.0882 | 1.1389 | 1.1906 | 1.2431 | 1.2968 | 1.3516 | 1.3516 | 1.3516 | 1.3516
F1_Industrial_Primary Metals_Existing_Space Heating_Natural Gas_Boiler_A_Technical Potential | F1 | Industrial | Primary Metals | Existing | Space Heating | Natural Gas | Boiler | A | Integrated Unit Energy Savings (kWh or therms) | Technical Potential | 0 | 8772.191 | 8772.191 | 8772.191 | 8772.191 | 5375.3 | 5375.3 | 5375.3 | 5375.3 | 5375.3 | 5375.3 | 5375.3 | 5375.3 | 5375.3 | 5375.3 | 5375.3 | 5375.3 | 5375.3 | 5375.3 | 5375.3 | 5375.3 | 5375.3 | 5375.3 | 5375.3 | 5375.3 | 5375.3 | 5375.3 | 5375.3 | 5375.3 | 5375.3 | 5375.3
F2_Industrial_Primary Metals_Existing_Space Heating_Natural Gas_Boiler_A_Technical Potential | F2 | Industrial | Primary Metals | Existing | Space Heating | Natural Gas | Boiler | A | Integrated Unit Summer Peak Savings (kW) | Technical Potential | 0 | 0 | 0 | 0 | 0 | 0 | 0 | 0 | 0 | 0 | 0 | 0 | 0 | 0 | 0 | 0 | 0 | 0 | 0 | 0 | 0 | 0 | 0 | 0 | 0 | 0 | 0 | 0 | 0 | 0 | 0
F3_Industrial_Primary Metals_Existing_Space Heating_Natural Gas_Boiler_A_Technical Potential | F3 | Industrial | Primary Metals | Existing | Space Heating | Natural Gas | Boiler | A | Integrated Unit Winter Peak Savings (kW) | Technical Potential | 0 | 0 | 0 | 0 | 0 | 0 | 0 | 0 | 0 | 0 | 0 | 0 | 0 | 0 | 0 | 0 | 0 | 0 | 0 | 0 | 0 | 0 | 0 | 0 | 0 | 0 | 0 | 0 | 0 | 0 | 0
F4_Industrial_Primary Metals_Existing_Space Heating_Natural Gas_Boiler_A_Technical Potential | F4 | Industrial | Primary Metals | Existing | Space Heating | Natural Gas | Boiler | A | Incremental Energy Savings (MWh or mTherms) | Technical Potential | 0 | 0 | 0 | 0 | 0 | 0.055017 | 0.055318 | 0.055291 | 0.056525 | 0.057283 | 0.055323 | 0.055373 | 0.055443 | 0.054726 | 0.061454 | 0.054485 | 0.054829 | 0.054441 | 0.054055 | 0.056146 | 0.054002 | 0.057685 | 0.056142 | 0.054824 | 0.055935 | 0.054811 | 0.053855 | 0.053045 | 0.052433 | 0.051965 | 0.055017
F5_Industrial_Primary Metals_Existing_Space Heating_Natural Gas_Boiler_A_Technical Potential | F5 | Industrial | Primary Metals | Existing | Space Heating | Natural Gas | Boiler | A | Incremental Summer Peak Savings (MW) | Technical Potential | 0 | 0 | 0 | 0 | 0 | 0 | 0 | 0 | 0 | 0 | 0 | 0 | 0 | 0 | 0 | 0 | 0 | 0 | 0 | 0 | 0 | 0 | 0 | 0 | 0 | 0 | 0 | 0 | 0 | 0 | 0
F6_Industrial_Primary Metals_Existing_Space Heating_Natural Gas_Boiler_A_Technical Potential | F6 | Industrial | Primary Metals | Existing | Space Heating | Natural Gas | Boiler | A | Incremental Winter Peak Savings (MW) | Technical Potential | 0 | 0 | 0 | 0 | 0 | 0 | 0 | 0 | 0 | 0 | 0 | 0 | 0 | 0 | 0 | 0 | 0 | 0 | 0 | 0 | 0 | 0 | 0 | 0 | 0 | 0 | 0 | 0 | 0 | 0 | 0
F7_Industrial_Primary Metals_Existing_Space Heating_Natural Gas_Boiler_A_Technical Potential | F7 | Industrial | Primary Metals | Existing | Space Heating | Natural Gas | Boiler | A | Cumulative Energy Savings (MWh or mTherms) | Technical Potential | 0 | 0 | 0 | 0 | 0 | 0.055017 | 0.11034 | 0.16563 | 0.22215 | 0.27943 | 0.33476 | 0.39013 | 0.44557 | 0.5003 | 0.56175 | 0.61624 | 0.67107 | 0.72551 | 0.77956 | 0.83571 | 0.88971 | 0.9474 | 1.0035 | 1.0584 | 1.1143 | 1.1691 | 1.223 | 1.276 | 0 | 0 | 0
F8_Industrial_Primary Metals_Existing_Space Heating_Natural Gas_Boiler_A_Technical Potential | F8 | Industrial | Primary Metals | Existing | Space Heating | Natural Gas | Boiler | A | Cumulative Summer Peak Savings (MW) | Technical Potential | 0 | 0 | 0 | 0 | 0 | 0 | 0 | 0 | 0 | 0 | 0 | 0 | 0 | 0 | 0 | 0 | 0 | 0 | 0 | 0 | 0 | 0 | 0 | 0 | 0 | 0 | 0 | 0 | 0 | 0 | 0
F9_Industrial_Primary Metals_Existing_Space Heating_Natural Gas_Boiler_A_Technical Potential | F9 | Industrial | Primary Metals | Existing | Space Heating | Natural Gas | Boiler | A | Cumulative Winter Peak Savings (MW) | Technical Potential | 0 | 0 | 0 | 0 | 0 | 0 | 0 | 0 | 0 | 0 | 0 | 0 | 0 | 0 | 0 | 0 | 0 | 0 | 0 | 0 | 0 | 0 | 0 | 0 | 0 | 0 | 0 | 0 | 0 | 0 | 0
F10_Industrial_Primary Metals_Existing_Space Heating_Natural Gas_Boiler_A_Technical Potential | F10 | Industrial | Primary Metals | Existing | Space Heating | Natural Gas | Boiler | A | Purchases (Incremental) | Technical Potential | 0 | 0 | 0 | 0 | 0 | 0.010235 | 0.010291 | 0.010286 | 0.010516 | 0.010657 | 0.010292 | 0.010301 | 0.010314 | 0.010181 | 0.011433 | 0.010136 | 0.0102 | 0.010128 | 0.010056 | 0.010445 | 0.010046 | 0.010731 | 0.010444 | 0.010199 | 0.010406 | 0.010197 | 0.010019 | 0.0098683 | 0.0097544 | 0.0096673 | 0.010235
F11_Industrial_Primary Metals_Existing_Space Heating_Natural Gas_Boiler_A_Technical Potential | F11 | Industrial | Primary Metals | Existing | Space Heating | Natural Gas | Boiler | A | Purchases (Cumulative) | Technical Potential | 0 | 0 | 0 | 0 | 0 | 0.010235 | 0.020526 | 0.030813 | 0.041328 | 0.051985 | 0.062277 | 0.072578 | 0.082893 | 0.093074 | 0.10451 | 0.11464 | 0.12484 | 0.13497 | 0.14503 | 0.15547 | 0.16552 | 0.17625 | 0.18669 | 0.19689 | 0.2073 | 0.2175 | 0.22752 | 0.23738 | 0.24714 | 0.25681 | 0.25681
F1_Industrial_Primary Metals_Existing_Space Heating_Natural Gas_Unit Heater_A_Technical Potential | F1 | Industrial | Primary Metals | Existing | Space Heating | Natural Gas | Unit Heater | A | Integrated Unit Energy Savings (kWh or therms) | Technical Potential | 0 | 28641.12 | 28641.12 | 28641.12 | 28641.12 | 15772.4108 | 15772.4108 | 15772.4108 | 15772.4108 | 15772.4108 | 15772.4108 | 15772.4108 | 15772.4108 | 15772.4108 | 15772.4108 | 15772.4108 | 15772.4108 | 15772.4108 | 15772.4108 | 15772.4108 | 15772.4108 | 15772.4108 | 15772.4108 | 15772.4108 | 15772.4108 | 15772.4108 | 15772.4108 | 15772.4108 | 15772.4108 | 15772.4108 | 15772.4108
F2_Industrial_Primary Metals_Existing_Space Heating_Natural Gas_Unit Heater_A_Technical Potential | F2 | Industrial | Primary Metals | Existing | Space Heating | Natural Gas | Unit Heater | A | Integrated Unit Summer Peak Savings (kW) | Technical Potential | 0 | 0 | 0 | 0 | 0 | 0 | 0 | 0 | 0 | 0 | 0 | 0 | 0 | 0 | 0 | 0 | 0 | 0 | 0 | 0 | 0 | 0 | 0 | 0 | 0 | 0 | 0 | 0 | 0 | 0 | 0
F3_Industrial_Primary Metals_Existing_Space Heating_Natural Gas_Unit Heater_A_Technical Potential | F3 | Industrial | Primary Metals | Existing | Space Heating | Natural Gas | Unit Heater | A | Integrated Unit Winter Peak Savings (kW) | Technical Potential | 0 | 0 | 0 | 0 | 0 | 0 | 0 | 0 | 0 | 0 | 0 | 0 | 0 | 0 | 0 | 0 | 0 | 0 | 0 | 0 | 0 | 0 | 0 | 0 | 0 | 0 | 0 | 0 | 0 | 0 | 0
F4_Industrial_Primary Metals_Existing_Space Heating_Natural Gas_Unit Heater_A_Technical Potential | F4 | Industrial | Primary Metals | Existing | Space Heating | Natural Gas | Unit Heater | A | Incremental Energy Savings (MWh or mTherms) | Technical Potential | 0 | 0 | 0 | 0 | 0 | 0.054613 | 0.074242 | 0.09565 | 0.12226 | 0.14951 | 0.16678 | 0.18793 | 0.20821 | 0.22485 | 0.275 | 0.27268 | 0.29244 | 0.27533 | 0.26361 | 0.26481 | 0.25702 | 0.28154 | 0.25793 | 0.26393 | 0.27579 | 0.28656 | 0.29803 | 0.30301 | 0.30616 | 0.30834 | 0.30877
F5_Industrial_Primary Metals_Existing_Space Heating_Natural Gas_Unit Heater_A_Technical Potential | F5 | Industrial | Primary Metals | Existing | Space Heating | Natural Gas | Unit Heater | A | Incremental Summer Peak Savings (MW) | Technical Potential | 0 | 0 | 0 | 0 | 0 | 0 | 0 | 0 | 0 | 0 | 0 | 0 | 0 | 0 | 0 | 0 | 0 | 0 | 0 | 0 | 0 | 0 | 0 | 0 | 0 | 0 | 0 | 0 | 0 | 0 | 0
F6_Industrial_Primary Metals_Existing_Space Heating_Natural Gas_Unit Heater_A_Technical Potential | F6 | Industrial | Primary Metals | Existing | Space Heating | Natural Gas | Unit Heater | A | Incremental Winter Peak Savings (MW) | Technical Potential | 0 | 0 | 0 | 0 | 0 | 0 | 0 | 0 | 0 | 0 | 0 | 0 | 0 | 0 | 0 | 0 | 0 | 0 | 0 | 0 | 0 | 0 | 0 | 0 | 0 | 0 | 0 | 0 | 0 | 0 | 0
F7_Industrial_Primary Metals_Existing_Space Heating_Natural Gas_Unit Heater_A_Technical Potential | F7 | Industrial | Primary Metals | Existing | Space Heating | Natural Gas | Unit Heater | A | Cumulative Energy Savings (MWh or mTherms) | Technical Potential | 0 | 0 | 0 | 0 | 0 | 0.054613 | 0.12885 | 0.2245 | 0.34676 | 0.49627 | 0.66305 | 0.85098 | 1.0592 | 1.284 | 1.559 | 1.8317 | 2.1242 | 2.3449 | 2.5342 | 2.7034 | 2.8382 | 2.9702 | 3.0613 | 3.1373 | 3.2049 | 3.2666 | 3.2897 | 3.32 | 0 | 0 | 0
F8_Industrial_Primary Metals_Existing_Space Heating_Natural Gas_Unit Heater_A_Technical Potential | F8 | Industrial | Primary Metals | Existing | Space Heating | Natural Gas | Unit Heater | A | Cumulative Summer Peak Savings (MW) | Technical Potential | 0 | 0 | 0 | 0 | 0 | 0 | 0 | 0 | 0 | 0 | 0 | 0 | 0 | 0 | 0 | 0 | 0 | 0 | 0 | 0 | 0 | 0 | 0 | 0 | 0 | 0 | 0 | 0 | 0 | 0 | 0
F9_Industrial_Primary Metals_Existing_Space Heating_Natural Gas_Unit Heater_A_Technical Potential | F9 | Industrial | Primary Metals | Existing | Space Heating | Natural Gas | Unit Heater | A | Cumulative Winter Peak Savings (MW) | Technical Potential | 0 | 0 | 0 | 0 | 0 | 0 | 0 | 0 | 0 | 0 | 0 | 0 | 0 | 0 | 0 | 0 | 0 | 0 | 0 | 0 | 0 | 0 | 0 | 0 | 0 | 0 | 0 | 0 | 0 | 0 | 0
F10_Industrial_Primary Metals_Existing_Space Heating_Natural Gas_Unit Heater_A_Technical Potential | F10 | Industrial | Primary Metals | Existing | Space Heating | Natural Gas | Unit Heater | A | Purchases (Incremental) | Technical Potential | 0 | 0 | 0 | 0 | 0 | 0.0034625 | 0.0047071 | 0.0060644 | 0.0077513 | 0.0094794 | 0.010574 | 0.011915 | 0.013201 | 0.014256 | 0.017436 | 0.017289 | 0.018541 | 0.017456 | 0.016713 | 0.016789 | 0.016295 | 0.01785 | 0.016353 | 0.016734 | 0.017486 | 0.018169 | 0.018896 | 0.019211 | 0.019411 | 0.019549 | 0.019577
F11_Industrial_Primary Metals_Existing_Space Heating_Natural Gas_Unit Heater_A_Technical Potential | F11 | Industrial | Primary Metals | Existing | Space Heating | Natural Gas | Unit Heater | A | Purchases (Cumulative) | Technical Potential | 0 | 0 | 0 | 0 | 0 | 0.0034625 | 0.0081696 | 0.014234 | 0.021985 | 0.031465 | 0.042039 | 0.053954 | 0.067154 | 0.08141 | 0.098846 | 0.11613 | 0.13468 | 0.14867 | 0.16068 | 0.1714 | 0.17994 | 0.18832 | 0.19409 | 0.19891 | 0.2032 | 0.20711 | 0.20857 | 0.21049 | 0.21136 | 0.21346 | 0.21632
F1_Industrial_Primary Metals_New_Space Heating_Natural Gas_Furnace_A_Technical Potential | F1 | Industrial | Primary Metals | New | Space Heating | Natural Gas | Furnace | A | Integrated Unit Energy Savings (kWh or therms) | Technical Potential | 0 | 0 | 0 | 0 | 0 | 0 | 0 | 0 | 0 | 0 | 0 | 0 | 0 | 0 | 0 | 0 | 0 | 0 | 0 | 0 | 0 | 0 | 0 | 0 | 0 | 0 | 0 | 0 | 0 | 0 | 0
F2_Industrial_Primary Metals_New_Space Heating_Natural Gas_Furnace_A_Technical Potential | F2 | Industrial | Primary Metals | New | Space Heating | Natural Gas | Furnace | A | Integrated Unit Summer Peak Savings (kW) | Technical Potential | 0 | 0 | 0 | 0 | 0 | 0 | 0 | 0 | 0 | 0 | 0 | 0 | 0 | 0 | 0 | 0 | 0 | 0 | 0 | 0 | 0 | 0 | 0 | 0 | 0 | 0 | 0 | 0 | 0 | 0 | 0
F3_Industrial_Primary Metals_New_Space Heating_Natural Gas_Furnace_A_Technical Potential | F3 | Industrial | Primary Metals | New | Space Heating | Natural Gas | Furnace | A | Integrated Unit Winter Peak Savings (kW) | Technical Potential | 0 | 0 | 0 | 0 | 0 | 0 | 0 | 0 | 0 | 0 | 0 | 0 | 0 | 0 | 0 | 0 | 0 | 0 | 0 | 0 | 0 | 0 | 0 | 0 | 0 | 0 | 0 | 0 | 0 | 0 | 0
F4_Industrial_Primary Metals_New_Space Heating_Natural Gas_Furnace_A_Technical Potential | F4 | Industrial | Primary Metals | New | Space Heating | Natural Gas | Furnace | A | Incremental Energy Savings (MWh or mTherms) | Technical Potential | 0 | 0 | 0 | 0 | 0 | 0 | 0 | 0 | 0 | 0 | 0 | 0 | 0 | 0 | 0 | 0 | 0 | 0 | 0 | 0 | 0 | 0 | 0 | 0 | 0 | 0 | 0 | 0 | 0 | 0 | 0
F5_Industrial_Primary Metals_New_Space Heating_Natural Gas_Furnace_A_Technical Potential | F5 | Industrial | Primary Metals | New | Space Heating | Natural Gas | Furnace | A | Incremental Summer Peak Savings (MW) | Technical Potential | 0 | 0 | 0 | 0 | 0 | 0 | 0 | 0 | 0 | 0 | 0 | 0 | 0 | 0 | 0 | 0 | 0 | 0 | 0 | 0 | 0 | 0 | 0 | 0 | 0 | 0 | 0 | 0 | 0 | 0 | 0
F6_Industrial_Primary Metals_New_Space Heating_Natural Gas_Furnace_A_Technical Potential | F6 | Industrial | Primary Metals | New | Space Heating | Natural Gas | Furnace | A | Incremental Winter Peak Savings (MW) | Technical Potential | 0 | 0 | 0 | 0 | 0 | 0 | 0 | 0 | 0 | 0 | 0 | 0 | 0 | 0 | 0 | 0 | 0 | 0 | 0 | 0 | 0 | 0 | 0 | 0 | 0 | 0 | 0 | 0 | 0 | 0 | 0
F7_Industrial_Primary Metals_New_Space Heating_Natural Gas_Furnace_A_Technical Potential | F7 | Industrial | Primary Metals | New | Space Heating | Natural Gas | Furnace | A | Cumulative Energy Savings (MWh or mTherms) | Technical Potential | 0 | 0 | 0 | 0 | 0 | 0 | 0 | 0 | 0 | 0 | 0 | 0 | 0 | 0 | 0 | 0 | 0 | 0 | 0 | 0 | 0 | 0 | 0 | 0 | 0 | 0 | 0 | 0 | 0 | 0 | 0
F8_Industrial_Primary Metals_New_Space Heating_Natural Gas_Furnace_A_Technical Potential | F8 | Industrial | Primary Metals | New | Space Heating | Natural Gas | Furnace | A | Cumulative Summer Peak Savings (MW) | Technical Potential | 0 | 0 | 0 | 0 | 0 | 0 | 0 | 0 | 0 | 0 | 0 | 0 | 0 | 0 | 0 | 0 | 0 | 0 | 0 | 0 | 0 | 0 | 0 | 0 | 0 | 0 | 0 | 0 | 0 | 0 | 0
F9_Industrial_Primary Metals_New_Space Heating_Natural Gas_Furnace_A_Technical Potential | F9 | Industrial | Primary Metals | New | Space Heating | Natural Gas | Furnace | A | Cumulative Winter Peak Savings (MW) | Technical Potential | 0 | 0 | 0 | 0 | 0 | 0 | 0 | 0 | 0 | 0 | 0 | 0 | 0 | 0 | 0 | 0 | 0 | 0 | 0 | 0 | 0 | 0 | 0 | 0 | 0 | 0 | 0 | 0 | 0 | 0 | 0
F10_Industrial_Primary Metals_New_Space Heating_Natural Gas_Furnace_A_Technical Potential | F10 | Industrial | Primary Metals | New | Space Heating | Natural Gas | Furnace | A | Purchases (Incremental) | Technical Potential | 0 | 0 | 0 | 0 | 0 | 0 | 0 | 0 | 0 | 0 | 0 | 0 | 0 | 0 | 0 | 0 | 0 | 0 | 0 | 0 | 0 | 0 | 0 | 0 | 0 | 0 | 0 | 0 | 0 | 0 | 0
F11_Industrial_Primary Metals_New_Space Heating_Natural Gas_Furnace_A_Technical Potential | F11 | Industrial | Primary Metals | New | Space Heating | Natural Gas | Furnace | A | Purchases (Cumulative) | Technical Potential | 0 | 0 | 0 | 0 | 0 | 0 | 0 | 0 | 0 | 0 | 0 | 0 | 0 | 0 | 0 | 0 | 0 | 0 | 0 | 0 | 0 | 0 | 0 | 0 | 0 | 0 | 0 | 0 | 0 | 0 | 0
F1_Industrial_Primary Metals_New_Space Heating_Natural Gas_Boiler_A_Technical Potential | F1 | Industrial | Primary Metals | New | Space Heating | Natural Gas | Boiler | A | Integrated Unit Energy Savings (kWh or therms) | Technical Potential | 0 | 0 | 0 | 0 | 0 | 0 | 0 | 0 | 0 | 0 | 0 | 0 | 0 | 0 | 0 | 0 | 0 | 0 | 0 | 0 | 0 | 0 | 0 | 0 | 0 | 0 | 0 | 0 | 0 | 0 | 0
F2_Industrial_Primary Metals_New_Space Heating_Natural Gas_Boiler_A_Technical Potential | F2 | Industrial | Primary Metals | New | Space Heating | Natural Gas | Boiler | A | Integrated Unit Summer Peak Savings (kW) | Technical Potential | 0 | 0 | 0 | 0 | 0 | 0 | 0 | 0 | 0 | 0 | 0 | 0 | 0 | 0 | 0 | 0 | 0 | 0 | 0 | 0 | 0 | 0 | 0 | 0 | 0 | 0 | 0 | 0 | 0 | 0 | 0
F3_Industrial_Primary Metals_New_Space Heating_Natural Gas_Boiler_A_Technical Potential | F3 | Industrial | Primary Metals | New | Space Heating | Natural Gas | Boiler | A | Integrated Unit Winter Peak Savings (kW) | Technical Potential | 0 | 0 | 0 | 0 | 0 | 0 | 0 | 0 | 0 | 0 | 0 | 0 | 0 | 0 | 0 | 0 | 0 | 0 | 0 | 0 | 0 | 0 | 0 | 0 | 0 | 0 | 0 | 0 | 0 | 0 | 0
F4_Industrial_Primary Metals_New_Space Heating_Natural Gas_Boiler_A_Technical Potential | F4 | Industrial | Primary Metals | New | Space Heating | Natural Gas | Boiler | A | Incremental Energy Savings (MWh or mTherms) | Technical Potential | 0 | 0 | 0 | 0 | 0 | 0 | 0 | 0 | 0 | 0 | 0 | 0 | 0 | 0 | 0 | 0 | 0 | 0 | 0 | 0 | 0 | 0 | 0 | 0 | 0 | 0 | 0 | 0 | 0 | 0 | 0
F5_Industrial_Primary Metals_New_Space Heating_Natural Gas_Boiler_A_Technical Potential | F5 | Industrial | Primary Metals | New | Space Heating | Natural Gas | Boiler | A | Incremental Summer Peak Savings (MW) | Technical Potential | 0 | 0 | 0 | 0 | 0 | 0 | 0 | 0 | 0 | 0 | 0 | 0 | 0 | 0 | 0 | 0 | 0 | 0 | 0 | 0 | 0 | 0 | 0 | 0 | 0 | 0 | 0 | 0 | 0 | 0 | 0
F6_Industrial_Primary Metals_New_Space Heating_Natural Gas_Boiler_A_Technical Potential | F6 | Industrial | Primary Metals | New | Space Heating | Natural Gas | Boiler | A | Incremental Winter Peak Savings (MW) | Technical Potential | 0 | 0 | 0 | 0 | 0 | 0 | 0 | 0 | 0 | 0 | 0 | 0 | 0 | 0 | 0 | 0 | 0 | 0 | 0 | 0 | 0 | 0 | 0 | 0 | 0 | 0 | 0 | 0 | 0 | 0 | 0
F7_Industrial_Primary Metals_New_Space Heating_Natural Gas_Boiler_A_Technical Potential | F7 | Industrial | Primary Metals | New | Space Heating | Natural Gas | Boiler | A | Cumulative Energy Savings (MWh or mTherms) | Technical Potential | 0 | 0 | 0 | 0 | 0 | 0 | 0 | 0 | 0 | 0 | 0 | 0 | 0 | 0 | 0 | 0 | 0 | 0 | 0 | 0 | 0 | 0 | 0 | 0 | 0 | 0 | 0 | 0 | 0 | 0 | 0
F8_Industrial_Primary Metals_New_Space Heating_Natural Gas_Boiler_A_Technical Potential | F8 | Industrial | Primary Metals | New | Space Heating | Natural Gas | Boiler | A | Cumulative Summer Peak Savings (MW) | Technical Potential | 0 | 0 | 0 | 0 | 0 | 0 | 0 | 0 | 0 | 0 | 0 | 0 | 0 | 0 | 0 | 0 | 0 | 0 | 0 | 0 | 0 | 0 | 0 | 0 | 0 | 0 | 0 | 0 | 0 | 0 | 0
F9_Industrial_Primary Metals_New_Space Heating_Natural Gas_Boiler_A_Technical Potential | F9 | Industrial | Primary Metals | New | Space Heating | Natural Gas | Boiler | A | Cumulative Winter Peak Savings (MW) | Technical Potential | 0 | 0 | 0 | 0 | 0 | 0 | 0 | 0 | 0 | 0 | 0 | 0 | 0 | 0 | 0 | 0 | 0 | 0 | 0 | 0 | 0 | 0 | 0 | 0 | 0 | 0 | 0 | 0 | 0 | 0 | 0
F10_Industrial_Primary Metals_New_Space Heating_Natural Gas_Boiler_A_Technical Potential | F10 | Industrial | Primary Metals | New | Space Heating | Natural Gas | Boiler | A | Purchases (Incremental) | Technical Potential | 0 | 0 | 0 | 0 | 0 | 0 | 0 | 0 | 0 | 0 | 0 | 0 | 0 | 0 | 0 | 0 | 0 | 0 | 0 | 0 | 0 | 0 | 0 | 0 | 0 | 0 | 0 | 0 | 0 | 0 | 0
F11_Industrial_Primary Metals_New_Space Heating_Natural Gas_Boiler_A_Technical Potential | F11 | Industrial | Primary Metals | New | Space Heating | Natural Gas | Boiler | A | Purchases (Cumulative) | Technical Potential | 0 | 0 | 0 | 0 | 0 | 0 | 0 | 0 | 0 | 0 | 0 | 0 | 0 | 0 | 0 | 0 | 0 | 0 | 0 | 0 | 0 | 0 | 0 | 0 | 0 | 0 | 0 | 0 | 0 | 0 | 0
F1_Industrial_Primary Metals_New_Space Heating_Natural Gas_Unit Heater_A_Technical Potential | F1 | Industrial | Primary Metals | New | Space Heating | Natural Gas | Unit Heater | A | Integrated Unit Energy Savings (kWh or therms) | Technical Potential | 0 | 28641.12 | 28641.12 | 28641.12 | 28641.12 | 15772.4108 | 15772.4108 | 15772.4108 | 15772.4108 | 15772.4108 | 15772.4108 | 15772.4108 | 15772.4108 | 15772.4108 | 15772.4108 | 15772.4108 | 15772.4108 | 15772.4108 | 15772.4108 | 15772.4108 | 15772.4108 | 15772.4108 | 15772.4108 | 15772.4108 | 15772.4108 | 15772.4108 | 15772.4108 | 15772.4108 | 15772.4108 | 15772.4108 | 15772.4108
F2_Industrial_Primary Metals_New_Space Heating_Natural Gas_Unit Heater_A_Technical Potential | F2 | Industrial | Primary Metals | New | Space Heating | Natural Gas | Unit Heater | A | Integrated Unit Summer Peak Savings (kW) | Technical Potential | 0 | 0 | 0 | 0 | 0 | 0 | 0 | 0 | 0 | 0 | 0 | 0 | 0 | 0 | 0 | 0 | 0 | 0 | 0 | 0 | 0 | 0 | 0 | 0 | 0 | 0 | 0 | 0 | 0 | 0 | 0
F3_Industrial_Primary Metals_New_Space Heating_Natural Gas_Unit Heater_A_Technical Potential | F3 | Industrial | Primary Metals | New | Space Heating | Natural Gas | Unit Heater | A | Integrated Unit Winter Peak Savings (kW) | Technical Potential | 0 | 0 | 0 | 0 | 0 | 0 | 0 | 0 | 0 | 0 | 0 | 0 | 0 | 0 | 0 | 0 | 0 | 0 | 0 | 0 | 0 | 0 | 0 | 0 | 0 | 0 | 0 | 0 | 0 | 0 | 0
F4_Industrial_Primary Metals_New_Space Heating_Natural Gas_Unit Heater_A_Technical Potential | F4 | Industrial | Primary Metals | New | Space Heating | Natural Gas | Unit Heater | A | Incremental Energy Savings (MWh or mTherms) | Technical Potential | 0 | 0 | 0 | 0 | 0 | 0.020207 | 0.01986 | 0.019849 | 0.019732 | 0.019742 | 0.019759 | 0.023089 | 0.025733 | 0.027642 | 0.028994 | 0.030541 | 0.031573 | 0.032614 | 0.040695 | 0.039476 | 0.038616 | 0.03898 | 0.039787 | 0.040541 | 0.041474 | 0.042459 | 0.043485 | 0.044511 | 0.047508 | 0.049702 | 0.051243
F5_Industrial_Primary Metals_New_Space Heating_Natural Gas_Unit Heater_A_Technical Potential | F5 | Industrial | Primary Metals | New | Space Heating | Natural Gas | Unit Heater | A | Incremental Summer Peak Savings (MW) | Technical Potential | 0 | 0 | 0 | 0 | 0 | 0 | 0 | 0 | 0 | 0 | 0 | 0 | 0 | 0 | 0 | 0 | 0 | 0 | 0 | 0 | 0 | 0 | 0 | 0 | 0 | 0 | 0 | 0 | 0 | 0 | 0
F6_Industrial_Primary Metals_New_Space Heating_Natural Gas_Unit Heater_A_Technical Potential | F6 | Industrial | Primary Metals | New | Space Heating | Natural Gas | Unit Heater | A | Incremental Winter Peak Savings (MW) | Technical Potential | 0 | 0 | 0 | 0 | 0 | 0 | 0 | 0 | 0 | 0 | 0 | 0 | 0 | 0 | 0 | 0 | 0 | 0 | 0 | 0 | 0 | 0 | 0 | 0 | 0 | 0 | 0 | 0 | 0 | 0 | 0
F7_Industrial_Primary Metals_New_Space Heating_Natural Gas_Unit Heater_A_Technical Potential | F7 | Industrial | Primary Metals | New | Space Heating | Natural Gas | Unit Heater | A | Cumulative Energy Savings (MWh or mTherms) | Technical Potential | 0 | 0 | 0 | 0 | 0 | 0.020207 | 0.040066 | 0.059915 | 0.079647 | 0.099389 | 0.11915 | 0.14224 | 0.16797 | 0.19561 | 0.22461 | 0.25515 | 0.28672 | 0.29913 | 0.31996 | 0.33959 | 0.35847 | 0.37771 | 0.39774 | 0.41519 | 0.43093 | 0.44575 | 0.46024 | 0.47421 | 0 | 0 | 0
F8_Industrial_Primary Metals_New_Space Heating_Natural Gas_Unit Heater_A_Technical Potential | F8 | Industrial | Primary Metals | New | Space Heating | Natural Gas | Unit Heater | A | Cumulative Summer Peak Savings (MW) | Technical Potential | 0 | 0 | 0 | 0 | 0 | 0 | 0 | 0 | 0 | 0 | 0 | 0 | 0 | 0 | 0 | 0 | 0 | 0 | 0 | 0 | 0 | 0 | 0 | 0 | 0 | 0 | 0 | 0 | 0 | 0 | 0
F9_Industrial_Primary Metals_New_Space Heating_Natural Gas_Unit Heater_A_Technical Potential | F9 | Industrial | Primary Metals | New | Space Heating | Natural Gas | Unit Heater | A | Cumulative Winter Peak Savings (MW) | Technical Potential | 0 | 0 | 0 | 0 | 0 | 0 | 0 | 0 | 0 | 0 | 0 | 0 | 0 | 0 | 0 | 0 | 0 | 0 | 0 | 0 | 0 | 0 | 0 | 0 | 0 | 0 | 0 | 0 | 0 | 0 | 0
F10_Industrial_Primary Metals_New_Space Heating_Natural Gas_Unit Heater_A_Technical Potential | F10 | Industrial | Primary Metals | New | Space Heating | Natural Gas | Unit Heater | A | Purchases (Incremental) | Technical Potential | 0 | 0 | 0 | 0 | 0 | 0.0012812 | 0.0012591 | 0.0012584 | 0.001251 | 0.0012517 | 0.0012527 | 0.0014639 | 0.0016315 | 0.0017526 | 0.0018383 | 0.0019364 | 0.0020018 | 0.0020678 | 0.0025802 | 0.0025029 | 0.0024483 | 0.0024714 | 0.0025226 | 0.0025704 | 0.0026295 | 0.002692 | 0.002757 | 0.0028221 | 0.0030121 | 0.0031512 | 0.0032489
F11_Industrial_Primary Metals_New_Space Heating_Natural Gas_Unit Heater_A_Technical Potential | F11 | Industrial | Primary Metals | New | Space Heating | Natural Gas | Unit Heater | A | Purchases (Cumulative) | Technical Potential | 0 | 0 | 0 | 0 | 0 | 0.0012812 | 0.0025403 | 0.0037987 | 0.0050498 | 0.0063015 | 0.0075542 | 0.009018 | 0.01065 | 0.012402 | 0.01424 | 0.016177 | 0.018179 | 0.018965 | 0.020286 | 0.021531 | 0.022728 | 0.023948 | 0.025218 | 0.026324 | 0.027322 | 0.028261 | 0.02918 | 0.030066 | 0.031076 | 0.03216 | 0.032828
F1_Industrial_Stone, Clay, and Glass_Existing_Space Heating_Natural Gas_Furnace_A_Technical Potential | F1 | Industrial | Stone, Clay, and Glass | Existing | Space Heating | Natural Gas | Furnace | A | Integrated Unit Energy Savings (kWh or therms) | Technical Potential | 0 | 505.0924 | 505.0924 | 505.0924 | 505.0924 | 138.7616 | 138.7616 | 799.267 | 799.267 | 799.267 | 799.267 | 799.267 | 799.267 | 799.267 | 799.267 | 799.267 | 799.267 | 799.267 | 799.267 | 799.267 | 799.267 | 799.267 | 799.267 | 799.267 | 799.267 | 799.267 | 799.267 | 799.267 | 799.267 | 799.267 | 799.267
F2_Industrial_Stone, Clay, and Glass_Existing_Space Heating_Natural Gas_Furnace_A_Technical Potential | F2 | Industrial | Stone, Clay, and Glass | Existing | Space Heating | Natural Gas | Furnace | A | Integrated Unit Summer Peak Savings (kW) | Technical Potential | 0 | 0 | 0 | 0 | 0 | 0 | 0 | 0 | 0 | 0 | 0 | 0 | 0 | 0 | 0 | 0 | 0 | 0 | 0 | 0 | 0 | 0 | 0 | 0 | 0 | 0 | 0 | 0 | 0 | 0 | 0
F3_Industrial_Stone, Clay, and Glass_Existing_Space Heating_Natural Gas_Furnace_A_Technical Potential | F3 | Industrial | Stone, Clay, and Glass | Existing | Space Heating | Natural Gas | Furnace | A | Integrated Unit Winter Peak Savings (kW) | Technical Potential | 0 | 0 | 0 | 0 | 0 | 0 | 0 | 0 | 0 | 0 | 0 | 0 | 0 | 0 | 0 | 0 | 0 | 0 | 0 | 0 | 0 | 0 | 0 | 0 | 0 | 0 | 0 | 0 | 0 | 0 | 0
F4_Industrial_Stone, Clay, and Glass_Existing_Space Heating_Natural Gas_Furnace_A_Technical Potential | F4 | Industrial | Stone, Clay, and Glass | Existing | Space Heating | Natural Gas | Furnace | A | Incremental Energy Savings (MWh or mTherms) | Technical Potential | 0 | 0 | 0 | 0 | 0 | 0.011972 | 0.012465 | 0.051966 | 0.05456 | 0.056667 | 0.056274 | 0.057581 | 0.054084 | 0.050094 | 0.052717 | 0.043951 | 0.041554 | 0.038736 | 0.036132 | 0.038512 | 0.037443 | 0.03815 | 0.040824 | 0.041501 | 0.042234 | 0.043013 | 0.043887 | 0.044815 | 0.068958 | 0.071801 | 0.051966
F5_Industrial_Stone, Clay, and Glass_Existing_Space Heating_Natural Gas_Furnace_A_Technical Potential | F5 | Industrial | Stone, Clay, and Glass | Existing | Space Heating | Natural Gas | Furnace | A | Incremental Summer Peak Savings (MW) | Technical Potential | 0 | 0 | 0 | 0 | 0 | 0 | 0 | 0 | 0 | 0 | 0 | 0 | 0 | 0 | 0 | 0 | 0 | 0 | 0 | 0 | 0 | 0 | 0 | 0 | 0 | 0 | 0 | 0 | 0 | 0 | 0
F6_Industrial_Stone, Clay, and Glass_Existing_Space Heating_Natural Gas_Furnace_A_Technical Potential | F6 | Industrial | Stone, Clay, and Glass | Existing | Space Heating | Natural Gas | Furnace | A | Incremental Winter Peak Savings (MW) | Technical Potential | 0 | 0 | 0 | 0 | 0 | 0 | 0 | 0 | 0 | 0 | 0 | 0 | 0 | 0 | 0 | 0 | 0 | 0 | 0 | 0 | 0 | 0 | 0 | 0 | 0 | 0 | 0 | 0 | 0 | 0 | 0
F7_Industrial_Stone, Clay, and Glass_Existing_Space Heating_Natural Gas_Furnace_A_Technical Potential | F7 | Industrial | Stone, Clay, and Glass | Existing | Space Heating | Natural Gas | Furnace | A | Cumulative Energy Savings (MWh or mTherms) | Technical Potential | 0 | 0 | 0 | 0 | 0 | 0.011972 | 0.024437 | 0.076403 | 0.13096 | 0.18763 | 0.2439 | 0.30149 | 0.35557 | 0.40566 | 0.45838 | 0.50233 | 0.54388 | 0.58262 | 0.61875 | 0.65726 | 0.69471 | 0.73286 | 0.77368 | 0.81518 | 0.85742 | 0.90043 | 0.94432 | 0.98913 | 0 | 0 | 0
F8_Industrial_Stone, Clay, and Glass_Existing_Space Heating_Natural Gas_Furnace_A_Technical Potential | F8 | Industrial | Stone, Clay, and Glass | Existing | Space Heating | Natural Gas | Furnace | A | Cumulative Summer Peak Savings (MW) | Technical Potential | 0 | 0 | 0 | 0 | 0 | 0 | 0 | 0 | 0 | 0 | 0 | 0 | 0 | 0 | 0 | 0 | 0 | 0 | 0 | 0 | 0 | 0 | 0 | 0 | 0 | 0 | 0 | 0 | 0 | 0 | 0
F9_Industrial_Stone, Clay, and Glass_Existing_Space Heating_Natural Gas_Furnace_A_Technical Potential | F9 | Industrial | Stone, Clay, and Glass | Existing | Space Heating | Natural Gas | Furnace | A | Cumulative Winter Peak Savings (MW) | Technical Potential | 0 | 0 | 0 | 0 | 0 | 0 | 0 | 0 | 0 | 0 | 0 | 0 | 0 | 0 | 0 | 0 | 0 | 0 | 0 | 0 | 0 | 0 | 0 | 0 | 0 | 0 | 0 | 0 | 0 | 0 | 0
F10_Industrial_Stone, Clay, and Glass_Existing_Space Heating_Natural Gas_Furnace_A_Technical Potential | F10 | Industrial | Stone, Clay, and Glass | Existing | Space Heating | Natural Gas | Furnace | A | Purchases (Incremental) | Technical Potential | 0 | 0 | 0 | 0 | 0 | 0.086276 | 0.089833 | 0.065017 | 0.068263 | 0.070899 | 0.070407 | 0.072042 | 0.067667 | 0.062675 | 0.065956 | 0.054989 | 0.05199 | 0.048465 | 0.045207 | 0.048185 | 0.046847 | 0.047731 | 0.051076 | 0.051923 | 0.052841 | 0.053816 | 0.054909 | 0.05607 | 0.086276 | 0.089833 | 0.065017
F11_Industrial_Stone, Clay, and Glass_Existing_Space Heating_Natural Gas_Furnace_A_Technical Potential | F11 | Industrial | Stone, Clay, and Glass | Existing | Space Heating | Natural Gas | Furnace | A | Purchases (Cumulative) | Technical Potential | 0 | 0 | 0 | 0 | 0 | 0.086276 | 0.17611 | 0.24113 | 0.30939 | 0.38029 | 0.45069 | 0.52274 | 0.5904 | 0.65308 | 0.71903 | 0.77402 | 0.82601 | 0.87448 | 0.91968 | 0.96787 | 1.0147 | 1.0624 | 1.1135 | 1.1654 | 1.2183 | 1.2721 | 1.327 | 1.3831 | 1.3831 | 1.3831 | 1.3831
F1_Industrial_Stone, Clay, and Glass_Existing_Space Heating_Natural Gas_Boiler_A_Technical Potential | F1 | Industrial | Stone, Clay, and Glass | Existing | Space Heating | Natural Gas | Boiler | A | Integrated Unit Energy Savings (kWh or therms) | Technical Potential | 0 | 8772.191 | 8772.191 | 8772.191 | 8772.191 | 5375.3 | 5375.3 | 5375.3 | 5375.3 | 5375.3 | 5375.3 | 5375.3 | 5375.3 | 5375.3 | 5375.3 | 5375.3 | 5375.3 | 5375.3 | 5375.3 | 5375.3 | 5375.3 | 5375.3 | 5375.3 | 5375.3 | 5375.3 | 5375.3 | 5375.3 | 5375.3 | 5375.3 | 5375.3 | 5375.3
F2_Industrial_Stone, Clay, and Glass_Existing_Space Heating_Natural Gas_Boiler_A_Technical Potential | F2 | Industrial | Stone, Clay, and Glass | Existing | Space Heating | Natural Gas | Boiler | A | Integrated Unit Summer Peak Savings (kW) | Technical Potential | 0 | 0 | 0 | 0 | 0 | 0 | 0 | 0 | 0 | 0 | 0 | 0 | 0 | 0 | 0 | 0 | 0 | 0 | 0 | 0 | 0 | 0 | 0 | 0 | 0 | 0 | 0 | 0 | 0 | 0 | 0
F3_Industrial_Stone, Clay, and Glass_Existing_Space Heating_Natural Gas_Boiler_A_Technical Potential | F3 | Industrial | Stone, Clay, and Glass | Existing | Space Heating | Natural Gas | Boiler | A | Integrated Unit Winter Peak Savings (kW) | Technical Potential | 0 | 0 | 0 | 0 | 0 | 0 | 0 | 0 | 0 | 0 | 0 | 0 | 0 | 0 | 0 | 0 | 0 | 0 | 0 | 0 | 0 | 0 | 0 | 0 | 0 | 0 | 0 | 0 | 0 | 0 | 0
F4_Industrial_Stone, Clay, and Glass_Existing_Space Heating_Natural Gas_Boiler_A_Technical Potential | F4 | Industrial | Stone, Clay, and Glass | Existing | Space Heating | Natural Gas | Boiler | A | Incremental Energy Savings (MWh or mTherms) | Technical Potential | 0 | 0 | 0 | 0 | 0 | 0.056299 | 0.056607 | 0.056579 | 0.057842 | 0.058617 | 0.056612 | 0.056663 | 0.056735 | 0.056001 | 0.062886 | 0.055754 | 0.056106 | 0.055709 | 0.055314 | 0.057454 | 0.05526 | 0.059028 | 0.057449 | 0.056101 | 0.057238 | 0.056088 | 0.055109 | 0.054281 | 0.053654 | 0.053175 | 0.056299
F5_Industrial_Stone, Clay, and Glass_Existing_Space Heating_Natural Gas_Boiler_A_Technical Potential | F5 | Industrial | Stone, Clay, and Glass | Existing | Space Heating | Natural Gas | Boiler | A | Incremental Summer Peak Savings (MW) | Technical Potential | 0 | 0 | 0 | 0 | 0 | 0 | 0 | 0 | 0 | 0 | 0 | 0 | 0 | 0 | 0 | 0 | 0 | 0 | 0 | 0 | 0 | 0 | 0 | 0 | 0 | 0 | 0 | 0 | 0 | 0 | 0
F6_Industrial_Stone, Clay, and Glass_Existing_Space Heating_Natural Gas_Boiler_A_Technical Potential | F6 | Industrial | Stone, Clay, and Glass | Existing | Space Heating | Natural Gas | Boiler | A | Incremental Winter Peak Savings (MW) | Technical Potential | 0 | 0 | 0 | 0 | 0 | 0 | 0 | 0 | 0 | 0 | 0 | 0 | 0 | 0 | 0 | 0 | 0 | 0 | 0 | 0 | 0 | 0 | 0 | 0 | 0 | 0 | 0 | 0 | 0 | 0 | 0
F7_Industrial_Stone, Clay, and Glass_Existing_Space Heating_Natural Gas_Boiler_A_Technical Potential | F7 | Industrial | Stone, Clay, and Glass | Existing | Space Heating | Natural Gas | Boiler | A | Cumulative Energy Savings (MWh or mTherms) | Technical Potential | 0 | 0 | 0 | 0 | 0 | 0.056299 | 0.11291 | 0.16948 | 0.22733 | 0.28594 | 0.34255 | 0.39922 | 0.45595 | 0.51195 | 0.57484 | 0.63059 | 0.6867 | 0.74241 | 0.79772 | 0.85518 | 0.91044 | 0.96946 | 1.0269 | 1.083 | 1.1403 | 1.1963 | 1.2514 | 1.3057 | 0 | 0 | 0
F8_Industrial_Stone, Clay, and Glass_Existing_Space Heating_Natural Gas_Boiler_A_Technical Potential | F8 | Industrial | Stone, Clay, and Glass | Existing | Space Heating | Natural Gas | Boiler | A | Cumulative Summer Peak Savings (MW) | Technical Potential | 0 | 0 | 0 | 0 | 0 | 0 | 0 | 0 | 0 | 0 | 0 | 0 | 0 | 0 | 0 | 0 | 0 | 0 | 0 | 0 | 0 | 0 | 0 | 0 | 0 | 0 | 0 | 0 | 0 | 0 | 0
F9_Industrial_Stone, Clay, and Glass_Existing_Space Heating_Natural Gas_Boiler_A_Technical Potential | F9 | Industrial | Stone, Clay, and Glass | Existing | Space Heating | Natural Gas | Boiler | A | Cumulative Winter Peak Savings (MW) | Technical Potential | 0 | 0 | 0 | 0 | 0 | 0 | 0 | 0 | 0 | 0 | 0 | 0 | 0 | 0 | 0 | 0 | 0 | 0 | 0 | 0 | 0 | 0 | 0 | 0 | 0 | 0 | 0 | 0 | 0 | 0 | 0
F10_Industrial_Stone, Clay, and Glass_Existing_Space Heating_Natural Gas_Boiler_A_Technical Potential | F10 | Industrial | Stone, Clay, and Glass | Existing | Space Heating | Natural Gas | Boiler | A | Purchases (Incremental) | Technical Potential | 0 | 0 | 0 | 0 | 0 | 0.010474 | 0.010531 | 0.010526 | 0.010761 | 0.010905 | 0.010532 | 0.010541 | 0.010555 | 0.010418 | 0.011699 | 0.010372 | 0.010438 | 0.010364 | 0.01029 | 0.010689 | 0.01028 | 0.010981 | 0.010688 | 0.010437 | 0.010648 | 0.010434 | 0.010252 | 0.010098 | 0.0099816 | 0.0098924 | 0.010474
F11_Industrial_Stone, Clay, and Glass_Existing_Space Heating_Natural Gas_Boiler_A_Technical Potential | F11 | Industrial | Stone, Clay, and Glass | Existing | Space Heating | Natural Gas | Boiler | A | Purchases (Cumulative) | Technical Potential | 0 | 0 | 0 | 0 | 0 | 0.010474 | 0.021005 | 0.03153 | 0.042291 | 0.053196 | 0.063728 | 0.074269 | 0.084824 | 0.095242 | 0.10694 | 0.11731 | 0.12775 | 0.13811 | 0.1484 | 0.15909 | 0.16937 | 0.18036 | 0.19104 | 0.20148 | 0.21213 | 0.22256 | 0.23281 | 0.24291 | 0.25289 | 0.26279 | 0.26279
F1_Industrial_Stone, Clay, and Glass_Existing_Space Heating_Natural Gas_Unit Heater_A_Technical Potential | F1 | Industrial | Stone, Clay, and Glass | Existing | Space Heating | Natural Gas | Unit Heater | A | Integrated Unit Energy Savings (kWh or therms) | Technical Potential | 0 | 28641.12 | 28641.12 | 28641.12 | 28641.12 | 15772.4108 | 15772.4108 | 15772.4108 | 15772.4108 | 15772.4108 | 15772.4108 | 15772.4108 | 15772.4108 | 15772.4108 | 15772.4108 | 15772.4108 | 15772.4108 | 15772.4108 | 15772.4108 | 15772.4108 | 15772.4108 | 15772.4108 | 15772.4108 | 15772.4108 | 15772.4108 | 15772.4108 | 15772.4108 | 15772.4108 | 15772.4108 | 15772.4108 | 15772.4108
F2_Industrial_Stone, Clay, and Glass_Existing_Space Heating_Natural Gas_Unit Heater_A_Technical Potential | F2 | Industrial | Stone, Clay, and Glass | Existing | Space Heating | Natural Gas | Unit Heater | A | Integrated Unit Summer Peak Savings (kW) | Technical Potential | 0 | 0 | 0 | 0 | 0 | 0 | 0 | 0 | 0 | 0 | 0 | 0 | 0 | 0 | 0 | 0 | 0 | 0 | 0 | 0 | 0 | 0 | 0 | 0 | 0 | 0 | 0 | 0 | 0 | 0 | 0
F3_Industrial_Stone, Clay, and Glass_Existing_Space Heating_Natural Gas_Unit Heater_A_Technical Potential | F3 | Industrial | Stone, Clay, and Glass | Existing | Space Heating | Natural Gas | Unit Heater | A | Integrated Unit Winter Peak Savings (kW) | Technical Potential | 0 | 0 | 0 | 0 | 0 | 0 | 0 | 0 | 0 | 0 | 0 | 0 | 0 | 0 | 0 | 0 | 0 | 0 | 0 | 0 | 0 | 0 | 0 | 0 | 0 | 0 | 0 | 0 | 0 | 0 | 0
F4_Industrial_Stone, Clay, and Glass_Existing_Space Heating_Natural Gas_Unit Heater_A_Technical Potential | F4 | Industrial | Stone, Clay, and Glass | Existing | Space Heating | Natural Gas | Unit Heater | A | Incremental Energy Savings (MWh or mTherms) | Technical Potential | 0 | 0 | 0 | 0 | 0 | 0.055885 | 0.075971 | 0.097878 | 0.1251 | 0.153 | 0.17066 | 0.1923 | 0.21306 | 0.23008 | 0.28141 | 0.27903 | 0.29925 | 0.28174 | 0.26975 | 0.27098 | 0.263 | 0.2881 | 0.26393 | 0.27008 | 0.28222 | 0.29324 | 0.30497 | 0.31007 | 0.31329 | 0.31552 | 0.31597
F5_Industrial_Stone, Clay, and Glass_Existing_Space Heating_Natural Gas_Unit Heater_A_Technical Potential | F5 | Industrial | Stone, Clay, and Glass | Existing | Space Heating | Natural Gas | Unit Heater | A | Incremental Summer Peak Savings (MW) | Technical Potential | 0 | 0 | 0 | 0 | 0 | 0 | 0 | 0 | 0 | 0 | 0 | 0 | 0 | 0 | 0 | 0 | 0 | 0 | 0 | 0 | 0 | 0 | 0 | 0 | 0 | 0 | 0 | 0 | 0 | 0 | 0
F6_Industrial_Stone, Clay, and Glass_Existing_Space Heating_Natural Gas_Unit Heater_A_Technical Potential | F6 | Industrial | Stone, Clay, and Glass | Existing | Space Heating | Natural Gas | Unit Heater | A | Incremental Winter Peak Savings (MW) | Technical Potential | 0 | 0 | 0 | 0 | 0 | 0 | 0 | 0 | 0 | 0 | 0 | 0 | 0 | 0 | 0 | 0 | 0 | 0 | 0 | 0 | 0 | 0 | 0 | 0 | 0 | 0 | 0 | 0 | 0 | 0 | 0
F7_Industrial_Stone, Clay, and Glass_Existing_Space Heating_Natural Gas_Unit Heater_A_Technical Potential | F7 | Industrial | Stone, Clay, and Glass | Existing | Space Heating | Natural Gas | Unit Heater | A | Cumulative Energy Savings (MWh or mTherms) | Technical Potential | 0 | 0 | 0 | 0 | 0 | 0.055885 | 0.13186 | 0.22973 | 0.35484 | 0.50783 | 0.6785 | 0.8708 | 1.0839 | 1.3139 | 1.5953 | 1.8744 | 2.1736 | 2.3995 | 2.5933 | 2.7664 | 2.9043 | 3.0394 | 3.1326 | 3.2104 | 3.2796 | 3.3427 | 3.3663 | 3.3973 | 0 | 0 | 0
F8_Industrial_Stone, Clay, and Glass_Existing_Space Heating_Natural Gas_Unit Heater_A_Technical Potential | F8 | Industrial | Stone, Clay, and Glass | Existing | Space Heating | Natural Gas | Unit Heater | A | Cumulative Summer Peak Savings (MW) | Technical Potential | 0 | 0 | 0 | 0 | 0 | 0 | 0 | 0 | 0 | 0 | 0 | 0 | 0 | 0 | 0 | 0 | 0 | 0 | 0 | 0 | 0 | 0 | 0 | 0 | 0 | 0 | 0 | 0 | 0 | 0 | 0
F9_Industrial_Stone, Clay, and Glass_Existing_Space Heating_Natural Gas_Unit Heater_A_Technical Potential | F9 | Industrial | Stone, Clay, and Glass | Existing | Space Heating | Natural Gas | Unit Heater | A | Cumulative Winter Peak Savings (MW) | Technical Potential | 0 | 0 | 0 | 0 | 0 | 0 | 0 | 0 | 0 | 0 | 0 | 0 | 0 | 0 | 0 | 0 | 0 | 0 | 0 | 0 | 0 | 0 | 0 | 0 | 0 | 0 | 0 | 0 | 0 | 0 | 0
F10_Industrial_Stone, Clay, and Glass_Existing_Space Heating_Natural Gas_Unit Heater_A_Technical Potential | F10 | Industrial | Stone, Clay, and Glass | Existing | Space Heating | Natural Gas | Unit Heater | A | Purchases (Incremental) | Technical Potential | 0 | 0 | 0 | 0 | 0 | 0.0035432 | 0.0048167 | 0.0062057 | 0.0079318 | 0.0097002 | 0.01082 | 0.012192 | 0.013508 | 0.014588 | 0.017842 | 0.017691 | 0.018973 | 0.017863 | 0.017102 | 0.01718 | 0.016675 | 0.018266 | 0.016734 | 0.017123 | 0.017893 | 0.018592 | 0.019336 | 0.019659 | 0.019863 | 0.020004 | 0.020033
F11_Industrial_Stone, Clay, and Glass_Existing_Space Heating_Natural Gas_Unit Heater_A_Technical Potential | F11 | Industrial | Stone, Clay, and Glass | Existing | Space Heating | Natural Gas | Unit Heater | A | Purchases (Cumulative) | Technical Potential | 0 | 0 | 0 | 0 | 0 | 0.0035432 | 0.0083599 | 0.014566 | 0.022497 | 0.032198 | 0.043018 | 0.05521 | 0.068719 | 0.083306 | 0.10115 | 0.11884 | 0.13781 | 0.15213 | 0.16442 | 0.17539 | 0.18414 | 0.1927 | 0.19861 | 0.20355 | 0.20793 | 0.21193 | 0.21343 | 0.2154 | 0.21629 | 0.21843 | 0.22136
F1_Industrial_Stone, Clay, and Glass_New_Space Heating_Natural Gas_Furnace_A_Technical Potential | F1 | Industrial | Stone, Clay, and Glass | New | Space Heating | Natural Gas | Furnace | A | Integrated Unit Energy Savings (kWh or therms) | Technical Potential | 0 | 0 | 0 | 0 | 0 | 0 | 0 | 0 | 0 | 0 | 0 | 0 | 0 | 0 | 0 | 0 | 0 | 0 | 0 | 0 | 0 | 0 | 0 | 0 | 0 | 0 | 0 | 0 | 0 | 0 | 0
F2_Industrial_Stone, Clay, and Glass_New_Space Heating_Natural Gas_Furnace_A_Technical Potential | F2 | Industrial | Stone, Clay, and Glass | New | Space Heating | Natural Gas | Furnace | A | Integrated Unit Summer Peak Savings (kW) | Technical Potential | 0 | 0 | 0 | 0 | 0 | 0 | 0 | 0 | 0 | 0 | 0 | 0 | 0 | 0 | 0 | 0 | 0 | 0 | 0 | 0 | 0 | 0 | 0 | 0 | 0 | 0 | 0 | 0 | 0 | 0 | 0
F3_Industrial_Stone, Clay, and Glass_New_Space Heating_Natural Gas_Furnace_A_Technical Potential | F3 | Industrial | Stone, Clay, and Glass | New | Space Heating | Natural Gas | Furnace | A | Integrated Unit Winter Peak Savings (kW) | Technical Potential | 0 | 0 | 0 | 0 | 0 | 0 | 0 | 0 | 0 | 0 | 0 | 0 | 0 | 0 | 0 | 0 | 0 | 0 | 0 | 0 | 0 | 0 | 0 | 0 | 0 | 0 | 0 | 0 | 0 | 0 | 0
F4_Industrial_Stone, Clay, and Glass_New_Space Heating_Natural Gas_Furnace_A_Technical Potential | F4 | Industrial | Stone, Clay, and Glass | New | Space Heating | Natural Gas | Furnace | A | Incremental Energy Savings (MWh or mTherms) | Technical Potential | 0 | 0 | 0 | 0 | 0 | 0 | 0 | 0 | 0 | 0 | 0 | 0 | 0 | 0 | 0 | 0 | 0 | 0 | 0 | 0 | 0 | 0 | 0 | 0 | 0 | 0 | 0 | 0 | 0 | 0 | 0
F5_Industrial_Stone, Clay, and Glass_New_Space Heating_Natural Gas_Furnace_A_Technical Potential | F5 | Industrial | Stone, Clay, and Glass | New | Space Heating | Natural Gas | Furnace | A | Incremental Summer Peak Savings (MW) | Technical Potential | 0 | 0 | 0 | 0 | 0 | 0 | 0 | 0 | 0 | 0 | 0 | 0 | 0 | 0 | 0 | 0 | 0 | 0 | 0 | 0 | 0 | 0 | 0 | 0 | 0 | 0 | 0 | 0 | 0 | 0 | 0
F6_Industrial_Stone, Clay, and Glass_New_Space Heating_Natural Gas_Furnace_A_Technical Potential | F6 | Industrial | Stone, Clay, and Glass | New | Space Heating | Natural Gas | Furnace | A | Incremental Winter Peak Savings (MW) | Technical Potential | 0 | 0 | 0 | 0 | 0 | 0 | 0 | 0 | 0 | 0 | 0 | 0 | 0 | 0 | 0 | 0 | 0 | 0 | 0 | 0 | 0 | 0 | 0 | 0 | 0 | 0 | 0 | 0 | 0 | 0 | 0
F7_Industrial_Stone, Clay, and Glass_New_Space Heating_Natural Gas_Furnace_A_Technical Potential | F7 | Industrial | Stone, Clay, and Glass | New | Space Heating | Natural Gas | Furnace | A | Cumulative Energy Savings (MWh or mTherms) | Technical Potential | 0 | 0 | 0 | 0 | 0 | 0 | 0 | 0 | 0 | 0 | 0 | 0 | 0 | 0 | 0 | 0 | 0 | 0 | 0 | 0 | 0 | 0 | 0 | 0 | 0 | 0 | 0 | 0 | 0 | 0 | 0
F8_Industrial_Stone, Clay, and Glass_New_Space Heating_Natural Gas_Furnace_A_Technical Potential | F8 | Industrial | Stone, Clay, and Glass | New | Space Heating | Natural Gas | Furnace | A | Cumulative Summer Peak Savings (MW) | Technical Potential | 0 | 0 | 0 | 0 | 0 | 0 | 0 | 0 | 0 | 0 | 0 | 0 | 0 | 0 | 0 | 0 | 0 | 0 | 0 | 0 | 0 | 0 | 0 | 0 | 0 | 0 | 0 | 0 | 0 | 0 | 0
F9_Industrial_Stone, Clay, and Glass_New_Space Heating_Natural Gas_Furnace_A_Technical Potential | F9 | Industrial | Stone, Clay, and Glass | New | Space Heating | Natural Gas | Furnace | A | Cumulative Winter Peak Savings (MW) | Technical Potential | 0 | 0 | 0 | 0 | 0 | 0 | 0 | 0 | 0 | 0 | 0 | 0 | 0 | 0 | 0 | 0 | 0 | 0 | 0 | 0 | 0 | 0 | 0 | 0 | 0 | 0 | 0 | 0 | 0 | 0 | 0
F10_Industrial_Stone, Clay, and Glass_New_Space Heating_Natural Gas_Furnace_A_Technical Potential | F10 | Industrial | Stone, Clay, and Glass | New | Space Heating | Natural Gas | Furnace | A | Purchases (Incremental) | Technical Potential | 0 | 0 | 0 | 0 | 0 | 0 | 0 | 0 | 0 | 0 | 0 | 0 | 0 | 0 | 0 | 0 | 0 | 0 | 0 | 0 | 0 | 0 | 0 | 0 | 0 | 0 | 0 | 0 | 0 | 0 | 0
F11_Industrial_Stone, Clay, and Glass_New_Space Heating_Natural Gas_Furnace_A_Technical Potential | F11 | Industrial | Stone, Clay, and Glass | New | Space Heating | Natural Gas | Furnace | A | Purchases (Cumulative) | Technical Potential | 0 | 0 | 0 | 0 | 0 | 0 | 0 | 0 | 0 | 0 | 0 | 0 | 0 | 0 | 0 | 0 | 0 | 0 | 0 | 0 | 0 | 0 | 0 | 0 | 0 | 0 | 0 | 0 | 0 | 0 | 0
F1_Industrial_Stone, Clay, and Glass_New_Space Heating_Natural Gas_Boiler_A_Technical Potential | F1 | Industrial | Stone, Clay, and Glass | New | Space Heating | Natural Gas | Boiler | A | Integrated Unit Energy Savings (kWh or therms) | Technical Potential | 0 | 0 | 0 | 0 | 0 | 0 | 0 | 0 | 0 | 0 | 0 | 0 | 0 | 0 | 0 | 0 | 0 | 0 | 0 | 0 | 0 | 0 | 0 | 0 | 0 | 0 | 0 | 0 | 0 | 0 | 0
F2_Industrial_Stone, Clay, and Glass_New_Space Heating_Natural Gas_Boiler_A_Technical Potential | F2 | Industrial | Stone, Clay, and Glass | New | Space Heating | Natural Gas | Boiler | A | Integrated Unit Summer Peak Savings (kW) | Technical Potential | 0 | 0 | 0 | 0 | 0 | 0 | 0 | 0 | 0 | 0 | 0 | 0 | 0 | 0 | 0 | 0 | 0 | 0 | 0 | 0 | 0 | 0 | 0 | 0 | 0 | 0 | 0 | 0 | 0 | 0 | 0
F3_Industrial_Stone, Clay, and Glass_New_Space Heating_Natural Gas_Boiler_A_Technical Potential | F3 | Industrial | Stone, Clay, and Glass | New | Space Heating | Natural Gas | Boiler | A | Integrated Unit Winter Peak Savings (kW) | Technical Potential | 0 | 0 | 0 | 0 | 0 | 0 | 0 | 0 | 0 | 0 | 0 | 0 | 0 | 0 | 0 | 0 | 0 | 0 | 0 | 0 | 0 | 0 | 0 | 0 | 0 | 0 | 0 | 0 | 0 | 0 | 0
F4_Industrial_Stone, Clay, and Glass_New_Space Heating_Natural Gas_Boiler_A_Technical Potential | F4 | Industrial | Stone, Clay, and Glass | New | Space Heating | Natural Gas | Boiler | A | Incremental Energy Savings (MWh or mTherms) | Technical Potential | 0 | 0 | 0 | 0 | 0 | 0 | 0 | 0 | 0 | 0 | 0 | 0 | 0 | 0 | 0 | 0 | 0 | 0 | 0 | 0 | 0 | 0 | 0 | 0 | 0 | 0 | 0 | 0 | 0 | 0 | 0
F5_Industrial_Stone, Clay, and Glass_New_Space Heating_Natural Gas_Boiler_A_Technical Potential | F5 | Industrial | Stone, Clay, and Glass | New | Space Heating | Natural Gas | Boiler | A | Incremental Summer Peak Savings (MW) | Technical Potential | 0 | 0 | 0 | 0 | 0 | 0 | 0 | 0 | 0 | 0 | 0 | 0 | 0 | 0 | 0 | 0 | 0 | 0 | 0 | 0 | 0 | 0 | 0 | 0 | 0 | 0 | 0 | 0 | 0 | 0 | 0
F6_Industrial_Stone, Clay, and Glass_New_Space Heating_Natural Gas_Boiler_A_Technical Potential | F6 | Industrial | Stone, Clay, and Glass | New | Space Heating | Natural Gas | Boiler | A | Incremental Winter Peak Savings (MW) | Technical Potential | 0 | 0 | 0 | 0 | 0 | 0 | 0 | 0 | 0 | 0 | 0 | 0 | 0 | 0 | 0 | 0 | 0 | 0 | 0 | 0 | 0 | 0 | 0 | 0 | 0 | 0 | 0 | 0 | 0 | 0 | 0
F7_Industrial_Stone, Clay, and Glass_New_Space Heating_Natural Gas_Boiler_A_Technical Potential | F7 | Industrial | Stone, Clay, and Glass | New | Space Heating | Natural Gas | Boiler | A | Cumulative Energy Savings (MWh or mTherms) | Technical Potential | 0 | 0 | 0 | 0 | 0 | 0 | 0 | 0 | 0 | 0 | 0 | 0 | 0 | 0 | 0 | 0 | 0 | 0 | 0 | 0 | 0 | 0 | 0 | 0 | 0 | 0 | 0 | 0 | 0 | 0 | 0
F8_Industrial_Stone, Clay, and Glass_New_Space Heating_Natural Gas_Boiler_A_Technical Potential | F8 | Industrial | Stone, Clay, and Glass | New | Space Heating | Natural Gas | Boiler | A | Cumulative Summer Peak Savings (MW) | Technical Potential | 0 | 0 | 0 | 0 | 0 | 0 | 0 | 0 | 0 | 0 | 0 | 0 | 0 | 0 | 0 | 0 | 0 | 0 | 0 | 0 | 0 | 0 | 0 | 0 | 0 | 0 | 0 | 0 | 0 | 0 | 0
F9_Industrial_Stone, Clay, and Glass_New_Space Heating_Natural Gas_Boiler_A_Technical Potential | F9 | Industrial | Stone, Clay, and Glass | New | Space Heating | Natural Gas | Boiler | A | Cumulative Winter Peak Savings (MW) | Technical Potential | 0 | 0 | 0 | 0 | 0 | 0 | 0 | 0 | 0 | 0 | 0 | 0 | 0 | 0 | 0 | 0 | 0 | 0 | 0 | 0 | 0 | 0 | 0 | 0 | 0 | 0 | 0 | 0 | 0 | 0 | 0
F10_Industrial_Stone, Clay, and Glass_New_Space Heating_Natural Gas_Boiler_A_Technical Potential | F10 | Industrial | Stone, Clay, and Glass | New | Space Heating | Natural Gas | Boiler | A | Purchases (Incremental) | Technical Potential | 0 | 0 | 0 | 0 | 0 | 0 | 0 | 0 | 0 | 0 | 0 | 0 | 0 | 0 | 0 | 0 | 0 | 0 | 0 | 0 | 0 | 0 | 0 | 0 | 0 | 0 | 0 | 0 | 0 | 0 | 0
F11_Industrial_Stone, Clay, and Glass_New_Space Heating_Natural Gas_Boiler_A_Technical Potential | F11 | Industrial | Stone, Clay, and Glass | New | Space Heating | Natural Gas | Boiler | A | Purchases (Cumulative) | Technical Potential | 0 | 0 | 0 | 0 | 0 | 0 | 0 | 0 | 0 | 0 | 0 | 0 | 0 | 0 | 0 | 0 | 0 | 0 | 0 | 0 | 0 | 0 | 0 | 0 | 0 | 0 | 0 | 0 | 0 | 0 | 0
F1_Industrial_Stone, Clay, and Glass_New_Space Heating_Natural Gas_Unit Heater_A_Technical Potential | F1 | Industrial | Stone, Clay, and Glass | New | Space Heating | Natural Gas | Unit Heater | A | Integrated Unit Energy Savings (kWh or therms) | Technical Potential | 0 | 28641.12 | 28641.12 | 28641.12 | 28641.12 | 15772.4108 | 15772.4108 | 15772.4108 | 15772.4108 | 15772.4108 | 15772.4108 | 15772.4108 | 15772.4108 | 15772.4108 | 15772.4108 | 15772.4108 | 15772.4108 | 15772.4108 | 15772.4108 | 15772.4108 | 15772.4108 | 15772.4108 | 15772.4108 | 15772.4108 | 15772.4108 | 15772.4108 | 15772.4108 | 15772.4108 | 15772.4108 | 15772.4108 | 15772.4108
F2_Industrial_Stone, Clay, and Glass_New_Space Heating_Natural Gas_Unit Heater_A_Technical Potential | F2 | Industrial | Stone, Clay, and Glass | New | Space Heating | Natural Gas | Unit Heater | A | Integrated Unit Summer Peak Savings (kW) | Technical Potential | 0 | 0 | 0 | 0 | 0 | 0 | 0 | 0 | 0 | 0 | 0 | 0 | 0 | 0 | 0 | 0 | 0 | 0 | 0 | 0 | 0 | 0 | 0 | 0 | 0 | 0 | 0 | 0 | 0 | 0 | 0
F3_Industrial_Stone, Clay, and Glass_New_Space Heating_Natural Gas_Unit Heater_A_Technical Potential | F3 | Industrial | Stone, Clay, and Glass | New | Space Heating | Natural Gas | Unit Heater | A | Integrated Unit Winter Peak Savings (kW) | Technical Potential | 0 | 0 | 0 | 0 | 0 | 0 | 0 | 0 | 0 | 0 | 0 | 0 | 0 | 0 | 0 | 0 | 0 | 0 | 0 | 0 | 0 | 0 | 0 | 0 | 0 | 0 | 0 | 0 | 0 | 0 | 0
F4_Industrial_Stone, Clay, and Glass_New_Space Heating_Natural Gas_Unit Heater_A_Technical Potential | F4 | Industrial | Stone, Clay, and Glass | New | Space Heating | Natural Gas | Unit Heater | A | Incremental Energy Savings (MWh or mTherms) | Technical Potential | 0 | 0 | 0 | 0 | 0 | 0.020678 | 0.020322 | 0.020311 | 0.020191 | 0.020202 | 0.020219 | 0.023626 | 0.026332 | 0.028286 | 0.02967 | 0.031253 | 0.032308 | 0.033374 | 0.041643 | 0.040396 | 0.039515 | 0.039888 | 0.040714 | 0.041486 | 0.04244 | 0.043448 | 0.044498 | 0.045548 | 0.048615 | 0.050859 | 0.052437
F5_Industrial_Stone, Clay, and Glass_New_Space Heating_Natural Gas_Unit Heater_A_Technical Potential | F5 | Industrial | Stone, Clay, and Glass | New | Space Heating | Natural Gas | Unit Heater | A | Incremental Summer Peak Savings (MW) | Technical Potential | 0 | 0 | 0 | 0 | 0 | 0 | 0 | 0 | 0 | 0 | 0 | 0 | 0 | 0 | 0 | 0 | 0 | 0 | 0 | 0 | 0 | 0 | 0 | 0 | 0 | 0 | 0 | 0 | 0 | 0 | 0
F6_Industrial_Stone, Clay, and Glass_New_Space Heating_Natural Gas_Unit Heater_A_Technical Potential | F6 | Industrial | Stone, Clay, and Glass | New | Space Heating | Natural Gas | Unit Heater | A | Incremental Winter Peak Savings (MW) | Technical Potential | 0 | 0 | 0 | 0 | 0 | 0 | 0 | 0 | 0 | 0 | 0 | 0 | 0 | 0 | 0 | 0 | 0 | 0 | 0 | 0 | 0 | 0 | 0 | 0 | 0 | 0 | 0 | 0 | 0 | 0 | 0
F7_Industrial_Stone, Clay, and Glass_New_Space Heating_Natural Gas_Unit Heater_A_Technical Potential | F7 | Industrial | Stone, Clay, and Glass | New | Space Heating | Natural Gas | Unit Heater | A | Cumulative Energy Savings (MWh or mTherms) | Technical Potential | 0 | 0 | 0 | 0 | 0 | 0.020678 | 0.041 | 0.061311 | 0.081502 | 0.1017 | 0.12192 | 0.14555 | 0.17188 | 0.20017 | 0.22984 | 0.26109 | 0.2934 | 0.30609 | 0.32742 | 0.3475 | 0.36682 | 0.38651 | 0.40701 | 0.42486 | 0.44097 | 0.45613 | 0.47096 | 0.48526 | 0 | 0 | 0
F8_Industrial_Stone, Clay, and Glass_New_Space Heating_Natural Gas_Unit Heater_A_Technical Potential | F8 | Industrial | Stone, Clay, and Glass | New | Space Heating | Natural Gas | Unit Heater | A | Cumulative Summer Peak Savings (MW) | Technical Potential | 0 | 0 | 0 | 0 | 0 | 0 | 0 | 0 | 0 | 0 | 0 | 0 | 0 | 0 | 0 | 0 | 0 | 0 | 0 | 0 | 0 | 0 | 0 | 0 | 0 | 0 | 0 | 0 | 0 | 0 | 0
F9_Industrial_Stone, Clay, and Glass_New_Space Heating_Natural Gas_Unit Heater_A_Technical Potential | F9 | Industrial | Stone, Clay, and Glass | New | Space Heating | Natural Gas | Unit Heater | A | Cumulative Winter Peak Savings (MW) | Technical Potential | 0 | 0 | 0 | 0 | 0 | 0 | 0 | 0 | 0 | 0 | 0 | 0 | 0 | 0 | 0 | 0 | 0 | 0 | 0 | 0 | 0 | 0 | 0 | 0 | 0 | 0 | 0 | 0 | 0 | 0 | 0
F10_Industrial_Stone, Clay, and Glass_New_Space Heating_Natural Gas_Unit Heater_A_Technical Potential | F10 | Industrial | Stone, Clay, and Glass | New | Space Heating | Natural Gas | Unit Heater | A | Purchases (Incremental) | Technical Potential | 0 | 0 | 0 | 0 | 0 | 0.001311 | 0.0012885 | 0.0012878 | 0.0012802 | 0.0012809 | 0.0012819 | 0.001498 | 0.0016695 | 0.0017934 | 0.0018811 | 0.0019815 | 0.0020484 | 0.0021159 | 0.0026403 | 0.0025612 | 0.0025053 | 0.002529 | 0.0025813 | 0.0026303 | 0.0026908 | 0.0027547 | 0.0028212 | 0.0028878 | 0.0030823 | 0.0032246 | 0.0033246
F11_Industrial_Stone, Clay, and Glass_New_Space Heating_Natural Gas_Unit Heater_A_Technical Potential | F11 | Industrial | Stone, Clay, and Glass | New | Space Heating | Natural Gas | Unit Heater | A | Purchases (Cumulative) | Technical Potential | 0 | 0 | 0 | 0 | 0 | 0.001311 | 0.0025995 | 0.0038872 | 0.0051674 | 0.0064482 | 0.0077301 | 0.0092281 | 0.010898 | 0.012691 | 0.014572 | 0.016554 | 0.018602 | 0.019407 | 0.020759 | 0.022032 | 0.023257 | 0.024505 | 0.025805 | 0.026937 | 0.027958 | 0.02892 | 0.02986 | 0.030766 | 0.0318 | 0.032909 | 0.033593
F1_Industrial_Petroleum_Existing_Space Heating_Natural Gas_Furnace_A_Technical Potential | F1 | Industrial | Petroleum | Existing | Space Heating | Natural Gas | Furnace | A | Integrated Unit Energy Savings (kWh or therms) | Technical Potential | 0 | 505.0924 | 505.0924 | 505.0924 | 505.0924 | 138.7616 | 138.7616 | 799.267 | 799.267 | 799.267 | 799.267 | 799.267 | 799.267 | 799.267 | 799.267 | 799.267 | 799.267 | 799.267 | 799.267 | 799.267 | 799.267 | 799.267 | 799.267 | 799.267 | 799.267 | 799.267 | 799.267 | 799.267 | 799.267 | 799.267 | 799.267
F2_Industrial_Petroleum_Existing_Space Heating_Natural Gas_Furnace_A_Technical Potential | F2 | Industrial | Petroleum | Existing | Space Heating | Natural Gas | Furnace | A | Integrated Unit Summer Peak Savings (kW) | Technical Potential | 0 | 0 | 0 | 0 | 0 | 0 | 0 | 0 | 0 | 0 | 0 | 0 | 0 | 0 | 0 | 0 | 0 | 0 | 0 | 0 | 0 | 0 | 0 | 0 | 0 | 0 | 0 | 0 | 0 | 0 | 0
F3_Industrial_Petroleum_Existing_Space Heating_Natural Gas_Furnace_A_Technical Potential | F3 | Industrial | Petroleum | Existing | Space Heating | Natural Gas | Furnace | A | Integrated Unit Winter Peak Savings (kW) | Technical Potential | 0 | 0 | 0 | 0 | 0 | 0 | 0 | 0 | 0 | 0 | 0 | 0 | 0 | 0 | 0 | 0 | 0 | 0 | 0 | 0 | 0 | 0 | 0 | 0 | 0 | 0 | 0 | 0 | 0 | 0 | 0
F4_Industrial_Petroleum_Existing_Space Heating_Natural Gas_Furnace_A_Technical Potential | F4 | Industrial | Petroleum | Existing | Space Heating | Natural Gas | Furnace | A | Incremental Energy Savings (MWh or mTherms) | Technical Potential | 0 | 0 | 0 | 0 | 0 | 0.0013665 | 0.0014228 | 0.0059315 | 0.0062276 | 0.0064681 | 0.0064232 | 0.0065724 | 0.0061732 | 0.0057178 | 0.0060172 | 0.0050166 | 0.004743 | 0.0044214 | 0.0041242 | 0.0043959 | 0.0042738 | 0.0043545 | 0.0046597 | 0.004737 | 0.0048207 | 0.0049096 | 0.0050093 | 0.0051153 | 0.007871 | 0.0081955 | 0.0059315
F5_Industrial_Petroleum_Existing_Space Heating_Natural Gas_Furnace_A_Technical Potential | F5 | Industrial | Petroleum | Existing | Space Heating | Natural Gas | Furnace | A | Incremental Summer Peak Savings (MW) | Technical Potential | 0 | 0 | 0 | 0 | 0 | 0 | 0 | 0 | 0 | 0 | 0 | 0 | 0 | 0 | 0 | 0 | 0 | 0 | 0 | 0 | 0 | 0 | 0 | 0 | 0 | 0 | 0 | 0 | 0 | 0 | 0
F6_Industrial_Petroleum_Existing_Space Heating_Natural Gas_Furnace_A_Technical Potential | F6 | Industrial | Petroleum | Existing | Space Heating | Natural Gas | Furnace | A | Incremental Winter Peak Savings (MW) | Technical Potential | 0 | 0 | 0 | 0 | 0 | 0 | 0 | 0 | 0 | 0 | 0 | 0 | 0 | 0 | 0 | 0 | 0 | 0 | 0 | 0 | 0 | 0 | 0 | 0 | 0 | 0 | 0 | 0 | 0 | 0 | 0
F7_Industrial_Petroleum_Existing_Space Heating_Natural Gas_Furnace_A_Technical Potential | F7 | Industrial | Petroleum | Existing | Space Heating | Natural Gas | Furnace | A | Cumulative Energy Savings (MWh or mTherms) | Technical Potential | 0 | 0 | 0 | 0 | 0 | 0.0013665 | 0.0027893 | 0.0087208 | 0.014948 | 0.021417 | 0.02784 | 0.034412 | 0.040585 | 0.046303 | 0.05232 | 0.057337 | 0.06208 | 0.066501 | 0.070626 | 0.075022 | 0.079295 | 0.08365 | 0.08831 | 0.093047 | 0.097867 | 0.10278 | 0.10779 | 0.1129 | 0 | 0 | 0
F8_Industrial_Petroleum_Existing_Space Heating_Natural Gas_Furnace_A_Technical Potential | F8 | Industrial | Petroleum | Existing | Space Heating | Natural Gas | Furnace | A | Cumulative Summer Peak Savings (MW) | Technical Potential | 0 | 0 | 0 | 0 | 0 | 0 | 0 | 0 | 0 | 0 | 0 | 0 | 0 | 0 | 0 | 0 | 0 | 0 | 0 | 0 | 0 | 0 | 0 | 0 | 0 | 0 | 0 | 0 | 0 | 0 | 0
F9_Industrial_Petroleum_Existing_Space Heating_Natural Gas_Furnace_A_Technical Potential | F9 | Industrial | Petroleum | Existing | Space Heating | Natural Gas | Furnace | A | Cumulative Winter Peak Savings (MW) | Technical Potential | 0 | 0 | 0 | 0 | 0 | 0 | 0 | 0 | 0 | 0 | 0 | 0 | 0 | 0 | 0 | 0 | 0 | 0 | 0 | 0 | 0 | 0 | 0 | 0 | 0 | 0 | 0 | 0 | 0 | 0 | 0
F10_Industrial_Petroleum_Existing_Space Heating_Natural Gas_Furnace_A_Technical Potential | F10 | Industrial | Petroleum | Existing | Space Heating | Natural Gas | Furnace | A | Purchases (Incremental) | Technical Potential | 0 | 0 | 0 | 0 | 0 | 0.0098477 | 0.010254 | 0.0074212 | 0.0077917 | 0.0080926 | 0.0080364 | 0.008223 | 0.0077236 | 0.0071538 | 0.0075284 | 0.0062765 | 0.0059342 | 0.0055319 | 0.00516 | 0.0054999 | 0.0053472 | 0.0054481 | 0.00583 | 0.0059266 | 0.0060313 | 0.0061426 | 0.0062674 | 0.0064 | 0.0098477 | 0.010254 | 0.0074212
F11_Industrial_Petroleum_Existing_Space Heating_Natural Gas_Furnace_A_Technical Potential | F11 | Industrial | Petroleum | Existing | Space Heating | Natural Gas | Furnace | A | Purchases (Cumulative) | Technical Potential | 0 | 0 | 0 | 0 | 0 | 0.0098477 | 0.020101 | 0.027523 | 0.035314 | 0.043407 | 0.051443 | 0.059666 | 0.06739 | 0.074544 | 0.082072 | 0.088349 | 0.094283 | 0.099815 | 0.10497 | 0.11047 | 0.11582 | 0.12127 | 0.1271 | 0.13303 | 0.13906 | 0.1452 | 0.15147 | 0.15787 | 0.15787 | 0.15787 | 0.15787
F1_Industrial_Petroleum_Existing_Space Heating_Natural Gas_Boiler_A_Technical Potential | F1 | Industrial | Petroleum | Existing | Space Heating | Natural Gas | Boiler | A | Integrated Unit Energy Savings (kWh or therms) | Technical Potential | 0 | 8772.191 | 8772.191 | 8772.191 | 8772.191 | 5375.3 | 5375.3 | 5375.3 | 5375.3 | 5375.3 | 5375.3 | 5375.3 | 5375.3 | 5375.3 | 5375.3 | 5375.3 | 5375.3 | 5375.3 | 5375.3 | 5375.3 | 5375.3 | 5375.3 | 5375.3 | 5375.3 | 5375.3 | 5375.3 | 5375.3 | 5375.3 | 5375.3 | 5375.3 | 5375.3
F2_Industrial_Petroleum_Existing_Space Heating_Natural Gas_Boiler_A_Technical Potential | F2 | Industrial | Petroleum | Existing | Space Heating | Natural Gas | Boiler | A | Integrated Unit Summer Peak Savings (kW) | Technical Potential | 0 | 0 | 0 | 0 | 0 | 0 | 0 | 0 | 0 | 0 | 0 | 0 | 0 | 0 | 0 | 0 | 0 | 0 | 0 | 0 | 0 | 0 | 0 | 0 | 0 | 0 | 0 | 0 | 0 | 0 | 0
F3_Industrial_Petroleum_Existing_Space Heating_Natural Gas_Boiler_A_Technical Potential | F3 | Industrial | Petroleum | Existing | Space Heating | Natural Gas | Boiler | A | Integrated Unit Winter Peak Savings (kW) | Technical Potential | 0 | 0 | 0 | 0 | 0 | 0 | 0 | 0 | 0 | 0 | 0 | 0 | 0 | 0 | 0 | 0 | 0 | 0 | 0 | 0 | 0 | 0 | 0 | 0 | 0 | 0 | 0 | 0 | 0 | 0 | 0
F4_Industrial_Petroleum_Existing_Space Heating_Natural Gas_Boiler_A_Technical Potential | F4 | Industrial | Petroleum | Existing | Space Heating | Natural Gas | Boiler | A | Incremental Energy Savings (MWh or mTherms) | Technical Potential | 0 | 0 | 0 | 0 | 0 | 0.0064261 | 0.0064612 | 0.006458 | 0.0066022 | 0.0066906 | 0.0064618 | 0.0064676 | 0.0064758 | 0.006392 | 0.0071779 | 0.0063639 | 0.006404 | 0.0063588 | 0.0063136 | 0.0065579 | 0.0063075 | 0.0067376 | 0.0065574 | 0.0064035 | 0.0065332 | 0.006402 | 0.0062903 | 0.0061957 | 0.0061242 | 0.0060695 | 0.0064261
F5_Industrial_Petroleum_Existing_Space Heating_Natural Gas_Boiler_A_Technical Potential | F5 | Industrial | Petroleum | Existing | Space Heating | Natural Gas | Boiler | A | Incremental Summer Peak Savings (MW) | Technical Potential | 0 | 0 | 0 | 0 | 0 | 0 | 0 | 0 | 0 | 0 | 0 | 0 | 0 | 0 | 0 | 0 | 0 | 0 | 0 | 0 | 0 | 0 | 0 | 0 | 0 | 0 | 0 | 0 | 0 | 0 | 0
F6_Industrial_Petroleum_Existing_Space Heating_Natural Gas_Boiler_A_Technical Potential | F6 | Industrial | Petroleum | Existing | Space Heating | Natural Gas | Boiler | A | Incremental Winter Peak Savings (MW) | Technical Potential | 0 | 0 | 0 | 0 | 0 | 0 | 0 | 0 | 0 | 0 | 0 | 0 | 0 | 0 | 0 | 0 | 0 | 0 | 0 | 0 | 0 | 0 | 0 | 0 | 0 | 0 | 0 | 0 | 0 | 0 | 0
F7_Industrial_Petroleum_Existing_Space Heating_Natural Gas_Boiler_A_Technical Potential | F7 | Industrial | Petroleum | Existing | Space Heating | Natural Gas | Boiler | A | Cumulative Energy Savings (MWh or mTherms) | Technical Potential | 0 | 0 | 0 | 0 | 0 | 0.0064261 | 0.012887 | 0.019345 | 0.025947 | 0.032638 | 0.0391 | 0.045568 | 0.052043 | 0.058435 | 0.065613 | 0.071977 | 0.078381 | 0.08474 | 0.091054 | 0.097612 | 0.10392 | 0.11066 | 0.11721 | 0.12362 | 0.13015 | 0.13655 | 0.14284 | 0.14904 | 0 | 0 | 0
F8_Industrial_Petroleum_Existing_Space Heating_Natural Gas_Boiler_A_Technical Potential | F8 | Industrial | Petroleum | Existing | Space Heating | Natural Gas | Boiler | A | Cumulative Summer Peak Savings (MW) | Technical Potential | 0 | 0 | 0 | 0 | 0 | 0 | 0 | 0 | 0 | 0 | 0 | 0 | 0 | 0 | 0 | 0 | 0 | 0 | 0 | 0 | 0 | 0 | 0 | 0 | 0 | 0 | 0 | 0 | 0 | 0 | 0
F9_Industrial_Petroleum_Existing_Space Heating_Natural Gas_Boiler_A_Technical Potential | F9 | Industrial | Petroleum | Existing | Space Heating | Natural Gas | Boiler | A | Cumulative Winter Peak Savings (MW) | Technical Potential | 0 | 0 | 0 | 0 | 0 | 0 | 0 | 0 | 0 | 0 | 0 | 0 | 0 | 0 | 0 | 0 | 0 | 0 | 0 | 0 | 0 | 0 | 0 | 0 | 0 | 0 | 0 | 0 | 0 | 0 | 0
F10_Industrial_Petroleum_Existing_Space Heating_Natural Gas_Boiler_A_Technical Potential | F10 | Industrial | Petroleum | Existing | Space Heating | Natural Gas | Boiler | A | Purchases (Incremental) | Technical Potential | 0 | 0 | 0 | 0 | 0 | 0.0011955 | 0.001202 | 0.0012014 | 0.0012282 | 0.0012447 | 0.0012021 | 0.0012032 | 0.0012047 | 0.0011892 | 0.0013353 | 0.0011839 | 0.0011914 | 0.001183 | 0.0011746 | 0.00122 | 0.0011734 | 0.0012534 | 0.0012199 | 0.0011913 | 0.0012154 | 0.001191 | 0.0011702 | 0.0011526 | 0.0011393 | 0.0011291 | 0.0011955
F11_Industrial_Petroleum_Existing_Space Heating_Natural Gas_Boiler_A_Technical Potential | F11 | Industrial | Petroleum | Existing | Space Heating | Natural Gas | Boiler | A | Purchases (Cumulative) | Technical Potential | 0 | 0 | 0 | 0 | 0 | 0.0011955 | 0.0023975 | 0.0035989 | 0.0048272 | 0.0060719 | 0.007274 | 0.0084772 | 0.0096819 | 0.010871 | 0.012206 | 0.01339 | 0.014582 | 0.015765 | 0.016939 | 0.018159 | 0.019333 | 0.020586 | 0.021806 | 0.022997 | 0.024213 | 0.025404 | 0.026574 | 0.027727 | 0.028866 | 0.029995 | 0.029995
F1_Industrial_Petroleum_Existing_Space Heating_Natural Gas_Unit Heater_A_Technical Potential | F1 | Industrial | Petroleum | Existing | Space Heating | Natural Gas | Unit Heater | A | Integrated Unit Energy Savings (kWh or therms) | Technical Potential | 0 | 0 | 0 | 0 | 0 | 0 | 0 | 0 | 0 | 0 | 0 | 0 | 0 | 0 | 0 | 0 | 0 | 0 | 0 | 0 | 0 | 0 | 0 | 0 | 0 | 0 | 0 | 0 | 0 | 0 | 0
F2_Industrial_Petroleum_Existing_Space Heating_Natural Gas_Unit Heater_A_Technical Potential | F2 | Industrial | Petroleum | Existing | Space Heating | Natural Gas | Unit Heater | A | Integrated Unit Summer Peak Savings (kW) | Technical Potential | 0 | 0 | 0 | 0 | 0 | 0 | 0 | 0 | 0 | 0 | 0 | 0 | 0 | 0 | 0 | 0 | 0 | 0 | 0 | 0 | 0 | 0 | 0 | 0 | 0 | 0 | 0 | 0 | 0 | 0 | 0
F3_Industrial_Petroleum_Existing_Space Heating_Natural Gas_Unit Heater_A_Technical Potential | F3 | Industrial | Petroleum | Existing | Space Heating | Natural Gas | Unit Heater | A | Integrated Unit Winter Peak Savings (kW) | Technical Potential | 0 | 0 | 0 | 0 | 0 | 0 | 0 | 0 | 0 | 0 | 0 | 0 | 0 | 0 | 0 | 0 | 0 | 0 | 0 | 0 | 0 | 0 | 0 | 0 | 0 | 0 | 0 | 0 | 0 | 0 | 0
F4_Industrial_Petroleum_Existing_Space Heating_Natural Gas_Unit Heater_A_Technical Potential | F4 | Industrial | Petroleum | Existing | Space Heating | Natural Gas | Unit Heater | A | Incremental Energy Savings (MWh or mTherms) | Technical Potential | 0 | 0 | 0 | 0 | 0 | 0 | 0 | 0 | 0 | 0 | 0 | 0 | 0 | 0 | 0 | 0 | 0 | 0 | 0 | 0 | 0 | 0 | 0 | 0 | 0 | 0 | 0 | 0 | 0 | 0 | 0
F5_Industrial_Petroleum_Existing_Space Heating_Natural Gas_Unit Heater_A_Technical Potential | F5 | Industrial | Petroleum | Existing | Space Heating | Natural Gas | Unit Heater | A | Incremental Summer Peak Savings (MW) | Technical Potential | 0 | 0 | 0 | 0 | 0 | 0 | 0 | 0 | 0 | 0 | 0 | 0 | 0 | 0 | 0 | 0 | 0 | 0 | 0 | 0 | 0 | 0 | 0 | 0 | 0 | 0 | 0 | 0 | 0 | 0 | 0
F6_Industrial_Petroleum_Existing_Space Heating_Natural Gas_Unit Heater_A_Technical Potential | F6 | Industrial | Petroleum | Existing | Space Heating | Natural Gas | Unit Heater | A | Incremental Winter Peak Savings (MW) | Technical Potential | 0 | 0 | 0 | 0 | 0 | 0 | 0 | 0 | 0 | 0 | 0 | 0 | 0 | 0 | 0 | 0 | 0 | 0 | 0 | 0 | 0 | 0 | 0 | 0 | 0 | 0 | 0 | 0 | 0 | 0 | 0
F7_Industrial_Petroleum_Existing_Space Heating_Natural Gas_Unit Heater_A_Technical Potential | F7 | Industrial | Petroleum | Existing | Space Heating | Natural Gas | Unit Heater | A | Cumulative Energy Savings (MWh or mTherms) | Technical Potential | 0 | 0 | 0 | 0 | 0 | 0 | 0 | 0 | 0 | 0 | 0 | 0 | 0 | 0 | 0 | 0 | 0 | 0 | 0 | 0 | 0 | 0 | 0 | 0 | 0 | 0 | 0 | 0 | 0 | 0 | 0
F8_Industrial_Petroleum_Existing_Space Heating_Natural Gas_Unit Heater_A_Technical Potential | F8 | Industrial | Petroleum | Existing | Space Heating | Natural Gas | Unit Heater | A | Cumulative Summer Peak Savings (MW) | Technical Potential | 0 | 0 | 0 | 0 | 0 | 0 | 0 | 0 | 0 | 0 | 0 | 0 | 0 | 0 | 0 | 0 | 0 | 0 | 0 | 0 | 0 | 0 | 0 | 0 | 0 | 0 | 0 | 0 | 0 | 0 | 0
F9_Industrial_Petroleum_Existing_Space Heating_Natural Gas_Unit Heater_A_Technical Potential | F9 | Industrial | Petroleum | Existing | Space Heating | Natural Gas | Unit Heater | A | Cumulative Winter Peak Savings (MW) | Technical Potential | 0 | 0 | 0 | 0 | 0 | 0 | 0 | 0 | 0 | 0 | 0 | 0 | 0 | 0 | 0 | 0 | 0 | 0 | 0 | 0 | 0 | 0 | 0 | 0 | 0 | 0 | 0 | 0 | 0 | 0 | 0
F10_Industrial_Petroleum_Existing_Space Heating_Natural Gas_Unit Heater_A_Technical Potential | F10 | Industrial | Petroleum | Existing | Space Heating | Natural Gas | Unit Heater | A | Purchases (Incremental) | Technical Potential | 0 | 0 | 0 | 0 | 0 | 0 | 0 | 0 | 0 | 0 | 0 | 0 | 0 | 0 | 0 | 0 | 0 | 0 | 0 | 0 | 0 | 0 | 0 | 0 | 0 | 0 | 0 | 0 | 0 | 0 | 0
F11_Industrial_Petroleum_Existing_Space Heating_Natural Gas_Unit Heater_A_Technical Potential | F11 | Industrial | Petroleum | Existing | Space Heating | Natural Gas | Unit Heater | A | Purchases (Cumulative) | Technical Potential | 0 | 0 | 0 | 0 | 0 | 0 | 0 | 0 | 0 | 0 | 0 | 0 | 0 | 0 | 0 | 0 | 0 | 0 | 0 | 0 | 0 | 0 | 0 | 0 | 0 | 0 | 0 | 0 | 0 | 0 | 0
F1_Industrial_Petroleum_New_Space Heating_Natural Gas_Furnace_A_Technical Potential | F1 | Industrial | Petroleum | New | Space Heating | Natural Gas | Furnace | A | Integrated Unit Energy Savings (kWh or therms) | Technical Potential | 0 | 0 | 0 | 0 | 0 | 0 | 0 | 0 | 0 | 0 | 0 | 0 | 0 | 0 | 0 | 0 | 0 | 0 | 0 | 0 | 0 | 0 | 0 | 0 | 0 | 0 | 0 | 0 | 0 | 0 | 0
F2_Industrial_Petroleum_New_Space Heating_Natural Gas_Furnace_A_Technical Potential | F2 | Industrial | Petroleum | New | Space Heating | Natural Gas | Furnace | A | Integrated Unit Summer Peak Savings (kW) | Technical Potential | 0 | 0 | 0 | 0 | 0 | 0 | 0 | 0 | 0 | 0 | 0 | 0 | 0 | 0 | 0 | 0 | 0 | 0 | 0 | 0 | 0 | 0 | 0 | 0 | 0 | 0 | 0 | 0 | 0 | 0 | 0
F3_Industrial_Petroleum_New_Space Heating_Natural Gas_Furnace_A_Technical Potential | F3 | Industrial | Petroleum | New | Space Heating | Natural Gas | Furnace | A | Integrated Unit Winter Peak Savings (kW) | Technical Potential | 0 | 0 | 0 | 0 | 0 | 0 | 0 | 0 | 0 | 0 | 0 | 0 | 0 | 0 | 0 | 0 | 0 | 0 | 0 | 0 | 0 | 0 | 0 | 0 | 0 | 0 | 0 | 0 | 0 | 0 | 0
F4_Industrial_Petroleum_New_Space Heating_Natural Gas_Furnace_A_Technical Potential | F4 | Industrial | Petroleum | New | Space Heating | Natural Gas | Furnace | A | Incremental Energy Savings (MWh or mTherms) | Technical Potential | 0 | 0 | 0 | 0 | 0 | 0 | 0 | 0 | 0 | 0 | 0 | 0 | 0 | 0 | 0 | 0 | 0 | 0 | 0 | 0 | 0 | 0 | 0 | 0 | 0 | 0 | 0 | 0 | 0 | 0 | 0
F5_Industrial_Petroleum_New_Space Heating_Natural Gas_Furnace_A_Technical Potential | F5 | Industrial | Petroleum | New | Space Heating | Natural Gas | Furnace | A | Incremental Summer Peak Savings (MW) | Technical Potential | 0 | 0 | 0 | 0 | 0 | 0 | 0 | 0 | 0 | 0 | 0 | 0 | 0 | 0 | 0 | 0 | 0 | 0 | 0 | 0 | 0 | 0 | 0 | 0 | 0 | 0 | 0 | 0 | 0 | 0 | 0
F6_Industrial_Petroleum_New_Space Heating_Natural Gas_Furnace_A_Technical Potential | F6 | Industrial | Petroleum | New | Space Heating | Natural Gas | Furnace | A | Incremental Winter Peak Savings (MW) | Technical Potential | 0 | 0 | 0 | 0 | 0 | 0 | 0 | 0 | 0 | 0 | 0 | 0 | 0 | 0 | 0 | 0 | 0 | 0 | 0 | 0 | 0 | 0 | 0 | 0 | 0 | 0 | 0 | 0 | 0 | 0 | 0
F7_Industrial_Petroleum_New_Space Heating_Natural Gas_Furnace_A_Technical Potential | F7 | Industrial | Petroleum | New | Space Heating | Natural Gas | Furnace | A | Cumulative Energy Savings (MWh or mTherms) | Technical Potential | 0 | 0 | 0 | 0 | 0 | 0 | 0 | 0 | 0 | 0 | 0 | 0 | 0 | 0 | 0 | 0 | 0 | 0 | 0 | 0 | 0 | 0 | 0 | 0 | 0 | 0 | 0 | 0 | 0 | 0 | 0
F8_Industrial_Petroleum_New_Space Heating_Natural Gas_Furnace_A_Technical Potential | F8 | Industrial | Petroleum | New | Space Heating | Natural Gas | Furnace | A | Cumulative Summer Peak Savings (MW) | Technical Potential | 0 | 0 | 0 | 0 | 0 | 0 | 0 | 0 | 0 | 0 | 0 | 0 | 0 | 0 | 0 | 0 | 0 | 0 | 0 | 0 | 0 | 0 | 0 | 0 | 0 | 0 | 0 | 0 | 0 | 0 | 0
F9_Industrial_Petroleum_New_Space Heating_Natural Gas_Furnace_A_Technical Potential | F9 | Industrial | Petroleum | New | Space Heating | Natural Gas | Furnace | A | Cumulative Winter Peak Savings (MW) | Technical Potential | 0 | 0 | 0 | 0 | 0 | 0 | 0 | 0 | 0 | 0 | 0 | 0 | 0 | 0 | 0 | 0 | 0 | 0 | 0 | 0 | 0 | 0 | 0 | 0 | 0 | 0 | 0 | 0 | 0 | 0 | 0
F10_Industrial_Petroleum_New_Space Heating_Natural Gas_Furnace_A_Technical Potential | F10 | Industrial | Petroleum | New | Space Heating | Natural Gas | Furnace | A | Purchases (Incremental) | Technical Potential | 0 | 0 | 0 | 0 | 0 | 0 | 0 | 0 | 0 | 0 | 0 | 0 | 0 | 0 | 0 | 0 | 0 | 0 | 0 | 0 | 0 | 0 | 0 | 0 | 0 | 0 | 0 | 0 | 0 | 0 | 0
F11_Industrial_Petroleum_New_Space Heating_Natural Gas_Furnace_A_Technical Potential | F11 | Industrial | Petroleum | New | Space Heating | Natural Gas | Furnace | A | Purchases (Cumulative) | Technical Potential | 0 | 0 | 0 | 0 | 0 | 0 | 0 | 0 | 0 | 0 | 0 | 0 | 0 | 0 | 0 | 0 | 0 | 0 | 0 | 0 | 0 | 0 | 0 | 0 | 0 | 0 | 0 | 0 | 0 | 0 | 0
F1_Industrial_Petroleum_New_Space Heating_Natural Gas_Boiler_A_Technical Potential | F1 | Industrial | Petroleum | New | Space Heating | Natural Gas | Boiler | A | Integrated Unit Energy Savings (kWh or therms) | Technical Potential | 0 | 0 | 0 | 0 | 0 | 0 | 0 | 0 | 0 | 0 | 0 | 0 | 0 | 0 | 0 | 0 | 0 | 0 | 0 | 0 | 0 | 0 | 0 | 0 | 0 | 0 | 0 | 0 | 0 | 0 | 0
F2_Industrial_Petroleum_New_Space Heating_Natural Gas_Boiler_A_Technical Potential | F2 | Industrial | Petroleum | New | Space Heating | Natural Gas | Boiler | A | Integrated Unit Summer Peak Savings (kW) | Technical Potential | 0 | 0 | 0 | 0 | 0 | 0 | 0 | 0 | 0 | 0 | 0 | 0 | 0 | 0 | 0 | 0 | 0 | 0 | 0 | 0 | 0 | 0 | 0 | 0 | 0 | 0 | 0 | 0 | 0 | 0 | 0
F3_Industrial_Petroleum_New_Space Heating_Natural Gas_Boiler_A_Technical Potential | F3 | Industrial | Petroleum | New | Space Heating | Natural Gas | Boiler | A | Integrated Unit Winter Peak Savings (kW) | Technical Potential | 0 | 0 | 0 | 0 | 0 | 0 | 0 | 0 | 0 | 0 | 0 | 0 | 0 | 0 | 0 | 0 | 0 | 0 | 0 | 0 | 0 | 0 | 0 | 0 | 0 | 0 | 0 | 0 | 0 | 0 | 0
F4_Industrial_Petroleum_New_Space Heating_Natural Gas_Boiler_A_Technical Potential | F4 | Industrial | Petroleum | New | Space Heating | Natural Gas | Boiler | A | Incremental Energy Savings (MWh or mTherms) | Technical Potential | 0 | 0 | 0 | 0 | 0 | 0 | 0 | 0 | 0 | 0 | 0 | 0 | 0 | 0 | 0 | 0 | 0 | 0 | 0 | 0 | 0 | 0 | 0 | 0 | 0 | 0 | 0 | 0 | 0 | 0 | 0
F5_Industrial_Petroleum_New_Space Heating_Natural Gas_Boiler_A_Technical Potential | F5 | Industrial | Petroleum | New | Space Heating | Natural Gas | Boiler | A | Incremental Summer Peak Savings (MW) | Technical Potential | 0 | 0 | 0 | 0 | 0 | 0 | 0 | 0 | 0 | 0 | 0 | 0 | 0 | 0 | 0 | 0 | 0 | 0 | 0 | 0 | 0 | 0 | 0 | 0 | 0 | 0 | 0 | 0 | 0 | 0 | 0
F6_Industrial_Petroleum_New_Space Heating_Natural Gas_Boiler_A_Technical Potential | F6 | Industrial | Petroleum | New | Space Heating | Natural Gas | Boiler | A | Incremental Winter Peak Savings (MW) | Technical Potential | 0 | 0 | 0 | 0 | 0 | 0 | 0 | 0 | 0 | 0 | 0 | 0 | 0 | 0 | 0 | 0 | 0 | 0 | 0 | 0 | 0 | 0 | 0 | 0 | 0 | 0 | 0 | 0 | 0 | 0 | 0
F7_Industrial_Petroleum_New_Space Heating_Natural Gas_Boiler_A_Technical Potential | F7 | Industrial | Petroleum | New | Space Heating | Natural Gas | Boiler | A | Cumulative Energy Savings (MWh or mTherms) | Technical Potential | 0 | 0 | 0 | 0 | 0 | 0 | 0 | 0 | 0 | 0 | 0 | 0 | 0 | 0 | 0 | 0 | 0 | 0 | 0 | 0 | 0 | 0 | 0 | 0 | 0 | 0 | 0 | 0 | 0 | 0 | 0
F8_Industrial_Petroleum_New_Space Heating_Natural Gas_Boiler_A_Technical Potential | F8 | Industrial | Petroleum | New | Space Heating | Natural Gas | Boiler | A | Cumulative Summer Peak Savings (MW) | Technical Potential | 0 | 0 | 0 | 0 | 0 | 0 | 0 | 0 | 0 | 0 | 0 | 0 | 0 | 0 | 0 | 0 | 0 | 0 | 0 | 0 | 0 | 0 | 0 | 0 | 0 | 0 | 0 | 0 | 0 | 0 | 0
F9_Industrial_Petroleum_New_Space Heating_Natural Gas_Boiler_A_Technical Potential | F9 | Industrial | Petroleum | New | Space Heating | Natural Gas | Boiler | A | Cumulative Winter Peak Savings (MW) | Technical Potential | 0 | 0 | 0 | 0 | 0 | 0 | 0 | 0 | 0 | 0 | 0 | 0 | 0 | 0 | 0 | 0 | 0 | 0 | 0 | 0 | 0 | 0 | 0 | 0 | 0 | 0 | 0 | 0 | 0 | 0 | 0
F10_Industrial_Petroleum_New_Space Heating_Natural Gas_Boiler_A_Technical Potential | F10 | Industrial | Petroleum | New | Space Heating | Natural Gas | Boiler | A | Purchases (Incremental) | Technical Potential | 0 | 0 | 0 | 0 | 0 | 0 | 0 | 0 | 0 | 0 | 0 | 0 | 0 | 0 | 0 | 0 | 0 | 0 | 0 | 0 | 0 | 0 | 0 | 0 | 0 | 0 | 0 | 0 | 0 | 0 | 0
F11_Industrial_Petroleum_New_Space Heating_Natural Gas_Boiler_A_Technical Potential | F11 | Industrial | Petroleum | New | Space Heating | Natural Gas | Boiler | A | Purchases (Cumulative) | Technical Potential | 0 | 0 | 0 | 0 | 0 | 0 | 0 | 0 | 0 | 0 | 0 | 0 | 0 | 0 | 0 | 0 | 0 | 0 | 0 | 0 | 0 | 0 | 0 | 0 | 0 | 0 | 0 | 0 | 0 | 0 | 0
F1_Industrial_Petroleum_New_Space Heating_Natural Gas_Unit Heater_A_Technical Potential | F1 | Industrial | Petroleum | New | Space Heating | Natural Gas | Unit Heater | A | Integrated Unit Energy Savings (kWh or therms) | Technical Potential | 0 | 0 | 0 | 0 | 0 | 0 | 0 | 0 | 0 | 0 | 0 | 0 | 0 | 0 | 0 | 0 | 0 | 0 | 0 | 0 | 0 | 0 | 0 | 0 | 0 | 0 | 0 | 0 | 0 | 0 | 0
F2_Industrial_Petroleum_New_Space Heating_Natural Gas_Unit Heater_A_Technical Potential | F2 | Industrial | Petroleum | New | Space Heating | Natural Gas | Unit Heater | A | Integrated Unit Summer Peak Savings (kW) | Technical Potential | 0 | 0 | 0 | 0 | 0 | 0 | 0 | 0 | 0 | 0 | 0 | 0 | 0 | 0 | 0 | 0 | 0 | 0 | 0 | 0 | 0 | 0 | 0 | 0 | 0 | 0 | 0 | 0 | 0 | 0 | 0
F3_Industrial_Petroleum_New_Space Heating_Natural Gas_Unit Heater_A_Technical Potential | F3 | Industrial | Petroleum | New | Space Heating | Natural Gas | Unit Heater | A | Integrated Unit Winter Peak Savings (kW) | Technical Potential | 0 | 0 | 0 | 0 | 0 | 0 | 0 | 0 | 0 | 0 | 0 | 0 | 0 | 0 | 0 | 0 | 0 | 0 | 0 | 0 | 0 | 0 | 0 | 0 | 0 | 0 | 0 | 0 | 0 | 0 | 0
F4_Industrial_Petroleum_New_Space Heating_Natural Gas_Unit Heater_A_Technical Potential | F4 | Industrial | Petroleum | New | Space Heating | Natural Gas | Unit Heater | A | Incremental Energy Savings (MWh or mTherms) | Technical Potential | 0 | 0 | 0 | 0 | 0 | 0 | 0 | 0 | 0 | 0 | 0 | 0 | 0 | 0 | 0 | 0 | 0 | 0 | 0 | 0 | 0 | 0 | 0 | 0 | 0 | 0 | 0 | 0 | 0 | 0 | 0
F5_Industrial_Petroleum_New_Space Heating_Natural Gas_Unit Heater_A_Technical Potential | F5 | Industrial | Petroleum | New | Space Heating | Natural Gas | Unit Heater | A | Incremental Summer Peak Savings (MW) | Technical Potential | 0 | 0 | 0 | 0 | 0 | 0 | 0 | 0 | 0 | 0 | 0 | 0 | 0 | 0 | 0 | 0 | 0 | 0 | 0 | 0 | 0 | 0 | 0 | 0 | 0 | 0 | 0 | 0 | 0 | 0 | 0
F6_Industrial_Petroleum_New_Space Heating_Natural Gas_Unit Heater_A_Technical Potential | F6 | Industrial | Petroleum | New | Space Heating | Natural Gas | Unit Heater | A | Incremental Winter Peak Savings (MW) | Technical Potential | 0 | 0 | 0 | 0 | 0 | 0 | 0 | 0 | 0 | 0 | 0 | 0 | 0 | 0 | 0 | 0 | 0 | 0 | 0 | 0 | 0 | 0 | 0 | 0 | 0 | 0 | 0 | 0 | 0 | 0 | 0
F7_Industrial_Petroleum_New_Space Heating_Natural Gas_Unit Heater_A_Technical Potential | F7 | Industrial | Petroleum | New | Space Heating | Natural Gas | Unit Heater | A | Cumulative Energy Savings (MWh or mTherms) | Technical Potential | 0 | 0 | 0 | 0 | 0 | 0 | 0 | 0 | 0 | 0 | 0 | 0 | 0 | 0 | 0 | 0 | 0 | 0 | 0 | 0 | 0 | 0 | 0 | 0 | 0 | 0 | 0 | 0 | 0 | 0 | 0
F8_Industrial_Petroleum_New_Space Heating_Natural Gas_Unit Heater_A_Technical Potential | F8 | Industrial | Petroleum | New | Space Heating | Natural Gas | Unit Heater | A | Cumulative Summer Peak Savings (MW) | Technical Potential | 0 | 0 | 0 | 0 | 0 | 0 | 0 | 0 | 0 | 0 | 0 | 0 | 0 | 0 | 0 | 0 | 0 | 0 | 0 | 0 | 0 | 0 | 0 | 0 | 0 | 0 | 0 | 0 | 0 | 0 | 0
F9_Industrial_Petroleum_New_Space Heating_Natural Gas_Unit Heater_A_Technical Potential | F9 | Industrial | Petroleum | New | Space Heating | Natural Gas | Unit Heater | A | Cumulative Winter Peak Savings (MW) | Technical Potential | 0 | 0 | 0 | 0 | 0 | 0 | 0 | 0 | 0 | 0 | 0 | 0 | 0 | 0 | 0 | 0 | 0 | 0 | 0 | 0 | 0 | 0 | 0 | 0 | 0 | 0 | 0 | 0 | 0 | 0 | 0
F10_Industrial_Petroleum_New_Space Heating_Natural Gas_Unit Heater_A_Technical Potential | F10 | Industrial | Petroleum | New | Space Heating | Natural Gas | Unit Heater | A | Purchases (Incremental) | Technical Potential | 0 | 0 | 0 | 0 | 0 | 0 | 0 | 0 | 0 | 0 | 0 | 0 | 0 | 0 | 0 | 0 | 0 | 0 | 0 | 0 | 0 | 0 | 0 | 0 | 0 | 0 | 0 | 0 | 0 | 0 | 0
F11_Industrial_Petroleum_New_Space Heating_Natural Gas_Unit Heater_A_Technical Potential | F11 | Industrial | Petroleum | New | Space Heating | Natural Gas | Unit Heater | A | Purchases (Cumulative) | Technical Potential | 0 | 0 | 0 | 0 | 0 | 0 | 0 | 0 | 0 | 0 | 0 | 0 | 0 | 0 | 0 | 0 | 0 | 0 | 0 | 0 | 0 | 0 | 0 | 0 | 0 | 0 | 0 | 0 | 0 | 0 | 0
F1_Industrial_Paper and Printing_Existing_Space Heating_Natural Gas_Furnace_A_Technical Potential | F1 | Industrial | Paper and Printing | Existing | Space Heating | Natural Gas | Furnace | A | Integrated Unit Energy Savings (kWh or therms) | Technical Potential | 0 | 505.0924 | 505.0924 | 505.0924 | 505.0924 | 138.7616 | 138.7616 | 799.267 | 799.267 | 799.267 | 799.267 | 799.267 | 799.267 | 799.267 | 799.267 | 799.267 | 799.267 | 799.267 | 799.267 | 799.267 | 799.267 | 799.267 | 799.267 | 799.267 | 799.267 | 799.267 | 799.267 | 799.267 | 799.267 | 799.267 | 799.267
F2_Industrial_Paper and Printing_Existing_Space Heating_Natural Gas_Furnace_A_Technical Potential | F2 | Industrial | Paper and Printing | Existing | Space Heating | Natural Gas | Furnace | A | Integrated Unit Summer Peak Savings (kW) | Technical Potential | 0 | 0 | 0 | 0 | 0 | 0 | 0 | 0 | 0 | 0 | 0 | 0 | 0 | 0 | 0 | 0 | 0 | 0 | 0 | 0 | 0 | 0 | 0 | 0 | 0 | 0 | 0 | 0 | 0 | 0 | 0
F3_Industrial_Paper and Printing_Existing_Space Heating_Natural Gas_Furnace_A_Technical Potential | F3 | Industrial | Paper and Printing | Existing | Space Heating | Natural Gas | Furnace | A | Integrated Unit Winter Peak Savings (kW) | Technical Potential | 0 | 0 | 0 | 0 | 0 | 0 | 0 | 0 | 0 | 0 | 0 | 0 | 0 | 0 | 0 | 0 | 0 | 0 | 0 | 0 | 0 | 0 | 0 | 0 | 0 | 0 | 0 | 0 | 0 | 0 | 0
F4_Industrial_Paper and Printing_Existing_Space Heating_Natural Gas_Furnace_A_Technical Potential | F4 | Industrial | Paper and Printing | Existing | Space Heating | Natural Gas | Furnace | A | Incremental Energy Savings (MWh or mTherms) | Technical Potential | 0 | 0 | 0 | 0 | 0 | 0.0084038 | 0.0087503 | 0.036478 | 0.0383 | 0.039779 | 0.039502 | 0.04042 | 0.037965 | 0.035164 | 0.037005 | 0.030852 | 0.029169 | 0.027191 | 0.025364 | 0.027034 | 0.026284 | 0.02678 | 0.028657 | 0.029132 | 0.029647 | 0.030194 | 0.030807 | 0.031459 | 0.048406 | 0.050402 | 0.036478
F5_Industrial_Paper and Printing_Existing_Space Heating_Natural Gas_Furnace_A_Technical Potential | F5 | Industrial | Paper and Printing | Existing | Space Heating | Natural Gas | Furnace | A | Incremental Summer Peak Savings (MW) | Technical Potential | 0 | 0 | 0 | 0 | 0 | 0 | 0 | 0 | 0 | 0 | 0 | 0 | 0 | 0 | 0 | 0 | 0 | 0 | 0 | 0 | 0 | 0 | 0 | 0 | 0 | 0 | 0 | 0 | 0 | 0 | 0
F6_Industrial_Paper and Printing_Existing_Space Heating_Natural Gas_Furnace_A_Technical Potential | F6 | Industrial | Paper and Printing | Existing | Space Heating | Natural Gas | Furnace | A | Incremental Winter Peak Savings (MW) | Technical Potential | 0 | 0 | 0 | 0 | 0 | 0 | 0 | 0 | 0 | 0 | 0 | 0 | 0 | 0 | 0 | 0 | 0 | 0 | 0 | 0 | 0 | 0 | 0 | 0 | 0 | 0 | 0 | 0 | 0 | 0 | 0
F7_Industrial_Paper and Printing_Existing_Space Heating_Natural Gas_Furnace_A_Technical Potential | F7 | Industrial | Paper and Printing | Existing | Space Heating | Natural Gas | Furnace | A | Cumulative Energy Savings (MWh or mTherms) | Technical Potential | 0 | 0 | 0 | 0 | 0 | 0.0084038 | 0.017154 | 0.053633 | 0.091932 | 0.13171 | 0.17121 | 0.21163 | 0.2496 | 0.28476 | 0.32177 | 0.35262 | 0.38179 | 0.40898 | 0.43434 | 0.46138 | 0.48766 | 0.51444 | 0.5431 | 0.57223 | 0.60188 | 0.63207 | 0.66288 | 0.69434 | 0 | 0 | 0
F8_Industrial_Paper and Printing_Existing_Space Heating_Natural Gas_Furnace_A_Technical Potential | F8 | Industrial | Paper and Printing | Existing | Space Heating | Natural Gas | Furnace | A | Cumulative Summer Peak Savings (MW) | Technical Potential | 0 | 0 | 0 | 0 | 0 | 0 | 0 | 0 | 0 | 0 | 0 | 0 | 0 | 0 | 0 | 0 | 0 | 0 | 0 | 0 | 0 | 0 | 0 | 0 | 0 | 0 | 0 | 0 | 0 | 0 | 0
F9_Industrial_Paper and Printing_Existing_Space Heating_Natural Gas_Furnace_A_Technical Potential | F9 | Industrial | Paper and Printing | Existing | Space Heating | Natural Gas | Furnace | A | Cumulative Winter Peak Savings (MW) | Technical Potential | 0 | 0 | 0 | 0 | 0 | 0 | 0 | 0 | 0 | 0 | 0 | 0 | 0 | 0 | 0 | 0 | 0 | 0 | 0 | 0 | 0 | 0 | 0 | 0 | 0 | 0 | 0 | 0 | 0 | 0 | 0
F10_Industrial_Paper and Printing_Existing_Space Heating_Natural Gas_Furnace_A_Technical Potential | F10 | Industrial | Paper and Printing | Existing | Space Heating | Natural Gas | Furnace | A | Purchases (Incremental) | Technical Potential | 0 | 0 | 0 | 0 | 0 | 0.060563 | 0.06306 | 0.04564 | 0.047918 | 0.049769 | 0.049423 | 0.050571 | 0.0475 | 0.043996 | 0.046299 | 0.0386 | 0.036495 | 0.034021 | 0.031734 | 0.033824 | 0.032885 | 0.033505 | 0.035854 | 0.036448 | 0.037092 | 0.037777 | 0.038544 | 0.039359 | 0.060563 | 0.06306 | 0.04564
F11_Industrial_Paper and Printing_Existing_Space Heating_Natural Gas_Furnace_A_Technical Potential | F11 | Industrial | Paper and Printing | Existing | Space Heating | Natural Gas | Furnace | A | Purchases (Cumulative) | Technical Potential | 0 | 0 | 0 | 0 | 0 | 0.060563 | 0.12362 | 0.16926 | 0.21718 | 0.26695 | 0.31637 | 0.36694 | 0.41444 | 0.45844 | 0.50474 | 0.54334 | 0.57983 | 0.61385 | 0.64559 | 0.67941 | 0.7123 | 0.7458 | 0.78166 | 0.8181 | 0.8552 | 0.89297 | 0.93152 | 0.97088 | 0.97088 | 0.97088 | 0.97088
F1_Industrial_Paper and Printing_Existing_Space Heating_Natural Gas_Boiler_A_Technical Potential | F1 | Industrial | Paper and Printing | Existing | Space Heating | Natural Gas | Boiler | A | Integrated Unit Energy Savings (kWh or therms) | Technical Potential | 0 | 8772.191 | 8772.191 | 8772.191 | 8772.191 | 5375.3 | 5375.3 | 5375.3 | 5375.3 | 5375.3 | 5375.3 | 5375.3 | 5375.3 | 5375.3 | 5375.3 | 5375.3 | 5375.3 | 5375.3 | 5375.3 | 5375.3 | 5375.3 | 5375.3 | 5375.3 | 5375.3 | 5375.3 | 5375.3 | 5375.3 | 5375.3 | 5375.3 | 5375.3 | 5375.3
F2_Industrial_Paper and Printing_Existing_Space Heating_Natural Gas_Boiler_A_Technical Potential | F2 | Industrial | Paper and Printing | Existing | Space Heating | Natural Gas | Boiler | A | Integrated Unit Summer Peak Savings (kW) | Technical Potential | 0 | 0 | 0 | 0 | 0 | 0 | 0 | 0 | 0 | 0 | 0 | 0 | 0 | 0 | 0 | 0 | 0 | 0 | 0 | 0 | 0 | 0 | 0 | 0 | 0 | 0 | 0 | 0 | 0 | 0 | 0
F3_Industrial_Paper and Printing_Existing_Space Heating_Natural Gas_Boiler_A_Technical Potential | F3 | Industrial | Paper and Printing | Existing | Space Heating | Natural Gas | Boiler | A | Integrated Unit Winter Peak Savings (kW) | Technical Potential | 0 | 0 | 0 | 0 | 0 | 0 | 0 | 0 | 0 | 0 | 0 | 0 | 0 | 0 | 0 | 0 | 0 | 0 | 0 | 0 | 0 | 0 | 0 | 0 | 0 | 0 | 0 | 0 | 0 | 0 | 0
F4_Industrial_Paper and Printing_Existing_Space Heating_Natural Gas_Boiler_A_Technical Potential | F4 | Industrial | Paper and Printing | Existing | Space Heating | Natural Gas | Boiler | A | Incremental Energy Savings (MWh or mTherms) | Technical Potential | 0 | 0 | 0 | 0 | 0 | 0.03952 | 0.039736 | 0.039716 | 0.040603 | 0.041147 | 0.03974 | 0.039775 | 0.039826 | 0.039311 | 0.044144 | 0.039137 | 0.039384 | 0.039106 | 0.038828 | 0.040331 | 0.038791 | 0.041436 | 0.040328 | 0.039381 | 0.040179 | 0.039372 | 0.038685 | 0.038103 | 0.037663 | 0.037327 | 0.03952
F5_Industrial_Paper and Printing_Existing_Space Heating_Natural Gas_Boiler_A_Technical Potential | F5 | Industrial | Paper and Printing | Existing | Space Heating | Natural Gas | Boiler | A | Incremental Summer Peak Savings (MW) | Technical Potential | 0 | 0 | 0 | 0 | 0 | 0 | 0 | 0 | 0 | 0 | 0 | 0 | 0 | 0 | 0 | 0 | 0 | 0 | 0 | 0 | 0 | 0 | 0 | 0 | 0 | 0 | 0 | 0 | 0 | 0 | 0
F6_Industrial_Paper and Printing_Existing_Space Heating_Natural Gas_Boiler_A_Technical Potential | F6 | Industrial | Paper and Printing | Existing | Space Heating | Natural Gas | Boiler | A | Incremental Winter Peak Savings (MW) | Technical Potential | 0 | 0 | 0 | 0 | 0 | 0 | 0 | 0 | 0 | 0 | 0 | 0 | 0 | 0 | 0 | 0 | 0 | 0 | 0 | 0 | 0 | 0 | 0 | 0 | 0 | 0 | 0 | 0 | 0 | 0 | 0
F7_Industrial_Paper and Printing_Existing_Space Heating_Natural Gas_Boiler_A_Technical Potential | F7 | Industrial | Paper and Printing | Existing | Space Heating | Natural Gas | Boiler | A | Cumulative Energy Savings (MWh or mTherms) | Technical Potential | 0 | 0 | 0 | 0 | 0 | 0.03952 | 0.079256 | 0.11897 | 0.15958 | 0.20072 | 0.24046 | 0.28024 | 0.32006 | 0.35937 | 0.40352 | 0.44265 | 0.48204 | 0.52115 | 0.55997 | 0.6003 | 0.6391 | 0.68053 | 0.72086 | 0.76024 | 0.80042 | 0.83979 | 0.87848 | 0.91658 | 0 | 0 | 0
F8_Industrial_Paper and Printing_Existing_Space Heating_Natural Gas_Boiler_A_Technical Potential | F8 | Industrial | Paper and Printing | Existing | Space Heating | Natural Gas | Boiler | A | Cumulative Summer Peak Savings (MW) | Technical Potential | 0 | 0 | 0 | 0 | 0 | 0 | 0 | 0 | 0 | 0 | 0 | 0 | 0 | 0 | 0 | 0 | 0 | 0 | 0 | 0 | 0 | 0 | 0 | 0 | 0 | 0 | 0 | 0 | 0 | 0 | 0
F9_Industrial_Paper and Printing_Existing_Space Heating_Natural Gas_Boiler_A_Technical Potential | F9 | Industrial | Paper and Printing | Existing | Space Heating | Natural Gas | Boiler | A | Cumulative Winter Peak Savings (MW) | Technical Potential | 0 | 0 | 0 | 0 | 0 | 0 | 0 | 0 | 0 | 0 | 0 | 0 | 0 | 0 | 0 | 0 | 0 | 0 | 0 | 0 | 0 | 0 | 0 | 0 | 0 | 0 | 0 | 0 | 0 | 0 | 0
F10_Industrial_Paper and Printing_Existing_Space Heating_Natural Gas_Boiler_A_Technical Potential | F10 | Industrial | Paper and Printing | Existing | Space Heating | Natural Gas | Boiler | A | Purchases (Incremental) | Technical Potential | 0 | 0 | 0 | 0 | 0 | 0.0073521 | 0.0073923 | 0.0073887 | 0.0075536 | 0.0076548 | 0.007393 | 0.0073997 | 0.007409 | 0.0073132 | 0.0082123 | 0.007281 | 0.0073269 | 0.0072751 | 0.0072235 | 0.007503 | 0.0072165 | 0.0077085 | 0.0075024 | 0.0073263 | 0.0074747 | 0.0073246 | 0.0071968 | 0.0070886 | 0.0070067 | 0.0069442 | 0.0073521
F11_Industrial_Paper and Printing_Existing_Space Heating_Natural Gas_Boiler_A_Technical Potential | F11 | Industrial | Paper and Printing | Existing | Space Heating | Natural Gas | Boiler | A | Purchases (Cumulative) | Technical Potential | 0 | 0 | 0 | 0 | 0 | 0.0073521 | 0.014744 | 0.022133 | 0.029687 | 0.037342 | 0.044735 | 0.052134 | 0.059543 | 0.066857 | 0.075069 | 0.08235 | 0.089677 | 0.096952 | 0.10418 | 0.11168 | 0.11889 | 0.1266 | 0.13411 | 0.14143 | 0.14891 | 0.15623 | 0.16343 | 0.17052 | 0.17752 | 0.18447 | 0.18447
F1_Industrial_Paper and Printing_Existing_Space Heating_Natural Gas_Unit Heater_A_Technical Potential | F1 | Industrial | Paper and Printing | Existing | Space Heating | Natural Gas | Unit Heater | A | Integrated Unit Energy Savings (kWh or therms) | Technical Potential | 0 | 28641.12 | 28641.12 | 28641.12 | 28641.12 | 15772.4108 | 15772.4108 | 15772.4108 | 15772.4108 | 15772.4108 | 15772.4108 | 15772.4108 | 15772.4108 | 15772.4108 | 15772.4108 | 15772.4108 | 15772.4108 | 15772.4108 | 15772.4108 | 15772.4108 | 15772.4108 | 15772.4108 | 15772.4108 | 15772.4108 | 15772.4108 | 15772.4108 | 15772.4108 | 15772.4108 | 15772.4108 | 15772.4108 | 15772.4108
F2_Industrial_Paper and Printing_Existing_Space Heating_Natural Gas_Unit Heater_A_Technical Potential | F2 | Industrial | Paper and Printing | Existing | Space Heating | Natural Gas | Unit Heater | A | Integrated Unit Summer Peak Savings (kW) | Technical Potential | 0 | 0 | 0 | 0 | 0 | 0 | 0 | 0 | 0 | 0 | 0 | 0 | 0 | 0 | 0 | 0 | 0 | 0 | 0 | 0 | 0 | 0 | 0 | 0 | 0 | 0 | 0 | 0 | 0 | 0 | 0
F3_Industrial_Paper and Printing_Existing_Space Heating_Natural Gas_Unit Heater_A_Technical Potential | F3 | Industrial | Paper and Printing | Existing | Space Heating | Natural Gas | Unit Heater | A | Integrated Unit Winter Peak Savings (kW) | Technical Potential | 0 | 0 | 0 | 0 | 0 | 0 | 0 | 0 | 0 | 0 | 0 | 0 | 0 | 0 | 0 | 0 | 0 | 0 | 0 | 0 | 0 | 0 | 0 | 0 | 0 | 0 | 0 | 0 | 0 | 0 | 0
F4_Industrial_Paper and Printing_Existing_Space Heating_Natural Gas_Unit Heater_A_Technical Potential | F4 | Industrial | Paper and Printing | Existing | Space Heating | Natural Gas | Unit Heater | A | Incremental Energy Savings (MWh or mTherms) | Technical Potential | 0 | 0 | 0 | 0 | 0 | 0.039229 | 0.053329 | 0.068707 | 0.087819 | 0.1074 | 0.1198 | 0.13499 | 0.14956 | 0.16151 | 0.19754 | 0.19587 | 0.21007 | 0.19777 | 0.18935 | 0.19022 | 0.18462 | 0.20223 | 0.18527 | 0.18958 | 0.19811 | 0.20584 | 0.21408 | 0.21766 | 0.21992 | 0.22148 | 0.2218
F5_Industrial_Paper and Printing_Existing_Space Heating_Natural Gas_Unit Heater_A_Technical Potential | F5 | Industrial | Paper and Printing | Existing | Space Heating | Natural Gas | Unit Heater | A | Incremental Summer Peak Savings (MW) | Technical Potential | 0 | 0 | 0 | 0 | 0 | 0 | 0 | 0 | 0 | 0 | 0 | 0 | 0 | 0 | 0 | 0 | 0 | 0 | 0 | 0 | 0 | 0 | 0 | 0 | 0 | 0 | 0 | 0 | 0 | 0 | 0
F6_Industrial_Paper and Printing_Existing_Space Heating_Natural Gas_Unit Heater_A_Technical Potential | F6 | Industrial | Paper and Printing | Existing | Space Heating | Natural Gas | Unit Heater | A | Incremental Winter Peak Savings (MW) | Technical Potential | 0 | 0 | 0 | 0 | 0 | 0 | 0 | 0 | 0 | 0 | 0 | 0 | 0 | 0 | 0 | 0 | 0 | 0 | 0 | 0 | 0 | 0 | 0 | 0 | 0 | 0 | 0 | 0 | 0 | 0 | 0
F7_Industrial_Paper and Printing_Existing_Space Heating_Natural Gas_Unit Heater_A_Technical Potential | F7 | Industrial | Paper and Printing | Existing | Space Heating | Natural Gas | Unit Heater | A | Cumulative Energy Savings (MWh or mTherms) | Technical Potential | 0 | 0 | 0 | 0 | 0 | 0.039229 | 0.092559 | 0.16127 | 0.24908 | 0.35648 | 0.47628 | 0.61127 | 0.76083 | 0.92234 | 1.1199 | 1.3158 | 1.5258 | 1.6844 | 1.8204 | 1.9419 | 2.0387 | 2.1335 | 2.199 | 2.2536 | 2.3021 | 2.3465 | 2.363 | 2.3848 | 0 | 0 | 0
F8_Industrial_Paper and Printing_Existing_Space Heating_Natural Gas_Unit Heater_A_Technical Potential | F8 | Industrial | Paper and Printing | Existing | Space Heating | Natural Gas | Unit Heater | A | Cumulative Summer Peak Savings (MW) | Technical Potential | 0 | 0 | 0 | 0 | 0 | 0 | 0 | 0 | 0 | 0 | 0 | 0 | 0 | 0 | 0 | 0 | 0 | 0 | 0 | 0 | 0 | 0 | 0 | 0 | 0 | 0 | 0 | 0 | 0 | 0 | 0
F9_Industrial_Paper and Printing_Existing_Space Heating_Natural Gas_Unit Heater_A_Technical Potential | F9 | Industrial | Paper and Printing | Existing | Space Heating | Natural Gas | Unit Heater | A | Cumulative Winter Peak Savings (MW) | Technical Potential | 0 | 0 | 0 | 0 | 0 | 0 | 0 | 0 | 0 | 0 | 0 | 0 | 0 | 0 | 0 | 0 | 0 | 0 | 0 | 0 | 0 | 0 | 0 | 0 | 0 | 0 | 0 | 0 | 0 | 0 | 0
F10_Industrial_Paper and Printing_Existing_Space Heating_Natural Gas_Unit Heater_A_Technical Potential | F10 | Industrial | Paper and Printing | Existing | Space Heating | Natural Gas | Unit Heater | A | Purchases (Incremental) | Technical Potential | 0 | 0 | 0 | 0 | 0 | 0.0024872 | 0.0033812 | 0.0043562 | 0.0055679 | 0.0068092 | 0.0075956 | 0.0085587 | 0.0094823 | 0.01024 | 0.012524 | 0.012419 | 0.013319 | 0.012539 | 0.012005 | 0.01206 | 0.011705 | 0.012822 | 0.011747 | 0.01202 | 0.01256 | 0.013051 | 0.013573 | 0.0138 | 0.013943 | 0.014042 | 0.014062
F11_Industrial_Paper and Printing_Existing_Space Heating_Natural Gas_Unit Heater_A_Technical Potential | F11 | Industrial | Paper and Printing | Existing | Space Heating | Natural Gas | Unit Heater | A | Purchases (Cumulative) | Technical Potential | 0 | 0 | 0 | 0 | 0 | 0.0024872 | 0.0058684 | 0.010225 | 0.015792 | 0.022602 | 0.030197 | 0.038756 | 0.048238 | 0.058478 | 0.071003 | 0.083421 | 0.09674 | 0.10679 | 0.11542 | 0.12312 | 0.12926 | 0.13527 | 0.13942 | 0.14288 | 0.14596 | 0.14877 | 0.14982 | 0.1512 | 0.15183 | 0.15333 | 0.15539
F1_Industrial_Paper and Printing_New_Space Heating_Natural Gas_Furnace_A_Technical Potential | F1 | Industrial | Paper and Printing | New | Space Heating | Natural Gas | Furnace | A | Integrated Unit Energy Savings (kWh or therms) | Technical Potential | 0 | 0 | 0 | 0 | 0 | 0 | 0 | 0 | 0 | 0 | 0 | 0 | 0 | 0 | 0 | 0 | 0 | 0 | 0 | 0 | 0 | 0 | 0 | 0 | 0 | 0 | 0 | 0 | 0 | 0 | 0
F2_Industrial_Paper and Printing_New_Space Heating_Natural Gas_Furnace_A_Technical Potential | F2 | Industrial | Paper and Printing | New | Space Heating | Natural Gas | Furnace | A | Integrated Unit Summer Peak Savings (kW) | Technical Potential | 0 | 0 | 0 | 0 | 0 | 0 | 0 | 0 | 0 | 0 | 0 | 0 | 0 | 0 | 0 | 0 | 0 | 0 | 0 | 0 | 0 | 0 | 0 | 0 | 0 | 0 | 0 | 0 | 0 | 0 | 0
F3_Industrial_Paper and Printing_New_Space Heating_Natural Gas_Furnace_A_Technical Potential | F3 | Industrial | Paper and Printing | New | Space Heating | Natural Gas | Furnace | A | Integrated Unit Winter Peak Savings (kW) | Technical Potential | 0 | 0 | 0 | 0 | 0 | 0 | 0 | 0 | 0 | 0 | 0 | 0 | 0 | 0 | 0 | 0 | 0 | 0 | 0 | 0 | 0 | 0 | 0 | 0 | 0 | 0 | 0 | 0 | 0 | 0 | 0
F4_Industrial_Paper and Printing_New_Space Heating_Natural Gas_Furnace_A_Technical Potential | F4 | Industrial | Paper and Printing | New | Space Heating | Natural Gas | Furnace | A | Incremental Energy Savings (MWh or mTherms) | Technical Potential | 0 | 0 | 0 | 0 | 0 | 0 | 0 | 0 | 0 | 0 | 0 | 0 | 0 | 0 | 0 | 0 | 0 | 0 | 0 | 0 | 0 | 0 | 0 | 0 | 0 | 0 | 0 | 0 | 0 | 0 | 0
F5_Industrial_Paper and Printing_New_Space Heating_Natural Gas_Furnace_A_Technical Potential | F5 | Industrial | Paper and Printing | New | Space Heating | Natural Gas | Furnace | A | Incremental Summer Peak Savings (MW) | Technical Potential | 0 | 0 | 0 | 0 | 0 | 0 | 0 | 0 | 0 | 0 | 0 | 0 | 0 | 0 | 0 | 0 | 0 | 0 | 0 | 0 | 0 | 0 | 0 | 0 | 0 | 0 | 0 | 0 | 0 | 0 | 0
F6_Industrial_Paper and Printing_New_Space Heating_Natural Gas_Furnace_A_Technical Potential | F6 | Industrial | Paper and Printing | New | Space Heating | Natural Gas | Furnace | A | Incremental Winter Peak Savings (MW) | Technical Potential | 0 | 0 | 0 | 0 | 0 | 0 | 0 | 0 | 0 | 0 | 0 | 0 | 0 | 0 | 0 | 0 | 0 | 0 | 0 | 0 | 0 | 0 | 0 | 0 | 0 | 0 | 0 | 0 | 0 | 0 | 0
F7_Industrial_Paper and Printing_New_Space Heating_Natural Gas_Furnace_A_Technical Potential | F7 | Industrial | Paper and Printing | New | Space Heating | Natural Gas | Furnace | A | Cumulative Energy Savings (MWh or mTherms) | Technical Potential | 0 | 0 | 0 | 0 | 0 | 0 | 0 | 0 | 0 | 0 | 0 | 0 | 0 | 0 | 0 | 0 | 0 | 0 | 0 | 0 | 0 | 0 | 0 | 0 | 0 | 0 | 0 | 0 | 0 | 0 | 0
F8_Industrial_Paper and Printing_New_Space Heating_Natural Gas_Furnace_A_Technical Potential | F8 | Industrial | Paper and Printing | New | Space Heating | Natural Gas | Furnace | A | Cumulative Summer Peak Savings (MW) | Technical Potential | 0 | 0 | 0 | 0 | 0 | 0 | 0 | 0 | 0 | 0 | 0 | 0 | 0 | 0 | 0 | 0 | 0 | 0 | 0 | 0 | 0 | 0 | 0 | 0 | 0 | 0 | 0 | 0 | 0 | 0 | 0
F9_Industrial_Paper and Printing_New_Space Heating_Natural Gas_Furnace_A_Technical Potential | F9 | Industrial | Paper and Printing | New | Space Heating | Natural Gas | Furnace | A | Cumulative Winter Peak Savings (MW) | Technical Potential | 0 | 0 | 0 | 0 | 0 | 0 | 0 | 0 | 0 | 0 | 0 | 0 | 0 | 0 | 0 | 0 | 0 | 0 | 0 | 0 | 0 | 0 | 0 | 0 | 0 | 0 | 0 | 0 | 0 | 0 | 0
F10_Industrial_Paper and Printing_New_Space Heating_Natural Gas_Furnace_A_Technical Potential | F10 | Industrial | Paper and Printing | New | Space Heating | Natural Gas | Furnace | A | Purchases (Incremental) | Technical Potential | 0 | 0 | 0 | 0 | 0 | 0 | 0 | 0 | 0 | 0 | 0 | 0 | 0 | 0 | 0 | 0 | 0 | 0 | 0 | 0 | 0 | 0 | 0 | 0 | 0 | 0 | 0 | 0 | 0 | 0 | 0
F11_Industrial_Paper and Printing_New_Space Heating_Natural Gas_Furnace_A_Technical Potential | F11 | Industrial | Paper and Printing | New | Space Heating | Natural Gas | Furnace | A | Purchases (Cumulative) | Technical Potential | 0 | 0 | 0 | 0 | 0 | 0 | 0 | 0 | 0 | 0 | 0 | 0 | 0 | 0 | 0 | 0 | 0 | 0 | 0 | 0 | 0 | 0 | 0 | 0 | 0 | 0 | 0 | 0 | 0 | 0 | 0
F1_Industrial_Paper and Printing_New_Space Heating_Natural Gas_Boiler_A_Technical Potential | F1 | Industrial | Paper and Printing | New | Space Heating | Natural Gas | Boiler | A | Integrated Unit Energy Savings (kWh or therms) | Technical Potential | 0 | 0 | 0 | 0 | 0 | 0 | 0 | 0 | 0 | 0 | 0 | 0 | 0 | 0 | 0 | 0 | 0 | 0 | 0 | 0 | 0 | 0 | 0 | 0 | 0 | 0 | 0 | 0 | 0 | 0 | 0
F2_Industrial_Paper and Printing_New_Space Heating_Natural Gas_Boiler_A_Technical Potential | F2 | Industrial | Paper and Printing | New | Space Heating | Natural Gas | Boiler | A | Integrated Unit Summer Peak Savings (kW) | Technical Potential | 0 | 0 | 0 | 0 | 0 | 0 | 0 | 0 | 0 | 0 | 0 | 0 | 0 | 0 | 0 | 0 | 0 | 0 | 0 | 0 | 0 | 0 | 0 | 0 | 0 | 0 | 0 | 0 | 0 | 0 | 0
F3_Industrial_Paper and Printing_New_Space Heating_Natural Gas_Boiler_A_Technical Potential | F3 | Industrial | Paper and Printing | New | Space Heating | Natural Gas | Boiler | A | Integrated Unit Winter Peak Savings (kW) | Technical Potential | 0 | 0 | 0 | 0 | 0 | 0 | 0 | 0 | 0 | 0 | 0 | 0 | 0 | 0 | 0 | 0 | 0 | 0 | 0 | 0 | 0 | 0 | 0 | 0 | 0 | 0 | 0 | 0 | 0 | 0 | 0
F4_Industrial_Paper and Printing_New_Space Heating_Natural Gas_Boiler_A_Technical Potential | F4 | Industrial | Paper and Printing | New | Space Heating | Natural Gas | Boiler | A | Incremental Energy Savings (MWh or mTherms) | Technical Potential | 0 | 0 | 0 | 0 | 0 | 0 | 0 | 0 | 0 | 0 | 0 | 0 | 0 | 0 | 0 | 0 | 0 | 0 | 0 | 0 | 0 | 0 | 0 | 0 | 0 | 0 | 0 | 0 | 0 | 0 | 0
F5_Industrial_Paper and Printing_New_Space Heating_Natural Gas_Boiler_A_Technical Potential | F5 | Industrial | Paper and Printing | New | Space Heating | Natural Gas | Boiler | A | Incremental Summer Peak Savings (MW) | Technical Potential | 0 | 0 | 0 | 0 | 0 | 0 | 0 | 0 | 0 | 0 | 0 | 0 | 0 | 0 | 0 | 0 | 0 | 0 | 0 | 0 | 0 | 0 | 0 | 0 | 0 | 0 | 0 | 0 | 0 | 0 | 0
F6_Industrial_Paper and Printing_New_Space Heating_Natural Gas_Boiler_A_Technical Potential | F6 | Industrial | Paper and Printing | New | Space Heating | Natural Gas | Boiler | A | Incremental Winter Peak Savings (MW) | Technical Potential | 0 | 0 | 0 | 0 | 0 | 0 | 0 | 0 | 0 | 0 | 0 | 0 | 0 | 0 | 0 | 0 | 0 | 0 | 0 | 0 | 0 | 0 | 0 | 0 | 0 | 0 | 0 | 0 | 0 | 0 | 0
F7_Industrial_Paper and Printing_New_Space Heating_Natural Gas_Boiler_A_Technical Potential | F7 | Industrial | Paper and Printing | New | Space Heating | Natural Gas | Boiler | A | Cumulative Energy Savings (MWh or mTherms) | Technical Potential | 0 | 0 | 0 | 0 | 0 | 0 | 0 | 0 | 0 | 0 | 0 | 0 | 0 | 0 | 0 | 0 | 0 | 0 | 0 | 0 | 0 | 0 | 0 | 0 | 0 | 0 | 0 | 0 | 0 | 0 | 0
F8_Industrial_Paper and Printing_New_Space Heating_Natural Gas_Boiler_A_Technical Potential | F8 | Industrial | Paper and Printing | New | Space Heating | Natural Gas | Boiler | A | Cumulative Summer Peak Savings (MW) | Technical Potential | 0 | 0 | 0 | 0 | 0 | 0 | 0 | 0 | 0 | 0 | 0 | 0 | 0 | 0 | 0 | 0 | 0 | 0 | 0 | 0 | 0 | 0 | 0 | 0 | 0 | 0 | 0 | 0 | 0 | 0 | 0
F9_Industrial_Paper and Printing_New_Space Heating_Natural Gas_Boiler_A_Technical Potential | F9 | Industrial | Paper and Printing | New | Space Heating | Natural Gas | Boiler | A | Cumulative Winter Peak Savings (MW) | Technical Potential | 0 | 0 | 0 | 0 | 0 | 0 | 0 | 0 | 0 | 0 | 0 | 0 | 0 | 0 | 0 | 0 | 0 | 0 | 0 | 0 | 0 | 0 | 0 | 0 | 0 | 0 | 0 | 0 | 0 | 0 | 0
F10_Industrial_Paper and Printing_New_Space Heating_Natural Gas_Boiler_A_Technical Potential | F10 | Industrial | Paper and Printing | New | Space Heating | Natural Gas | Boiler | A | Purchases (Incremental) | Technical Potential | 0 | 0 | 0 | 0 | 0 | 0 | 0 | 0 | 0 | 0 | 0 | 0 | 0 | 0 | 0 | 0 | 0 | 0 | 0 | 0 | 0 | 0 | 0 | 0 | 0 | 0 | 0 | 0 | 0 | 0 | 0
F11_Industrial_Paper and Printing_New_Space Heating_Natural Gas_Boiler_A_Technical Potential | F11 | Industrial | Paper and Printing | New | Space Heating | Natural Gas | Boiler | A | Purchases (Cumulative) | Technical Potential | 0 | 0 | 0 | 0 | 0 | 0 | 0 | 0 | 0 | 0 | 0 | 0 | 0 | 0 | 0 | 0 | 0 | 0 | 0 | 0 | 0 | 0 | 0 | 0 | 0 | 0 | 0 | 0 | 0 | 0 | 0
F1_Industrial_Paper and Printing_New_Space Heating_Natural Gas_Unit Heater_A_Technical Potential | F1 | Industrial | Paper and Printing | New | Space Heating | Natural Gas | Unit Heater | A | Integrated Unit Energy Savings (kWh or therms) | Technical Potential | 0 | 28641.12 | 28641.12 | 28641.12 | 28641.12 | 15772.4108 | 15772.4108 | 15772.4108 | 15772.4108 | 15772.4108 | 15772.4108 | 15772.4108 | 15772.4108 | 15772.4108 | 15772.4108 | 15772.4108 | 15772.4108 | 15772.4108 | 15772.4108 | 15772.4108 | 15772.4108 | 15772.4108 | 15772.4108 | 15772.4108 | 15772.4108 | 15772.4108 | 15772.4108 | 15772.4108 | 15772.4108 | 15772.4108 | 15772.4108
F2_Industrial_Paper and Printing_New_Space Heating_Natural Gas_Unit Heater_A_Technical Potential | F2 | Industrial | Paper and Printing | New | Space Heating | Natural Gas | Unit Heater | A | Integrated Unit Summer Peak Savings (kW) | Technical Potential | 0 | 0 | 0 | 0 | 0 | 0 | 0 | 0 | 0 | 0 | 0 | 0 | 0 | 0 | 0 | 0 | 0 | 0 | 0 | 0 | 0 | 0 | 0 | 0 | 0 | 0 | 0 | 0 | 0 | 0 | 0
F3_Industrial_Paper and Printing_New_Space Heating_Natural Gas_Unit Heater_A_Technical Potential | F3 | Industrial | Paper and Printing | New | Space Heating | Natural Gas | Unit Heater | A | Integrated Unit Winter Peak Savings (kW) | Technical Potential | 0 | 0 | 0 | 0 | 0 | 0 | 0 | 0 | 0 | 0 | 0 | 0 | 0 | 0 | 0 | 0 | 0 | 0 | 0 | 0 | 0 | 0 | 0 | 0 | 0 | 0 | 0 | 0 | 0 | 0 | 0
F4_Industrial_Paper and Printing_New_Space Heating_Natural Gas_Unit Heater_A_Technical Potential | F4 | Industrial | Paper and Printing | New | Space Heating | Natural Gas | Unit Heater | A | Incremental Energy Savings (MWh or mTherms) | Technical Potential | 0 | 0 | 0 | 0 | 0 | 0.014515 | 0.014265 | 0.014258 | 0.014174 | 0.014181 | 0.014193 | 0.016585 | 0.018485 | 0.019856 | 0.020827 | 0.021938 | 0.022679 | 0.023427 | 0.029232 | 0.028356 | 0.027738 | 0.028 | 0.02858 | 0.029122 | 0.029791 | 0.030499 | 0.031236 | 0.031973 | 0.034126 | 0.035701 | 0.036809
F5_Industrial_Paper and Printing_New_Space Heating_Natural Gas_Unit Heater_A_Technical Potential | F5 | Industrial | Paper and Printing | New | Space Heating | Natural Gas | Unit Heater | A | Incremental Summer Peak Savings (MW) | Technical Potential | 0 | 0 | 0 | 0 | 0 | 0 | 0 | 0 | 0 | 0 | 0 | 0 | 0 | 0 | 0 | 0 | 0 | 0 | 0 | 0 | 0 | 0 | 0 | 0 | 0 | 0 | 0 | 0 | 0 | 0 | 0
F6_Industrial_Paper and Printing_New_Space Heating_Natural Gas_Unit Heater_A_Technical Potential | F6 | Industrial | Paper and Printing | New | Space Heating | Natural Gas | Unit Heater | A | Incremental Winter Peak Savings (MW) | Technical Potential | 0 | 0 | 0 | 0 | 0 | 0 | 0 | 0 | 0 | 0 | 0 | 0 | 0 | 0 | 0 | 0 | 0 | 0 | 0 | 0 | 0 | 0 | 0 | 0 | 0 | 0 | 0 | 0 | 0 | 0 | 0
F7_Industrial_Paper and Printing_New_Space Heating_Natural Gas_Unit Heater_A_Technical Potential | F7 | Industrial | Paper and Printing | New | Space Heating | Natural Gas | Unit Heater | A | Cumulative Energy Savings (MWh or mTherms) | Technical Potential | 0 | 0 | 0 | 0 | 0 | 0.014515 | 0.02878 | 0.043038 | 0.057212 | 0.071393 | 0.085586 | 0.10217 | 0.12066 | 0.14051 | 0.16134 | 0.18328 | 0.20596 | 0.21487 | 0.22983 | 0.24393 | 0.2575 | 0.27132 | 0.2857 | 0.29824 | 0.30955 | 0.32019 | 0.3306 | 0.34063 | 0 | 0 | 0
F8_Industrial_Paper and Printing_New_Space Heating_Natural Gas_Unit Heater_A_Technical Potential | F8 | Industrial | Paper and Printing | New | Space Heating | Natural Gas | Unit Heater | A | Cumulative Summer Peak Savings (MW) | Technical Potential | 0 | 0 | 0 | 0 | 0 | 0 | 0 | 0 | 0 | 0 | 0 | 0 | 0 | 0 | 0 | 0 | 0 | 0 | 0 | 0 | 0 | 0 | 0 | 0 | 0 | 0 | 0 | 0 | 0 | 0 | 0
F9_Industrial_Paper and Printing_New_Space Heating_Natural Gas_Unit Heater_A_Technical Potential | F9 | Industrial | Paper and Printing | New | Space Heating | Natural Gas | Unit Heater | A | Cumulative Winter Peak Savings (MW) | Technical Potential | 0 | 0 | 0 | 0 | 0 | 0 | 0 | 0 | 0 | 0 | 0 | 0 | 0 | 0 | 0 | 0 | 0 | 0 | 0 | 0 | 0 | 0 | 0 | 0 | 0 | 0 | 0 | 0 | 0 | 0 | 0
F10_Industrial_Paper and Printing_New_Space Heating_Natural Gas_Unit Heater_A_Technical Potential | F10 | Industrial | Paper and Printing | New | Space Heating | Natural Gas | Unit Heater | A | Purchases (Incremental) | Technical Potential | 0 | 0 | 0 | 0 | 0 | 0.00092027 | 0.00090446 | 0.00090396 | 0.00089863 | 0.00089912 | 0.00089986 | 0.0010515 | 0.001172 | 0.0012589 | 0.0013205 | 0.0013909 | 0.0014379 | 0.0014853 | 0.0018534 | 0.0017979 | 0.0017587 | 0.0017753 | 0.001812 | 0.0018464 | 0.0018888 | 0.0019337 | 0.0019804 | 0.0020271 | 0.0021636 | 0.0022635 | 0.0023337
F11_Industrial_Paper and Printing_New_Space Heating_Natural Gas_Unit Heater_A_Technical Potential | F11 | Industrial | Paper and Printing | New | Space Heating | Natural Gas | Unit Heater | A | Purchases (Cumulative) | Technical Potential | 0 | 0 | 0 | 0 | 0 | 0.00092027 | 0.0018247 | 0.0027287 | 0.0036273 | 0.0045264 | 0.0054263 | 0.0064778 | 0.0076498 | 0.0089087 | 0.010229 | 0.01162 | 0.013058 | 0.013623 | 0.014572 | 0.015466 | 0.016326 | 0.017202 | 0.018114 | 0.018909 | 0.019626 | 0.020301 | 0.020961 | 0.021597 | 0.022323 | 0.023101 | 0.023581
F1_Industrial_Instruments_Existing_Space Heating_Natural Gas_Furnace_A_Technical Potential | F1 | Industrial | Instruments | Existing | Space Heating | Natural Gas | Furnace | A | Integrated Unit Energy Savings (kWh or therms) | Technical Potential | 0 | 505.0924 | 505.0924 | 505.0924 | 505.0924 | 138.7616 | 138.7616 | 799.267 | 799.267 | 799.267 | 799.267 | 799.267 | 799.267 | 799.267 | 799.267 | 799.267 | 799.267 | 799.267 | 799.267 | 799.267 | 799.267 | 799.267 | 799.267 | 799.267 | 799.267 | 799.267 | 799.267 | 799.267 | 799.267 | 799.267 | 799.267
F2_Industrial_Instruments_Existing_Space Heating_Natural Gas_Furnace_A_Technical Potential | F2 | Industrial | Instruments | Existing | Space Heating | Natural Gas | Furnace | A | Integrated Unit Summer Peak Savings (kW) | Technical Potential | 0 | 0 | 0 | 0 | 0 | 0 | 0 | 0 | 0 | 0 | 0 | 0 | 0 | 0 | 0 | 0 | 0 | 0 | 0 | 0 | 0 | 0 | 0 | 0 | 0 | 0 | 0 | 0 | 0 | 0 | 0
F3_Industrial_Instruments_Existing_Space Heating_Natural Gas_Furnace_A_Technical Potential | F3 | Industrial | Instruments | Existing | Space Heating | Natural Gas | Furnace | A | Integrated Unit Winter Peak Savings (kW) | Technical Potential | 0 | 0 | 0 | 0 | 0 | 0 | 0 | 0 | 0 | 0 | 0 | 0 | 0 | 0 | 0 | 0 | 0 | 0 | 0 | 0 | 0 | 0 | 0 | 0 | 0 | 0 | 0 | 0 | 0 | 0 | 0
F4_Industrial_Instruments_Existing_Space Heating_Natural Gas_Furnace_A_Technical Potential | F4 | Industrial | Instruments | Existing | Space Heating | Natural Gas | Furnace | A | Incremental Energy Savings (MWh or mTherms) | Technical Potential | 0 | 0 | 0 | 0 | 0 | 0.053784 | 0.056002 | 0.23346 | 0.24512 | 0.25458 | 0.25281 | 0.25869 | 0.24297 | 0.22505 | 0.23683 | 0.19745 | 0.18668 | 0.17403 | 0.16233 | 0.17302 | 0.16822 | 0.17139 | 0.1834 | 0.18644 | 0.18974 | 0.19324 | 0.19716 | 0.20133 | 0.3098 | 0.32257 | 0.23346
F5_Industrial_Instruments_Existing_Space Heating_Natural Gas_Furnace_A_Technical Potential | F5 | Industrial | Instruments | Existing | Space Heating | Natural Gas | Furnace | A | Incremental Summer Peak Savings (MW) | Technical Potential | 0 | 0 | 0 | 0 | 0 | 0 | 0 | 0 | 0 | 0 | 0 | 0 | 0 | 0 | 0 | 0 | 0 | 0 | 0 | 0 | 0 | 0 | 0 | 0 | 0 | 0 | 0 | 0 | 0 | 0 | 0
F6_Industrial_Instruments_Existing_Space Heating_Natural Gas_Furnace_A_Technical Potential | F6 | Industrial | Instruments | Existing | Space Heating | Natural Gas | Furnace | A | Incremental Winter Peak Savings (MW) | Technical Potential | 0 | 0 | 0 | 0 | 0 | 0 | 0 | 0 | 0 | 0 | 0 | 0 | 0 | 0 | 0 | 0 | 0 | 0 | 0 | 0 | 0 | 0 | 0 | 0 | 0 | 0 | 0 | 0 | 0 | 0 | 0
F7_Industrial_Instruments_Existing_Space Heating_Natural Gas_Furnace_A_Technical Potential | F7 | Industrial | Instruments | Existing | Space Heating | Natural Gas | Furnace | A | Cumulative Energy Savings (MWh or mTherms) | Technical Potential | 0 | 0 | 0 | 0 | 0 | 0.053784 | 0.10979 | 0.34325 | 0.58836 | 0.84295 | 1.0958 | 1.3544 | 1.5974 | 1.8225 | 2.0593 | 2.2568 | 2.4434 | 2.6175 | 2.7798 | 2.9528 | 3.121 | 3.2924 | 3.4758 | 3.6623 | 3.852 | 4.0452 | 4.2424 | 4.4437 | 0 | 0 | 0
F8_Industrial_Instruments_Existing_Space Heating_Natural Gas_Furnace_A_Technical Potential | F8 | Industrial | Instruments | Existing | Space Heating | Natural Gas | Furnace | A | Cumulative Summer Peak Savings (MW) | Technical Potential | 0 | 0 | 0 | 0 | 0 | 0 | 0 | 0 | 0 | 0 | 0 | 0 | 0 | 0 | 0 | 0 | 0 | 0 | 0 | 0 | 0 | 0 | 0 | 0 | 0 | 0 | 0 | 0 | 0 | 0 | 0
F9_Industrial_Instruments_Existing_Space Heating_Natural Gas_Furnace_A_Technical Potential | F9 | Industrial | Instruments | Existing | Space Heating | Natural Gas | Furnace | A | Cumulative Winter Peak Savings (MW) | Technical Potential | 0 | 0 | 0 | 0 | 0 | 0 | 0 | 0 | 0 | 0 | 0 | 0 | 0 | 0 | 0 | 0 | 0 | 0 | 0 | 0 | 0 | 0 | 0 | 0 | 0 | 0 | 0 | 0 | 0 | 0 | 0
F10_Industrial_Instruments_Existing_Space Heating_Natural Gas_Furnace_A_Technical Potential | F10 | Industrial | Instruments | Existing | Space Heating | Natural Gas | Furnace | A | Purchases (Incremental) | Technical Potential | 0 | 0 | 0 | 0 | 0 | 0.3876 | 0.40358 | 0.29209 | 0.30668 | 0.31852 | 0.31631 | 0.32365 | 0.304 | 0.28157 | 0.29631 | 0.24704 | 0.23357 | 0.21773 | 0.2031 | 0.21647 | 0.21046 | 0.21443 | 0.22946 | 0.23327 | 0.23739 | 0.24177 | 0.24668 | 0.2519 | 0.3876 | 0.40358 | 0.29209
F11_Industrial_Instruments_Existing_Space Heating_Natural Gas_Furnace_A_Technical Potential | F11 | Industrial | Instruments | Existing | Space Heating | Natural Gas | Furnace | A | Purchases (Cumulative) | Technical Potential | 0 | 0 | 0 | 0 | 0 | 0.3876 | 0.79118 | 1.0833 | 1.39 | 1.7085 | 2.0248 | 2.3484 | 2.6524 | 2.934 | 3.2303 | 3.4774 | 3.7109 | 3.9287 | 4.1318 | 4.3482 | 4.5587 | 4.7731 | 5.0026 | 5.2359 | 5.4732 | 5.715 | 5.9617 | 6.2136 | 6.2136 | 6.2136 | 6.2136
F1_Industrial_Instruments_Existing_Space Heating_Natural Gas_Boiler_A_Technical Potential | F1 | Industrial | Instruments | Existing | Space Heating | Natural Gas | Boiler | A | Integrated Unit Energy Savings (kWh or therms) | Technical Potential | 0 | 8772.191 | 8772.191 | 8772.191 | 8772.191 | 5375.3 | 5375.3 | 5375.3 | 5375.3 | 5375.3 | 5375.3 | 5375.3 | 5375.3 | 5375.3 | 5375.3 | 5375.3 | 5375.3 | 5375.3 | 5375.3 | 5375.3 | 5375.3 | 5375.3 | 5375.3 | 5375.3 | 5375.3 | 5375.3 | 5375.3 | 5375.3 | 5375.3 | 5375.3 | 5375.3
F2_Industrial_Instruments_Existing_Space Heating_Natural Gas_Boiler_A_Technical Potential | F2 | Industrial | Instruments | Existing | Space Heating | Natural Gas | Boiler | A | Integrated Unit Summer Peak Savings (kW) | Technical Potential | 0 | 0 | 0 | 0 | 0 | 0 | 0 | 0 | 0 | 0 | 0 | 0 | 0 | 0 | 0 | 0 | 0 | 0 | 0 | 0 | 0 | 0 | 0 | 0 | 0 | 0 | 0 | 0 | 0 | 0 | 0
F3_Industrial_Instruments_Existing_Space Heating_Natural Gas_Boiler_A_Technical Potential | F3 | Industrial | Instruments | Existing | Space Heating | Natural Gas | Boiler | A | Integrated Unit Winter Peak Savings (kW) | Technical Potential | 0 | 0 | 0 | 0 | 0 | 0 | 0 | 0 | 0 | 0 | 0 | 0 | 0 | 0 | 0 | 0 | 0 | 0 | 0 | 0 | 0 | 0 | 0 | 0 | 0 | 0 | 0 | 0 | 0 | 0 | 0
F4_Industrial_Instruments_Existing_Space Heating_Natural Gas_Boiler_A_Technical Potential | F4 | Industrial | Instruments | Existing | Space Heating | Natural Gas | Boiler | A | Incremental Energy Savings (MWh or mTherms) | Technical Potential | 0 | 0 | 0 | 0 | 0 | 0.25293 | 0.25431 | 0.25418 | 0.25986 | 0.26334 | 0.25433 | 0.25456 | 0.25488 | 0.25159 | 0.28252 | 0.25048 | 0.25206 | 0.25028 | 0.2485 | 0.25812 | 0.24826 | 0.26519 | 0.2581 | 0.25204 | 0.25714 | 0.25198 | 0.24758 | 0.24386 | 0.24104 | 0.23889 | 0.25293
F5_Industrial_Instruments_Existing_Space Heating_Natural Gas_Boiler_A_Technical Potential | F5 | Industrial | Instruments | Existing | Space Heating | Natural Gas | Boiler | A | Incremental Summer Peak Savings (MW) | Technical Potential | 0 | 0 | 0 | 0 | 0 | 0 | 0 | 0 | 0 | 0 | 0 | 0 | 0 | 0 | 0 | 0 | 0 | 0 | 0 | 0 | 0 | 0 | 0 | 0 | 0 | 0 | 0 | 0 | 0 | 0 | 0
F6_Industrial_Instruments_Existing_Space Heating_Natural Gas_Boiler_A_Technical Potential | F6 | Industrial | Instruments | Existing | Space Heating | Natural Gas | Boiler | A | Incremental Winter Peak Savings (MW) | Technical Potential | 0 | 0 | 0 | 0 | 0 | 0 | 0 | 0 | 0 | 0 | 0 | 0 | 0 | 0 | 0 | 0 | 0 | 0 | 0 | 0 | 0 | 0 | 0 | 0 | 0 | 0 | 0 | 0 | 0 | 0 | 0
F7_Industrial_Instruments_Existing_Space Heating_Natural Gas_Boiler_A_Technical Potential | F7 | Industrial | Instruments | Existing | Space Heating | Natural Gas | Boiler | A | Cumulative Energy Savings (MWh or mTherms) | Technical Potential | 0 | 0 | 0 | 0 | 0 | 0.25293 | 0.50724 | 0.76142 | 1.0213 | 1.2846 | 1.539 | 1.7935 | 2.0484 | 2.3 | 2.5825 | 2.833 | 3.085 | 3.3353 | 3.5838 | 3.8419 | 4.0902 | 4.3554 | 4.6135 | 4.8655 | 5.1227 | 5.3746 | 5.6222 | 5.8661 | 0 | 0 | 0
F8_Industrial_Instruments_Existing_Space Heating_Natural Gas_Boiler_A_Technical Potential | F8 | Industrial | Instruments | Existing | Space Heating | Natural Gas | Boiler | A | Cumulative Summer Peak Savings (MW) | Technical Potential | 0 | 0 | 0 | 0 | 0 | 0 | 0 | 0 | 0 | 0 | 0 | 0 | 0 | 0 | 0 | 0 | 0 | 0 | 0 | 0 | 0 | 0 | 0 | 0 | 0 | 0 | 0 | 0 | 0 | 0 | 0
F9_Industrial_Instruments_Existing_Space Heating_Natural Gas_Boiler_A_Technical Potential | F9 | Industrial | Instruments | Existing | Space Heating | Natural Gas | Boiler | A | Cumulative Winter Peak Savings (MW) | Technical Potential | 0 | 0 | 0 | 0 | 0 | 0 | 0 | 0 | 0 | 0 | 0 | 0 | 0 | 0 | 0 | 0 | 0 | 0 | 0 | 0 | 0 | 0 | 0 | 0 | 0 | 0 | 0 | 0 | 0 | 0 | 0
F10_Industrial_Instruments_Existing_Space Heating_Natural Gas_Boiler_A_Technical Potential | F10 | Industrial | Instruments | Existing | Space Heating | Natural Gas | Boiler | A | Purchases (Incremental) | Technical Potential | 0 | 0 | 0 | 0 | 0 | 0.047054 | 0.047311 | 0.047288 | 0.048343 | 0.048991 | 0.047315 | 0.047358 | 0.047418 | 0.046804 | 0.052559 | 0.046598 | 0.046892 | 0.046561 | 0.04623 | 0.048019 | 0.046185 | 0.049335 | 0.048015 | 0.046888 | 0.047838 | 0.046877 | 0.046059 | 0.045367 | 0.044843 | 0.044443 | 0.047054
F11_Industrial_Instruments_Existing_Space Heating_Natural Gas_Boiler_A_Technical Potential | F11 | Industrial | Instruments | Existing | Space Heating | Natural Gas | Boiler | A | Purchases (Cumulative) | Technical Potential | 0 | 0 | 0 | 0 | 0 | 0.047054 | 0.094364 | 0.14165 | 0.18999 | 0.23899 | 0.2863 | 0.33366 | 0.38108 | 0.42788 | 0.48044 | 0.52704 | 0.57393 | 0.62049 | 0.66672 | 0.71474 | 0.76092 | 0.81026 | 0.85827 | 0.90516 | 0.953 | 0.99988 | 1.0459 | 1.0913 | 1.1361 | 1.1806 | 1.1806
F1_Industrial_Instruments_Existing_Space Heating_Natural Gas_Unit Heater_A_Technical Potential | F1 | Industrial | Instruments | Existing | Space Heating | Natural Gas | Unit Heater | A | Integrated Unit Energy Savings (kWh or therms) | Technical Potential | 0 | 28641.12 | 28641.12 | 28641.12 | 28641.12 | 15772.4108 | 15772.4108 | 15772.4108 | 15772.4108 | 15772.4108 | 15772.4108 | 15772.4108 | 15772.4108 | 15772.4108 | 15772.4108 | 15772.4108 | 15772.4108 | 15772.4108 | 15772.4108 | 15772.4108 | 15772.4108 | 15772.4108 | 15772.4108 | 15772.4108 | 15772.4108 | 15772.4108 | 15772.4108 | 15772.4108 | 15772.4108 | 15772.4108 | 15772.4108
F2_Industrial_Instruments_Existing_Space Heating_Natural Gas_Unit Heater_A_Technical Potential | F2 | Industrial | Instruments | Existing | Space Heating | Natural Gas | Unit Heater | A | Integrated Unit Summer Peak Savings (kW) | Technical Potential | 0 | 0 | 0 | 0 | 0 | 0 | 0 | 0 | 0 | 0 | 0 | 0 | 0 | 0 | 0 | 0 | 0 | 0 | 0 | 0 | 0 | 0 | 0 | 0 | 0 | 0 | 0 | 0 | 0 | 0 | 0
F3_Industrial_Instruments_Existing_Space Heating_Natural Gas_Unit Heater_A_Technical Potential | F3 | Industrial | Instruments | Existing | Space Heating | Natural Gas | Unit Heater | A | Integrated Unit Winter Peak Savings (kW) | Technical Potential | 0 | 0 | 0 | 0 | 0 | 0 | 0 | 0 | 0 | 0 | 0 | 0 | 0 | 0 | 0 | 0 | 0 | 0 | 0 | 0 | 0 | 0 | 0 | 0 | 0 | 0 | 0 | 0 | 0 | 0 | 0
F4_Industrial_Instruments_Existing_Space Heating_Natural Gas_Unit Heater_A_Technical Potential | F4 | Industrial | Instruments | Existing | Space Heating | Natural Gas | Unit Heater | A | Incremental Energy Savings (MWh or mTherms) | Technical Potential | 0 | 0 | 0 | 0 | 0 | 0.25107 | 0.34131 | 0.43972 | 0.56204 | 0.68734 | 0.76672 | 0.86394 | 0.95717 | 1.0337 | 1.2642 | 1.2536 | 1.3444 | 1.2657 | 1.2119 | 1.2174 | 1.1816 | 1.2943 | 1.1857 | 1.2133 | 1.2679 | 1.3174 | 1.3701 | 1.393 | 1.4075 | 1.4175 | 1.4195
F5_Industrial_Instruments_Existing_Space Heating_Natural Gas_Unit Heater_A_Technical Potential | F5 | Industrial | Instruments | Existing | Space Heating | Natural Gas | Unit Heater | A | Incremental Summer Peak Savings (MW) | Technical Potential | 0 | 0 | 0 | 0 | 0 | 0 | 0 | 0 | 0 | 0 | 0 | 0 | 0 | 0 | 0 | 0 | 0 | 0 | 0 | 0 | 0 | 0 | 0 | 0 | 0 | 0 | 0 | 0 | 0 | 0 | 0
F6_Industrial_Instruments_Existing_Space Heating_Natural Gas_Unit Heater_A_Technical Potential | F6 | Industrial | Instruments | Existing | Space Heating | Natural Gas | Unit Heater | A | Incremental Winter Peak Savings (MW) | Technical Potential | 0 | 0 | 0 | 0 | 0 | 0 | 0 | 0 | 0 | 0 | 0 | 0 | 0 | 0 | 0 | 0 | 0 | 0 | 0 | 0 | 0 | 0 | 0 | 0 | 0 | 0 | 0 | 0 | 0 | 0 | 0
F7_Industrial_Instruments_Existing_Space Heating_Natural Gas_Unit Heater_A_Technical Potential | F7 | Industrial | Instruments | Existing | Space Heating | Natural Gas | Unit Heater | A | Cumulative Energy Savings (MWh or mTherms) | Technical Potential | 0 | 0 | 0 | 0 | 0 | 0.25107 | 0.59237 | 1.0321 | 1.5941 | 2.2815 | 3.0482 | 3.9121 | 4.8693 | 5.903 | 7.1672 | 8.4208 | 9.7652 | 10.7799 | 11.6504 | 12.4281 | 13.0476 | 13.6546 | 14.0736 | 14.423 | 14.7337 | 15.0174 | 15.1233 | 15.2627 | 0 | 0 | 0
F8_Industrial_Instruments_Existing_Space Heating_Natural Gas_Unit Heater_A_Technical Potential | F8 | Industrial | Instruments | Existing | Space Heating | Natural Gas | Unit Heater | A | Cumulative Summer Peak Savings (MW) | Technical Potential | 0 | 0 | 0 | 0 | 0 | 0 | 0 | 0 | 0 | 0 | 0 | 0 | 0 | 0 | 0 | 0 | 0 | 0 | 0 | 0 | 0 | 0 | 0 | 0 | 0 | 0 | 0 | 0 | 0 | 0 | 0
F9_Industrial_Instruments_Existing_Space Heating_Natural Gas_Unit Heater_A_Technical Potential | F9 | Industrial | Instruments | Existing | Space Heating | Natural Gas | Unit Heater | A | Cumulative Winter Peak Savings (MW) | Technical Potential | 0 | 0 | 0 | 0 | 0 | 0 | 0 | 0 | 0 | 0 | 0 | 0 | 0 | 0 | 0 | 0 | 0 | 0 | 0 | 0 | 0 | 0 | 0 | 0 | 0 | 0 | 0 | 0 | 0 | 0 | 0
F10_Industrial_Instruments_Existing_Space Heating_Natural Gas_Unit Heater_A_Technical Potential | F10 | Industrial | Instruments | Existing | Space Heating | Natural Gas | Unit Heater | A | Purchases (Incremental) | Technical Potential | 0 | 0 | 0 | 0 | 0 | 0.015918 | 0.021639 | 0.027879 | 0.035634 | 0.043579 | 0.048612 | 0.054775 | 0.060686 | 0.065536 | 0.080155 | 0.079479 | 0.085239 | 0.08025 | 0.076834 | 0.077185 | 0.074913 | 0.082061 | 0.075178 | 0.076928 | 0.080386 | 0.083525 | 0.086868 | 0.088318 | 0.089237 | 0.089871 | 0.089999
F11_Industrial_Instruments_Existing_Space Heating_Natural Gas_Unit Heater_A_Technical Potential | F11 | Industrial | Instruments | Existing | Space Heating | Natural Gas | Unit Heater | A | Purchases (Cumulative) | Technical Potential | 0 | 0 | 0 | 0 | 0 | 0.015918 | 0.037558 | 0.065437 | 0.10107 | 0.14465 | 0.19326 | 0.24804 | 0.30872 | 0.37426 | 0.45442 | 0.53389 | 0.61913 | 0.68347 | 0.73866 | 0.78796 | 0.82724 | 0.86573 | 0.89229 | 0.91444 | 0.93414 | 0.95213 | 0.95885 | 0.96768 | 0.97168 | 0.9813 | 0.99447
F1_Industrial_Instruments_New_Space Heating_Natural Gas_Furnace_A_Technical Potential | F1 | Industrial | Instruments | New | Space Heating | Natural Gas | Furnace | A | Integrated Unit Energy Savings (kWh or therms) | Technical Potential | 0 | 0 | 0 | 0 | 0 | 0 | 0 | 0 | 0 | 0 | 0 | 0 | 0 | 0 | 0 | 0 | 0 | 0 | 0 | 0 | 0 | 0 | 0 | 0 | 0 | 0 | 0 | 0 | 0 | 0 | 0
F2_Industrial_Instruments_New_Space Heating_Natural Gas_Furnace_A_Technical Potential | F2 | Industrial | Instruments | New | Space Heating | Natural Gas | Furnace | A | Integrated Unit Summer Peak Savings (kW) | Technical Potential | 0 | 0 | 0 | 0 | 0 | 0 | 0 | 0 | 0 | 0 | 0 | 0 | 0 | 0 | 0 | 0 | 0 | 0 | 0 | 0 | 0 | 0 | 0 | 0 | 0 | 0 | 0 | 0 | 0 | 0 | 0
F3_Industrial_Instruments_New_Space Heating_Natural Gas_Furnace_A_Technical Potential | F3 | Industrial | Instruments | New | Space Heating | Natural Gas | Furnace | A | Integrated Unit Winter Peak Savings (kW) | Technical Potential | 0 | 0 | 0 | 0 | 0 | 0 | 0 | 0 | 0 | 0 | 0 | 0 | 0 | 0 | 0 | 0 | 0 | 0 | 0 | 0 | 0 | 0 | 0 | 0 | 0 | 0 | 0 | 0 | 0 | 0 | 0
F4_Industrial_Instruments_New_Space Heating_Natural Gas_Furnace_A_Technical Potential | F4 | Industrial | Instruments | New | Space Heating | Natural Gas | Furnace | A | Incremental Energy Savings (MWh or mTherms) | Technical Potential | 0 | 0 | 0 | 0 | 0 | 0 | 0 | 0 | 0 | 0 | 0 | 0 | 0 | 0 | 0 | 0 | 0 | 0 | 0 | 0 | 0 | 0 | 0 | 0 | 0 | 0 | 0 | 0 | 0 | 0 | 0
F5_Industrial_Instruments_New_Space Heating_Natural Gas_Furnace_A_Technical Potential | F5 | Industrial | Instruments | New | Space Heating | Natural Gas | Furnace | A | Incremental Summer Peak Savings (MW) | Technical Potential | 0 | 0 | 0 | 0 | 0 | 0 | 0 | 0 | 0 | 0 | 0 | 0 | 0 | 0 | 0 | 0 | 0 | 0 | 0 | 0 | 0 | 0 | 0 | 0 | 0 | 0 | 0 | 0 | 0 | 0 | 0
F6_Industrial_Instruments_New_Space Heating_Natural Gas_Furnace_A_Technical Potential | F6 | Industrial | Instruments | New | Space Heating | Natural Gas | Furnace | A | Incremental Winter Peak Savings (MW) | Technical Potential | 0 | 0 | 0 | 0 | 0 | 0 | 0 | 0 | 0 | 0 | 0 | 0 | 0 | 0 | 0 | 0 | 0 | 0 | 0 | 0 | 0 | 0 | 0 | 0 | 0 | 0 | 0 | 0 | 0 | 0 | 0
F7_Industrial_Instruments_New_Space Heating_Natural Gas_Furnace_A_Technical Potential | F7 | Industrial | Instruments | New | Space Heating | Natural Gas | Furnace | A | Cumulative Energy Savings (MWh or mTherms) | Technical Potential | 0 | 0 | 0 | 0 | 0 | 0 | 0 | 0 | 0 | 0 | 0 | 0 | 0 | 0 | 0 | 0 | 0 | 0 | 0 | 0 | 0 | 0 | 0 | 0 | 0 | 0 | 0 | 0 | 0 | 0 | 0
F8_Industrial_Instruments_New_Space Heating_Natural Gas_Furnace_A_Technical Potential | F8 | Industrial | Instruments | New | Space Heating | Natural Gas | Furnace | A | Cumulative Summer Peak Savings (MW) | Technical Potential | 0 | 0 | 0 | 0 | 0 | 0 | 0 | 0 | 0 | 0 | 0 | 0 | 0 | 0 | 0 | 0 | 0 | 0 | 0 | 0 | 0 | 0 | 0 | 0 | 0 | 0 | 0 | 0 | 0 | 0 | 0
F9_Industrial_Instruments_New_Space Heating_Natural Gas_Furnace_A_Technical Potential | F9 | Industrial | Instruments | New | Space Heating | Natural Gas | Furnace | A | Cumulative Winter Peak Savings (MW) | Technical Potential | 0 | 0 | 0 | 0 | 0 | 0 | 0 | 0 | 0 | 0 | 0 | 0 | 0 | 0 | 0 | 0 | 0 | 0 | 0 | 0 | 0 | 0 | 0 | 0 | 0 | 0 | 0 | 0 | 0 | 0 | 0
F10_Industrial_Instruments_New_Space Heating_Natural Gas_Furnace_A_Technical Potential | F10 | Industrial | Instruments | New | Space Heating | Natural Gas | Furnace | A | Purchases (Incremental) | Technical Potential | 0 | 0 | 0 | 0 | 0 | 0 | 0 | 0 | 0 | 0 | 0 | 0 | 0 | 0 | 0 | 0 | 0 | 0 | 0 | 0 | 0 | 0 | 0 | 0 | 0 | 0 | 0 | 0 | 0 | 0 | 0
F11_Industrial_Instruments_New_Space Heating_Natural Gas_Furnace_A_Technical Potential | F11 | Industrial | Instruments | New | Space Heating | Natural Gas | Furnace | A | Purchases (Cumulative) | Technical Potential | 0 | 0 | 0 | 0 | 0 | 0 | 0 | 0 | 0 | 0 | 0 | 0 | 0 | 0 | 0 | 0 | 0 | 0 | 0 | 0 | 0 | 0 | 0 | 0 | 0 | 0 | 0 | 0 | 0 | 0 | 0
F1_Industrial_Instruments_New_Space Heating_Natural Gas_Boiler_A_Technical Potential | F1 | Industrial | Instruments | New | Space Heating | Natural Gas | Boiler | A | Integrated Unit Energy Savings (kWh or therms) | Technical Potential | 0 | 0 | 0 | 0 | 0 | 0 | 0 | 0 | 0 | 0 | 0 | 0 | 0 | 0 | 0 | 0 | 0 | 0 | 0 | 0 | 0 | 0 | 0 | 0 | 0 | 0 | 0 | 0 | 0 | 0 | 0
F2_Industrial_Instruments_New_Space Heating_Natural Gas_Boiler_A_Technical Potential | F2 | Industrial | Instruments | New | Space Heating | Natural Gas | Boiler | A | Integrated Unit Summer Peak Savings (kW) | Technical Potential | 0 | 0 | 0 | 0 | 0 | 0 | 0 | 0 | 0 | 0 | 0 | 0 | 0 | 0 | 0 | 0 | 0 | 0 | 0 | 0 | 0 | 0 | 0 | 0 | 0 | 0 | 0 | 0 | 0 | 0 | 0
F3_Industrial_Instruments_New_Space Heating_Natural Gas_Boiler_A_Technical Potential | F3 | Industrial | Instruments | New | Space Heating | Natural Gas | Boiler | A | Integrated Unit Winter Peak Savings (kW) | Technical Potential | 0 | 0 | 0 | 0 | 0 | 0 | 0 | 0 | 0 | 0 | 0 | 0 | 0 | 0 | 0 | 0 | 0 | 0 | 0 | 0 | 0 | 0 | 0 | 0 | 0 | 0 | 0 | 0 | 0 | 0 | 0
F4_Industrial_Instruments_New_Space Heating_Natural Gas_Boiler_A_Technical Potential | F4 | Industrial | Instruments | New | Space Heating | Natural Gas | Boiler | A | Incremental Energy Savings (MWh or mTherms) | Technical Potential | 0 | 0 | 0 | 0 | 0 | 0 | 0 | 0 | 0 | 0 | 0 | 0 | 0 | 0 | 0 | 0 | 0 | 0 | 0 | 0 | 0 | 0 | 0 | 0 | 0 | 0 | 0 | 0 | 0 | 0 | 0
F5_Industrial_Instruments_New_Space Heating_Natural Gas_Boiler_A_Technical Potential | F5 | Industrial | Instruments | New | Space Heating | Natural Gas | Boiler | A | Incremental Summer Peak Savings (MW) | Technical Potential | 0 | 0 | 0 | 0 | 0 | 0 | 0 | 0 | 0 | 0 | 0 | 0 | 0 | 0 | 0 | 0 | 0 | 0 | 0 | 0 | 0 | 0 | 0 | 0 | 0 | 0 | 0 | 0 | 0 | 0 | 0
F6_Industrial_Instruments_New_Space Heating_Natural Gas_Boiler_A_Technical Potential | F6 | Industrial | Instruments | New | Space Heating | Natural Gas | Boiler | A | Incremental Winter Peak Savings (MW) | Technical Potential | 0 | 0 | 0 | 0 | 0 | 0 | 0 | 0 | 0 | 0 | 0 | 0 | 0 | 0 | 0 | 0 | 0 | 0 | 0 | 0 | 0 | 0 | 0 | 0 | 0 | 0 | 0 | 0 | 0 | 0 | 0
F7_Industrial_Instruments_New_Space Heating_Natural Gas_Boiler_A_Technical Potential | F7 | Industrial | Instruments | New | Space Heating | Natural Gas | Boiler | A | Cumulative Energy Savings (MWh or mTherms) | Technical Potential | 0 | 0 | 0 | 0 | 0 | 0 | 0 | 0 | 0 | 0 | 0 | 0 | 0 | 0 | 0 | 0 | 0 | 0 | 0 | 0 | 0 | 0 | 0 | 0 | 0 | 0 | 0 | 0 | 0 | 0 | 0
F8_Industrial_Instruments_New_Space Heating_Natural Gas_Boiler_A_Technical Potential | F8 | Industrial | Instruments | New | Space Heating | Natural Gas | Boiler | A | Cumulative Summer Peak Savings (MW) | Technical Potential | 0 | 0 | 0 | 0 | 0 | 0 | 0 | 0 | 0 | 0 | 0 | 0 | 0 | 0 | 0 | 0 | 0 | 0 | 0 | 0 | 0 | 0 | 0 | 0 | 0 | 0 | 0 | 0 | 0 | 0 | 0
F9_Industrial_Instruments_New_Space Heating_Natural Gas_Boiler_A_Technical Potential | F9 | Industrial | Instruments | New | Space Heating | Natural Gas | Boiler | A | Cumulative Winter Peak Savings (MW) | Technical Potential | 0 | 0 | 0 | 0 | 0 | 0 | 0 | 0 | 0 | 0 | 0 | 0 | 0 | 0 | 0 | 0 | 0 | 0 | 0 | 0 | 0 | 0 | 0 | 0 | 0 | 0 | 0 | 0 | 0 | 0 | 0
F10_Industrial_Instruments_New_Space Heating_Natural Gas_Boiler_A_Technical Potential | F10 | Industrial | Instruments | New | Space Heating | Natural Gas | Boiler | A | Purchases (Incremental) | Technical Potential | 0 | 0 | 0 | 0 | 0 | 0 | 0 | 0 | 0 | 0 | 0 | 0 | 0 | 0 | 0 | 0 | 0 | 0 | 0 | 0 | 0 | 0 | 0 | 0 | 0 | 0 | 0 | 0 | 0 | 0 | 0
F11_Industrial_Instruments_New_Space Heating_Natural Gas_Boiler_A_Technical Potential | F11 | Industrial | Instruments | New | Space Heating | Natural Gas | Boiler | A | Purchases (Cumulative) | Technical Potential | 0 | 0 | 0 | 0 | 0 | 0 | 0 | 0 | 0 | 0 | 0 | 0 | 0 | 0 | 0 | 0 | 0 | 0 | 0 | 0 | 0 | 0 | 0 | 0 | 0 | 0 | 0 | 0 | 0 | 0 | 0
F1_Industrial_Instruments_New_Space Heating_Natural Gas_Unit Heater_A_Technical Potential | F1 | Industrial | Instruments | New | Space Heating | Natural Gas | Unit Heater | A | Integrated Unit Energy Savings (kWh or therms) | Technical Potential | 0 | 28641.12 | 28641.12 | 28641.12 | 28641.12 | 15772.4108 | 15772.4108 | 15772.4108 | 15772.4108 | 15772.4108 | 15772.4108 | 15772.4108 | 15772.4108 | 15772.4108 | 15772.4108 | 15772.4108 | 15772.4108 | 15772.4108 | 15772.4108 | 15772.4108 | 15772.4108 | 15772.4108 | 15772.4108 | 15772.4108 | 15772.4108 | 15772.4108 | 15772.4108 | 15772.4108 | 15772.4108 | 15772.4108 | 15772.4108
F2_Industrial_Instruments_New_Space Heating_Natural Gas_Unit Heater_A_Technical Potential | F2 | Industrial | Instruments | New | Space Heating | Natural Gas | Unit Heater | A | Integrated Unit Summer Peak Savings (kW) | Technical Potential | 0 | 0 | 0 | 0 | 0 | 0 | 0 | 0 | 0 | 0 | 0 | 0 | 0 | 0 | 0 | 0 | 0 | 0 | 0 | 0 | 0 | 0 | 0 | 0 | 0 | 0 | 0 | 0 | 0 | 0 | 0
F3_Industrial_Instruments_New_Space Heating_Natural Gas_Unit Heater_A_Technical Potential | F3 | Industrial | Instruments | New | Space Heating | Natural Gas | Unit Heater | A | Integrated Unit Winter Peak Savings (kW) | Technical Potential | 0 | 0 | 0 | 0 | 0 | 0 | 0 | 0 | 0 | 0 | 0 | 0 | 0 | 0 | 0 | 0 | 0 | 0 | 0 | 0 | 0 | 0 | 0 | 0 | 0 | 0 | 0 | 0 | 0 | 0 | 0
F4_Industrial_Instruments_New_Space Heating_Natural Gas_Unit Heater_A_Technical Potential | F4 | Industrial | Instruments | New | Space Heating | Natural Gas | Unit Heater | A | Incremental Energy Savings (MWh or mTherms) | Technical Potential | 0 | 0 | 0 | 0 | 0 | 0.092895 | 0.091299 | 0.091249 | 0.090711 | 0.09076 | 0.090835 | 0.10614 | 0.1183 | 0.12708 | 0.13329 | 0.14041 | 0.14515 | 0.14993 | 0.18709 | 0.18148 | 0.17752 | 0.1792 | 0.18291 | 0.18638 | 0.19067 | 0.19519 | 0.19991 | 0.20463 | 0.21841 | 0.22849 | 0.23558
F5_Industrial_Instruments_New_Space Heating_Natural Gas_Unit Heater_A_Technical Potential | F5 | Industrial | Instruments | New | Space Heating | Natural Gas | Unit Heater | A | Incremental Summer Peak Savings (MW) | Technical Potential | 0 | 0 | 0 | 0 | 0 | 0 | 0 | 0 | 0 | 0 | 0 | 0 | 0 | 0 | 0 | 0 | 0 | 0 | 0 | 0 | 0 | 0 | 0 | 0 | 0 | 0 | 0 | 0 | 0 | 0 | 0
F6_Industrial_Instruments_New_Space Heating_Natural Gas_Unit Heater_A_Technical Potential | F6 | Industrial | Instruments | New | Space Heating | Natural Gas | Unit Heater | A | Incremental Winter Peak Savings (MW) | Technical Potential | 0 | 0 | 0 | 0 | 0 | 0 | 0 | 0 | 0 | 0 | 0 | 0 | 0 | 0 | 0 | 0 | 0 | 0 | 0 | 0 | 0 | 0 | 0 | 0 | 0 | 0 | 0 | 0 | 0 | 0 | 0
F7_Industrial_Instruments_New_Space Heating_Natural Gas_Unit Heater_A_Technical Potential | F7 | Industrial | Instruments | New | Space Heating | Natural Gas | Unit Heater | A | Cumulative Energy Savings (MWh or mTherms) | Technical Potential | 0 | 0 | 0 | 0 | 0 | 0.092895 | 0.18419 | 0.27544 | 0.36615 | 0.45691 | 0.54775 | 0.65389 | 0.77219 | 0.89927 | 1.0326 | 1.173 | 1.3181 | 1.3752 | 1.4709 | 1.5612 | 1.648 | 1.7364 | 1.8285 | 1.9087 | 1.9811 | 2.0492 | 2.1158 | 2.1801 | 0 | 0 | 0
F8_Industrial_Instruments_New_Space Heating_Natural Gas_Unit Heater_A_Technical Potential | F8 | Industrial | Instruments | New | Space Heating | Natural Gas | Unit Heater | A | Cumulative Summer Peak Savings (MW) | Technical Potential | 0 | 0 | 0 | 0 | 0 | 0 | 0 | 0 | 0 | 0 | 0 | 0 | 0 | 0 | 0 | 0 | 0 | 0 | 0 | 0 | 0 | 0 | 0 | 0 | 0 | 0 | 0 | 0 | 0 | 0 | 0
F9_Industrial_Instruments_New_Space Heating_Natural Gas_Unit Heater_A_Technical Potential | F9 | Industrial | Instruments | New | Space Heating | Natural Gas | Unit Heater | A | Cumulative Winter Peak Savings (MW) | Technical Potential | 0 | 0 | 0 | 0 | 0 | 0 | 0 | 0 | 0 | 0 | 0 | 0 | 0 | 0 | 0 | 0 | 0 | 0 | 0 | 0 | 0 | 0 | 0 | 0 | 0 | 0 | 0 | 0 | 0 | 0 | 0
F10_Industrial_Instruments_New_Space Heating_Natural Gas_Unit Heater_A_Technical Potential | F10 | Industrial | Instruments | New | Space Heating | Natural Gas | Unit Heater | A | Purchases (Incremental) | Technical Potential | 0 | 0 | 0 | 0 | 0 | 0.0058897 | 0.0057885 | 0.0057853 | 0.0057512 | 0.0057543 | 0.0057591 | 0.0067297 | 0.0075005 | 0.0080569 | 0.008451 | 0.008902 | 0.0092025 | 0.0095061 | 0.011862 | 0.011506 | 0.011255 | 0.011362 | 0.011597 | 0.011817 | 0.012089 | 0.012376 | 0.012675 | 0.012974 | 0.013847 | 0.014487 | 0.014936
F11_Industrial_Instruments_New_Space Heating_Natural Gas_Unit Heater_A_Technical Potential | F11 | Industrial | Instruments | New | Space Heating | Natural Gas | Unit Heater | A | Purchases (Cumulative) | Technical Potential | 0 | 0 | 0 | 0 | 0 | 0.0058897 | 0.011678 | 0.017464 | 0.023215 | 0.028969 | 0.034728 | 0.041458 | 0.048958 | 0.057015 | 0.065466 | 0.074368 | 0.083571 | 0.087187 | 0.09326 | 0.098981 | 0.10449 | 0.11009 | 0.11593 | 0.12102 | 0.12561 | 0.12992 | 0.13415 | 0.13822 | 0.14286 | 0.14784 | 0.15092
F1_Industrial_Wood and Lumber Products_Existing_Space Heating_Natural Gas_Furnace_A_Technical Potential | F1 | Industrial | Wood and Lumber Products | Existing | Space Heating | Natural Gas | Furnace | A | Integrated Unit Energy Savings (kWh or therms) | Technical Potential | 0 | 505.0924 | 505.0924 | 505.0924 | 505.0924 | 138.7616 | 138.7616 | 799.267 | 799.267 | 799.267 | 799.267 | 799.267 | 799.267 | 799.267 | 799.267 | 799.267 | 799.267 | 799.267 | 799.267 | 799.267 | 799.267 | 799.267 | 799.267 | 799.267 | 799.267 | 799.267 | 799.267 | 799.267 | 799.267 | 799.267 | 799.267
F2_Industrial_Wood and Lumber Products_Existing_Space Heating_Natural Gas_Furnace_A_Technical Potential | F2 | Industrial | Wood and Lumber Products | Existing | Space Heating | Natural Gas | Furnace | A | Integrated Unit Summer Peak Savings (kW) | Technical Potential | 0 | 0 | 0 | 0 | 0 | 0 | 0 | 0 | 0 | 0 | 0 | 0 | 0 | 0 | 0 | 0 | 0 | 0 | 0 | 0 | 0 | 0 | 0 | 0 | 0 | 0 | 0 | 0 | 0 | 0 | 0
F3_Industrial_Wood and Lumber Products_Existing_Space Heating_Natural Gas_Furnace_A_Technical Potential | F3 | Industrial | Wood and Lumber Products | Existing | Space Heating | Natural Gas | Furnace | A | Integrated Unit Winter Peak Savings (kW) | Technical Potential | 0 | 0 | 0 | 0 | 0 | 0 | 0 | 0 | 0 | 0 | 0 | 0 | 0 | 0 | 0 | 0 | 0 | 0 | 0 | 0 | 0 | 0 | 0 | 0 | 0 | 0 | 0 | 0 | 0 | 0 | 0
F4_Industrial_Wood and Lumber Products_Existing_Space Heating_Natural Gas_Furnace_A_Technical Potential | F4 | Industrial | Wood and Lumber Products | Existing | Space Heating | Natural Gas | Furnace | A | Incremental Energy Savings (MWh or mTherms) | Technical Potential | 0 | 0 | 0 | 0 | 0 | 0.011439 | 0.011911 | 0.049653 | 0.052132 | 0.054145 | 0.053769 | 0.055018 | 0.051676 | 0.047864 | 0.05037 | 0.041994 | 0.039704 | 0.037012 | 0.034524 | 0.036798 | 0.035776 | 0.036452 | 0.039007 | 0.039653 | 0.040354 | 0.041098 | 0.041933 | 0.04282 | 0.065888 | 0.068605 | 0.049653
F5_Industrial_Wood and Lumber Products_Existing_Space Heating_Natural Gas_Furnace_A_Technical Potential | F5 | Industrial | Wood and Lumber Products | Existing | Space Heating | Natural Gas | Furnace | A | Incremental Summer Peak Savings (MW) | Technical Potential | 0 | 0 | 0 | 0 | 0 | 0 | 0 | 0 | 0 | 0 | 0 | 0 | 0 | 0 | 0 | 0 | 0 | 0 | 0 | 0 | 0 | 0 | 0 | 0 | 0 | 0 | 0 | 0 | 0 | 0 | 0
F6_Industrial_Wood and Lumber Products_Existing_Space Heating_Natural Gas_Furnace_A_Technical Potential | F6 | Industrial | Wood and Lumber Products | Existing | Space Heating | Natural Gas | Furnace | A | Incremental Winter Peak Savings (MW) | Technical Potential | 0 | 0 | 0 | 0 | 0 | 0 | 0 | 0 | 0 | 0 | 0 | 0 | 0 | 0 | 0 | 0 | 0 | 0 | 0 | 0 | 0 | 0 | 0 | 0 | 0 | 0 | 0 | 0 | 0 | 0 | 0
F7_Industrial_Wood and Lumber Products_Existing_Space Heating_Natural Gas_Furnace_A_Technical Potential | F7 | Industrial | Wood and Lumber Products | Existing | Space Heating | Natural Gas | Furnace | A | Cumulative Energy Savings (MWh or mTherms) | Technical Potential | 0 | 0 | 0 | 0 | 0 | 0.011439 | 0.023349 | 0.073002 | 0.12513 | 0.17928 | 0.23305 | 0.28807 | 0.33974 | 0.38761 | 0.43798 | 0.47997 | 0.51967 | 0.55669 | 0.59121 | 0.62801 | 0.66378 | 0.70024 | 0.73924 | 0.7789 | 0.81925 | 0.86035 | 0.90228 | 0.9451 | 0 | 0 | 0
F8_Industrial_Wood and Lumber Products_Existing_Space Heating_Natural Gas_Furnace_A_Technical Potential | F8 | Industrial | Wood and Lumber Products | Existing | Space Heating | Natural Gas | Furnace | A | Cumulative Summer Peak Savings (MW) | Technical Potential | 0 | 0 | 0 | 0 | 0 | 0 | 0 | 0 | 0 | 0 | 0 | 0 | 0 | 0 | 0 | 0 | 0 | 0 | 0 | 0 | 0 | 0 | 0 | 0 | 0 | 0 | 0 | 0 | 0 | 0 | 0
F9_Industrial_Wood and Lumber Products_Existing_Space Heating_Natural Gas_Furnace_A_Technical Potential | F9 | Industrial | Wood and Lumber Products | Existing | Space Heating | Natural Gas | Furnace | A | Cumulative Winter Peak Savings (MW) | Technical Potential | 0 | 0 | 0 | 0 | 0 | 0 | 0 | 0 | 0 | 0 | 0 | 0 | 0 | 0 | 0 | 0 | 0 | 0 | 0 | 0 | 0 | 0 | 0 | 0 | 0 | 0 | 0 | 0 | 0 | 0 | 0
F10_Industrial_Wood and Lumber Products_Existing_Space Heating_Natural Gas_Furnace_A_Technical Potential | F10 | Industrial | Wood and Lumber Products | Existing | Space Heating | Natural Gas | Furnace | A | Purchases (Incremental) | Technical Potential | 0 | 0 | 0 | 0 | 0 | 0.082436 | 0.085834 | 0.062123 | 0.065224 | 0.067743 | 0.067273 | 0.068835 | 0.064655 | 0.059885 | 0.06302 | 0.052541 | 0.049675 | 0.046307 | 0.043195 | 0.04604 | 0.044761 | 0.045606 | 0.048803 | 0.049612 | 0.050489 | 0.05142 | 0.052465 | 0.053574 | 0.082436 | 0.085834 | 0.062123
F11_Industrial_Wood and Lumber Products_Existing_Space Heating_Natural Gas_Furnace_A_Technical Potential | F11 | Industrial | Wood and Lumber Products | Existing | Space Heating | Natural Gas | Furnace | A | Purchases (Cumulative) | Technical Potential | 0 | 0 | 0 | 0 | 0 | 0.082436 | 0.16827 | 0.23039 | 0.29562 | 0.36336 | 0.43063 | 0.49947 | 0.56412 | 0.62401 | 0.68703 | 0.73957 | 0.78925 | 0.83555 | 0.87875 | 0.92479 | 0.96955 | 1.0152 | 1.064 | 1.1136 | 1.1641 | 1.2155 | 1.2679 | 1.3215 | 1.3215 | 1.3215 | 1.3215
F1_Industrial_Wood and Lumber Products_Existing_Space Heating_Natural Gas_Boiler_A_Technical Potential | F1 | Industrial | Wood and Lumber Products | Existing | Space Heating | Natural Gas | Boiler | A | Integrated Unit Energy Savings (kWh or therms) | Technical Potential | 0 | 8772.191 | 8772.191 | 8772.191 | 8772.191 | 5375.3 | 5375.3 | 5375.3 | 5375.3 | 5375.3 | 5375.3 | 5375.3 | 5375.3 | 5375.3 | 5375.3 | 5375.3 | 5375.3 | 5375.3 | 5375.3 | 5375.3 | 5375.3 | 5375.3 | 5375.3 | 5375.3 | 5375.3 | 5375.3 | 5375.3 | 5375.3 | 5375.3 | 5375.3 | 5375.3
F2_Industrial_Wood and Lumber Products_Existing_Space Heating_Natural Gas_Boiler_A_Technical Potential | F2 | Industrial | Wood and Lumber Products | Existing | Space Heating | Natural Gas | Boiler | A | Integrated Unit Summer Peak Savings (kW) | Technical Potential | 0 | 0 | 0 | 0 | 0 | 0 | 0 | 0 | 0 | 0 | 0 | 0 | 0 | 0 | 0 | 0 | 0 | 0 | 0 | 0 | 0 | 0 | 0 | 0 | 0 | 0 | 0 | 0 | 0 | 0 | 0
F3_Industrial_Wood and Lumber Products_Existing_Space Heating_Natural Gas_Boiler_A_Technical Potential | F3 | Industrial | Wood and Lumber Products | Existing | Space Heating | Natural Gas | Boiler | A | Integrated Unit Winter Peak Savings (kW) | Technical Potential | 0 | 0 | 0 | 0 | 0 | 0 | 0 | 0 | 0 | 0 | 0 | 0 | 0 | 0 | 0 | 0 | 0 | 0 | 0 | 0 | 0 | 0 | 0 | 0 | 0 | 0 | 0 | 0 | 0 | 0 | 0
F4_Industrial_Wood and Lumber Products_Existing_Space Heating_Natural Gas_Boiler_A_Technical Potential | F4 | Industrial | Wood and Lumber Products | Existing | Space Heating | Natural Gas | Boiler | A | Incremental Energy Savings (MWh or mTherms) | Technical Potential | 0 | 0 | 0 | 0 | 0 | 0.053793 | 0.054087 | 0.05406 | 0.055267 | 0.056008 | 0.054092 | 0.054141 | 0.054209 | 0.053508 | 0.060086 | 0.053272 | 0.053608 | 0.05323 | 0.052852 | 0.054897 | 0.0528 | 0.056401 | 0.054892 | 0.053604 | 0.05469 | 0.053591 | 0.052656 | 0.051865 | 0.051266 | 0.050808 | 0.053793
F5_Industrial_Wood and Lumber Products_Existing_Space Heating_Natural Gas_Boiler_A_Technical Potential | F5 | Industrial | Wood and Lumber Products | Existing | Space Heating | Natural Gas | Boiler | A | Incremental Summer Peak Savings (MW) | Technical Potential | 0 | 0 | 0 | 0 | 0 | 0 | 0 | 0 | 0 | 0 | 0 | 0 | 0 | 0 | 0 | 0 | 0 | 0 | 0 | 0 | 0 | 0 | 0 | 0 | 0 | 0 | 0 | 0 | 0 | 0 | 0
F6_Industrial_Wood and Lumber Products_Existing_Space Heating_Natural Gas_Boiler_A_Technical Potential | F6 | Industrial | Wood and Lumber Products | Existing | Space Heating | Natural Gas | Boiler | A | Incremental Winter Peak Savings (MW) | Technical Potential | 0 | 0 | 0 | 0 | 0 | 0 | 0 | 0 | 0 | 0 | 0 | 0 | 0 | 0 | 0 | 0 | 0 | 0 | 0 | 0 | 0 | 0 | 0 | 0 | 0 | 0 | 0 | 0 | 0 | 0 | 0
F7_Industrial_Wood and Lumber Products_Existing_Space Heating_Natural Gas_Boiler_A_Technical Potential | F7 | Industrial | Wood and Lumber Products | Existing | Space Heating | Natural Gas | Boiler | A | Cumulative Energy Savings (MWh or mTherms) | Technical Potential | 0 | 0 | 0 | 0 | 0 | 0.053793 | 0.10788 | 0.16194 | 0.21721 | 0.27321 | 0.32731 | 0.38145 | 0.43566 | 0.48916 | 0.54925 | 0.60252 | 0.65613 | 0.70936 | 0.76221 | 0.81711 | 0.86991 | 0.92631 | 0.9812 | 1.0348 | 1.0895 | 1.1431 | 1.1957 | 1.2476 | 0 | 0 | 0
F8_Industrial_Wood and Lumber Products_Existing_Space Heating_Natural Gas_Boiler_A_Technical Potential | F8 | Industrial | Wood and Lumber Products | Existing | Space Heating | Natural Gas | Boiler | A | Cumulative Summer Peak Savings (MW) | Technical Potential | 0 | 0 | 0 | 0 | 0 | 0 | 0 | 0 | 0 | 0 | 0 | 0 | 0 | 0 | 0 | 0 | 0 | 0 | 0 | 0 | 0 | 0 | 0 | 0 | 0 | 0 | 0 | 0 | 0 | 0 | 0
F9_Industrial_Wood and Lumber Products_Existing_Space Heating_Natural Gas_Boiler_A_Technical Potential | F9 | Industrial | Wood and Lumber Products | Existing | Space Heating | Natural Gas | Boiler | A | Cumulative Winter Peak Savings (MW) | Technical Potential | 0 | 0 | 0 | 0 | 0 | 0 | 0 | 0 | 0 | 0 | 0 | 0 | 0 | 0 | 0 | 0 | 0 | 0 | 0 | 0 | 0 | 0 | 0 | 0 | 0 | 0 | 0 | 0 | 0 | 0 | 0
F10_Industrial_Wood and Lumber Products_Existing_Space Heating_Natural Gas_Boiler_A_Technical Potential | F10 | Industrial | Wood and Lumber Products | Existing | Space Heating | Natural Gas | Boiler | A | Purchases (Incremental) | Technical Potential | 0 | 0 | 0 | 0 | 0 | 0.010007 | 0.010062 | 0.010057 | 0.010282 | 0.010419 | 0.010063 | 0.010072 | 0.010085 | 0.0099544 | 0.011178 | 0.0099105 | 0.0099731 | 0.0099026 | 0.0098323 | 0.010213 | 0.0098228 | 0.010493 | 0.010212 | 0.0099723 | 0.010174 | 0.0099699 | 0.0097959 | 0.0096487 | 0.0095373 | 0.0094521 | 0.010007
F11_Industrial_Wood and Lumber Products_Existing_Space Heating_Natural Gas_Boiler_A_Technical Potential | F11 | Industrial | Wood and Lumber Products | Existing | Space Heating | Natural Gas | Boiler | A | Purchases (Cumulative) | Technical Potential | 0 | 0 | 0 | 0 | 0 | 0.010007 | 0.02007 | 0.030127 | 0.040408 | 0.050828 | 0.060891 | 0.070963 | 0.081048 | 0.091002 | 0.10218 | 0.11209 | 0.12206 | 0.13197 | 0.1418 | 0.15201 | 0.16183 | 0.17233 | 0.18254 | 0.19251 | 0.20269 | 0.21266 | 0.22245 | 0.2321 | 0.24164 | 0.25109 | 0.25109
F1_Industrial_Wood and Lumber Products_Existing_Space Heating_Natural Gas_Unit Heater_A_Technical Potential | F1 | Industrial | Wood and Lumber Products | Existing | Space Heating | Natural Gas | Unit Heater | A | Integrated Unit Energy Savings (kWh or therms) | Technical Potential | 0 | 28641.12 | 28641.12 | 28641.12 | 28641.12 | 15772.4108 | 15772.4108 | 15772.4108 | 15772.4108 | 15772.4108 | 15772.4108 | 15772.4108 | 15772.4108 | 15772.4108 | 15772.4108 | 15772.4108 | 15772.4108 | 15772.4108 | 15772.4108 | 15772.4108 | 15772.4108 | 15772.4108 | 15772.4108 | 15772.4108 | 15772.4108 | 15772.4108 | 15772.4108 | 15772.4108 | 15772.4108 | 15772.4108 | 15772.4108
F2_Industrial_Wood and Lumber Products_Existing_Space Heating_Natural Gas_Unit Heater_A_Technical Potential | F2 | Industrial | Wood and Lumber Products | Existing | Space Heating | Natural Gas | Unit Heater | A | Integrated Unit Summer Peak Savings (kW) | Technical Potential | 0 | 0 | 0 | 0 | 0 | 0 | 0 | 0 | 0 | 0 | 0 | 0 | 0 | 0 | 0 | 0 | 0 | 0 | 0 | 0 | 0 | 0 | 0 | 0 | 0 | 0 | 0 | 0 | 0 | 0 | 0
F3_Industrial_Wood and Lumber Products_Existing_Space Heating_Natural Gas_Unit Heater_A_Technical Potential | F3 | Industrial | Wood and Lumber Products | Existing | Space Heating | Natural Gas | Unit Heater | A | Integrated Unit Winter Peak Savings (kW) | Technical Potential | 0 | 0 | 0 | 0 | 0 | 0 | 0 | 0 | 0 | 0 | 0 | 0 | 0 | 0 | 0 | 0 | 0 | 0 | 0 | 0 | 0 | 0 | 0 | 0 | 0 | 0 | 0 | 0 | 0 | 0 | 0
F4_Industrial_Wood and Lumber Products_Existing_Space Heating_Natural Gas_Unit Heater_A_Technical Potential | F4 | Industrial | Wood and Lumber Products | Existing | Space Heating | Natural Gas | Unit Heater | A | Incremental Energy Savings (MWh or mTherms) | Technical Potential | 0 | 0 | 0 | 0 | 0 | 0.053397 | 0.07259 | 0.093521 | 0.11954 | 0.14619 | 0.16307 | 0.18374 | 0.20357 | 0.21984 | 0.26888 | 0.26661 | 0.28593 | 0.2692 | 0.25774 | 0.25892 | 0.2513 | 0.27527 | 0.25219 | 0.25805 | 0.26966 | 0.28018 | 0.2914 | 0.29626 | 0.29934 | 0.30147 | 0.3019
F5_Industrial_Wood and Lumber Products_Existing_Space Heating_Natural Gas_Unit Heater_A_Technical Potential | F5 | Industrial | Wood and Lumber Products | Existing | Space Heating | Natural Gas | Unit Heater | A | Incremental Summer Peak Savings (MW) | Technical Potential | 0 | 0 | 0 | 0 | 0 | 0 | 0 | 0 | 0 | 0 | 0 | 0 | 0 | 0 | 0 | 0 | 0 | 0 | 0 | 0 | 0 | 0 | 0 | 0 | 0 | 0 | 0 | 0 | 0 | 0 | 0
F6_Industrial_Wood and Lumber Products_Existing_Space Heating_Natural Gas_Unit Heater_A_Technical Potential | F6 | Industrial | Wood and Lumber Products | Existing | Space Heating | Natural Gas | Unit Heater | A | Incremental Winter Peak Savings (MW) | Technical Potential | 0 | 0 | 0 | 0 | 0 | 0 | 0 | 0 | 0 | 0 | 0 | 0 | 0 | 0 | 0 | 0 | 0 | 0 | 0 | 0 | 0 | 0 | 0 | 0 | 0 | 0 | 0 | 0 | 0 | 0 | 0
F7_Industrial_Wood and Lumber Products_Existing_Space Heating_Natural Gas_Unit Heater_A_Technical Potential | F7 | Industrial | Wood and Lumber Products | Existing | Space Heating | Natural Gas | Unit Heater | A | Cumulative Energy Savings (MWh or mTherms) | Technical Potential | 0 | 0 | 0 | 0 | 0 | 0.053397 | 0.12599 | 0.21951 | 0.33904 | 0.48523 | 0.6483 | 0.83204 | 1.0356 | 1.2555 | 1.5243 | 1.7909 | 2.0769 | 2.2927 | 2.4778 | 2.6432 | 2.775 | 2.9041 | 2.9932 | 3.0675 | 3.1336 | 3.1939 | 3.2164 | 3.2461 | 0 | 0 | 0
F8_Industrial_Wood and Lumber Products_Existing_Space Heating_Natural Gas_Unit Heater_A_Technical Potential | F8 | Industrial | Wood and Lumber Products | Existing | Space Heating | Natural Gas | Unit Heater | A | Cumulative Summer Peak Savings (MW) | Technical Potential | 0 | 0 | 0 | 0 | 0 | 0 | 0 | 0 | 0 | 0 | 0 | 0 | 0 | 0 | 0 | 0 | 0 | 0 | 0 | 0 | 0 | 0 | 0 | 0 | 0 | 0 | 0 | 0 | 0 | 0 | 0
F9_Industrial_Wood and Lumber Products_Existing_Space Heating_Natural Gas_Unit Heater_A_Technical Potential | F9 | Industrial | Wood and Lumber Products | Existing | Space Heating | Natural Gas | Unit Heater | A | Cumulative Winter Peak Savings (MW) | Technical Potential | 0 | 0 | 0 | 0 | 0 | 0 | 0 | 0 | 0 | 0 | 0 | 0 | 0 | 0 | 0 | 0 | 0 | 0 | 0 | 0 | 0 | 0 | 0 | 0 | 0 | 0 | 0 | 0 | 0 | 0 | 0
F10_Industrial_Wood and Lumber Products_Existing_Space Heating_Natural Gas_Unit Heater_A_Technical Potential | F10 | Industrial | Wood and Lumber Products | Existing | Space Heating | Natural Gas | Unit Heater | A | Purchases (Incremental) | Technical Potential | 0 | 0 | 0 | 0 | 0 | 0.0033855 | 0.0046023 | 0.0059294 | 0.0075788 | 0.0092684 | 0.010339 | 0.01165 | 0.012907 | 0.013938 | 0.017047 | 0.016904 | 0.018129 | 0.017068 | 0.016341 | 0.016416 | 0.015933 | 0.017453 | 0.015989 | 0.016361 | 0.017097 | 0.017764 | 0.018475 | 0.018784 | 0.018979 | 0.019114 | 0.019141
F11_Industrial_Wood and Lumber Products_Existing_Space Heating_Natural Gas_Unit Heater_A_Technical Potential | F11 | Industrial | Wood and Lumber Products | Existing | Space Heating | Natural Gas | Unit Heater | A | Purchases (Cumulative) | Technical Potential | 0 | 0 | 0 | 0 | 0 | 0.0033855 | 0.0079878 | 0.013917 | 0.021496 | 0.030764 | 0.041103 | 0.052753 | 0.06566 | 0.079598 | 0.096646 | 0.11355 | 0.13168 | 0.14536 | 0.1571 | 0.16759 | 0.17594 | 0.18412 | 0.18977 | 0.19449 | 0.19868 | 0.2025 | 0.20393 | 0.20581 | 0.20666 | 0.20871 | 0.21151
F1_Industrial_Wood and Lumber Products_New_Space Heating_Natural Gas_Furnace_A_Technical Potential | F1 | Industrial | Wood and Lumber Products | New | Space Heating | Natural Gas | Furnace | A | Integrated Unit Energy Savings (kWh or therms) | Technical Potential | 0 | 0 | 0 | 0 | 0 | 0 | 0 | 0 | 0 | 0 | 0 | 0 | 0 | 0 | 0 | 0 | 0 | 0 | 0 | 0 | 0 | 0 | 0 | 0 | 0 | 0 | 0 | 0 | 0 | 0 | 0
F2_Industrial_Wood and Lumber Products_New_Space Heating_Natural Gas_Furnace_A_Technical Potential | F2 | Industrial | Wood and Lumber Products | New | Space Heating | Natural Gas | Furnace | A | Integrated Unit Summer Peak Savings (kW) | Technical Potential | 0 | 0 | 0 | 0 | 0 | 0 | 0 | 0 | 0 | 0 | 0 | 0 | 0 | 0 | 0 | 0 | 0 | 0 | 0 | 0 | 0 | 0 | 0 | 0 | 0 | 0 | 0 | 0 | 0 | 0 | 0
F3_Industrial_Wood and Lumber Products_New_Space Heating_Natural Gas_Furnace_A_Technical Potential | F3 | Industrial | Wood and Lumber Products | New | Space Heating | Natural Gas | Furnace | A | Integrated Unit Winter Peak Savings (kW) | Technical Potential | 0 | 0 | 0 | 0 | 0 | 0 | 0 | 0 | 0 | 0 | 0 | 0 | 0 | 0 | 0 | 0 | 0 | 0 | 0 | 0 | 0 | 0 | 0 | 0 | 0 | 0 | 0 | 0 | 0 | 0 | 0
F4_Industrial_Wood and Lumber Products_New_Space Heating_Natural Gas_Furnace_A_Technical Potential | F4 | Industrial | Wood and Lumber Products | New | Space Heating | Natural Gas | Furnace | A | Incremental Energy Savings (MWh or mTherms) | Technical Potential | 0 | 0 | 0 | 0 | 0 | 0 | 0 | 0 | 0 | 0 | 0 | 0 | 0 | 0 | 0 | 0 | 0 | 0 | 0 | 0 | 0 | 0 | 0 | 0 | 0 | 0 | 0 | 0 | 0 | 0 | 0
F5_Industrial_Wood and Lumber Products_New_Space Heating_Natural Gas_Furnace_A_Technical Potential | F5 | Industrial | Wood and Lumber Products | New | Space Heating | Natural Gas | Furnace | A | Incremental Summer Peak Savings (MW) | Technical Potential | 0 | 0 | 0 | 0 | 0 | 0 | 0 | 0 | 0 | 0 | 0 | 0 | 0 | 0 | 0 | 0 | 0 | 0 | 0 | 0 | 0 | 0 | 0 | 0 | 0 | 0 | 0 | 0 | 0 | 0 | 0
F6_Industrial_Wood and Lumber Products_New_Space Heating_Natural Gas_Furnace_A_Technical Potential | F6 | Industrial | Wood and Lumber Products | New | Space Heating | Natural Gas | Furnace | A | Incremental Winter Peak Savings (MW) | Technical Potential | 0 | 0 | 0 | 0 | 0 | 0 | 0 | 0 | 0 | 0 | 0 | 0 | 0 | 0 | 0 | 0 | 0 | 0 | 0 | 0 | 0 | 0 | 0 | 0 | 0 | 0 | 0 | 0 | 0 | 0 | 0
F7_Industrial_Wood and Lumber Products_New_Space Heating_Natural Gas_Furnace_A_Technical Potential | F7 | Industrial | Wood and Lumber Products | New | Space Heating | Natural Gas | Furnace | A | Cumulative Energy Savings (MWh or mTherms) | Technical Potential | 0 | 0 | 0 | 0 | 0 | 0 | 0 | 0 | 0 | 0 | 0 | 0 | 0 | 0 | 0 | 0 | 0 | 0 | 0 | 0 | 0 | 0 | 0 | 0 | 0 | 0 | 0 | 0 | 0 | 0 | 0
F8_Industrial_Wood and Lumber Products_New_Space Heating_Natural Gas_Furnace_A_Technical Potential | F8 | Industrial | Wood and Lumber Products | New | Space Heating | Natural Gas | Furnace | A | Cumulative Summer Peak Savings (MW) | Technical Potential | 0 | 0 | 0 | 0 | 0 | 0 | 0 | 0 | 0 | 0 | 0 | 0 | 0 | 0 | 0 | 0 | 0 | 0 | 0 | 0 | 0 | 0 | 0 | 0 | 0 | 0 | 0 | 0 | 0 | 0 | 0
F9_Industrial_Wood and Lumber Products_New_Space Heating_Natural Gas_Furnace_A_Technical Potential | F9 | Industrial | Wood and Lumber Products | New | Space Heating | Natural Gas | Furnace | A | Cumulative Winter Peak Savings (MW) | Technical Potential | 0 | 0 | 0 | 0 | 0 | 0 | 0 | 0 | 0 | 0 | 0 | 0 | 0 | 0 | 0 | 0 | 0 | 0 | 0 | 0 | 0 | 0 | 0 | 0 | 0 | 0 | 0 | 0 | 0 | 0 | 0
F10_Industrial_Wood and Lumber Products_New_Space Heating_Natural Gas_Furnace_A_Technical Potential | F10 | Industrial | Wood and Lumber Products | New | Space Heating | Natural Gas | Furnace | A | Purchases (Incremental) | Technical Potential | 0 | 0 | 0 | 0 | 0 | 0 | 0 | 0 | 0 | 0 | 0 | 0 | 0 | 0 | 0 | 0 | 0 | 0 | 0 | 0 | 0 | 0 | 0 | 0 | 0 | 0 | 0 | 0 | 0 | 0 | 0
F11_Industrial_Wood and Lumber Products_New_Space Heating_Natural Gas_Furnace_A_Technical Potential | F11 | Industrial | Wood and Lumber Products | New | Space Heating | Natural Gas | Furnace | A | Purchases (Cumulative) | Technical Potential | 0 | 0 | 0 | 0 | 0 | 0 | 0 | 0 | 0 | 0 | 0 | 0 | 0 | 0 | 0 | 0 | 0 | 0 | 0 | 0 | 0 | 0 | 0 | 0 | 0 | 0 | 0 | 0 | 0 | 0 | 0
F1_Industrial_Wood and Lumber Products_New_Space Heating_Natural Gas_Boiler_A_Technical Potential | F1 | Industrial | Wood and Lumber Products | New | Space Heating | Natural Gas | Boiler | A | Integrated Unit Energy Savings (kWh or therms) | Technical Potential | 0 | 0 | 0 | 0 | 0 | 0 | 0 | 0 | 0 | 0 | 0 | 0 | 0 | 0 | 0 | 0 | 0 | 0 | 0 | 0 | 0 | 0 | 0 | 0 | 0 | 0 | 0 | 0 | 0 | 0 | 0
F2_Industrial_Wood and Lumber Products_New_Space Heating_Natural Gas_Boiler_A_Technical Potential | F2 | Industrial | Wood and Lumber Products | New | Space Heating | Natural Gas | Boiler | A | Integrated Unit Summer Peak Savings (kW) | Technical Potential | 0 | 0 | 0 | 0 | 0 | 0 | 0 | 0 | 0 | 0 | 0 | 0 | 0 | 0 | 0 | 0 | 0 | 0 | 0 | 0 | 0 | 0 | 0 | 0 | 0 | 0 | 0 | 0 | 0 | 0 | 0
F3_Industrial_Wood and Lumber Products_New_Space Heating_Natural Gas_Boiler_A_Technical Potential | F3 | Industrial | Wood and Lumber Products | New | Space Heating | Natural Gas | Boiler | A | Integrated Unit Winter Peak Savings (kW) | Technical Potential | 0 | 0 | 0 | 0 | 0 | 0 | 0 | 0 | 0 | 0 | 0 | 0 | 0 | 0 | 0 | 0 | 0 | 0 | 0 | 0 | 0 | 0 | 0 | 0 | 0 | 0 | 0 | 0 | 0 | 0 | 0
F4_Industrial_Wood and Lumber Products_New_Space Heating_Natural Gas_Boiler_A_Technical Potential | F4 | Industrial | Wood and Lumber Products | New | Space Heating | Natural Gas | Boiler | A | Incremental Energy Savings (MWh or mTherms) | Technical Potential | 0 | 0 | 0 | 0 | 0 | 0 | 0 | 0 | 0 | 0 | 0 | 0 | 0 | 0 | 0 | 0 | 0 | 0 | 0 | 0 | 0 | 0 | 0 | 0 | 0 | 0 | 0 | 0 | 0 | 0 | 0
F5_Industrial_Wood and Lumber Products_New_Space Heating_Natural Gas_Boiler_A_Technical Potential | F5 | Industrial | Wood and Lumber Products | New | Space Heating | Natural Gas | Boiler | A | Incremental Summer Peak Savings (MW) | Technical Potential | 0 | 0 | 0 | 0 | 0 | 0 | 0 | 0 | 0 | 0 | 0 | 0 | 0 | 0 | 0 | 0 | 0 | 0 | 0 | 0 | 0 | 0 | 0 | 0 | 0 | 0 | 0 | 0 | 0 | 0 | 0
F6_Industrial_Wood and Lumber Products_New_Space Heating_Natural Gas_Boiler_A_Technical Potential | F6 | Industrial | Wood and Lumber Products | New | Space Heating | Natural Gas | Boiler | A | Incremental Winter Peak Savings (MW) | Technical Potential | 0 | 0 | 0 | 0 | 0 | 0 | 0 | 0 | 0 | 0 | 0 | 0 | 0 | 0 | 0 | 0 | 0 | 0 | 0 | 0 | 0 | 0 | 0 | 0 | 0 | 0 | 0 | 0 | 0 | 0 | 0
F7_Industrial_Wood and Lumber Products_New_Space Heating_Natural Gas_Boiler_A_Technical Potential | F7 | Industrial | Wood and Lumber Products | New | Space Heating | Natural Gas | Boiler | A | Cumulative Energy Savings (MWh or mTherms) | Technical Potential | 0 | 0 | 0 | 0 | 0 | 0 | 0 | 0 | 0 | 0 | 0 | 0 | 0 | 0 | 0 | 0 | 0 | 0 | 0 | 0 | 0 | 0 | 0 | 0 | 0 | 0 | 0 | 0 | 0 | 0 | 0
F8_Industrial_Wood and Lumber Products_New_Space Heating_Natural Gas_Boiler_A_Technical Potential | F8 | Industrial | Wood and Lumber Products | New | Space Heating | Natural Gas | Boiler | A | Cumulative Summer Peak Savings (MW) | Technical Potential | 0 | 0 | 0 | 0 | 0 | 0 | 0 | 0 | 0 | 0 | 0 | 0 | 0 | 0 | 0 | 0 | 0 | 0 | 0 | 0 | 0 | 0 | 0 | 0 | 0 | 0 | 0 | 0 | 0 | 0 | 0
F9_Industrial_Wood and Lumber Products_New_Space Heating_Natural Gas_Boiler_A_Technical Potential | F9 | Industrial | Wood and Lumber Products | New | Space Heating | Natural Gas | Boiler | A | Cumulative Winter Peak Savings (MW) | Technical Potential | 0 | 0 | 0 | 0 | 0 | 0 | 0 | 0 | 0 | 0 | 0 | 0 | 0 | 0 | 0 | 0 | 0 | 0 | 0 | 0 | 0 | 0 | 0 | 0 | 0 | 0 | 0 | 0 | 0 | 0 | 0
F10_Industrial_Wood and Lumber Products_New_Space Heating_Natural Gas_Boiler_A_Technical Potential | F10 | Industrial | Wood and Lumber Products | New | Space Heating | Natural Gas | Boiler | A | Purchases (Incremental) | Technical Potential | 0 | 0 | 0 | 0 | 0 | 0 | 0 | 0 | 0 | 0 | 0 | 0 | 0 | 0 | 0 | 0 | 0 | 0 | 0 | 0 | 0 | 0 | 0 | 0 | 0 | 0 | 0 | 0 | 0 | 0 | 0
F11_Industrial_Wood and Lumber Products_New_Space Heating_Natural Gas_Boiler_A_Technical Potential | F11 | Industrial | Wood and Lumber Products | New | Space Heating | Natural Gas | Boiler | A | Purchases (Cumulative) | Technical Potential | 0 | 0 | 0 | 0 | 0 | 0 | 0 | 0 | 0 | 0 | 0 | 0 | 0 | 0 | 0 | 0 | 0 | 0 | 0 | 0 | 0 | 0 | 0 | 0 | 0 | 0 | 0 | 0 | 0 | 0 | 0
F1_Industrial_Wood and Lumber Products_New_Space Heating_Natural Gas_Unit Heater_A_Technical Potential | F1 | Industrial | Wood and Lumber Products | New | Space Heating | Natural Gas | Unit Heater | A | Integrated Unit Energy Savings (kWh or therms) | Technical Potential | 0 | 28641.12 | 28641.12 | 28641.12 | 28641.12 | 15772.4108 | 15772.4108 | 15772.4108 | 15772.4108 | 15772.4108 | 15772.4108 | 15772.4108 | 15772.4108 | 15772.4108 | 15772.4108 | 15772.4108 | 15772.4108 | 15772.4108 | 15772.4108 | 15772.4108 | 15772.4108 | 15772.4108 | 15772.4108 | 15772.4108 | 15772.4108 | 15772.4108 | 15772.4108 | 15772.4108 | 15772.4108 | 15772.4108 | 15772.4108
F2_Industrial_Wood and Lumber Products_New_Space Heating_Natural Gas_Unit Heater_A_Technical Potential | F2 | Industrial | Wood and Lumber Products | New | Space Heating | Natural Gas | Unit Heater | A | Integrated Unit Summer Peak Savings (kW) | Technical Potential | 0 | 0 | 0 | 0 | 0 | 0 | 0 | 0 | 0 | 0 | 0 | 0 | 0 | 0 | 0 | 0 | 0 | 0 | 0 | 0 | 0 | 0 | 0 | 0 | 0 | 0 | 0 | 0 | 0 | 0 | 0
F3_Industrial_Wood and Lumber Products_New_Space Heating_Natural Gas_Unit Heater_A_Technical Potential | F3 | Industrial | Wood and Lumber Products | New | Space Heating | Natural Gas | Unit Heater | A | Integrated Unit Winter Peak Savings (kW) | Technical Potential | 0 | 0 | 0 | 0 | 0 | 0 | 0 | 0 | 0 | 0 | 0 | 0 | 0 | 0 | 0 | 0 | 0 | 0 | 0 | 0 | 0 | 0 | 0 | 0 | 0 | 0 | 0 | 0 | 0 | 0 | 0
F4_Industrial_Wood and Lumber Products_New_Space Heating_Natural Gas_Unit Heater_A_Technical Potential | F4 | Industrial | Wood and Lumber Products | New | Space Heating | Natural Gas | Unit Heater | A | Incremental Energy Savings (MWh or mTherms) | Technical Potential | 0 | 0 | 0 | 0 | 0 | 0.019757 | 0.019418 | 0.019407 | 0.019292 | 0.019303 | 0.019319 | 0.022575 | 0.02516 | 0.027027 | 0.028349 | 0.029862 | 0.03087 | 0.031888 | 0.03979 | 0.038598 | 0.037756 | 0.038113 | 0.038902 | 0.039639 | 0.040551 | 0.041514 | 0.042517 | 0.04352 | 0.046451 | 0.048595 | 0.050103
F5_Industrial_Wood and Lumber Products_New_Space Heating_Natural Gas_Unit Heater_A_Technical Potential | F5 | Industrial | Wood and Lumber Products | New | Space Heating | Natural Gas | Unit Heater | A | Incremental Summer Peak Savings (MW) | Technical Potential | 0 | 0 | 0 | 0 | 0 | 0 | 0 | 0 | 0 | 0 | 0 | 0 | 0 | 0 | 0 | 0 | 0 | 0 | 0 | 0 | 0 | 0 | 0 | 0 | 0 | 0 | 0 | 0 | 0 | 0 | 0
F6_Industrial_Wood and Lumber Products_New_Space Heating_Natural Gas_Unit Heater_A_Technical Potential | F6 | Industrial | Wood and Lumber Products | New | Space Heating | Natural Gas | Unit Heater | A | Incremental Winter Peak Savings (MW) | Technical Potential | 0 | 0 | 0 | 0 | 0 | 0 | 0 | 0 | 0 | 0 | 0 | 0 | 0 | 0 | 0 | 0 | 0 | 0 | 0 | 0 | 0 | 0 | 0 | 0 | 0 | 0 | 0 | 0 | 0 | 0 | 0
F7_Industrial_Wood and Lumber Products_New_Space Heating_Natural Gas_Unit Heater_A_Technical Potential | F7 | Industrial | Wood and Lumber Products | New | Space Heating | Natural Gas | Unit Heater | A | Cumulative Energy Savings (MWh or mTherms) | Technical Potential | 0 | 0 | 0 | 0 | 0 | 0.019757 | 0.039175 | 0.058582 | 0.077874 | 0.097177 | 0.1165 | 0.13907 | 0.16423 | 0.19126 | 0.21961 | 0.24947 | 0.28034 | 0.29247 | 0.31284 | 0.33203 | 0.3505 | 0.36931 | 0.38889 | 0.40595 | 0.42134 | 0.43583 | 0.45 | 0.46366 | 0 | 0 | 0
F8_Industrial_Wood and Lumber Products_New_Space Heating_Natural Gas_Unit Heater_A_Technical Potential | F8 | Industrial | Wood and Lumber Products | New | Space Heating | Natural Gas | Unit Heater | A | Cumulative Summer Peak Savings (MW) | Technical Potential | 0 | 0 | 0 | 0 | 0 | 0 | 0 | 0 | 0 | 0 | 0 | 0 | 0 | 0 | 0 | 0 | 0 | 0 | 0 | 0 | 0 | 0 | 0 | 0 | 0 | 0 | 0 | 0 | 0 | 0 | 0
F9_Industrial_Wood and Lumber Products_New_Space Heating_Natural Gas_Unit Heater_A_Technical Potential | F9 | Industrial | Wood and Lumber Products | New | Space Heating | Natural Gas | Unit Heater | A | Cumulative Winter Peak Savings (MW) | Technical Potential | 0 | 0 | 0 | 0 | 0 | 0 | 0 | 0 | 0 | 0 | 0 | 0 | 0 | 0 | 0 | 0 | 0 | 0 | 0 | 0 | 0 | 0 | 0 | 0 | 0 | 0 | 0 | 0 | 0 | 0 | 0
F10_Industrial_Wood and Lumber Products_New_Space Heating_Natural Gas_Unit Heater_A_Technical Potential | F10 | Industrial | Wood and Lumber Products | New | Space Heating | Natural Gas | Unit Heater | A | Purchases (Incremental) | Technical Potential | 0 | 0 | 0 | 0 | 0 | 0.0012526 | 0.0012311 | 0.0012304 | 0.0012232 | 0.0012238 | 0.0012249 | 0.0014313 | 0.0015952 | 0.0017135 | 0.0017974 | 0.0018933 | 0.0019572 | 0.0020218 | 0.0025227 | 0.0024472 | 0.0023938 | 0.0024164 | 0.0024664 | 0.0025132 | 0.002571 | 0.0026321 | 0.0026956 | 0.0027593 | 0.0029451 | 0.003081 | 0.0031766
F11_Industrial_Wood and Lumber Products_New_Space Heating_Natural Gas_Unit Heater_A_Technical Potential | F11 | Industrial | Wood and Lumber Products | New | Space Heating | Natural Gas | Unit Heater | A | Purchases (Cumulative) | Technical Potential | 0 | 0 | 0 | 0 | 0 | 0.0012526 | 0.0024837 | 0.0037142 | 0.0049374 | 0.0061612 | 0.0073861 | 0.0088173 | 0.010413 | 0.012126 | 0.013923 | 0.015817 | 0.017774 | 0.018543 | 0.019835 | 0.021051 | 0.022222 | 0.023415 | 0.024656 | 0.025738 | 0.026714 | 0.027632 | 0.028531 | 0.029397 | 0.030385 | 0.031444 | 0.032098
F1_Industrial_Other Industrial_Existing_Space Heating_Natural Gas_Furnace_A_Technical Potential | F1 | Industrial | Other Industrial | Existing | Space Heating | Natural Gas | Furnace | A | Integrated Unit Energy Savings (kWh or therms) | Technical Potential | 0 | 505.0924 | 505.0924 | 505.0924 | 505.0924 | 138.7616 | 138.7616 | 799.267 | 799.267 | 799.267 | 799.267 | 799.267 | 799.267 | 799.267 | 799.267 | 799.267 | 799.267 | 799.267 | 799.267 | 799.267 | 799.267 | 799.267 | 799.267 | 799.267 | 799.267 | 799.267 | 799.267 | 799.267 | 799.267 | 799.267 | 799.267
F2_Industrial_Other Industrial_Existing_Space Heating_Natural Gas_Furnace_A_Technical Potential | F2 | Industrial | Other Industrial | Existing | Space Heating | Natural Gas | Furnace | A | Integrated Unit Summer Peak Savings (kW) | Technical Potential | 0 | 0 | 0 | 0 | 0 | 0 | 0 | 0 | 0 | 0 | 0 | 0 | 0 | 0 | 0 | 0 | 0 | 0 | 0 | 0 | 0 | 0 | 0 | 0 | 0 | 0 | 0 | 0 | 0 | 0 | 0
F3_Industrial_Other Industrial_Existing_Space Heating_Natural Gas_Furnace_A_Technical Potential | F3 | Industrial | Other Industrial | Existing | Space Heating | Natural Gas | Furnace | A | Integrated Unit Winter Peak Savings (kW) | Technical Potential | 0 | 0 | 0 | 0 | 0 | 0 | 0 | 0 | 0 | 0 | 0 | 0 | 0 | 0 | 0 | 0 | 0 | 0 | 0 | 0 | 0 | 0 | 0 | 0 | 0 | 0 | 0 | 0 | 0 | 0 | 0
F4_Industrial_Other Industrial_Existing_Space Heating_Natural Gas_Furnace_A_Technical Potential | F4 | Industrial | Other Industrial | Existing | Space Heating | Natural Gas | Furnace | A | Incremental Energy Savings (MWh or mTherms) | Technical Potential | 0 | 0 | 0 | 0 | 0 | 0.11373 | 0.11841 | 0.49365 | 0.5183 | 0.53831 | 0.53457 | 0.54699 | 0.51377 | 0.47587 | 0.50078 | 0.41751 | 0.39474 | 0.36797 | 0.34324 | 0.36585 | 0.35569 | 0.3624 | 0.3878 | 0.39423 | 0.4012 | 0.4086 | 0.4169 | 0.42572 | 0.65506 | 0.68207 | 0.49365
F5_Industrial_Other Industrial_Existing_Space Heating_Natural Gas_Furnace_A_Technical Potential | F5 | Industrial | Other Industrial | Existing | Space Heating | Natural Gas | Furnace | A | Incremental Summer Peak Savings (MW) | Technical Potential | 0 | 0 | 0 | 0 | 0 | 0 | 0 | 0 | 0 | 0 | 0 | 0 | 0 | 0 | 0 | 0 | 0 | 0 | 0 | 0 | 0 | 0 | 0 | 0 | 0 | 0 | 0 | 0 | 0 | 0 | 0
F6_Industrial_Other Industrial_Existing_Space Heating_Natural Gas_Furnace_A_Technical Potential | F6 | Industrial | Other Industrial | Existing | Space Heating | Natural Gas | Furnace | A | Incremental Winter Peak Savings (MW) | Technical Potential | 0 | 0 | 0 | 0 | 0 | 0 | 0 | 0 | 0 | 0 | 0 | 0 | 0 | 0 | 0 | 0 | 0 | 0 | 0 | 0 | 0 | 0 | 0 | 0 | 0 | 0 | 0 | 0 | 0 | 0 | 0
F7_Industrial_Other Industrial_Existing_Space Heating_Natural Gas_Furnace_A_Technical Potential | F7 | Industrial | Other Industrial | Existing | Space Heating | Natural Gas | Furnace | A | Cumulative Energy Savings (MWh or mTherms) | Technical Potential | 0 | 0 | 0 | 0 | 0 | 0.11373 | 0.23214 | 0.72579 | 1.2441 | 1.7824 | 2.317 | 2.864 | 3.3777 | 3.8536 | 4.3544 | 4.7719 | 5.1666 | 5.5346 | 5.8778 | 6.2437 | 6.5994 | 6.9618 | 7.3496 | 7.7438 | 8.145 | 8.5536 | 8.9705 | 9.3962 | 0 | 0 | 0
F8_Industrial_Other Industrial_Existing_Space Heating_Natural Gas_Furnace_A_Technical Potential | F8 | Industrial | Other Industrial | Existing | Space Heating | Natural Gas | Furnace | A | Cumulative Summer Peak Savings (MW) | Technical Potential | 0 | 0 | 0 | 0 | 0 | 0 | 0 | 0 | 0 | 0 | 0 | 0 | 0 | 0 | 0 | 0 | 0 | 0 | 0 | 0 | 0 | 0 | 0 | 0 | 0 | 0 | 0 | 0 | 0 | 0 | 0
F9_Industrial_Other Industrial_Existing_Space Heating_Natural Gas_Furnace_A_Technical Potential | F9 | Industrial | Other Industrial | Existing | Space Heating | Natural Gas | Furnace | A | Cumulative Winter Peak Savings (MW) | Technical Potential | 0 | 0 | 0 | 0 | 0 | 0 | 0 | 0 | 0 | 0 | 0 | 0 | 0 | 0 | 0 | 0 | 0 | 0 | 0 | 0 | 0 | 0 | 0 | 0 | 0 | 0 | 0 | 0 | 0 | 0 | 0
F10_Industrial_Other Industrial_Existing_Space Heating_Natural Gas_Furnace_A_Technical Potential | F10 | Industrial | Other Industrial | Existing | Space Heating | Natural Gas | Furnace | A | Purchases (Incremental) | Technical Potential | 0 | 0 | 0 | 0 | 0 | 0.81958 | 0.85337 | 0.61763 | 0.64846 | 0.6735 | 0.66883 | 0.68436 | 0.6428 | 0.59538 | 0.62655 | 0.52237 | 0.49388 | 0.46039 | 0.42944 | 0.45773 | 0.44502 | 0.45342 | 0.4852 | 0.49324 | 0.50196 | 0.51122 | 0.5216 | 0.53264 | 0.81958 | 0.85337 | 0.61763
F11_Industrial_Other Industrial_Existing_Space Heating_Natural Gas_Furnace_A_Technical Potential | F11 | Industrial | Other Industrial | Existing | Space Heating | Natural Gas | Furnace | A | Purchases (Cumulative) | Technical Potential | 0 | 0 | 0 | 0 | 0 | 0.81958 | 1.6729 | 2.2906 | 2.939 | 3.6125 | 4.2814 | 4.9657 | 5.6085 | 6.2039 | 6.8305 | 7.3528 | 7.8467 | 8.3071 | 8.7365 | 9.1943 | 9.6393 | 10.0927 | 10.5779 | 11.0711 | 11.5731 | 12.0843 | 12.6059 | 13.1386 | 13.1386 | 13.1386 | 13.1386
F1_Industrial_Other Industrial_Existing_Space Heating_Natural Gas_Boiler_A_Technical Potential | F1 | Industrial | Other Industrial | Existing | Space Heating | Natural Gas | Boiler | A | Integrated Unit Energy Savings (kWh or therms) | Technical Potential | 0 | 8772.191 | 8772.191 | 8772.191 | 8772.191 | 5375.3 | 5375.3 | 5375.3 | 5375.3 | 5375.3 | 5375.3 | 5375.3 | 5375.3 | 5375.3 | 5375.3 | 5375.3 | 5375.3 | 5375.3 | 5375.3 | 5375.3 | 5375.3 | 5375.3 | 5375.3 | 5375.3 | 5375.3 | 5375.3 | 5375.3 | 5375.3 | 5375.3 | 5375.3 | 5375.3
F2_Industrial_Other Industrial_Existing_Space Heating_Natural Gas_Boiler_A_Technical Potential | F2 | Industrial | Other Industrial | Existing | Space Heating | Natural Gas | Boiler | A | Integrated Unit Summer Peak Savings (kW) | Technical Potential | 0 | 0 | 0 | 0 | 0 | 0 | 0 | 0 | 0 | 0 | 0 | 0 | 0 | 0 | 0 | 0 | 0 | 0 | 0 | 0 | 0 | 0 | 0 | 0 | 0 | 0 | 0 | 0 | 0 | 0 | 0
F3_Industrial_Other Industrial_Existing_Space Heating_Natural Gas_Boiler_A_Technical Potential | F3 | Industrial | Other Industrial | Existing | Space Heating | Natural Gas | Boiler | A | Integrated Unit Winter Peak Savings (kW) | Technical Potential | 0 | 0 | 0 | 0 | 0 | 0 | 0 | 0 | 0 | 0 | 0 | 0 | 0 | 0 | 0 | 0 | 0 | 0 | 0 | 0 | 0 | 0 | 0 | 0 | 0 | 0 | 0 | 0 | 0 | 0 | 0
F4_Industrial_Other Industrial_Existing_Space Heating_Natural Gas_Boiler_A_Technical Potential | F4 | Industrial | Other Industrial | Existing | Space Heating | Natural Gas | Boiler | A | Incremental Energy Savings (MWh or mTherms) | Technical Potential | 0 | 0 | 0 | 0 | 0 | 0.53481 | 0.53773 | 0.53747 | 0.54947 | 0.55683 | 0.53778 | 0.53827 | 0.53895 | 0.53198 | 0.59738 | 0.52963 | 0.53298 | 0.52921 | 0.52545 | 0.54579 | 0.52494 | 0.56074 | 0.54574 | 0.53293 | 0.54373 | 0.53281 | 0.52351 | 0.51564 | 0.50969 | 0.50513 | 0.53481
F5_Industrial_Other Industrial_Existing_Space Heating_Natural Gas_Boiler_A_Technical Potential | F5 | Industrial | Other Industrial | Existing | Space Heating | Natural Gas | Boiler | A | Incremental Summer Peak Savings (MW) | Technical Potential | 0 | 0 | 0 | 0 | 0 | 0 | 0 | 0 | 0 | 0 | 0 | 0 | 0 | 0 | 0 | 0 | 0 | 0 | 0 | 0 | 0 | 0 | 0 | 0 | 0 | 0 | 0 | 0 | 0 | 0 | 0
F6_Industrial_Other Industrial_Existing_Space Heating_Natural Gas_Boiler_A_Technical Potential | F6 | Industrial | Other Industrial | Existing | Space Heating | Natural Gas | Boiler | A | Incremental Winter Peak Savings (MW) | Technical Potential | 0 | 0 | 0 | 0 | 0 | 0 | 0 | 0 | 0 | 0 | 0 | 0 | 0 | 0 | 0 | 0 | 0 | 0 | 0 | 0 | 0 | 0 | 0 | 0 | 0 | 0 | 0 | 0 | 0 | 0 | 0
F7_Industrial_Other Industrial_Existing_Space Heating_Natural Gas_Boiler_A_Technical Potential | F7 | Industrial | Other Industrial | Existing | Space Heating | Natural Gas | Boiler | A | Cumulative Energy Savings (MWh or mTherms) | Technical Potential | 0 | 0 | 0 | 0 | 0 | 0.53481 | 1.0725 | 1.61 | 2.1595 | 2.7163 | 3.2541 | 3.7924 | 4.3313 | 4.8633 | 5.4607 | 5.9903 | 6.5233 | 7.0525 | 7.5779 | 8.1237 | 8.6487 | 9.2094 | 9.7552 | 10.2881 | 10.8318 | 11.3646 | 11.8881 | 12.4038 | 0 | 0 | 0
F8_Industrial_Other Industrial_Existing_Space Heating_Natural Gas_Boiler_A_Technical Potential | F8 | Industrial | Other Industrial | Existing | Space Heating | Natural Gas | Boiler | A | Cumulative Summer Peak Savings (MW) | Technical Potential | 0 | 0 | 0 | 0 | 0 | 0 | 0 | 0 | 0 | 0 | 0 | 0 | 0 | 0 | 0 | 0 | 0 | 0 | 0 | 0 | 0 | 0 | 0 | 0 | 0 | 0 | 0 | 0 | 0 | 0 | 0
F9_Industrial_Other Industrial_Existing_Space Heating_Natural Gas_Boiler_A_Technical Potential | F9 | Industrial | Other Industrial | Existing | Space Heating | Natural Gas | Boiler | A | Cumulative Winter Peak Savings (MW) | Technical Potential | 0 | 0 | 0 | 0 | 0 | 0 | 0 | 0 | 0 | 0 | 0 | 0 | 0 | 0 | 0 | 0 | 0 | 0 | 0 | 0 | 0 | 0 | 0 | 0 | 0 | 0 | 0 | 0 | 0 | 0 | 0
F10_Industrial_Other Industrial_Existing_Space Heating_Natural Gas_Boiler_A_Technical Potential | F10 | Industrial | Other Industrial | Existing | Space Heating | Natural Gas | Boiler | A | Purchases (Incremental) | Technical Potential | 0 | 0 | 0 | 0 | 0 | 0.099494 | 0.10004 | 0.099989 | 0.10222 | 0.10359 | 0.10005 | 0.10014 | 0.10026 | 0.098967 | 0.11113 | 0.098531 | 0.099153 | 0.098452 | 0.097753 | 0.10154 | 0.097658 | 0.10432 | 0.10153 | 0.099145 | 0.10115 | 0.099121 | 0.097392 | 0.095927 | 0.09482 | 0.093973 | 0.099494
F11_Industrial_Other Industrial_Existing_Space Heating_Natural Gas_Boiler_A_Technical Potential | F11 | Industrial | Other Industrial | Existing | Space Heating | Natural Gas | Boiler | A | Purchases (Cumulative) | Technical Potential | 0 | 0 | 0 | 0 | 0 | 0.099494 | 0.19953 | 0.29952 | 0.40174 | 0.50533 | 0.60538 | 0.70552 | 0.80578 | 0.90475 | 1.0159 | 1.1144 | 1.2136 | 1.312 | 1.4098 | 1.5113 | 1.609 | 1.7133 | 1.8148 | 1.914 | 2.0151 | 2.1142 | 2.2116 | 2.3076 | 2.4024 | 2.4963 | 2.4963
F1_Industrial_Other Industrial_Existing_Space Heating_Natural Gas_Unit Heater_A_Technical Potential | F1 | Industrial | Other Industrial | Existing | Space Heating | Natural Gas | Unit Heater | A | Integrated Unit Energy Savings (kWh or therms) | Technical Potential | 0 | 28641.12 | 28641.12 | 28641.12 | 28641.12 | 15772.4108 | 15772.4108 | 15772.4108 | 15772.4108 | 15772.4108 | 15772.4108 | 15772.4108 | 15772.4108 | 15772.4108 | 15772.4108 | 15772.4108 | 15772.4108 | 15772.4108 | 15772.4108 | 15772.4108 | 15772.4108 | 15772.4108 | 15772.4108 | 15772.4108 | 15772.4108 | 15772.4108 | 15772.4108 | 15772.4108 | 15772.4108 | 15772.4108 | 15772.4108
F2_Industrial_Other Industrial_Existing_Space Heating_Natural Gas_Unit Heater_A_Technical Potential | F2 | Industrial | Other Industrial | Existing | Space Heating | Natural Gas | Unit Heater | A | Integrated Unit Summer Peak Savings (kW) | Technical Potential | 0 | 0 | 0 | 0 | 0 | 0 | 0 | 0 | 0 | 0 | 0 | 0 | 0 | 0 | 0 | 0 | 0 | 0 | 0 | 0 | 0 | 0 | 0 | 0 | 0 | 0 | 0 | 0 | 0 | 0 | 0
F3_Industrial_Other Industrial_Existing_Space Heating_Natural Gas_Unit Heater_A_Technical Potential | F3 | Industrial | Other Industrial | Existing | Space Heating | Natural Gas | Unit Heater | A | Integrated Unit Winter Peak Savings (kW) | Technical Potential | 0 | 0 | 0 | 0 | 0 | 0 | 0 | 0 | 0 | 0 | 0 | 0 | 0 | 0 | 0 | 0 | 0 | 0 | 0 | 0 | 0 | 0 | 0 | 0 | 0 | 0 | 0 | 0 | 0 | 0 | 0
F4_Industrial_Other Industrial_Existing_Space Heating_Natural Gas_Unit Heater_A_Technical Potential | F4 | Industrial | Other Industrial | Existing | Space Heating | Natural Gas | Unit Heater | A | Incremental Energy Savings (MWh or mTherms) | Technical Potential | 0 | 0 | 0 | 0 | 0 | 0.53088 | 0.72169 | 0.92979 | 1.1884 | 1.4534 | 1.6212 | 1.8268 | 2.0239 | 2.1857 | 2.6732 | 2.6507 | 2.8428 | 2.6764 | 2.5624 | 2.5741 | 2.4984 | 2.7368 | 2.5072 | 2.5656 | 2.6809 | 2.7856 | 2.8971 | 2.9455 | 2.9761 | 2.9973 | 3.0015
F5_Industrial_Other Industrial_Existing_Space Heating_Natural Gas_Unit Heater_A_Technical Potential | F5 | Industrial | Other Industrial | Existing | Space Heating | Natural Gas | Unit Heater | A | Incremental Summer Peak Savings (MW) | Technical Potential | 0 | 0 | 0 | 0 | 0 | 0 | 0 | 0 | 0 | 0 | 0 | 0 | 0 | 0 | 0 | 0 | 0 | 0 | 0 | 0 | 0 | 0 | 0 | 0 | 0 | 0 | 0 | 0 | 0 | 0 | 0
F6_Industrial_Other Industrial_Existing_Space Heating_Natural Gas_Unit Heater_A_Technical Potential | F6 | Industrial | Other Industrial | Existing | Space Heating | Natural Gas | Unit Heater | A | Incremental Winter Peak Savings (MW) | Technical Potential | 0 | 0 | 0 | 0 | 0 | 0 | 0 | 0 | 0 | 0 | 0 | 0 | 0 | 0 | 0 | 0 | 0 | 0 | 0 | 0 | 0 | 0 | 0 | 0 | 0 | 0 | 0 | 0 | 0 | 0 | 0
F7_Industrial_Other Industrial_Existing_Space Heating_Natural Gas_Unit Heater_A_Technical Potential | F7 | Industrial | Other Industrial | Existing | Space Heating | Natural Gas | Unit Heater | A | Cumulative Energy Savings (MWh or mTherms) | Technical Potential | 0 | 0 | 0 | 0 | 0 | 0.53088 | 1.2526 | 2.1824 | 3.3708 | 4.8242 | 6.4454 | 8.2722 | 10.2961 | 12.4818 | 15.155 | 17.8057 | 20.6484 | 22.794 | 24.6347 | 26.2791 | 27.589 | 28.8724 | 29.7585 | 30.4973 | 31.1543 | 31.7542 | 31.978 | 32.2728 | 0 | 0 | 0
F8_Industrial_Other Industrial_Existing_Space Heating_Natural Gas_Unit Heater_A_Technical Potential | F8 | Industrial | Other Industrial | Existing | Space Heating | Natural Gas | Unit Heater | A | Cumulative Summer Peak Savings (MW) | Technical Potential | 0 | 0 | 0 | 0 | 0 | 0 | 0 | 0 | 0 | 0 | 0 | 0 | 0 | 0 | 0 | 0 | 0 | 0 | 0 | 0 | 0 | 0 | 0 | 0 | 0 | 0 | 0 | 0 | 0 | 0 | 0
F9_Industrial_Other Industrial_Existing_Space Heating_Natural Gas_Unit Heater_A_Technical Potential | F9 | Industrial | Other Industrial | Existing | Space Heating | Natural Gas | Unit Heater | A | Cumulative Winter Peak Savings (MW) | Technical Potential | 0 | 0 | 0 | 0 | 0 | 0 | 0 | 0 | 0 | 0 | 0 | 0 | 0 | 0 | 0 | 0 | 0 | 0 | 0 | 0 | 0 | 0 | 0 | 0 | 0 | 0 | 0 | 0 | 0 | 0 | 0
F10_Industrial_Other Industrial_Existing_Space Heating_Natural Gas_Unit Heater_A_Technical Potential | F10 | Industrial | Other Industrial | Existing | Space Heating | Natural Gas | Unit Heater | A | Purchases (Incremental) | Technical Potential | 0 | 0 | 0 | 0 | 0 | 0.033659 | 0.045756 | 0.058951 | 0.075348 | 0.092147 | 0.10279 | 0.11582 | 0.12832 | 0.13858 | 0.16949 | 0.16806 | 0.18024 | 0.16969 | 0.16246 | 0.16321 | 0.1584 | 0.17352 | 0.15896 | 0.16266 | 0.16998 | 0.17661 | 0.18368 | 0.18675 | 0.18869 | 0.19003 | 0.1903
F11_Industrial_Other Industrial_Existing_Space Heating_Natural Gas_Unit Heater_A_Technical Potential | F11 | Industrial | Other Industrial | Existing | Space Heating | Natural Gas | Unit Heater | A | Purchases (Cumulative) | Technical Potential | 0 | 0 | 0 | 0 | 0 | 0.033659 | 0.079415 | 0.13837 | 0.21371 | 0.30586 | 0.40865 | 0.52447 | 0.65279 | 0.79137 | 0.96086 | 1.1289 | 1.3091 | 1.4452 | 1.5619 | 1.6661 | 1.7492 | 1.8306 | 1.8867 | 1.9336 | 1.9752 | 2.0133 | 2.0275 | 2.0462 | 2.0546 | 2.075 | 2.1028
F1_Industrial_Other Industrial_New_Space Heating_Natural Gas_Furnace_A_Technical Potential | F1 | Industrial | Other Industrial | New | Space Heating | Natural Gas | Furnace | A | Integrated Unit Energy Savings (kWh or therms) | Technical Potential | 0 | 0 | 0 | 0 | 0 | 0 | 0 | 0 | 0 | 0 | 0 | 0 | 0 | 0 | 0 | 0 | 0 | 0 | 0 | 0 | 0 | 0 | 0 | 0 | 0 | 0 | 0 | 0 | 0 | 0 | 0
F2_Industrial_Other Industrial_New_Space Heating_Natural Gas_Furnace_A_Technical Potential | F2 | Industrial | Other Industrial | New | Space Heating | Natural Gas | Furnace | A | Integrated Unit Summer Peak Savings (kW) | Technical Potential | 0 | 0 | 0 | 0 | 0 | 0 | 0 | 0 | 0 | 0 | 0 | 0 | 0 | 0 | 0 | 0 | 0 | 0 | 0 | 0 | 0 | 0 | 0 | 0 | 0 | 0 | 0 | 0 | 0 | 0 | 0
F3_Industrial_Other Industrial_New_Space Heating_Natural Gas_Furnace_A_Technical Potential | F3 | Industrial | Other Industrial | New | Space Heating | Natural Gas | Furnace | A | Integrated Unit Winter Peak Savings (kW) | Technical Potential | 0 | 0 | 0 | 0 | 0 | 0 | 0 | 0 | 0 | 0 | 0 | 0 | 0 | 0 | 0 | 0 | 0 | 0 | 0 | 0 | 0 | 0 | 0 | 0 | 0 | 0 | 0 | 0 | 0 | 0 | 0
F4_Industrial_Other Industrial_New_Space Heating_Natural Gas_Furnace_A_Technical Potential | F4 | Industrial | Other Industrial | New | Space Heating | Natural Gas | Furnace | A | Incremental Energy Savings (MWh or mTherms) | Technical Potential | 0 | 0 | 0 | 0 | 0 | 0 | 0 | 0 | 0 | 0 | 0 | 0 | 0 | 0 | 0 | 0 | 0 | 0 | 0 | 0 | 0 | 0 | 0 | 0 | 0 | 0 | 0 | 0 | 0 | 0 | 0
F5_Industrial_Other Industrial_New_Space Heating_Natural Gas_Furnace_A_Technical Potential | F5 | Industrial | Other Industrial | New | Space Heating | Natural Gas | Furnace | A | Incremental Summer Peak Savings (MW) | Technical Potential | 0 | 0 | 0 | 0 | 0 | 0 | 0 | 0 | 0 | 0 | 0 | 0 | 0 | 0 | 0 | 0 | 0 | 0 | 0 | 0 | 0 | 0 | 0 | 0 | 0 | 0 | 0 | 0 | 0 | 0 | 0
F6_Industrial_Other Industrial_New_Space Heating_Natural Gas_Furnace_A_Technical Potential | F6 | Industrial | Other Industrial | New | Space Heating | Natural Gas | Furnace | A | Incremental Winter Peak Savings (MW) | Technical Potential | 0 | 0 | 0 | 0 | 0 | 0 | 0 | 0 | 0 | 0 | 0 | 0 | 0 | 0 | 0 | 0 | 0 | 0 | 0 | 0 | 0 | 0 | 0 | 0 | 0 | 0 | 0 | 0 | 0 | 0 | 0
F7_Industrial_Other Industrial_New_Space Heating_Natural Gas_Furnace_A_Technical Potential | F7 | Industrial | Other Industrial | New | Space Heating | Natural Gas | Furnace | A | Cumulative Energy Savings (MWh or mTherms) | Technical Potential | 0 | 0 | 0 | 0 | 0 | 0 | 0 | 0 | 0 | 0 | 0 | 0 | 0 | 0 | 0 | 0 | 0 | 0 | 0 | 0 | 0 | 0 | 0 | 0 | 0 | 0 | 0 | 0 | 0 | 0 | 0
F8_Industrial_Other Industrial_New_Space Heating_Natural Gas_Furnace_A_Technical Potential | F8 | Industrial | Other Industrial | New | Space Heating | Natural Gas | Furnace | A | Cumulative Summer Peak Savings (MW) | Technical Potential | 0 | 0 | 0 | 0 | 0 | 0 | 0 | 0 | 0 | 0 | 0 | 0 | 0 | 0 | 0 | 0 | 0 | 0 | 0 | 0 | 0 | 0 | 0 | 0 | 0 | 0 | 0 | 0 | 0 | 0 | 0
F9_Industrial_Other Industrial_New_Space Heating_Natural Gas_Furnace_A_Technical Potential | F9 | Industrial | Other Industrial | New | Space Heating | Natural Gas | Furnace | A | Cumulative Winter Peak Savings (MW) | Technical Potential | 0 | 0 | 0 | 0 | 0 | 0 | 0 | 0 | 0 | 0 | 0 | 0 | 0 | 0 | 0 | 0 | 0 | 0 | 0 | 0 | 0 | 0 | 0 | 0 | 0 | 0 | 0 | 0 | 0 | 0 | 0
F10_Industrial_Other Industrial_New_Space Heating_Natural Gas_Furnace_A_Technical Potential | F10 | Industrial | Other Industrial | New | Space Heating | Natural Gas | Furnace | A | Purchases (Incremental) | Technical Potential | 0 | 0 | 0 | 0 | 0 | 0 | 0 | 0 | 0 | 0 | 0 | 0 | 0 | 0 | 0 | 0 | 0 | 0 | 0 | 0 | 0 | 0 | 0 | 0 | 0 | 0 | 0 | 0 | 0 | 0 | 0
F11_Industrial_Other Industrial_New_Space Heating_Natural Gas_Furnace_A_Technical Potential | F11 | Industrial | Other Industrial | New | Space Heating | Natural Gas | Furnace | A | Purchases (Cumulative) | Technical Potential | 0 | 0 | 0 | 0 | 0 | 0 | 0 | 0 | 0 | 0 | 0 | 0 | 0 | 0 | 0 | 0 | 0 | 0 | 0 | 0 | 0 | 0 | 0 | 0 | 0 | 0 | 0 | 0 | 0 | 0 | 0
F1_Industrial_Other Industrial_New_Space Heating_Natural Gas_Boiler_A_Technical Potential | F1 | Industrial | Other Industrial | New | Space Heating | Natural Gas | Boiler | A | Integrated Unit Energy Savings (kWh or therms) | Technical Potential | 0 | 0 | 0 | 0 | 0 | 0 | 0 | 0 | 0 | 0 | 0 | 0 | 0 | 0 | 0 | 0 | 0 | 0 | 0 | 0 | 0 | 0 | 0 | 0 | 0 | 0 | 0 | 0 | 0 | 0 | 0
F2_Industrial_Other Industrial_New_Space Heating_Natural Gas_Boiler_A_Technical Potential | F2 | Industrial | Other Industrial | New | Space Heating | Natural Gas | Boiler | A | Integrated Unit Summer Peak Savings (kW) | Technical Potential | 0 | 0 | 0 | 0 | 0 | 0 | 0 | 0 | 0 | 0 | 0 | 0 | 0 | 0 | 0 | 0 | 0 | 0 | 0 | 0 | 0 | 0 | 0 | 0 | 0 | 0 | 0 | 0 | 0 | 0 | 0
F3_Industrial_Other Industrial_New_Space Heating_Natural Gas_Boiler_A_Technical Potential | F3 | Industrial | Other Industrial | New | Space Heating | Natural Gas | Boiler | A | Integrated Unit Winter Peak Savings (kW) | Technical Potential | 0 | 0 | 0 | 0 | 0 | 0 | 0 | 0 | 0 | 0 | 0 | 0 | 0 | 0 | 0 | 0 | 0 | 0 | 0 | 0 | 0 | 0 | 0 | 0 | 0 | 0 | 0 | 0 | 0 | 0 | 0
F4_Industrial_Other Industrial_New_Space Heating_Natural Gas_Boiler_A_Technical Potential | F4 | Industrial | Other Industrial | New | Space Heating | Natural Gas | Boiler | A | Incremental Energy Savings (MWh or mTherms) | Technical Potential | 0 | 0 | 0 | 0 | 0 | 0 | 0 | 0 | 0 | 0 | 0 | 0 | 0 | 0 | 0 | 0 | 0 | 0 | 0 | 0 | 0 | 0 | 0 | 0 | 0 | 0 | 0 | 0 | 0 | 0 | 0
F5_Industrial_Other Industrial_New_Space Heating_Natural Gas_Boiler_A_Technical Potential | F5 | Industrial | Other Industrial | New | Space Heating | Natural Gas | Boiler | A | Incremental Summer Peak Savings (MW) | Technical Potential | 0 | 0 | 0 | 0 | 0 | 0 | 0 | 0 | 0 | 0 | 0 | 0 | 0 | 0 | 0 | 0 | 0 | 0 | 0 | 0 | 0 | 0 | 0 | 0 | 0 | 0 | 0 | 0 | 0 | 0 | 0
F6_Industrial_Other Industrial_New_Space Heating_Natural Gas_Boiler_A_Technical Potential | F6 | Industrial | Other Industrial | New | Space Heating | Natural Gas | Boiler | A | Incremental Winter Peak Savings (MW) | Technical Potential | 0 | 0 | 0 | 0 | 0 | 0 | 0 | 0 | 0 | 0 | 0 | 0 | 0 | 0 | 0 | 0 | 0 | 0 | 0 | 0 | 0 | 0 | 0 | 0 | 0 | 0 | 0 | 0 | 0 | 0 | 0
F7_Industrial_Other Industrial_New_Space Heating_Natural Gas_Boiler_A_Technical Potential | F7 | Industrial | Other Industrial | New | Space Heating | Natural Gas | Boiler | A | Cumulative Energy Savings (MWh or mTherms) | Technical Potential | 0 | 0 | 0 | 0 | 0 | 0 | 0 | 0 | 0 | 0 | 0 | 0 | 0 | 0 | 0 | 0 | 0 | 0 | 0 | 0 | 0 | 0 | 0 | 0 | 0 | 0 | 0 | 0 | 0 | 0 | 0
F8_Industrial_Other Industrial_New_Space Heating_Natural Gas_Boiler_A_Technical Potential | F8 | Industrial | Other Industrial | New | Space Heating | Natural Gas | Boiler | A | Cumulative Summer Peak Savings (MW) | Technical Potential | 0 | 0 | 0 | 0 | 0 | 0 | 0 | 0 | 0 | 0 | 0 | 0 | 0 | 0 | 0 | 0 | 0 | 0 | 0 | 0 | 0 | 0 | 0 | 0 | 0 | 0 | 0 | 0 | 0 | 0 | 0
F9_Industrial_Other Industrial_New_Space Heating_Natural Gas_Boiler_A_Technical Potential | F9 | Industrial | Other Industrial | New | Space Heating | Natural Gas | Boiler | A | Cumulative Winter Peak Savings (MW) | Technical Potential | 0 | 0 | 0 | 0 | 0 | 0 | 0 | 0 | 0 | 0 | 0 | 0 | 0 | 0 | 0 | 0 | 0 | 0 | 0 | 0 | 0 | 0 | 0 | 0 | 0 | 0 | 0 | 0 | 0 | 0 | 0
F10_Industrial_Other Industrial_New_Space Heating_Natural Gas_Boiler_A_Technical Potential | F10 | Industrial | Other Industrial | New | Space Heating | Natural Gas | Boiler | A | Purchases (Incremental) | Technical Potential | 0 | 0 | 0 | 0 | 0 | 0 | 0 | 0 | 0 | 0 | 0 | 0 | 0 | 0 | 0 | 0 | 0 | 0 | 0 | 0 | 0 | 0 | 0 | 0 | 0 | 0 | 0 | 0 | 0 | 0 | 0
F11_Industrial_Other Industrial_New_Space Heating_Natural Gas_Boiler_A_Technical Potential | F11 | Industrial | Other Industrial | New | Space Heating | Natural Gas | Boiler | A | Purchases (Cumulative) | Technical Potential | 0 | 0 | 0 | 0 | 0 | 0 | 0 | 0 | 0 | 0 | 0 | 0 | 0 | 0 | 0 | 0 | 0 | 0 | 0 | 0 | 0 | 0 | 0 | 0 | 0 | 0 | 0 | 0 | 0 | 0 | 0
F1_Industrial_Other Industrial_New_Space Heating_Natural Gas_Unit Heater_A_Technical Potential | F1 | Industrial | Other Industrial | New | Space Heating | Natural Gas | Unit Heater | A | Integrated Unit Energy Savings (kWh or therms) | Technical Potential | 0 | 28641.12 | 28641.12 | 28641.12 | 28641.12 | 15772.4108 | 15772.4108 | 15772.4108 | 15772.4108 | 15772.4108 | 15772.4108 | 15772.4108 | 15772.4108 | 15772.4108 | 15772.4108 | 15772.4108 | 15772.4108 | 15772.4108 | 15772.4108 | 15772.4108 | 15772.4108 | 15772.4108 | 15772.4108 | 15772.4108 | 15772.4108 | 15772.4108 | 15772.4108 | 15772.4108 | 15772.4108 | 15772.4108 | 15772.4108
F2_Industrial_Other Industrial_New_Space Heating_Natural Gas_Unit Heater_A_Technical Potential | F2 | Industrial | Other Industrial | New | Space Heating | Natural Gas | Unit Heater | A | Integrated Unit Summer Peak Savings (kW) | Technical Potential | 0 | 0 | 0 | 0 | 0 | 0 | 0 | 0 | 0 | 0 | 0 | 0 | 0 | 0 | 0 | 0 | 0 | 0 | 0 | 0 | 0 | 0 | 0 | 0 | 0 | 0 | 0 | 0 | 0 | 0 | 0
F3_Industrial_Other Industrial_New_Space Heating_Natural Gas_Unit Heater_A_Technical Potential | F3 | Industrial | Other Industrial | New | Space Heating | Natural Gas | Unit Heater | A | Integrated Unit Winter Peak Savings (kW) | Technical Potential | 0 | 0 | 0 | 0 | 0 | 0 | 0 | 0 | 0 | 0 | 0 | 0 | 0 | 0 | 0 | 0 | 0 | 0 | 0 | 0 | 0 | 0 | 0 | 0 | 0 | 0 | 0 | 0 | 0 | 0 | 0
F4_Industrial_Other Industrial_New_Space Heating_Natural Gas_Unit Heater_A_Technical Potential | F4 | Industrial | Other Industrial | New | Space Heating | Natural Gas | Unit Heater | A | Incremental Energy Savings (MWh or mTherms) | Technical Potential | 0 | 0 | 0 | 0 | 0 | 0.19643 | 0.19305 | 0.19294 | 0.19181 | 0.19191 | 0.19207 | 0.22444 | 0.25015 | 0.2687 | 0.28185 | 0.29689 | 0.30691 | 0.31703 | 0.39559 | 0.38374 | 0.37537 | 0.37892 | 0.38676 | 0.39409 | 0.40316 | 0.41274 | 0.4227 | 0.43268 | 0.46182 | 0.48314 | 0.49812
F5_Industrial_Other Industrial_New_Space Heating_Natural Gas_Unit Heater_A_Technical Potential | F5 | Industrial | Other Industrial | New | Space Heating | Natural Gas | Unit Heater | A | Incremental Summer Peak Savings (MW) | Technical Potential | 0 | 0 | 0 | 0 | 0 | 0 | 0 | 0 | 0 | 0 | 0 | 0 | 0 | 0 | 0 | 0 | 0 | 0 | 0 | 0 | 0 | 0 | 0 | 0 | 0 | 0 | 0 | 0 | 0 | 0 | 0
F6_Industrial_Other Industrial_New_Space Heating_Natural Gas_Unit Heater_A_Technical Potential | F6 | Industrial | Other Industrial | New | Space Heating | Natural Gas | Unit Heater | A | Incremental Winter Peak Savings (MW) | Technical Potential | 0 | 0 | 0 | 0 | 0 | 0 | 0 | 0 | 0 | 0 | 0 | 0 | 0 | 0 | 0 | 0 | 0 | 0 | 0 | 0 | 0 | 0 | 0 | 0 | 0 | 0 | 0 | 0 | 0 | 0 | 0
F7_Industrial_Other Industrial_New_Space Heating_Natural Gas_Unit Heater_A_Technical Potential | F7 | Industrial | Other Industrial | New | Space Heating | Natural Gas | Unit Heater | A | Cumulative Energy Savings (MWh or mTherms) | Technical Potential | 0 | 0 | 0 | 0 | 0 | 0.19643 | 0.38948 | 0.58242 | 0.77423 | 0.96614 | 1.1582 | 1.3826 | 1.6328 | 1.9015 | 2.1833 | 2.4802 | 2.7871 | 2.9077 | 3.1103 | 3.3011 | 3.4846 | 3.6716 | 3.8663 | 4.036 | 4.189 | 4.333 | 4.4739 | 4.6097 | 0 | 0 | 0
F8_Industrial_Other Industrial_New_Space Heating_Natural Gas_Unit Heater_A_Technical Potential | F8 | Industrial | Other Industrial | New | Space Heating | Natural Gas | Unit Heater | A | Cumulative Summer Peak Savings (MW) | Technical Potential | 0 | 0 | 0 | 0 | 0 | 0 | 0 | 0 | 0 | 0 | 0 | 0 | 0 | 0 | 0 | 0 | 0 | 0 | 0 | 0 | 0 | 0 | 0 | 0 | 0 | 0 | 0 | 0 | 0 | 0 | 0
F9_Industrial_Other Industrial_New_Space Heating_Natural Gas_Unit Heater_A_Technical Potential | F9 | Industrial | Other Industrial | New | Space Heating | Natural Gas | Unit Heater | A | Cumulative Winter Peak Savings (MW) | Technical Potential | 0 | 0 | 0 | 0 | 0 | 0 | 0 | 0 | 0 | 0 | 0 | 0 | 0 | 0 | 0 | 0 | 0 | 0 | 0 | 0 | 0 | 0 | 0 | 0 | 0 | 0 | 0 | 0 | 0 | 0 | 0
F10_Industrial_Other Industrial_New_Space Heating_Natural Gas_Unit Heater_A_Technical Potential | F10 | Industrial | Other Industrial | New | Space Heating | Natural Gas | Unit Heater | A | Purchases (Incremental) | Technical Potential | 0 | 0 | 0 | 0 | 0 | 0.012454 | 0.01224 | 0.012233 | 0.012161 | 0.012167 | 0.012178 | 0.01423 | 0.01586 | 0.017036 | 0.01787 | 0.018823 | 0.019459 | 0.0201 | 0.025081 | 0.02433 | 0.023799 | 0.024024 | 0.024521 | 0.024986 | 0.025561 | 0.026168 | 0.0268 | 0.027433 | 0.02928 | 0.030632 | 0.031582
F11_Industrial_Other Industrial_New_Space Heating_Natural Gas_Unit Heater_A_Technical Potential | F11 | Industrial | Other Industrial | New | Space Heating | Natural Gas | Unit Heater | A | Purchases (Cumulative) | Technical Potential | 0 | 0 | 0 | 0 | 0 | 0.012454 | 0.024694 | 0.036927 | 0.049087 | 0.061255 | 0.073432 | 0.087662 | 0.10352 | 0.12056 | 0.13843 | 0.15725 | 0.17671 | 0.18436 | 0.1972 | 0.20929 | 0.22093 | 0.23279 | 0.24513 | 0.25589 | 0.26559 | 0.27472 | 0.28365 | 0.29226 | 0.30208 | 0.31262 | 0.31912
F1_Industrial_Food Products_Existing_Space Heating_Natural Gas_Insulation - Roof/Ceiling_A_Technical Potential | F1 | Industrial | Food Products | Existing | Space Heating | Natural Gas | Insulation - Roof/Ceiling | A | Integrated Unit Energy Savings (kWh or therms) | Technical Potential | 0 | 0 | 0 | 0 | 0 | 0.099234 | 0.098352 | 0.09725 | 0.096051 | 0.094743 | 0.093319 | 0.091811 | 0.090223 | 0.088488 | 0.086676 | 0.084816 | 0.083003 | 0.081303 | 0.079691 | 0.078293 | 0.076997 | 0.075782 | 0.074756 | 0.073848 | 0.073014 | 0.072416 | 0.071895 | 0.071394 | 0 | 0 | 0
F2_Industrial_Food Products_Existing_Space Heating_Natural Gas_Insulation - Roof/Ceiling_A_Technical Potential | F2 | Industrial | Food Products | Existing | Space Heating | Natural Gas | Insulation - Roof/Ceiling | A | Integrated Unit Summer Peak Savings (kW) | Technical Potential | 0 | 0 | 0 | 0 | 0 | 0 | 0 | 0 | 0 | 0 | 0 | 0 | 0 | 0 | 0 | 0 | 0 | 0 | 0 | 0 | 0 | 0 | 0 | 0 | 0 | 0 | 0 | 0 | 0 | 0 | 0
F3_Industrial_Food Products_Existing_Space Heating_Natural Gas_Insulation - Roof/Ceiling_A_Technical Potential | F3 | Industrial | Food Products | Existing | Space Heating | Natural Gas | Insulation - Roof/Ceiling | A | Integrated Unit Winter Peak Savings (kW) | Technical Potential | 0 | 0 | 0 | 0 | 0 | 0 | 0 | 0 | 0 | 0 | 0 | 0 | 0 | 0 | 0 | 0 | 0 | 0 | 0 | 0 | 0 | 0 | 0 | 0 | 0 | 0 | 0 | 0 | 0 | 0 | 0
F4_Industrial_Food Products_Existing_Space Heating_Natural Gas_Insulation - Roof/Ceiling_A_Technical Potential | F4 | Industrial | Food Products | Existing | Space Heating | Natural Gas | Insulation - Roof/Ceiling | A | Incremental Energy Savings (MWh or mTherms) | Technical Potential | 0 | 0 | 0 | 0 | 0 | 1.4881 | 2.5796 | 3.9444 | 5.457 | 6.8563 | 7.7788 | 8.2193 | 8.0608 | 7.2615 | 6.2474 | 4.9866 | 3.796 | 2.726 | 1.8537 | 1.2155 | 0.75757 | 0.45209 | 0.30086 | 0 | 0 | 0 | 0 | 0 | 0 | 0 | 0
F5_Industrial_Food Products_Existing_Space Heating_Natural Gas_Insulation - Roof/Ceiling_A_Technical Potential | F5 | Industrial | Food Products | Existing | Space Heating | Natural Gas | Insulation - Roof/Ceiling | A | Incremental Summer Peak Savings (MW) | Technical Potential | 0 | 0 | 0 | 0 | 0 | 0 | 0 | 0 | 0 | 0 | 0 | 0 | 0 | 0 | 0 | 0 | 0 | 0 | 0 | 0 | 0 | 0 | 0 | 0 | 0 | 0 | 0 | 0 | 0 | 0 | 0
F6_Industrial_Food Products_Existing_Space Heating_Natural Gas_Insulation - Roof/Ceiling_A_Technical Potential | F6 | Industrial | Food Products | Existing | Space Heating | Natural Gas | Insulation - Roof/Ceiling | A | Incremental Winter Peak Savings (MW) | Technical Potential | 0 | 0 | 0 | 0 | 0 | 0 | 0 | 0 | 0 | 0 | 0 | 0 | 0 | 0 | 0 | 0 | 0 | 0 | 0 | 0 | 0 | 0 | 0 | 0 | 0 | 0 | 0 | 0 | 0 | 0 | 0
F7_Industrial_Food Products_Existing_Space Heating_Natural Gas_Insulation - Roof/Ceiling_A_Technical Potential | F7 | Industrial | Food Products | Existing | Space Heating | Natural Gas | Insulation - Roof/Ceiling | A | Cumulative Energy Savings (MWh or mTherms) | Technical Potential | 0 | 0 | 0 | 0 | 0 | 1.4881 | 4.0545 | 7.9535 | 13.3123 | 19.9874 | 27.4657 | 35.2413 | 42.6927 | 49.1331 | 54.3741 | 58.1943 | 60.7459 | 62.2279 | 62.848 | 62.9608 | 62.676 | 62.1395 | 61.5992 | 60.8503 | 60.1637 | 59.6707 | 59.2414 | 58.8284 | 0 | 0 | 0
F8_Industrial_Food Products_Existing_Space Heating_Natural Gas_Insulation - Roof/Ceiling_A_Technical Potential | F8 | Industrial | Food Products | Existing | Space Heating | Natural Gas | Insulation - Roof/Ceiling | A | Cumulative Summer Peak Savings (MW) | Technical Potential | 0 | 0 | 0 | 0 | 0 | 0 | 0 | 0 | 0 | 0 | 0 | 0 | 0 | 0 | 0 | 0 | 0 | 0 | 0 | 0 | 0 | 0 | 0 | 0 | 0 | 0 | 0 | 0 | 0 | 0 | 0
F9_Industrial_Food Products_Existing_Space Heating_Natural Gas_Insulation - Roof/Ceiling_A_Technical Potential | F9 | Industrial | Food Products | Existing | Space Heating | Natural Gas | Insulation - Roof/Ceiling | A | Cumulative Winter Peak Savings (MW) | Technical Potential | 0 | 0 | 0 | 0 | 0 | 0 | 0 | 0 | 0 | 0 | 0 | 0 | 0 | 0 | 0 | 0 | 0 | 0 | 0 | 0 | 0 | 0 | 0 | 0 | 0 | 0 | 0 | 0 | 0 | 0 | 0
F10_Industrial_Food Products_Existing_Space Heating_Natural Gas_Insulation - Roof/Ceiling_A_Technical Potential | F10 | Industrial | Food Products | Existing | Space Heating | Natural Gas | Insulation - Roof/Ceiling | A | Purchases (Incremental) | Technical Potential | 0 | 0 | 0 | 0 | 0 | 14995.9195 | 26228.4561 | 40559.2094 | 56813.5924 | 72367.9987 | 83357.1662 | 89523.9461 | 89342.1739 | 82061.8876 | 72078.3023 | 58792.5403 | 45733.4656 | 33528.7379 | 23260.7645 | 15525.5454 | 9839.0368 | 5965.6858 | 4024.5509 | 0 | 0 | 0 | 0 | 0 | 0 | 0 | 0
F11_Industrial_Food Products_Existing_Space Heating_Natural Gas_Insulation - Roof/Ceiling_A_Technical Potential | F11 | Industrial | Food Products | Existing | Space Heating | Natural Gas | Insulation - Roof/Ceiling | A | Purchases (Cumulative) | Technical Potential | 0 | 0 | 0 | 0 | 0 | 14995.9195 | 41224.3757 | 81783.5851 | 138597.1775 | 210965.1762 | 294322.3423 | 383846.2884 | 473188.4623 | 555250.3499 | 627328.6523 | 686121.1925 | 731854.6582 | 765383.3961 | 788644.1605 | 804169.7059 | 814008.7427 | 819974.4285 | 823998.9795 | 823998.9795 | 823998.9795 | 823998.9795 | 823998.9795 | 823998.9795 | 823998.9795 | 823998.9795 | 823998.9795
F1_Industrial_Food Products_Existing_Space Heating_Natural Gas_Insulation - Wall Cavity_A_Technical Potential | F1 | Industrial | Food Products | Existing | Space Heating | Natural Gas | Insulation - Wall Cavity | A | Integrated Unit Energy Savings (kWh or therms) | Technical Potential | 0 | 0 | 0 | 0 | 0 | 0.017789 | 0.017491 | 0.017078 | 0.016571 | 0.015973 | 0.015291 | 0.014587 | 0.013886 | 0.013174 | 0.012565 | 0.011985 | 0.011515 | 0.011107 | 0.010749 | 0.010495 | 0.010262 | 0.01006 | 0.0098935 | 0.0097608 | 0.0096392 | 0.0095501 | 0.0094722 | 0.0093978 | 0 | 0 | 0
F2_Industrial_Food Products_Existing_Space Heating_Natural Gas_Insulation - Wall Cavity_A_Technical Potential | F2 | Industrial | Food Products | Existing | Space Heating | Natural Gas | Insulation - Wall Cavity | A | Integrated Unit Summer Peak Savings (kW) | Technical Potential | 0 | 0 | 0 | 0 | 0 | 0 | 0 | 0 | 0 | 0 | 0 | 0 | 0 | 0 | 0 | 0 | 0 | 0 | 0 | 0 | 0 | 0 | 0 | 0 | 0 | 0 | 0 | 0 | 0 | 0 | 0
F3_Industrial_Food Products_Existing_Space Heating_Natural Gas_Insulation - Wall Cavity_A_Technical Potential | F3 | Industrial | Food Products | Existing | Space Heating | Natural Gas | Insulation - Wall Cavity | A | Integrated Unit Winter Peak Savings (kW) | Technical Potential | 0 | 0 | 0 | 0 | 0 | 0 | 0 | 0 | 0 | 0 | 0 | 0 | 0 | 0 | 0 | 0 | 0 | 0 | 0 | 0 | 0 | 0 | 0 | 0 | 0 | 0 | 0 | 0 | 0 | 0 | 0
F4_Industrial_Food Products_Existing_Space Heating_Natural Gas_Insulation - Wall Cavity_A_Technical Potential | F4 | Industrial | Food Products | Existing | Space Heating | Natural Gas | Insulation - Wall Cavity | A | Incremental Energy Savings (MWh or mTherms) | Technical Potential | 0 | 0 | 0 | 0 | 0 | 0.26677 | 0.45875 | 0.69267 | 0.94143 | 1.1559 | 1.2746 | 1.3059 | 1.2406 | 1.0811 | 0.90566 | 0.70463 | 0.52661 | 0.3724 | 0.25003 | 0.16294 | 0.10097 | 0.060017 | 0.039817 | 0 | 0 | 0 | 0 | 0 | 0 | 0 | 0
F5_Industrial_Food Products_Existing_Space Heating_Natural Gas_Insulation - Wall Cavity_A_Technical Potential | F5 | Industrial | Food Products | Existing | Space Heating | Natural Gas | Insulation - Wall Cavity | A | Incremental Summer Peak Savings (MW) | Technical Potential | 0 | 0 | 0 | 0 | 0 | 0 | 0 | 0 | 0 | 0 | 0 | 0 | 0 | 0 | 0 | 0 | 0 | 0 | 0 | 0 | 0 | 0 | 0 | 0 | 0 | 0 | 0 | 0 | 0 | 0 | 0
F6_Industrial_Food Products_Existing_Space Heating_Natural Gas_Insulation - Wall Cavity_A_Technical Potential | F6 | Industrial | Food Products | Existing | Space Heating | Natural Gas | Insulation - Wall Cavity | A | Incremental Winter Peak Savings (MW) | Technical Potential | 0 | 0 | 0 | 0 | 0 | 0 | 0 | 0 | 0 | 0 | 0 | 0 | 0 | 0 | 0 | 0 | 0 | 0 | 0 | 0 | 0 | 0 | 0 | 0 | 0 | 0 | 0 | 0 | 0 | 0 | 0
F7_Industrial_Food Products_Existing_Space Heating_Natural Gas_Insulation - Wall Cavity_A_Technical Potential | F7 | Industrial | Food Products | Existing | Space Heating | Natural Gas | Insulation - Wall Cavity | A | Cumulative Energy Savings (MWh or mTherms) | Technical Potential | 0 | 0 | 0 | 0 | 0 | 0.26677 | 0.72104 | 1.3967 | 2.2966 | 3.3697 | 4.5005 | 5.5991 | 6.5705 | 7.3147 | 7.8823 | 8.2232 | 8.4271 | 8.5011 | 8.4773 | 8.4396 | 8.3537 | 8.2492 | 8.1522 | 8.0429 | 7.9427 | 7.8693 | 7.8051 | 7.7438 | 0 | 0 | 0
F8_Industrial_Food Products_Existing_Space Heating_Natural Gas_Insulation - Wall Cavity_A_Technical Potential | F8 | Industrial | Food Products | Existing | Space Heating | Natural Gas | Insulation - Wall Cavity | A | Cumulative Summer Peak Savings (MW) | Technical Potential | 0 | 0 | 0 | 0 | 0 | 0 | 0 | 0 | 0 | 0 | 0 | 0 | 0 | 0 | 0 | 0 | 0 | 0 | 0 | 0 | 0 | 0 | 0 | 0 | 0 | 0 | 0 | 0 | 0 | 0 | 0
F9_Industrial_Food Products_Existing_Space Heating_Natural Gas_Insulation - Wall Cavity_A_Technical Potential | F9 | Industrial | Food Products | Existing | Space Heating | Natural Gas | Insulation - Wall Cavity | A | Cumulative Winter Peak Savings (MW) | Technical Potential | 0 | 0 | 0 | 0 | 0 | 0 | 0 | 0 | 0 | 0 | 0 | 0 | 0 | 0 | 0 | 0 | 0 | 0 | 0 | 0 | 0 | 0 | 0 | 0 | 0 | 0 | 0 | 0 | 0 | 0 | 0
F10_Industrial_Food Products_Existing_Space Heating_Natural Gas_Insulation - Wall Cavity_A_Technical Potential | F10 | Industrial | Food Products | Existing | Space Heating | Natural Gas | Insulation - Wall Cavity | A | Purchases (Incremental) | Technical Potential | 0 | 0 | 0 | 0 | 0 | 14995.9195 | 26228.4561 | 40559.2094 | 56813.5924 | 72367.9987 | 83357.1662 | 89523.9461 | 89342.1739 | 82061.8876 | 72078.3023 | 58792.5403 | 45733.4656 | 33528.7379 | 23260.7645 | 15525.5454 | 9839.0368 | 5965.6858 | 4024.5509 | 0 | 0 | 0 | 0 | 0 | 0 | 0 | 0
F11_Industrial_Food Products_Existing_Space Heating_Natural Gas_Insulation - Wall Cavity_A_Technical Potential | F11 | Industrial | Food Products | Existing | Space Heating | Natural Gas | Insulation - Wall Cavity | A | Purchases (Cumulative) | Technical Potential | 0 | 0 | 0 | 0 | 0 | 14995.9195 | 41224.3757 | 81783.5851 | 138597.1775 | 210965.1762 | 294322.3423 | 383846.2884 | 473188.4623 | 555250.3499 | 627328.6523 | 686121.1925 | 731854.6582 | 765383.3961 | 788644.1605 | 804169.7059 | 814008.7427 | 819974.4285 | 823998.9795 | 823998.9795 | 823998.9795 | 823998.9795 | 823998.9795 | 823998.9795 | 823998.9795 | 823998.9795 | 823998.9795
F1_Industrial_Food Products_Existing_Space Heating_Natural Gas_Insulation - Ducting_A_Technical Potential | F1 | Industrial | Food Products | Existing | Space Heating | Natural Gas | Insulation - Ducting | A | Integrated Unit Energy Savings (kWh or therms) | Technical Potential | 0 | 0 | 0 | 0 | 0 | 0.0016154 | 0.0015784 | 0.0015281 | 0.0014688 | 0.0014014 | 0.0013268 | 0.0012514 | 0.0011782 | 0.0011056 | 0.0010445 | 0.00098755 | 0.00094188 | 0.00090225 | 0.00086755 | 0.00084246 | 0.00081947 | 0.00079966 | 0.00078246 | 0.0007685 | 0.00075567 | 0.0007462 | 0.00073774 | 0.0007297 | 0.00131 | 0.0013019 | 0.0012943
F2_Industrial_Food Products_Existing_Space Heating_Natural Gas_Insulation - Ducting_A_Technical Potential | F2 | Industrial | Food Products | Existing | Space Heating | Natural Gas | Insulation - Ducting | A | Integrated Unit Summer Peak Savings (kW) | Technical Potential | 0 | 0 | 0 | 0 | 0 | 0 | 0 | 0 | 0 | 0 | 0 | 0 | 0 | 0 | 0 | 0 | 0 | 0 | 0 | 0 | 0 | 0 | 0 | 0 | 0 | 0 | 0 | 0 | 0 | 0 | 0
F3_Industrial_Food Products_Existing_Space Heating_Natural Gas_Insulation - Ducting_A_Technical Potential | F3 | Industrial | Food Products | Existing | Space Heating | Natural Gas | Insulation - Ducting | A | Integrated Unit Winter Peak Savings (kW) | Technical Potential | 0 | 0 | 0 | 0 | 0 | 0 | 0 | 0 | 0 | 0 | 0 | 0 | 0 | 0 | 0 | 0 | 0 | 0 | 0 | 0 | 0 | 0 | 0 | 0 | 0 | 0 | 0 | 0 | 0 | 0 | 0
F4_Industrial_Food Products_Existing_Space Heating_Natural Gas_Insulation - Ducting_A_Technical Potential | F4 | Industrial | Food Products | Existing | Space Heating | Natural Gas | Insulation - Ducting | A | Incremental Energy Savings (MWh or mTherms) | Technical Potential | 0 | 0 | 0 | 0 | 0 | 0.0030586 | 0.0036674 | 0.0043193 | 0.0048221 | 0.0052521 | 0.0057397 | 0.0059225 | 0.0056845 | 0.0049471 | 0.004033 | 0.0029225 | 0.001845 | 0.001021 | 0.00046849 | 0.0001927 | 6.7879e-05 | 2.0609e-05 | 4.3793e-06 | 7.0458e-07 | 8.29e-08 | 0 | 0 | 0 | 0 | 0 | 0
F5_Industrial_Food Products_Existing_Space Heating_Natural Gas_Insulation - Ducting_A_Technical Potential | F5 | Industrial | Food Products | Existing | Space Heating | Natural Gas | Insulation - Ducting | A | Incremental Summer Peak Savings (MW) | Technical Potential | 0 | 0 | 0 | 0 | 0 | 0 | 0 | 0 | 0 | 0 | 0 | 0 | 0 | 0 | 0 | 0 | 0 | 0 | 0 | 0 | 0 | 0 | 0 | 0 | 0 | 0 | 0 | 0 | 0 | 0 | 0
F6_Industrial_Food Products_Existing_Space Heating_Natural Gas_Insulation - Ducting_A_Technical Potential | F6 | Industrial | Food Products | Existing | Space Heating | Natural Gas | Insulation - Ducting | A | Incremental Winter Peak Savings (MW) | Technical Potential | 0 | 0 | 0 | 0 | 0 | 0 | 0 | 0 | 0 | 0 | 0 | 0 | 0 | 0 | 0 | 0 | 0 | 0 | 0 | 0 | 0 | 0 | 0 | 0 | 0 | 0 | 0 | 0 | 0 | 0 | 0
F7_Industrial_Food Products_Existing_Space Heating_Natural Gas_Insulation - Ducting_A_Technical Potential | F7 | Industrial | Food Products | Existing | Space Heating | Natural Gas | Insulation - Ducting | A | Cumulative Energy Savings (MWh or mTherms) | Technical Potential | 0 | 0 | 0 | 0 | 0 | 0.0030586 | 0.006656 | 0.010763 | 0.015168 | 0.019724 | 0.024414 | 0.028949 | 0.032939 | 0.035857 | 0.037909 | 0.038764 | 0.038816 | 0.038204 | 0.037203 | 0.03632 | 0.035397 | 0.034562 | 0.033823 | 0.03322 | 0.032665 | 0.032256 | 0.03189 | 0.031543 | 0 | 0 | 0
F8_Industrial_Food Products_Existing_Space Heating_Natural Gas_Insulation - Ducting_A_Technical Potential | F8 | Industrial | Food Products | Existing | Space Heating | Natural Gas | Insulation - Ducting | A | Cumulative Summer Peak Savings (MW) | Technical Potential | 0 | 0 | 0 | 0 | 0 | 0 | 0 | 0 | 0 | 0 | 0 | 0 | 0 | 0 | 0 | 0 | 0 | 0 | 0 | 0 | 0 | 0 | 0 | 0 | 0 | 0 | 0 | 0 | 0 | 0 | 0
F9_Industrial_Food Products_Existing_Space Heating_Natural Gas_Insulation - Ducting_A_Technical Potential | F9 | Industrial | Food Products | Existing | Space Heating | Natural Gas | Insulation - Ducting | A | Cumulative Winter Peak Savings (MW) | Technical Potential | 0 | 0 | 0 | 0 | 0 | 0 | 0 | 0 | 0 | 0 | 0 | 0 | 0 | 0 | 0 | 0 | 0 | 0 | 0 | 0 | 0 | 0 | 0 | 0 | 0 | 0 | 0 | 0 | 0 | 0 | 0
F10_Industrial_Food Products_Existing_Space Heating_Natural Gas_Insulation - Ducting_A_Technical Potential | F10 | Industrial | Food Products | Existing | Space Heating | Natural Gas | Insulation - Ducting | A | Purchases (Incremental) | Technical Potential | 0 | 0 | 0 | 0 | 0 | 1893.4145 | 2323.5351 | 2826.5589 | 3282.9635 | 3747.7319 | 4325.908 | 4732.6201 | 4824.8892 | 4474.6761 | 3861.0487 | 2959.3495 | 1958.8145 | 1131.6517 | 540.0091 | 228.736 | 82.8328 | 25.7726 | 5.5968 | 0.91683 | 0.1097 | 0 | 0 | 0 | 0 | 0 | 0
F11_Industrial_Food Products_Existing_Space Heating_Natural Gas_Insulation - Ducting_A_Technical Potential | F11 | Industrial | Food Products | Existing | Space Heating | Natural Gas | Insulation - Ducting | A | Purchases (Cumulative) | Technical Potential | 0 | 0 | 0 | 0 | 0 | 1893.4145 | 4216.9497 | 7043.5086 | 10326.472 | 14074.204 | 18400.1119 | 23132.732 | 27957.6212 | 32432.2973 | 36293.346 | 39252.6956 | 41211.51 | 42343.1617 | 42883.1708 | 43111.9069 | 43194.7397 | 43220.5123 | 43226.1091 | 43227.0259 | 43227.1356 | 43227.1356 | 43227.1356 | 43227.1356 | 43227.1356 | 43227.1356 | 43227.1356
F1_Industrial_Food Products_Existing_Space Heating_Natural Gas_HVAC - Duct Repair and Sealing_A_Technical Potential | F1 | Industrial | Food Products | Existing | Space Heating | Natural Gas | HVAC - Duct Repair and Sealing | A | Integrated Unit Energy Savings (kWh or therms) | Technical Potential | 0 | 0 | 0 | 0 | 0 | 0.0038084 | 0.003729 | 0.003621 | 0.0034943 | 0.0033506 | 0.0031915 | 0.0030299 | 0.002872 | 0.0027148 | 0.002581 | 0.0024558 | 0.0023546 | 0.0022666 | 0.0021892 | 0.0021325 | 0.0020803 | 0.0020347 | 0.0019946 | 0.0019616 | 0.0019311 | 0.0019073 | 0.0018861 | 0.001866 | 0.0030839 | 0.0030649 | 0.0030471
F2_Industrial_Food Products_Existing_Space Heating_Natural Gas_HVAC - Duct Repair and Sealing_A_Technical Potential | F2 | Industrial | Food Products | Existing | Space Heating | Natural Gas | HVAC - Duct Repair and Sealing | A | Integrated Unit Summer Peak Savings (kW) | Technical Potential | 0 | 0 | 0 | 0 | 0 | 0 | 0 | 0 | 0 | 0 | 0 | 0 | 0 | 0 | 0 | 0 | 0 | 0 | 0 | 0 | 0 | 0 | 0 | 0 | 0 | 0 | 0 | 0 | 0 | 0 | 0
F3_Industrial_Food Products_Existing_Space Heating_Natural Gas_HVAC - Duct Repair and Sealing_A_Technical Potential | F3 | Industrial | Food Products | Existing | Space Heating | Natural Gas | HVAC - Duct Repair and Sealing | A | Integrated Unit Winter Peak Savings (kW) | Technical Potential | 0 | 0 | 0 | 0 | 0 | 0 | 0 | 0 | 0 | 0 | 0 | 0 | 0 | 0 | 0 | 0 | 0 | 0 | 0 | 0 | 0 | 0 | 0 | 0 | 0 | 0 | 0 | 0 | 0 | 0 | 0
F4_Industrial_Food Products_Existing_Space Heating_Natural Gas_HVAC - Duct Repair and Sealing_A_Technical Potential | F4 | Industrial | Food Products | Existing | Space Heating | Natural Gas | HVAC - Duct Repair and Sealing | A | Incremental Energy Savings (MWh or mTherms) | Technical Potential | 0 | 0 | 0 | 0 | 0 | 0.014673 | 0.014359 | 0.013861 | 0.013384 | 0.012844 | 0.012079 | 0.011436 | 0.010818 | 0.010063 | 0.0096037 | 0.0090508 | 0.0086789 | 0.0083126 | 0.0079571 | 0.0077602 | 0.0075388 | 0.0073449 | 0.007174 | 0.0070314 | 0.0069001 | 0 | 0 | 0 | 0 | 0 | 0
F5_Industrial_Food Products_Existing_Space Heating_Natural Gas_HVAC - Duct Repair and Sealing_A_Technical Potential | F5 | Industrial | Food Products | Existing | Space Heating | Natural Gas | HVAC - Duct Repair and Sealing | A | Incremental Summer Peak Savings (MW) | Technical Potential | 0 | 0 | 0 | 0 | 0 | 0 | 0 | 0 | 0 | 0 | 0 | 0 | 0 | 0 | 0 | 0 | 0 | 0 | 0 | 0 | 0 | 0 | 0 | 0 | 0 | 0 | 0 | 0 | 0 | 0 | 0
F6_Industrial_Food Products_Existing_Space Heating_Natural Gas_HVAC - Duct Repair and Sealing_A_Technical Potential | F6 | Industrial | Food Products | Existing | Space Heating | Natural Gas | HVAC - Duct Repair and Sealing | A | Incremental Winter Peak Savings (MW) | Technical Potential | 0 | 0 | 0 | 0 | 0 | 0 | 0 | 0 | 0 | 0 | 0 | 0 | 0 | 0 | 0 | 0 | 0 | 0 | 0 | 0 | 0 | 0 | 0 | 0 | 0 | 0 | 0 | 0 | 0 | 0 | 0
F7_Industrial_Food Products_Existing_Space Heating_Natural Gas_HVAC - Duct Repair and Sealing_A_Technical Potential | F7 | Industrial | Food Products | Existing | Space Heating | Natural Gas | HVAC - Duct Repair and Sealing | A | Cumulative Energy Savings (MWh or mTherms) | Technical Potential | 0 | 0 | 0 | 0 | 0 | 0.014673 | 0.028727 | 0.041756 | 0.053679 | 0.064314 | 0.07334 | 0.081061 | 0.087656 | 0.092922 | 0.097944 | 0.10224 | 0.10671 | 0.11104 | 0.1152 | 0.11998 | 0.12458 | 0.12919 | 0.13382 | 0.13864 | 0.14338 | 0.14162 | 0.14004 | 0.13855 | 0 | 0 | 0
F8_Industrial_Food Products_Existing_Space Heating_Natural Gas_HVAC - Duct Repair and Sealing_A_Technical Potential | F8 | Industrial | Food Products | Existing | Space Heating | Natural Gas | HVAC - Duct Repair and Sealing | A | Cumulative Summer Peak Savings (MW) | Technical Potential | 0 | 0 | 0 | 0 | 0 | 0 | 0 | 0 | 0 | 0 | 0 | 0 | 0 | 0 | 0 | 0 | 0 | 0 | 0 | 0 | 0 | 0 | 0 | 0 | 0 | 0 | 0 | 0 | 0 | 0 | 0
F9_Industrial_Food Products_Existing_Space Heating_Natural Gas_HVAC - Duct Repair and Sealing_A_Technical Potential | F9 | Industrial | Food Products | Existing | Space Heating | Natural Gas | HVAC - Duct Repair and Sealing | A | Cumulative Winter Peak Savings (MW) | Technical Potential | 0 | 0 | 0 | 0 | 0 | 0 | 0 | 0 | 0 | 0 | 0 | 0 | 0 | 0 | 0 | 0 | 0 | 0 | 0 | 0 | 0 | 0 | 0 | 0 | 0 | 0 | 0 | 0 | 0 | 0 | 0
F10_Industrial_Food Products_Existing_Space Heating_Natural Gas_HVAC - Duct Repair and Sealing_A_Technical Potential | F10 | Industrial | Food Products | Existing | Space Heating | Natural Gas | HVAC - Duct Repair and Sealing | A | Purchases (Incremental) | Technical Potential | 0 | 0 | 0 | 0 | 0 | 3852.8784 | 3850.7638 | 3828.0544 | 3830.1241 | 3833.2911 | 3784.6123 | 3774.2702 | 3766.6068 | 3706.7943 | 3720.947 | 3685.4629 | 3685.9412 | 3667.3897 | 3634.6768 | 3638.9823 | 3623.9342 | 3609.8395 | 3596.6866 | 3584.4639 | 3573.1604 | 0 | 0 | 0 | 0 | 0 | 0
F11_Industrial_Food Products_Existing_Space Heating_Natural Gas_HVAC - Duct Repair and Sealing_A_Technical Potential | F11 | Industrial | Food Products | Existing | Space Heating | Natural Gas | HVAC - Duct Repair and Sealing | A | Purchases (Cumulative) | Technical Potential | 0 | 0 | 0 | 0 | 0 | 3852.8784 | 7703.6422 | 11531.6966 | 15361.8207 | 19195.1118 | 22979.724 | 26753.9942 | 30520.601 | 34227.3953 | 37948.3423 | 41633.8053 | 45319.7465 | 48987.1362 | 52621.813 | 56260.7953 | 59884.7295 | 63494.569 | 67091.2556 | 70675.7195 | 74248.8799 | 74248.8799 | 74248.8799 | 74248.8799 | 74248.8799 | 74248.8799 | 74248.8799
F1_Industrial_Food Products_Existing_Space Heating_Natural Gas_Windows - High Efficiency_A_Technical Potential | F1 | Industrial | Food Products | Existing | Space Heating | Natural Gas | Windows - High Efficiency | A | Integrated Unit Energy Savings (kWh or therms) | Technical Potential | 0 | 0 | 0 | 0 | 0 | 0.00564 | 0.0055362 | 0.0053925 | 0.005215 | 0.005006 | 0.0047684 | 0.0045249 | 0.0042846 | 0.0040431 | 0.0038399 | 0.003648 | 0.0034948 | 0.0033628 | 0.0032479 | 0.0031676 | 0.0030943 | 0.003031 | 0.0029788 | 0.0029377 | 0.0029 | 0.0028727 | 0.0028489 | 0.0028261 | 0 | 0 | 0
F2_Industrial_Food Products_Existing_Space Heating_Natural Gas_Windows - High Efficiency_A_Technical Potential | F2 | Industrial | Food Products | Existing | Space Heating | Natural Gas | Windows - High Efficiency | A | Integrated Unit Summer Peak Savings (kW) | Technical Potential | 0 | 0 | 0 | 0 | 0 | 0 | 0 | 0 | 0 | 0 | 0 | 0 | 0 | 0 | 0 | 0 | 0 | 0 | 0 | 0 | 0 | 0 | 0 | 0 | 0 | 0 | 0 | 0 | 0 | 0 | 0
F3_Industrial_Food Products_Existing_Space Heating_Natural Gas_Windows - High Efficiency_A_Technical Potential | F3 | Industrial | Food Products | Existing | Space Heating | Natural Gas | Windows - High Efficiency | A | Integrated Unit Winter Peak Savings (kW) | Technical Potential | 0 | 0 | 0 | 0 | 0 | 0 | 0 | 0 | 0 | 0 | 0 | 0 | 0 | 0 | 0 | 0 | 0 | 0 | 0 | 0 | 0 | 0 | 0 | 0 | 0 | 0 | 0 | 0 | 0 | 0 | 0
F4_Industrial_Food Products_Existing_Space Heating_Natural Gas_Windows - High Efficiency_A_Technical Potential | F4 | Industrial | Food Products | Existing | Space Heating | Natural Gas | Windows - High Efficiency | A | Incremental Energy Savings (MWh or mTherms) | Technical Potential | 0 | 0 | 0 | 0 | 0 | 0.017147 | 0.033627 | 0.057814 | 0.090995 | 0.13269 | 0.17873 | 0.23007 | 0.28184 | 0.32372 | 0.36394 | 0.38422 | 0.39161 | 0.3765 | 0.33972 | 0.29166 | 0.23464 | 0.17508 | 0.11868 | 0.074525 | 0.047828 | 0 | 0 | 0 | 0 | 0 | 0
F5_Industrial_Food Products_Existing_Space Heating_Natural Gas_Windows - High Efficiency_A_Technical Potential | F5 | Industrial | Food Products | Existing | Space Heating | Natural Gas | Windows - High Efficiency | A | Incremental Summer Peak Savings (MW) | Technical Potential | 0 | 0 | 0 | 0 | 0 | 0 | 0 | 0 | 0 | 0 | 0 | 0 | 0 | 0 | 0 | 0 | 0 | 0 | 0 | 0 | 0 | 0 | 0 | 0 | 0 | 0 | 0 | 0 | 0 | 0 | 0
F6_Industrial_Food Products_Existing_Space Heating_Natural Gas_Windows - High Efficiency_A_Technical Potential | F6 | Industrial | Food Products | Existing | Space Heating | Natural Gas | Windows - High Efficiency | A | Incremental Winter Peak Savings (MW) | Technical Potential | 0 | 0 | 0 | 0 | 0 | 0 | 0 | 0 | 0 | 0 | 0 | 0 | 0 | 0 | 0 | 0 | 0 | 0 | 0 | 0 | 0 | 0 | 0 | 0 | 0 | 0 | 0 | 0 | 0 | 0 | 0
F7_Industrial_Food Products_Existing_Space Heating_Natural Gas_Windows - High Efficiency_A_Technical Potential | F7 | Industrial | Food Products | Existing | Space Heating | Natural Gas | Windows - High Efficiency | A | Cumulative Energy Savings (MWh or mTherms) | Technical Potential | 0 | 0 | 0 | 0 | 0 | 0.017147 | 0.050459 | 0.10696 | 0.19444 | 0.31934 | 0.48291 | 0.68832 | 0.93362 | 1.2047 | 1.5081 | 1.817 | 2.1322 | 2.4282 | 2.685 | 2.9103 | 3.0776 | 3.1897 | 3.2534 | 3.283 | 3.2887 | 3.2578 | 3.2307 | 3.2049 | 0 | 0 | 0
F8_Industrial_Food Products_Existing_Space Heating_Natural Gas_Windows - High Efficiency_A_Technical Potential | F8 | Industrial | Food Products | Existing | Space Heating | Natural Gas | Windows - High Efficiency | A | Cumulative Summer Peak Savings (MW) | Technical Potential | 0 | 0 | 0 | 0 | 0 | 0 | 0 | 0 | 0 | 0 | 0 | 0 | 0 | 0 | 0 | 0 | 0 | 0 | 0 | 0 | 0 | 0 | 0 | 0 | 0 | 0 | 0 | 0 | 0 | 0 | 0
F9_Industrial_Food Products_Existing_Space Heating_Natural Gas_Windows - High Efficiency_A_Technical Potential | F9 | Industrial | Food Products | Existing | Space Heating | Natural Gas | Windows - High Efficiency | A | Cumulative Winter Peak Savings (MW) | Technical Potential | 0 | 0 | 0 | 0 | 0 | 0 | 0 | 0 | 0 | 0 | 0 | 0 | 0 | 0 | 0 | 0 | 0 | 0 | 0 | 0 | 0 | 0 | 0 | 0 | 0 | 0 | 0 | 0 | 0 | 0 | 0
F10_Industrial_Food Products_Existing_Space Heating_Natural Gas_Windows - High Efficiency_A_Technical Potential | F10 | Industrial | Food Products | Existing | Space Heating | Natural Gas | Windows - High Efficiency | A | Purchases (Incremental) | Technical Potential | 0 | 0 | 0 | 0 | 0 | 3040.3117 | 6074.0481 | 10721.1459 | 17448.8418 | 26506.8046 | 37481.3118 | 50845.5524 | 65780.3658 | 80067.0229 | 94778.5313 | 105321.3065 | 112056.5807 | 111958.0619 | 104597.95 | 92073.9295 | 75829.2482 | 57761.5413 | 39843.0543 | 25368.7796 | 16492.6828 | 0 | 0 | 0 | 0 | 0 | 0
F11_Industrial_Food Products_Existing_Space Heating_Natural Gas_Windows - High Efficiency_A_Technical Potential | F11 | Industrial | Food Products | Existing | Space Heating | Natural Gas | Windows - High Efficiency | A | Purchases (Cumulative) | Technical Potential | 0 | 0 | 0 | 0 | 0 | 3040.3117 | 9114.3598 | 19835.5057 | 37284.3475 | 63791.1521 | 101272.4639 | 152118.0163 | 217898.3821 | 297965.405 | 392743.9363 | 498065.2429 | 610121.8236 | 722079.8855 | 826677.8355 | 918751.7651 | 994581.0133 | 1052342.5546 | 1092185.6089 | 1117554.3884 | 1134047.0713 | 1134047.0713 | 1134047.0713 | 1134047.0713 | 1134047.0713 | 1134047.0713 | 1134047.0713
F1_Industrial_Food Products_Existing_Space Heating_Natural Gas_Gas Boiler - Maintenance_A_Technical Potential | F1 | Industrial | Food Products | Existing | Space Heating | Natural Gas | Gas Boiler - Maintenance | A | Integrated Unit Energy Savings (kWh or therms) | Technical Potential | 0 | 0 | 0 | 0 | 0 | 0.93912 | 0.93104 | 0.92225 | 0.91309 | 0.90359 | 0.8939 | 0.8841 | 0.87415 | 0.86374 | 0.85273 | 0.84201 | 0.83145 | 0.82171 | 0.81227 | 0.8035 | 0.79513 | 0.78653 | 0.77864 | 0.77114 | 0.76373 | 0.75685 | 0.75089 | 0.74522 | 0.81246 | 0.80912 | 0.80607
F2_Industrial_Food Products_Existing_Space Heating_Natural Gas_Gas Boiler - Maintenance_A_Technical Potential | F2 | Industrial | Food Products | Existing | Space Heating | Natural Gas | Gas Boiler - Maintenance | A | Integrated Unit Summer Peak Savings (kW) | Technical Potential | 0 | 0 | 0 | 0 | 0 | 0 | 0 | 0 | 0 | 0 | 0 | 0 | 0 | 0 | 0 | 0 | 0 | 0 | 0 | 0 | 0 | 0 | 0 | 0 | 0 | 0 | 0 | 0 | 0 | 0 | 0
F3_Industrial_Food Products_Existing_Space Heating_Natural Gas_Gas Boiler - Maintenance_A_Technical Potential | F3 | Industrial | Food Products | Existing | Space Heating | Natural Gas | Gas Boiler - Maintenance | A | Integrated Unit Winter Peak Savings (kW) | Technical Potential | 0 | 0 | 0 | 0 | 0 | 0 | 0 | 0 | 0 | 0 | 0 | 0 | 0 | 0 | 0 | 0 | 0 | 0 | 0 | 0 | 0 | 0 | 0 | 0 | 0 | 0 | 0 | 0 | 0 | 0 | 0
F4_Industrial_Food Products_Existing_Space Heating_Natural Gas_Gas Boiler - Maintenance_A_Technical Potential | F4 | Industrial | Food Products | Existing | Space Heating | Natural Gas | Gas Boiler - Maintenance | A | Incremental Energy Savings (MWh or mTherms) | Technical Potential | 0 | 0 | 0 | 0 | 0 | 0.016365 | 0.011366 | 0.0077479 | 0.0059774 | 0.0051869 | 0.0043839 | 0.0037042 | 0.0031054 | 0.0025477 | 0.0021176 | 0.0017281 | 0.0013292 | 0.0010179 | 0.00077663 | 0.00059902 | 0.00054205 | 0.00041799 | 0.00035503 | 0.0002939 | 0.00023435 | 0 | 0 | 0 | 0 | 0 | 0
F5_Industrial_Food Products_Existing_Space Heating_Natural Gas_Gas Boiler - Maintenance_A_Technical Potential | F5 | Industrial | Food Products | Existing | Space Heating | Natural Gas | Gas Boiler - Maintenance | A | Incremental Summer Peak Savings (MW) | Technical Potential | 0 | 0 | 0 | 0 | 0 | 0 | 0 | 0 | 0 | 0 | 0 | 0 | 0 | 0 | 0 | 0 | 0 | 0 | 0 | 0 | 0 | 0 | 0 | 0 | 0 | 0 | 0 | 0 | 0 | 0 | 0
F6_Industrial_Food Products_Existing_Space Heating_Natural Gas_Gas Boiler - Maintenance_A_Technical Potential | F6 | Industrial | Food Products | Existing | Space Heating | Natural Gas | Gas Boiler - Maintenance | A | Incremental Winter Peak Savings (MW) | Technical Potential | 0 | 0 | 0 | 0 | 0 | 0 | 0 | 0 | 0 | 0 | 0 | 0 | 0 | 0 | 0 | 0 | 0 | 0 | 0 | 0 | 0 | 0 | 0 | 0 | 0 | 0 | 0 | 0 | 0 | 0 | 0
F7_Industrial_Food Products_Existing_Space Heating_Natural Gas_Gas Boiler - Maintenance_A_Technical Potential | F7 | Industrial | Food Products | Existing | Space Heating | Natural Gas | Gas Boiler - Maintenance | A | Cumulative Energy Savings (MWh or mTherms) | Technical Potential | 0 | 0 | 0 | 0 | 0 | 0.016365 | 0.02759 | 0.035078 | 0.040707 | 0.04547 | 0.049366 | 0.052529 | 0.055043 | 0.056936 | 0.058327 | 0.059323 | 0.059908 | 0.060224 | 0.060308 | 0.060257 | 0.060171 | 0.059938 | 0.059692 | 0.059411 | 0.059074 | 0.058542 | 0.058081 | 0.057642 | 0 | 0 | 0
F8_Industrial_Food Products_Existing_Space Heating_Natural Gas_Gas Boiler - Maintenance_A_Technical Potential | F8 | Industrial | Food Products | Existing | Space Heating | Natural Gas | Gas Boiler - Maintenance | A | Cumulative Summer Peak Savings (MW) | Technical Potential | 0 | 0 | 0 | 0 | 0 | 0 | 0 | 0 | 0 | 0 | 0 | 0 | 0 | 0 | 0 | 0 | 0 | 0 | 0 | 0 | 0 | 0 | 0 | 0 | 0 | 0 | 0 | 0 | 0 | 0 | 0
F9_Industrial_Food Products_Existing_Space Heating_Natural Gas_Gas Boiler - Maintenance_A_Technical Potential | F9 | Industrial | Food Products | Existing | Space Heating | Natural Gas | Gas Boiler - Maintenance | A | Cumulative Winter Peak Savings (MW) | Technical Potential | 0 | 0 | 0 | 0 | 0 | 0 | 0 | 0 | 0 | 0 | 0 | 0 | 0 | 0 | 0 | 0 | 0 | 0 | 0 | 0 | 0 | 0 | 0 | 0 | 0 | 0 | 0 | 0 | 0 | 0 | 0
F10_Industrial_Food Products_Existing_Space Heating_Natural Gas_Gas Boiler - Maintenance_A_Technical Potential | F10 | Industrial | Food Products | Existing | Space Heating | Natural Gas | Gas Boiler - Maintenance | A | Purchases (Incremental) | Technical Potential | 0 | 0 | 0 | 0 | 0 | 17.4261 | 12.2076 | 8.4011 | 6.5463 | 5.7403 | 4.9042 | 4.1899 | 3.5525 | 2.9496 | 2.4833 | 2.0524 | 1.5986 | 1.2387 | 0.95613 | 0.74551 | 0.68171 | 0.53144 | 0.45596 | 0.38112 | 0.30685 | 0 | 0 | 0 | 0 | 0 | 0
F11_Industrial_Food Products_Existing_Space Heating_Natural Gas_Gas Boiler - Maintenance_A_Technical Potential | F11 | Industrial | Food Products | Existing | Space Heating | Natural Gas | Gas Boiler - Maintenance | A | Purchases (Cumulative) | Technical Potential | 0 | 0 | 0 | 0 | 0 | 17.4261 | 29.6337 | 38.0348 | 44.5811 | 50.3214 | 55.2256 | 59.4155 | 62.968 | 65.9176 | 68.4009 | 70.4533 | 72.0519 | 73.2907 | 74.2468 | 74.9923 | 75.674 | 76.2055 | 76.6614 | 77.0425 | 77.3494 | 77.3494 | 77.3494 | 77.3494 | 77.3494 | 77.3494 | 77.3494
F1_Industrial_Food Products_Existing_Process_Natural Gas_Gas Boiler - Maintenance_A_Technical Potential | F1 | Industrial | Food Products | Existing | Process | Natural Gas | Gas Boiler - Maintenance | A | Integrated Unit Energy Savings (kWh or therms) | Technical Potential | 0 | 0 | 0 | 0 | 0 | 34.75 | 34.75 | 34.75 | 34.75 | 34.75 | 34.75 | 34.75 | 34.75 | 34.75 | 34.75 | 34.75 | 34.75 | 34.75 | 34.75 | 34.75 | 34.75 | 34.75 | 34.75 | 34.75 | 34.75 | 34.75 | 34.75 | 34.75 | 34.75 | 34.75 | 34.75
F2_Industrial_Food Products_Existing_Process_Natural Gas_Gas Boiler - Maintenance_A_Technical Potential | F2 | Industrial | Food Products | Existing | Process | Natural Gas | Gas Boiler - Maintenance | A | Integrated Unit Summer Peak Savings (kW) | Technical Potential | 0 | 0 | 0 | 0 | 0 | 0 | 0 | 0 | 0 | 0 | 0 | 0 | 0 | 0 | 0 | 0 | 0 | 0 | 0 | 0 | 0 | 0 | 0 | 0 | 0 | 0 | 0 | 0 | 0 | 0 | 0
F3_Industrial_Food Products_Existing_Process_Natural Gas_Gas Boiler - Maintenance_A_Technical Potential | F3 | Industrial | Food Products | Existing | Process | Natural Gas | Gas Boiler - Maintenance | A | Integrated Unit Winter Peak Savings (kW) | Technical Potential | 0 | 0 | 0 | 0 | 0 | 0 | 0 | 0 | 0 | 0 | 0 | 0 | 0 | 0 | 0 | 0 | 0 | 0 | 0 | 0 | 0 | 0 | 0 | 0 | 0 | 0 | 0 | 0 | 0 | 0 | 0
F4_Industrial_Food Products_Existing_Process_Natural Gas_Gas Boiler - Maintenance_A_Technical Potential | F4 | Industrial | Food Products | Existing | Process | Natural Gas | Gas Boiler - Maintenance | A | Incremental Energy Savings (MWh or mTherms) | Technical Potential | 0 | 0 | 0 | 0 | 0 | 1.4439 | 1.0115 | 0.69611 | 0.54242 | 0.47564 | 0.40636 | 0.34717 | 0.29436 | 0.2444 | 0.20577 | 0.17006 | 0.13246 | 0.10264 | 0.079224 | 0.061773 | 0.056486 | 0.044035 | 0.03778 | 0.031579 | 0.025426 | 0 | 0 | 0 | 0 | 0 | 0
F5_Industrial_Food Products_Existing_Process_Natural Gas_Gas Boiler - Maintenance_A_Technical Potential | F5 | Industrial | Food Products | Existing | Process | Natural Gas | Gas Boiler - Maintenance | A | Incremental Summer Peak Savings (MW) | Technical Potential | 0 | 0 | 0 | 0 | 0 | 0 | 0 | 0 | 0 | 0 | 0 | 0 | 0 | 0 | 0 | 0 | 0 | 0 | 0 | 0 | 0 | 0 | 0 | 0 | 0 | 0 | 0 | 0 | 0 | 0 | 0
F6_Industrial_Food Products_Existing_Process_Natural Gas_Gas Boiler - Maintenance_A_Technical Potential | F6 | Industrial | Food Products | Existing | Process | Natural Gas | Gas Boiler - Maintenance | A | Incremental Winter Peak Savings (MW) | Technical Potential | 0 | 0 | 0 | 0 | 0 | 0 | 0 | 0 | 0 | 0 | 0 | 0 | 0 | 0 | 0 | 0 | 0 | 0 | 0 | 0 | 0 | 0 | 0 | 0 | 0 | 0 | 0 | 0 | 0 | 0 | 0
F7_Industrial_Food Products_Existing_Process_Natural Gas_Gas Boiler - Maintenance_A_Technical Potential | F7 | Industrial | Food Products | Existing | Process | Natural Gas | Gas Boiler - Maintenance | A | Cumulative Energy Savings (MWh or mTherms) | Technical Potential | 0 | 0 | 0 | 0 | 0 | 1.4439 | 2.4554 | 3.1515 | 3.694 | 4.1696 | 4.576 | 4.9231 | 5.2175 | 5.4619 | 5.6677 | 5.8377 | 5.9702 | 6.0728 | 6.152 | 6.2138 | 6.2703 | 6.3143 | 6.3521 | 6.3837 | 6.4091 | 6.4091 | 6.4091 | 6.4091 | 0 | 0 | 0
F8_Industrial_Food Products_Existing_Process_Natural Gas_Gas Boiler - Maintenance_A_Technical Potential | F8 | Industrial | Food Products | Existing | Process | Natural Gas | Gas Boiler - Maintenance | A | Cumulative Summer Peak Savings (MW) | Technical Potential | 0 | 0 | 0 | 0 | 0 | 0 | 0 | 0 | 0 | 0 | 0 | 0 | 0 | 0 | 0 | 0 | 0 | 0 | 0 | 0 | 0 | 0 | 0 | 0 | 0 | 0 | 0 | 0 | 0 | 0 | 0
F9_Industrial_Food Products_Existing_Process_Natural Gas_Gas Boiler - Maintenance_A_Technical Potential | F9 | Industrial | Food Products | Existing | Process | Natural Gas | Gas Boiler - Maintenance | A | Cumulative Winter Peak Savings (MW) | Technical Potential | 0 | 0 | 0 | 0 | 0 | 0 | 0 | 0 | 0 | 0 | 0 | 0 | 0 | 0 | 0 | 0 | 0 | 0 | 0 | 0 | 0 | 0 | 0 | 0 | 0 | 0 | 0 | 0 | 0 | 0 | 0
F10_Industrial_Food Products_Existing_Process_Natural Gas_Gas Boiler - Maintenance_A_Technical Potential | F10 | Industrial | Food Products | Existing | Process | Natural Gas | Gas Boiler - Maintenance | A | Purchases (Incremental) | Technical Potential | 0 | 0 | 0 | 0 | 0 | 41.5516 | 29.1084 | 20.032 | 15.6093 | 13.6874 | 11.6938 | 9.9905 | 8.4707 | 7.0332 | 5.9214 | 4.8938 | 3.8118 | 2.9537 | 2.2798 | 1.7776 | 1.6255 | 1.2672 | 1.0872 | 0.90875 | 0.73168 | 0 | 0 | 0 | 0 | 0 | 0
F11_Industrial_Food Products_Existing_Process_Natural Gas_Gas Boiler - Maintenance_A_Technical Potential | F11 | Industrial | Food Products | Existing | Process | Natural Gas | Gas Boiler - Maintenance | A | Purchases (Cumulative) | Technical Potential | 0 | 0 | 0 | 0 | 0 | 41.5516 | 70.66 | 90.692 | 106.3013 | 119.9888 | 131.6826 | 141.673 | 150.1437 | 157.177 | 163.0983 | 167.9922 | 171.804 | 174.7577 | 177.0375 | 178.8152 | 180.4407 | 181.7079 | 182.7951 | 183.7038 | 184.4355 | 184.4355 | 184.4355 | 184.4355 | 184.4355 | 184.4355 | 184.4355
F1_Industrial_Food Products_Existing_Space Heating_Natural Gas_Gas Furnace - Maintenance_A_Technical Potential | F1 | Industrial | Food Products | Existing | Space Heating | Natural Gas | Gas Furnace - Maintenance | A | Integrated Unit Energy Savings (kWh or therms) | Technical Potential | 0 | 0 | 0 | 0 | 0 | 0.0091767 | 0.0090743 | 0.0089422 | 0.0088055 | 0.0086652 | 0.0085237 | 0.0083818 | 0.0082441 | 0.0081069 | 0.0079671 | 0.0078365 | 0.0077117 | 0.0075984 | 0.0074914 | 0.0073911 | 0.0072952 | 0.0072 | 0.0071086 | 0.0070223 | 0.0069396 | 0.0068633 | 0.0067953 | 0.00673 | 0.0073847 | 0.0073392 | 0.0072965
F2_Industrial_Food Products_Existing_Space Heating_Natural Gas_Gas Furnace - Maintenance_A_Technical Potential | F2 | Industrial | Food Products | Existing | Space Heating | Natural Gas | Gas Furnace - Maintenance | A | Integrated Unit Summer Peak Savings (kW) | Technical Potential | 0 | 0 | 0 | 0 | 0 | 0 | 0 | 0 | 0 | 0 | 0 | 0 | 0 | 0 | 0 | 0 | 0 | 0 | 0 | 0 | 0 | 0 | 0 | 0 | 0 | 0 | 0 | 0 | 0 | 0 | 0
F3_Industrial_Food Products_Existing_Space Heating_Natural Gas_Gas Furnace - Maintenance_A_Technical Potential | F3 | Industrial | Food Products | Existing | Space Heating | Natural Gas | Gas Furnace - Maintenance | A | Integrated Unit Winter Peak Savings (kW) | Technical Potential | 0 | 0 | 0 | 0 | 0 | 0 | 0 | 0 | 0 | 0 | 0 | 0 | 0 | 0 | 0 | 0 | 0 | 0 | 0 | 0 | 0 | 0 | 0 | 0 | 0 | 0 | 0 | 0 | 0 | 0 | 0
F4_Industrial_Food Products_Existing_Space Heating_Natural Gas_Gas Furnace - Maintenance_A_Technical Potential | F4 | Industrial | Food Products | Existing | Space Heating | Natural Gas | Gas Furnace - Maintenance | A | Incremental Energy Savings (MWh or mTherms) | Technical Potential | 0 | 0 | 0 | 0 | 0 | 0.00012759 | 8.8382e-05 | 5.9938e-05 | 4.5991e-05 | 3.9686e-05 | 3.3352e-05 | 2.8019e-05 | 2.3367e-05 | 1.9079e-05 | 1.5786e-05 | 1.2832e-05 | 9.836e-06 | 7.5097e-06 | 5.7148e-06 | 4.3963e-06 | 3.9679e-06 | 3.0529e-06 | 2.586e-06 | 2.1353e-06 | 1.699e-06 | 0 | 0 | 0 | 0 | 0 | 0
F5_Industrial_Food Products_Existing_Space Heating_Natural Gas_Gas Furnace - Maintenance_A_Technical Potential | F5 | Industrial | Food Products | Existing | Space Heating | Natural Gas | Gas Furnace - Maintenance | A | Incremental Summer Peak Savings (MW) | Technical Potential | 0 | 0 | 0 | 0 | 0 | 0 | 0 | 0 | 0 | 0 | 0 | 0 | 0 | 0 | 0 | 0 | 0 | 0 | 0 | 0 | 0 | 0 | 0 | 0 | 0 | 0 | 0 | 0 | 0 | 0 | 0
F6_Industrial_Food Products_Existing_Space Heating_Natural Gas_Gas Furnace - Maintenance_A_Technical Potential | F6 | Industrial | Food Products | Existing | Space Heating | Natural Gas | Gas Furnace - Maintenance | A | Incremental Winter Peak Savings (MW) | Technical Potential | 0 | 0 | 0 | 0 | 0 | 0 | 0 | 0 | 0 | 0 | 0 | 0 | 0 | 0 | 0 | 0 | 0 | 0 | 0 | 0 | 0 | 0 | 0 | 0 | 0 | 0 | 0 | 0 | 0 | 0 | 0
F7_Industrial_Food Products_Existing_Space Heating_Natural Gas_Gas Furnace - Maintenance_A_Technical Potential | F7 | Industrial | Food Products | Existing | Space Heating | Natural Gas | Gas Furnace - Maintenance | A | Cumulative Energy Savings (MWh or mTherms) | Technical Potential | 0 | 0 | 0 | 0 | 0 | 0.00012759 | 0.00021455 | 0.00027136 | 0.00031321 | 0.0003479 | 0.00037557 | 0.00039734 | 0.00041418 | 0.00042636 | 0.0004348 | 0.0004405 | 0.00044332 | 0.00044432 | 0.00044378 | 0.00044223 | 0.00044046 | 0.00043777 | 0.00043479 | 0.00043165 | 0.00042827 | 0.00042356 | 0.00041936 | 0.00041533 | 0 | 0 | 0
F8_Industrial_Food Products_Existing_Space Heating_Natural Gas_Gas Furnace - Maintenance_A_Technical Potential | F8 | Industrial | Food Products | Existing | Space Heating | Natural Gas | Gas Furnace - Maintenance | A | Cumulative Summer Peak Savings (MW) | Technical Potential | 0 | 0 | 0 | 0 | 0 | 0 | 0 | 0 | 0 | 0 | 0 | 0 | 0 | 0 | 0 | 0 | 0 | 0 | 0 | 0 | 0 | 0 | 0 | 0 | 0 | 0 | 0 | 0 | 0 | 0 | 0
F9_Industrial_Food Products_Existing_Space Heating_Natural Gas_Gas Furnace - Maintenance_A_Technical Potential | F9 | Industrial | Food Products | Existing | Space Heating | Natural Gas | Gas Furnace - Maintenance | A | Cumulative Winter Peak Savings (MW) | Technical Potential | 0 | 0 | 0 | 0 | 0 | 0 | 0 | 0 | 0 | 0 | 0 | 0 | 0 | 0 | 0 | 0 | 0 | 0 | 0 | 0 | 0 | 0 | 0 | 0 | 0 | 0 | 0 | 0 | 0 | 0 | 0
F10_Industrial_Food Products_Existing_Space Heating_Natural Gas_Gas Furnace - Maintenance_A_Technical Potential | F10 | Industrial | Food Products | Existing | Space Heating | Natural Gas | Gas Furnace - Maintenance | A | Purchases (Incremental) | Technical Potential | 0 | 0 | 0 | 0 | 0 | 13.9035 | 9.7399 | 6.7028 | 5.223 | 4.5799 | 3.9128 | 3.3429 | 2.8344 | 2.3534 | 1.9813 | 1.6375 | 1.2755 | 0.98833 | 0.76285 | 0.59481 | 0.5439 | 0.42401 | 0.36379 | 0.30408 | 0.24482 | 0 | 0 | 0 | 0 | 0 | 0
F11_Industrial_Food Products_Existing_Space Heating_Natural Gas_Gas Furnace - Maintenance_A_Technical Potential | F11 | Industrial | Food Products | Existing | Space Heating | Natural Gas | Gas Furnace - Maintenance | A | Purchases (Cumulative) | Technical Potential | 0 | 0 | 0 | 0 | 0 | 13.9035 | 23.6433 | 30.3462 | 35.5692 | 40.1491 | 44.0619 | 47.4048 | 50.2391 | 52.5925 | 54.5738 | 56.2113 | 57.4868 | 58.4751 | 59.238 | 59.8328 | 60.3767 | 60.8007 | 61.1645 | 61.4686 | 61.7134 | 61.7134 | 61.7134 | 61.7134 | 61.7134 | 61.7134 | 61.7134
F1_Industrial_Food Products_Existing_Space Heating_Natural Gas_Gas Boiler - Hot Water Reset_A_Technical Potential | F1 | Industrial | Food Products | Existing | Space Heating | Natural Gas | Gas Boiler - Hot Water Reset | A | Integrated Unit Energy Savings (kWh or therms) | Technical Potential | 0 | 0 | 0 | 0 | 0 | 3.4106 | 3.3769 | 3.3407 | 3.3032 | 3.2645 | 3.2248 | 3.185 | 3.1446 | 3.1021 | 3.0581 | 3.0147 | 2.9722 | 2.9326 | 2.8941 | 2.8587 | 2.8246 | 2.7901 | 2.7583 | 2.7281 | 2.6984 | 2.6739 | 2.6527 | 2.6325 | 2.9544 | 2.9423 | 2.9312
F2_Industrial_Food Products_Existing_Space Heating_Natural Gas_Gas Boiler - Hot Water Reset_A_Technical Potential | F2 | Industrial | Food Products | Existing | Space Heating | Natural Gas | Gas Boiler - Hot Water Reset | A | Integrated Unit Summer Peak Savings (kW) | Technical Potential | 0 | 0 | 0 | 0 | 0 | 0 | 0 | 0 | 0 | 0 | 0 | 0 | 0 | 0 | 0 | 0 | 0 | 0 | 0 | 0 | 0 | 0 | 0 | 0 | 0 | 0 | 0 | 0 | 0 | 0 | 0
F3_Industrial_Food Products_Existing_Space Heating_Natural Gas_Gas Boiler - Hot Water Reset_A_Technical Potential | F3 | Industrial | Food Products | Existing | Space Heating | Natural Gas | Gas Boiler - Hot Water Reset | A | Integrated Unit Winter Peak Savings (kW) | Technical Potential | 0 | 0 | 0 | 0 | 0 | 0 | 0 | 0 | 0 | 0 | 0 | 0 | 0 | 0 | 0 | 0 | 0 | 0 | 0 | 0 | 0 | 0 | 0 | 0 | 0 | 0 | 0 | 0 | 0 | 0 | 0
F4_Industrial_Food Products_Existing_Space Heating_Natural Gas_Gas Boiler - Hot Water Reset_A_Technical Potential | F4 | Industrial | Food Products | Existing | Space Heating | Natural Gas | Gas Boiler - Hot Water Reset | A | Incremental Energy Savings (MWh or mTherms) | Technical Potential | 0 | 0 | 0 | 0 | 0 | 0.028884 | 0.035095 | 0.042235 | 0.048504 | 0.054722 | 0.062397 | 0.06742 | 0.067863 | 0.062086 | 0.052813 | 0.039904 | 0.026041 | 0.014844 | 0.0069902 | 0.0029247 | 0.0010465 | 0.00032163 | 6.905e-05 | 1.1188e-05 | 1.3241e-06 | 0 | 0 | 0 | 0 | 0 | 0
F5_Industrial_Food Products_Existing_Space Heating_Natural Gas_Gas Boiler - Hot Water Reset_A_Technical Potential | F5 | Industrial | Food Products | Existing | Space Heating | Natural Gas | Gas Boiler - Hot Water Reset | A | Incremental Summer Peak Savings (MW) | Technical Potential | 0 | 0 | 0 | 0 | 0 | 0 | 0 | 0 | 0 | 0 | 0 | 0 | 0 | 0 | 0 | 0 | 0 | 0 | 0 | 0 | 0 | 0 | 0 | 0 | 0 | 0 | 0 | 0 | 0 | 0 | 0
F6_Industrial_Food Products_Existing_Space Heating_Natural Gas_Gas Boiler - Hot Water Reset_A_Technical Potential | F6 | Industrial | Food Products | Existing | Space Heating | Natural Gas | Gas Boiler - Hot Water Reset | A | Incremental Winter Peak Savings (MW) | Technical Potential | 0 | 0 | 0 | 0 | 0 | 0 | 0 | 0 | 0 | 0 | 0 | 0 | 0 | 0 | 0 | 0 | 0 | 0 | 0 | 0 | 0 | 0 | 0 | 0 | 0 | 0 | 0 | 0 | 0 | 0 | 0
F7_Industrial_Food Products_Existing_Space Heating_Natural Gas_Gas Boiler - Hot Water Reset_A_Technical Potential | F7 | Industrial | Food Products | Existing | Space Heating | Natural Gas | Gas Boiler - Hot Water Reset | A | Cumulative Energy Savings (MWh or mTherms) | Technical Potential | 0 | 0 | 0 | 0 | 0 | 0.028884 | 0.063694 | 0.10525 | 0.15257 | 0.2055 | 0.2654 | 0.32954 | 0.39323 | 0.45 | 0.49643 | 0.52928 | 0.54788 | 0.55542 | 0.5551 | 0.55124 | 0.54572 | 0.53937 | 0.5333 | 0.52747 | 0.52173 | 0.51699 | 0.51288 | 0.50898 | 0 | 0 | 0
F8_Industrial_Food Products_Existing_Space Heating_Natural Gas_Gas Boiler - Hot Water Reset_A_Technical Potential | F8 | Industrial | Food Products | Existing | Space Heating | Natural Gas | Gas Boiler - Hot Water Reset | A | Cumulative Summer Peak Savings (MW) | Technical Potential | 0 | 0 | 0 | 0 | 0 | 0 | 0 | 0 | 0 | 0 | 0 | 0 | 0 | 0 | 0 | 0 | 0 | 0 | 0 | 0 | 0 | 0 | 0 | 0 | 0 | 0 | 0 | 0 | 0 | 0 | 0
F9_Industrial_Food Products_Existing_Space Heating_Natural Gas_Gas Boiler - Hot Water Reset_A_Technical Potential | F9 | Industrial | Food Products | Existing | Space Heating | Natural Gas | Gas Boiler - Hot Water Reset | A | Cumulative Winter Peak Savings (MW) | Technical Potential | 0 | 0 | 0 | 0 | 0 | 0 | 0 | 0 | 0 | 0 | 0 | 0 | 0 | 0 | 0 | 0 | 0 | 0 | 0 | 0 | 0 | 0 | 0 | 0 | 0 | 0 | 0 | 0 | 0 | 0 | 0
F10_Industrial_Food Products_Existing_Space Heating_Natural Gas_Gas Boiler - Hot Water Reset_A_Technical Potential | F10 | Industrial | Food Products | Existing | Space Heating | Natural Gas | Gas Boiler - Hot Water Reset | A | Purchases (Incremental) | Technical Potential | 0 | 0 | 0 | 0 | 0 | 8.4689 | 10.3927 | 12.6426 | 14.684 | 16.7629 | 19.3489 | 21.1681 | 21.5808 | 20.0143 | 17.2697 | 13.2366 | 8.7614 | 5.0617 | 2.4154 | 1.0231 | 0.37049 | 0.11528 | 0.025033 | 0.0041008 | 0.00049068 | 0 | 0 | 0 | 0 | 0 | 0
F11_Industrial_Food Products_Existing_Space Heating_Natural Gas_Gas Boiler - Hot Water Reset_A_Technical Potential | F11 | Industrial | Food Products | Existing | Space Heating | Natural Gas | Gas Boiler - Hot Water Reset | A | Purchases (Cumulative) | Technical Potential | 0 | 0 | 0 | 0 | 0 | 8.4689 | 18.8616 | 31.5042 | 46.1882 | 62.9511 | 82.3 | 103.4681 | 125.0488 | 145.0632 | 162.3329 | 175.5694 | 184.3308 | 189.3925 | 191.8078 | 192.8309 | 193.2014 | 193.3167 | 193.3417 | 193.3458 | 193.3463 | 193.3463 | 193.3463 | 193.3463 | 193.3463 | 193.3463 | 193.3463
F1_Industrial_Food Products_Existing_Process_Natural Gas_Gas Boiler - Hot Water Reset_A_Technical Potential | F1 | Industrial | Food Products | Existing | Process | Natural Gas | Gas Boiler - Hot Water Reset | A | Integrated Unit Energy Savings (kWh or therms) | Technical Potential | 0 | 0 | 0 | 0 | 0 | 63.0526 | 62.9285 | 62.8068 | 62.6886 | 62.5712 | 62.4506 | 62.3443 | 62.2449 | 62.1374 | 62.0532 | 61.9576 | 61.8759 | 61.79 | 61.7003 | 61.6268 | 61.5468 | 61.4717 | 61.3975 | 61.3239 | 61.2509 | 61.2453 | 61.2402 | 61.2355 | 63.1817 | 63.1817 | 63.1817
F2_Industrial_Food Products_Existing_Process_Natural Gas_Gas Boiler - Hot Water Reset_A_Technical Potential | F2 | Industrial | Food Products | Existing | Process | Natural Gas | Gas Boiler - Hot Water Reset | A | Integrated Unit Summer Peak Savings (kW) | Technical Potential | 0 | 0 | 0 | 0 | 0 | 0 | 0 | 0 | 0 | 0 | 0 | 0 | 0 | 0 | 0 | 0 | 0 | 0 | 0 | 0 | 0 | 0 | 0 | 0 | 0 | 0 | 0 | 0 | 0 | 0 | 0
F3_Industrial_Food Products_Existing_Process_Natural Gas_Gas Boiler - Hot Water Reset_A_Technical Potential | F3 | Industrial | Food Products | Existing | Process | Natural Gas | Gas Boiler - Hot Water Reset | A | Integrated Unit Winter Peak Savings (kW) | Technical Potential | 0 | 0 | 0 | 0 | 0 | 0 | 0 | 0 | 0 | 0 | 0 | 0 | 0 | 0 | 0 | 0 | 0 | 0 | 0 | 0 | 0 | 0 | 0 | 0 | 0 | 0 | 0 | 0 | 0 | 0 | 0
F4_Industrial_Food Products_Existing_Process_Natural Gas_Gas Boiler - Hot Water Reset_A_Technical Potential | F4 | Industrial | Food Products | Existing | Process | Natural Gas | Gas Boiler - Hot Water Reset | A | Incremental Energy Savings (MWh or mTherms) | Technical Potential | 0 | 0 | 0 | 0 | 0 | 1.2733 | 1.5594 | 1.8934 | 2.1949 | 2.501 | 2.8812 | 3.1468 | 3.203 | 2.9654 | 2.5553 | 1.9555 | 1.2927 | 0.74576 | 0.35535 | 0.15034 | 0.054372 | 0.016897 | 0.0036649 | 0.00059963 | 7.1664e-05 | 0 | 0 | 0 | 0 | 0 | 0
F5_Industrial_Food Products_Existing_Process_Natural Gas_Gas Boiler - Hot Water Reset_A_Technical Potential | F5 | Industrial | Food Products | Existing | Process | Natural Gas | Gas Boiler - Hot Water Reset | A | Incremental Summer Peak Savings (MW) | Technical Potential | 0 | 0 | 0 | 0 | 0 | 0 | 0 | 0 | 0 | 0 | 0 | 0 | 0 | 0 | 0 | 0 | 0 | 0 | 0 | 0 | 0 | 0 | 0 | 0 | 0 | 0 | 0 | 0 | 0 | 0 | 0
F6_Industrial_Food Products_Existing_Process_Natural Gas_Gas Boiler - Hot Water Reset_A_Technical Potential | F6 | Industrial | Food Products | Existing | Process | Natural Gas | Gas Boiler - Hot Water Reset | A | Incremental Winter Peak Savings (MW) | Technical Potential | 0 | 0 | 0 | 0 | 0 | 0 | 0 | 0 | 0 | 0 | 0 | 0 | 0 | 0 | 0 | 0 | 0 | 0 | 0 | 0 | 0 | 0 | 0 | 0 | 0 | 0 | 0 | 0 | 0 | 0 | 0
F7_Industrial_Food Products_Existing_Process_Natural Gas_Gas Boiler - Hot Water Reset_A_Technical Potential | F7 | Industrial | Food Products | Existing | Process | Natural Gas | Gas Boiler - Hot Water Reset | A | Cumulative Energy Savings (MWh or mTherms) | Technical Potential | 0 | 0 | 0 | 0 | 0 | 1.2733 | 2.8302 | 4.7181 | 6.9041 | 9.3922 | 12.2553 | 15.3812 | 18.5597 | 21.4931 | 24.0192 | 25.9377 | 27.1961 | 27.9041 | 28.219 | 28.3357 | 28.3533 | 28.3356 | 28.305 | 28.2717 | 28.2381 | 28.2356 | 28.2332 | 28.231 | 0 | 0 | 0
F8_Industrial_Food Products_Existing_Process_Natural Gas_Gas Boiler - Hot Water Reset_A_Technical Potential | F8 | Industrial | Food Products | Existing | Process | Natural Gas | Gas Boiler - Hot Water Reset | A | Cumulative Summer Peak Savings (MW) | Technical Potential | 0 | 0 | 0 | 0 | 0 | 0 | 0 | 0 | 0 | 0 | 0 | 0 | 0 | 0 | 0 | 0 | 0 | 0 | 0 | 0 | 0 | 0 | 0 | 0 | 0 | 0 | 0 | 0 | 0 | 0 | 0
F9_Industrial_Food Products_Existing_Process_Natural Gas_Gas Boiler - Hot Water Reset_A_Technical Potential | F9 | Industrial | Food Products | Existing | Process | Natural Gas | Gas Boiler - Hot Water Reset | A | Cumulative Winter Peak Savings (MW) | Technical Potential | 0 | 0 | 0 | 0 | 0 | 0 | 0 | 0 | 0 | 0 | 0 | 0 | 0 | 0 | 0 | 0 | 0 | 0 | 0 | 0 | 0 | 0 | 0 | 0 | 0 | 0 | 0 | 0 | 0 | 0 | 0
F10_Industrial_Food Products_Existing_Process_Natural Gas_Gas Boiler - Hot Water Reset_A_Technical Potential | F10 | Industrial | Food Products | Existing | Process | Natural Gas | Gas Boiler - Hot Water Reset | A | Purchases (Incremental) | Technical Potential | 0 | 0 | 0 | 0 | 0 | 20.1936 | 24.7809 | 30.1457 | 35.0133 | 39.9701 | 46.1365 | 50.4741 | 51.4582 | 47.7231 | 41.1787 | 31.5619 | 20.8911 | 12.0692 | 5.7593 | 2.4395 | 0.88342 | 0.27487 | 0.059691 | 0.0097781 | 0.00117 | 0 | 0 | 0 | 0 | 0 | 0
F11_Industrial_Food Products_Existing_Process_Natural Gas_Gas Boiler - Hot Water Reset_A_Technical Potential | F11 | Industrial | Food Products | Existing | Process | Natural Gas | Gas Boiler - Hot Water Reset | A | Purchases (Cumulative) | Technical Potential | 0 | 0 | 0 | 0 | 0 | 20.1936 | 44.9744 | 75.1201 | 110.1334 | 150.1035 | 196.24 | 246.7141 | 298.1723 | 345.8954 | 387.0741 | 418.636 | 439.527 | 451.5963 | 457.3555 | 459.7951 | 460.6785 | 460.9533 | 461.013 | 461.0228 | 461.024 | 461.024 | 461.024 | 461.024 | 461.024 | 461.024 | 461.024
F1_Industrial_Food Products_Existing_Space Heating_Natural Gas_Steam Trap Maintenance_A_Technical Potential | F1 | Industrial | Food Products | Existing | Space Heating | Natural Gas | Steam Trap Maintenance | A | Integrated Unit Energy Savings (kWh or therms) | Technical Potential | 0 | 0 | 0 | 0 | 0 | 1.2061 | 1.1953 | 1.1837 | 1.1716 | 1.159 | 1.1461 | 1.1331 | 1.1199 | 1.106 | 1.0913 | 1.077 | 1.0629 | 1.0498 | 1.0372 | 1.0255 | 1.0144 | 1.003 | 0.99268 | 0.98287 | 0.9732 | 0.96442 | 0.95681 | 0.94957 | 1.0437 | 1.0394 | 1.0355
F2_Industrial_Food Products_Existing_Space Heating_Natural Gas_Steam Trap Maintenance_A_Technical Potential | F2 | Industrial | Food Products | Existing | Space Heating | Natural Gas | Steam Trap Maintenance | A | Integrated Unit Summer Peak Savings (kW) | Technical Potential | 0 | 0 | 0 | 0 | 0 | 0 | 0 | 0 | 0 | 0 | 0 | 0 | 0 | 0 | 0 | 0 | 0 | 0 | 0 | 0 | 0 | 0 | 0 | 0 | 0 | 0 | 0 | 0 | 0 | 0 | 0
F3_Industrial_Food Products_Existing_Space Heating_Natural Gas_Steam Trap Maintenance_A_Technical Potential | F3 | Industrial | Food Products | Existing | Space Heating | Natural Gas | Steam Trap Maintenance | A | Integrated Unit Winter Peak Savings (kW) | Technical Potential | 0 | 0 | 0 | 0 | 0 | 0 | 0 | 0 | 0 | 0 | 0 | 0 | 0 | 0 | 0 | 0 | 0 | 0 | 0 | 0 | 0 | 0 | 0 | 0 | 0 | 0 | 0 | 0 | 0 | 0 | 0
F4_Industrial_Food Products_Existing_Space Heating_Natural Gas_Steam Trap Maintenance_A_Technical Potential | F4 | Industrial | Food Products | Existing | Space Heating | Natural Gas | Steam Trap Maintenance | A | Incremental Energy Savings (MWh or mTherms) | Technical Potential | 0 | 0 | 0 | 0 | 0 | 0.0057009 | 0.0056471 | 0.0055591 | 0.0055051 | 0.0054505 | 0.0053215 | 0.0052466 | 0.0051748 | 0.0050294 | 0.0049818 | 0.0048695 | 0.0048064 | 0.0047235 | 0.004625 | 0.0045783 | 0.0045099 | 0.0044421 | 0.0043802 | 0.0043222 | 0.0042662 | 0 | 0 | 0 | 0 | 0 | 0
F5_Industrial_Food Products_Existing_Space Heating_Natural Gas_Steam Trap Maintenance_A_Technical Potential | F5 | Industrial | Food Products | Existing | Space Heating | Natural Gas | Steam Trap Maintenance | A | Incremental Summer Peak Savings (MW) | Technical Potential | 0 | 0 | 0 | 0 | 0 | 0 | 0 | 0 | 0 | 0 | 0 | 0 | 0 | 0 | 0 | 0 | 0 | 0 | 0 | 0 | 0 | 0 | 0 | 0 | 0 | 0 | 0 | 0 | 0 | 0 | 0
F6_Industrial_Food Products_Existing_Space Heating_Natural Gas_Steam Trap Maintenance_A_Technical Potential | F6 | Industrial | Food Products | Existing | Space Heating | Natural Gas | Steam Trap Maintenance | A | Incremental Winter Peak Savings (MW) | Technical Potential | 0 | 0 | 0 | 0 | 0 | 0 | 0 | 0 | 0 | 0 | 0 | 0 | 0 | 0 | 0 | 0 | 0 | 0 | 0 | 0 | 0 | 0 | 0 | 0 | 0 | 0 | 0 | 0 | 0 | 0 | 0
F7_Industrial_Food Products_Existing_Space Heating_Natural Gas_Steam Trap Maintenance_A_Technical Potential | F7 | Industrial | Food Products | Existing | Space Heating | Natural Gas | Steam Trap Maintenance | A | Cumulative Energy Savings (MWh or mTherms) | Technical Potential | 0 | 0 | 0 | 0 | 0 | 0.0057009 | 0.011297 | 0.016746 | 0.02208 | 0.027293 | 0.032311 | 0.037191 | 0.041931 | 0.04644 | 0.050808 | 0.05501 | 0.059097 | 0.063094 | 0.066959 | 0.070784 | 0.074525 | 0.078134 | 0.081707 | 0.085221 | 0.088649 | 0.087849 | 0.087156 | 0.086497 | 0 | 0 | 0
F8_Industrial_Food Products_Existing_Space Heating_Natural Gas_Steam Trap Maintenance_A_Technical Potential | F8 | Industrial | Food Products | Existing | Space Heating | Natural Gas | Steam Trap Maintenance | A | Cumulative Summer Peak Savings (MW) | Technical Potential | 0 | 0 | 0 | 0 | 0 | 0 | 0 | 0 | 0 | 0 | 0 | 0 | 0 | 0 | 0 | 0 | 0 | 0 | 0 | 0 | 0 | 0 | 0 | 0 | 0 | 0 | 0 | 0 | 0 | 0 | 0
F9_Industrial_Food Products_Existing_Space Heating_Natural Gas_Steam Trap Maintenance_A_Technical Potential | F9 | Industrial | Food Products | Existing | Space Heating | Natural Gas | Steam Trap Maintenance | A | Cumulative Winter Peak Savings (MW) | Technical Potential | 0 | 0 | 0 | 0 | 0 | 0 | 0 | 0 | 0 | 0 | 0 | 0 | 0 | 0 | 0 | 0 | 0 | 0 | 0 | 0 | 0 | 0 | 0 | 0 | 0 | 0 | 0 | 0 | 0 | 0 | 0
F10_Industrial_Food Products_Existing_Space Heating_Natural Gas_Steam Trap Maintenance_A_Technical Potential | F10 | Industrial | Food Products | Existing | Space Heating | Natural Gas | Steam Trap Maintenance | A | Purchases (Incremental) | Technical Potential | 0 | 0 | 0 | 0 | 0 | 4.7268 | 4.7242 | 4.6964 | 4.6989 | 4.7028 | 4.6431 | 4.6304 | 4.621 | 4.5476 | 4.565 | 4.5214 | 4.522 | 4.4992 | 4.4591 | 4.4644 | 4.4459 | 4.4286 | 4.4125 | 4.3975 | 4.3836 | 0 | 0 | 0 | 0 | 0 | 0
F11_Industrial_Food Products_Existing_Space Heating_Natural Gas_Steam Trap Maintenance_A_Technical Potential | F11 | Industrial | Food Products | Existing | Space Heating | Natural Gas | Steam Trap Maintenance | A | Purchases (Cumulative) | Technical Potential | 0 | 0 | 0 | 0 | 0 | 4.7268 | 9.451 | 14.1474 | 18.8463 | 23.549 | 28.1921 | 32.8225 | 37.4434 | 41.991 | 46.556 | 51.0774 | 55.5994 | 60.0986 | 64.5578 | 69.0222 | 73.4681 | 77.8967 | 82.3092 | 86.7067 | 91.0904 | 91.0904 | 91.0904 | 91.0904 | 91.0904 | 91.0904 | 91.0904
F1_Industrial_Food Products_Existing_Process_Natural Gas_Steam Trap Maintenance_A_Technical Potential | F1 | Industrial | Food Products | Existing | Process | Natural Gas | Steam Trap Maintenance | A | Integrated Unit Energy Savings (kWh or therms) | Technical Potential | 0 | 0 | 0 | 0 | 0 | 44.5977 | 44.5574 | 44.5191 | 44.4827 | 44.4466 | 44.4114 | 44.384 | 44.3614 | 44.3385 | 44.3242 | 44.3081 | 44.2972 | 44.2862 | 44.2753 | 44.2694 | 44.2626 | 44.2595 | 44.2569 | 44.2547 | 44.2529 | 44.2518 | 44.2507 | 44.2498 | 44.6416 | 44.6416 | 44.6416
F2_Industrial_Food Products_Existing_Process_Natural Gas_Steam Trap Maintenance_A_Technical Potential | F2 | Industrial | Food Products | Existing | Process | Natural Gas | Steam Trap Maintenance | A | Integrated Unit Summer Peak Savings (kW) | Technical Potential | 0 | 0 | 0 | 0 | 0 | 0 | 0 | 0 | 0 | 0 | 0 | 0 | 0 | 0 | 0 | 0 | 0 | 0 | 0 | 0 | 0 | 0 | 0 | 0 | 0 | 0 | 0 | 0 | 0 | 0 | 0
F3_Industrial_Food Products_Existing_Process_Natural Gas_Steam Trap Maintenance_A_Technical Potential | F3 | Industrial | Food Products | Existing | Process | Natural Gas | Steam Trap Maintenance | A | Integrated Unit Winter Peak Savings (kW) | Technical Potential | 0 | 0 | 0 | 0 | 0 | 0 | 0 | 0 | 0 | 0 | 0 | 0 | 0 | 0 | 0 | 0 | 0 | 0 | 0 | 0 | 0 | 0 | 0 | 0 | 0 | 0 | 0 | 0 | 0 | 0 | 0
F4_Industrial_Food Products_Existing_Process_Natural Gas_Steam Trap Maintenance_A_Technical Potential | F4 | Industrial | Food Products | Existing | Process | Natural Gas | Steam Trap Maintenance | A | Incremental Energy Savings (MWh or mTherms) | Technical Potential | 0 | 0 | 0 | 0 | 0 | 0.50265 | 0.50192 | 0.49853 | 0.4984 | 0.4984 | 0.49168 | 0.49004 | 0.48879 | 0.48078 | 0.48246 | 0.47769 | 0.47763 | 0.47511 | 0.47076 | 0.47125 | 0.46923 | 0.46737 | 0.46564 | 0.46404 | 0.46256 | 0 | 0 | 0 | 0 | 0 | 0
F5_Industrial_Food Products_Existing_Process_Natural Gas_Steam Trap Maintenance_A_Technical Potential | F5 | Industrial | Food Products | Existing | Process | Natural Gas | Steam Trap Maintenance | A | Incremental Summer Peak Savings (MW) | Technical Potential | 0 | 0 | 0 | 0 | 0 | 0 | 0 | 0 | 0 | 0 | 0 | 0 | 0 | 0 | 0 | 0 | 0 | 0 | 0 | 0 | 0 | 0 | 0 | 0 | 0 | 0 | 0 | 0 | 0 | 0 | 0
F6_Industrial_Food Products_Existing_Process_Natural Gas_Steam Trap Maintenance_A_Technical Potential | F6 | Industrial | Food Products | Existing | Process | Natural Gas | Steam Trap Maintenance | A | Incremental Winter Peak Savings (MW) | Technical Potential | 0 | 0 | 0 | 0 | 0 | 0 | 0 | 0 | 0 | 0 | 0 | 0 | 0 | 0 | 0 | 0 | 0 | 0 | 0 | 0 | 0 | 0 | 0 | 0 | 0 | 0 | 0 | 0 | 0 | 0 | 0
F7_Industrial_Food Products_Existing_Process_Natural Gas_Steam Trap Maintenance_A_Technical Potential | F7 | Industrial | Food Products | Existing | Process | Natural Gas | Steam Trap Maintenance | A | Cumulative Energy Savings (MWh or mTherms) | Technical Potential | 0 | 0 | 0 | 0 | 0 | 0.50265 | 1.0041 | 1.5018 | 1.999 | 2.4957 | 2.9854 | 3.4736 | 3.9607 | 4.4394 | 4.9204 | 5.3963 | 5.8726 | 6.3463 | 6.8155 | 7.2858 | 7.754 | 8.2208 | 8.6859 | 9.1496 | 9.6117 | 9.6115 | 9.6113 | 9.6111 | 0 | 0 | 0
F8_Industrial_Food Products_Existing_Process_Natural Gas_Steam Trap Maintenance_A_Technical Potential | F8 | Industrial | Food Products | Existing | Process | Natural Gas | Steam Trap Maintenance | A | Cumulative Summer Peak Savings (MW) | Technical Potential | 0 | 0 | 0 | 0 | 0 | 0 | 0 | 0 | 0 | 0 | 0 | 0 | 0 | 0 | 0 | 0 | 0 | 0 | 0 | 0 | 0 | 0 | 0 | 0 | 0 | 0 | 0 | 0 | 0 | 0 | 0
F9_Industrial_Food Products_Existing_Process_Natural Gas_Steam Trap Maintenance_A_Technical Potential | F9 | Industrial | Food Products | Existing | Process | Natural Gas | Steam Trap Maintenance | A | Cumulative Winter Peak Savings (MW) | Technical Potential | 0 | 0 | 0 | 0 | 0 | 0 | 0 | 0 | 0 | 0 | 0 | 0 | 0 | 0 | 0 | 0 | 0 | 0 | 0 | 0 | 0 | 0 | 0 | 0 | 0 | 0 | 0 | 0 | 0 | 0 | 0
F10_Industrial_Food Products_Existing_Process_Natural Gas_Steam Trap Maintenance_A_Technical Potential | F10 | Industrial | Food Products | Existing | Process | Natural Gas | Steam Trap Maintenance | A | Purchases (Incremental) | Technical Potential | 0 | 0 | 0 | 0 | 0 | 11.2708 | 11.2646 | 11.1982 | 11.2043 | 11.2135 | 11.0711 | 11.0409 | 11.0185 | 10.8435 | 10.8849 | 10.7811 | 10.7825 | 10.7282 | 10.6325 | 10.6451 | 10.6011 | 10.5599 | 10.5214 | 10.4856 | 10.4526 | 0 | 0 | 0 | 0 | 0 | 0
F11_Industrial_Food Products_Existing_Process_Natural Gas_Steam Trap Maintenance_A_Technical Potential | F11 | Industrial | Food Products | Existing | Process | Natural Gas | Steam Trap Maintenance | A | Purchases (Cumulative) | Technical Potential | 0 | 0 | 0 | 0 | 0 | 11.2708 | 22.5355 | 33.7337 | 44.9379 | 56.1514 | 67.2226 | 78.2634 | 89.2819 | 100.1254 | 111.0102 | 121.7913 | 132.5738 | 143.302 | 153.9345 | 164.5796 | 175.1807 | 185.7406 | 196.262 | 206.7476 | 217.2002 | 217.2002 | 217.2002 | 217.2002 | 217.2002 | 217.2002 | 217.2002
F1_Industrial_Food Products_Existing_Space Heating_Natural Gas_Gas Boiler - High Turndown_A_Technical Potential | F1 | Industrial | Food Products | Existing | Space Heating | Natural Gas | Gas Boiler - High Turndown | A | Integrated Unit Energy Savings (kWh or therms) | Technical Potential | 0 | 0 | 0 | 0 | 0 | 1.2723 | 1.2487 | 1.2185 | 1.1819 | 1.1394 | 1.0911 | 1.0415 | 0.99211 | 0.94193 | 0.89921 | 0.8585 | 0.82554 | 0.79668 | 0.77108 | 0.75275 | 0.7359 | 0.72113 | 0.70861 | 0.69848 | 0.68894 | 0.68183 | 0.67563 | 0.66978 | 1.1079 | 1.1033 | 1.0992
F2_Industrial_Food Products_Existing_Space Heating_Natural Gas_Gas Boiler - High Turndown_A_Technical Potential | F2 | Industrial | Food Products | Existing | Space Heating | Natural Gas | Gas Boiler - High Turndown | A | Integrated Unit Summer Peak Savings (kW) | Technical Potential | 0 | 0 | 0 | 0 | 0 | 0 | 0 | 0 | 0 | 0 | 0 | 0 | 0 | 0 | 0 | 0 | 0 | 0 | 0 | 0 | 0 | 0 | 0 | 0 | 0 | 0 | 0 | 0 | 0 | 0 | 0
F3_Industrial_Food Products_Existing_Space Heating_Natural Gas_Gas Boiler - High Turndown_A_Technical Potential | F3 | Industrial | Food Products | Existing | Space Heating | Natural Gas | Gas Boiler - High Turndown | A | Integrated Unit Winter Peak Savings (kW) | Technical Potential | 0 | 0 | 0 | 0 | 0 | 0 | 0 | 0 | 0 | 0 | 0 | 0 | 0 | 0 | 0 | 0 | 0 | 0 | 0 | 0 | 0 | 0 | 0 | 0 | 0 | 0 | 0 | 0 | 0 | 0 | 0
F4_Industrial_Food Products_Existing_Space Heating_Natural Gas_Gas Boiler - High Turndown_A_Technical Potential | F4 | Industrial | Food Products | Existing | Space Heating | Natural Gas | Gas Boiler - High Turndown | A | Incremental Energy Savings (MWh or mTherms) | Technical Potential | 0 | 0 | 0 | 0 | 0 | 0.016444 | 0.01613 | 0.015647 | 0.015186 | 0.014651 | 0.012468 | 0.0094945 | 0.0072206 | 0.0053972 | 0.0041377 | 0.0031301 | 0.0024083 | 0.0018499 | 0.0014196 | 0.00111 | 0.00086453 | 5.7559e-06 | 2.0127e-06 | 6.7402e-07 | 2.1611e-07 | 1.8126e-07 | 1.7914e-07 | 1.7715e-07 | 2.924e-07 | 2.9063e-07 | 2.8904e-07
F5_Industrial_Food Products_Existing_Space Heating_Natural Gas_Gas Boiler - High Turndown_A_Technical Potential | F5 | Industrial | Food Products | Existing | Space Heating | Natural Gas | Gas Boiler - High Turndown | A | Incremental Summer Peak Savings (MW) | Technical Potential | 0 | 0 | 0 | 0 | 0 | 0 | 0 | 0 | 0 | 0 | 0 | 0 | 0 | 0 | 0 | 0 | 0 | 0 | 0 | 0 | 0 | 0 | 0 | 0 | 0 | 0 | 0 | 0 | 0 | 0 | 0
F6_Industrial_Food Products_Existing_Space Heating_Natural Gas_Gas Boiler - High Turndown_A_Technical Potential | F6 | Industrial | Food Products | Existing | Space Heating | Natural Gas | Gas Boiler - High Turndown | A | Incremental Winter Peak Savings (MW) | Technical Potential | 0 | 0 | 0 | 0 | 0 | 0 | 0 | 0 | 0 | 0 | 0 | 0 | 0 | 0 | 0 | 0 | 0 | 0 | 0 | 0 | 0 | 0 | 0 | 0 | 0 | 0 | 0 | 0 | 0 | 0 | 0
F7_Industrial_Food Products_Existing_Space Heating_Natural Gas_Gas Boiler - High Turndown_A_Technical Potential | F7 | Industrial | Food Products | Existing | Space Heating | Natural Gas | Gas Boiler - High Turndown | A | Cumulative Energy Savings (MWh or mTherms) | Technical Potential | 0 | 0 | 0 | 0 | 0 | 0.016444 | 0.032269 | 0.047137 | 0.060909 | 0.073366 | 0.082727 | 0.088461 | 0.091484 | 0.092254 | 0.092208 | 0.091164 | 0.090072 | 0.088773 | 0.08734 | 0.086374 | 0.085305 | 0.083598 | 0.082149 | 0.080976 | 0.07987 | 0.079046 | 0.078327 | 0.077649 | 0 | 0 | 0
F8_Industrial_Food Products_Existing_Space Heating_Natural Gas_Gas Boiler - High Turndown_A_Technical Potential | F8 | Industrial | Food Products | Existing | Space Heating | Natural Gas | Gas Boiler - High Turndown | A | Cumulative Summer Peak Savings (MW) | Technical Potential | 0 | 0 | 0 | 0 | 0 | 0 | 0 | 0 | 0 | 0 | 0 | 0 | 0 | 0 | 0 | 0 | 0 | 0 | 0 | 0 | 0 | 0 | 0 | 0 | 0 | 0 | 0 | 0 | 0 | 0 | 0
F9_Industrial_Food Products_Existing_Space Heating_Natural Gas_Gas Boiler - High Turndown_A_Technical Potential | F9 | Industrial | Food Products | Existing | Space Heating | Natural Gas | Gas Boiler - High Turndown | A | Cumulative Winter Peak Savings (MW) | Technical Potential | 0 | 0 | 0 | 0 | 0 | 0 | 0 | 0 | 0 | 0 | 0 | 0 | 0 | 0 | 0 | 0 | 0 | 0 | 0 | 0 | 0 | 0 | 0 | 0 | 0 | 0 | 0 | 0 | 0 | 0 | 0
F10_Industrial_Food Products_Existing_Space Heating_Natural Gas_Gas Boiler - High Turndown_A_Technical Potential | F10 | Industrial | Food Products | Existing | Space Heating | Natural Gas | Gas Boiler - High Turndown | A | Purchases (Incremental) | Technical Potential | 0 | 0 | 0 | 0 | 0 | 12.9248 | 12.9177 | 12.8415 | 12.8485 | 12.8591 | 11.4262 | 9.116 | 7.278 | 5.7299 | 4.6015 | 3.6461 | 2.9172 | 2.322 | 1.8411 | 1.4746 | 1.1748 | 0.0079818 | 0.0028403 | 0.00096498 | 0.00031368 | 0.00026585 | 0.00026514 | 0.0002645 | 0.00026392 | 0.00026341 | 0.00026296
F11_Industrial_Food Products_Existing_Space Heating_Natural Gas_Gas Boiler - High Turndown_A_Technical Potential | F11 | Industrial | Food Products | Existing | Space Heating | Natural Gas | Gas Boiler - High Turndown | A | Purchases (Cumulative) | Technical Potential | 0 | 0 | 0 | 0 | 0 | 12.9248 | 25.8425 | 38.6841 | 51.5326 | 64.3917 | 75.8179 | 84.9339 | 92.2119 | 97.9419 | 102.5433 | 106.1894 | 109.1066 | 111.4286 | 113.2697 | 114.7443 | 115.9191 | 115.927 | 115.9299 | 115.9309 | 115.9312 | 115.9314 | 115.9317 | 115.932 | 115.9322 | 115.9325 | 115.9327
F1_Industrial_Food Products_Existing_Process_Natural Gas_Gas Boiler - High Turndown_A_Technical Potential | F1 | Industrial | Food Products | Existing | Process | Natural Gas | Gas Boiler - High Turndown | A | Integrated Unit Energy Savings (kWh or therms) | Technical Potential | 0 | 0 | 0 | 0 | 0 | 47.2011 | 47.0175 | 46.832 | 46.6481 | 46.4627 | 46.268 | 46.0906 | 45.9221 | 45.7417 | 45.6004 | 45.4459 | 45.3185 | 45.1888 | 45.0563 | 44.9502 | 44.8343 | 44.725 | 44.6166 | 44.5091 | 44.4024 | 44.3939 | 44.3861 | 44.379 | 47.3863 | 47.3863 | 47.3863
F2_Industrial_Food Products_Existing_Process_Natural Gas_Gas Boiler - High Turndown_A_Technical Potential | F2 | Industrial | Food Products | Existing | Process | Natural Gas | Gas Boiler - High Turndown | A | Integrated Unit Summer Peak Savings (kW) | Technical Potential | 0 | 0 | 0 | 0 | 0 | 0 | 0 | 0 | 0 | 0 | 0 | 0 | 0 | 0 | 0 | 0 | 0 | 0 | 0 | 0 | 0 | 0 | 0 | 0 | 0 | 0 | 0 | 0 | 0 | 0 | 0
F3_Industrial_Food Products_Existing_Process_Natural Gas_Gas Boiler - High Turndown_A_Technical Potential | F3 | Industrial | Food Products | Existing | Process | Natural Gas | Gas Boiler - High Turndown | A | Integrated Unit Winter Peak Savings (kW) | Technical Potential | 0 | 0 | 0 | 0 | 0 | 0 | 0 | 0 | 0 | 0 | 0 | 0 | 0 | 0 | 0 | 0 | 0 | 0 | 0 | 0 | 0 | 0 | 0 | 0 | 0 | 0 | 0 | 0 | 0 | 0 | 0
F4_Industrial_Food Products_Existing_Process_Natural Gas_Gas Boiler - High Turndown_A_Technical Potential | F4 | Industrial | Food Products | Existing | Process | Natural Gas | Gas Boiler - High Turndown | A | Incremental Energy Savings (MWh or mTherms) | Technical Potential | 0 | 0 | 0 | 0 | 0 | 1.4547 | 1.4482 | 1.434 | 1.4291 | 1.4246 | 1.2606 | 1.0019 | 0.79693 | 0.62496 | 0.50032 | 0.3951 | 0.31523 | 0.2502 | 0.19779 | 0.15805 | 0.12559 | 0.00085122 | 0.00030216 | 0.00010241 | 3.321e-05 | 2.8141e-05 | 2.8061e-05 | 2.7989e-05 | 2.982e-05 | 2.9763e-05 | 2.9712e-05
F5_Industrial_Food Products_Existing_Process_Natural Gas_Gas Boiler - High Turndown_A_Technical Potential | F5 | Industrial | Food Products | Existing | Process | Natural Gas | Gas Boiler - High Turndown | A | Incremental Summer Peak Savings (MW) | Technical Potential | 0 | 0 | 0 | 0 | 0 | 0 | 0 | 0 | 0 | 0 | 0 | 0 | 0 | 0 | 0 | 0 | 0 | 0 | 0 | 0 | 0 | 0 | 0 | 0 | 0 | 0 | 0 | 0 | 0 | 0 | 0
F6_Industrial_Food Products_Existing_Process_Natural Gas_Gas Boiler - High Turndown_A_Technical Potential | F6 | Industrial | Food Products | Existing | Process | Natural Gas | Gas Boiler - High Turndown | A | Incremental Winter Peak Savings (MW) | Technical Potential | 0 | 0 | 0 | 0 | 0 | 0 | 0 | 0 | 0 | 0 | 0 | 0 | 0 | 0 | 0 | 0 | 0 | 0 | 0 | 0 | 0 | 0 | 0 | 0 | 0 | 0 | 0 | 0 | 0 | 0 | 0
F7_Industrial_Food Products_Existing_Process_Natural Gas_Gas Boiler - High Turndown_A_Technical Potential | F7 | Industrial | Food Products | Existing | Process | Natural Gas | Gas Boiler - High Turndown | A | Cumulative Energy Savings (MWh or mTherms) | Technical Potential | 0 | 0 | 0 | 0 | 0 | 1.4547 | 2.8972 | 4.3198 | 5.732 | 7.1338 | 8.3645 | 9.3343 | 10.0971 | 10.6824 | 11.1497 | 11.507 | 11.79 | 12.0065 | 12.1691 | 12.2984 | 12.3923 | 12.363 | 12.3333 | 12.3037 | 12.2742 | 12.2719 | 12.2698 | 12.2678 | 0 | 0 | 0
F8_Industrial_Food Products_Existing_Process_Natural Gas_Gas Boiler - High Turndown_A_Technical Potential | F8 | Industrial | Food Products | Existing | Process | Natural Gas | Gas Boiler - High Turndown | A | Cumulative Summer Peak Savings (MW) | Technical Potential | 0 | 0 | 0 | 0 | 0 | 0 | 0 | 0 | 0 | 0 | 0 | 0 | 0 | 0 | 0 | 0 | 0 | 0 | 0 | 0 | 0 | 0 | 0 | 0 | 0 | 0 | 0 | 0 | 0 | 0 | 0
F9_Industrial_Food Products_Existing_Process_Natural Gas_Gas Boiler - High Turndown_A_Technical Potential | F9 | Industrial | Food Products | Existing | Process | Natural Gas | Gas Boiler - High Turndown | A | Cumulative Winter Peak Savings (MW) | Technical Potential | 0 | 0 | 0 | 0 | 0 | 0 | 0 | 0 | 0 | 0 | 0 | 0 | 0 | 0 | 0 | 0 | 0 | 0 | 0 | 0 | 0 | 0 | 0 | 0 | 0 | 0 | 0 | 0 | 0 | 0 | 0
F10_Industrial_Food Products_Existing_Process_Natural Gas_Gas Boiler - High Turndown_A_Technical Potential | F10 | Industrial | Food Products | Existing | Process | Natural Gas | Gas Boiler - High Turndown | A | Purchases (Incremental) | Technical Potential | 0 | 0 | 0 | 0 | 0 | 30.8185 | 30.8016 | 30.62 | 30.6365 | 30.6619 | 27.2452 | 21.7366 | 17.354 | 13.6627 | 10.9719 | 8.6938 | 6.956 | 5.5368 | 4.3899 | 3.5161 | 2.8012 | 0.019032 | 0.0067725 | 0.0023009 | 0.00074794 | 0.0006339 | 0.00063221 | 0.00063068 | 0.00062931 | 0.00062808 | 0.00062702
F11_Industrial_Food Products_Existing_Process_Natural Gas_Gas Boiler - High Turndown_A_Technical Potential | F11 | Industrial | Food Products | Existing | Process | Natural Gas | Gas Boiler - High Turndown | A | Purchases (Cumulative) | Technical Potential | 0 | 0 | 0 | 0 | 0 | 30.8185 | 61.6202 | 92.2401 | 122.8767 | 153.5385 | 180.7838 | 202.5204 | 219.8744 | 233.5371 | 244.509 | 253.2029 | 260.1588 | 265.6956 | 270.0855 | 273.6016 | 276.4028 | 276.4219 | 276.4286 | 276.4309 | 276.4317 | 276.4323 | 276.4329 | 276.4336 | 276.4342 | 276.4348 | 276.4355
F1_Industrial_Food Products_Existing_Space Heating_Natural Gas_Gas Boiler - Burner Control Optimization_A_Technical Potential | F1 | Industrial | Food Products | Existing | Space Heating | Natural Gas | Gas Boiler - Burner Control Optimization | A | Integrated Unit Energy Savings (kWh or therms) | Technical Potential | 0 | 0 | 0 | 0 | 0 | 0.36895 | 0.36208 | 0.35331 | 0.3427 | 0.33034 | 0.31633 | 0.30194 | 0.28761 | 0.27305 | 0.26066 | 0.24886 | 0.2393 | 0.23093 | 0.22351 | 0.2182 | 0.21331 | 0.20903 | 0.2054 | 0.20246 | 0.1997 | 0.19764 | 0.19584 | 0.19414 | 0.32129 | 0.31997 | 0.31877
F2_Industrial_Food Products_Existing_Space Heating_Natural Gas_Gas Boiler - Burner Control Optimization_A_Technical Potential | F2 | Industrial | Food Products | Existing | Space Heating | Natural Gas | Gas Boiler - Burner Control Optimization | A | Integrated Unit Summer Peak Savings (kW) | Technical Potential | 0 | 0 | 0 | 0 | 0 | 0 | 0 | 0 | 0 | 0 | 0 | 0 | 0 | 0 | 0 | 0 | 0 | 0 | 0 | 0 | 0 | 0 | 0 | 0 | 0 | 0 | 0 | 0 | 0 | 0 | 0
F3_Industrial_Food Products_Existing_Space Heating_Natural Gas_Gas Boiler - Burner Control Optimization_A_Technical Potential | F3 | Industrial | Food Products | Existing | Space Heating | Natural Gas | Gas Boiler - Burner Control Optimization | A | Integrated Unit Winter Peak Savings (kW) | Technical Potential | 0 | 0 | 0 | 0 | 0 | 0 | 0 | 0 | 0 | 0 | 0 | 0 | 0 | 0 | 0 | 0 | 0 | 0 | 0 | 0 | 0 | 0 | 0 | 0 | 0 | 0 | 0 | 0 | 0 | 0 | 0
F4_Industrial_Food Products_Existing_Space Heating_Natural Gas_Gas Boiler - Burner Control Optimization_A_Technical Potential | F4 | Industrial | Food Products | Existing | Space Heating | Natural Gas | Gas Boiler - Burner Control Optimization | A | Incremental Energy Savings (MWh or mTherms) | Technical Potential | 0 | 0 | 0 | 0 | 0 | 0.0012864 | 0.0019833 | 0.0038477 | 0.0065347 | 0.0098065 | 0.01298 | 0.015726 | 0.01744 | 0.017548 | 0.016816 | 0.014841 | 0.012489 | 0.0098752 | 0.0073676 | 0.0053059 | 0.003616 | 0.0023531 | 0.0014661 | 0.00087663 | 0.0005836 | 0 | 0 | 0 | 0 | 0 | 0
F5_Industrial_Food Products_Existing_Space Heating_Natural Gas_Gas Boiler - Burner Control Optimization_A_Technical Potential | F5 | Industrial | Food Products | Existing | Space Heating | Natural Gas | Gas Boiler - Burner Control Optimization | A | Incremental Summer Peak Savings (MW) | Technical Potential | 0 | 0 | 0 | 0 | 0 | 0 | 0 | 0 | 0 | 0 | 0 | 0 | 0 | 0 | 0 | 0 | 0 | 0 | 0 | 0 | 0 | 0 | 0 | 0 | 0 | 0 | 0 | 0 | 0 | 0 | 0
F6_Industrial_Food Products_Existing_Space Heating_Natural Gas_Gas Boiler - Burner Control Optimization_A_Technical Potential | F6 | Industrial | Food Products | Existing | Space Heating | Natural Gas | Gas Boiler - Burner Control Optimization | A | Incremental Winter Peak Savings (MW) | Technical Potential | 0 | 0 | 0 | 0 | 0 | 0 | 0 | 0 | 0 | 0 | 0 | 0 | 0 | 0 | 0 | 0 | 0 | 0 | 0 | 0 | 0 | 0 | 0 | 0 | 0 | 0 | 0 | 0 | 0 | 0 | 0
F7_Industrial_Food Products_Existing_Space Heating_Natural Gas_Gas Boiler - Burner Control Optimization_A_Technical Potential | F7 | Industrial | Food Products | Existing | Space Heating | Natural Gas | Gas Boiler - Burner Control Optimization | A | Cumulative Energy Savings (MWh or mTherms) | Technical Potential | 0 | 0 | 0 | 0 | 0 | 0.0012864 | 0.0032457 | 0.0070148 | 0.013339 | 0.022664 | 0.034684 | 0.048831 | 0.063953 | 0.078265 | 0.09153 | 0.10223 | 0.11079 | 0.11679 | 0.1204 | 0.12285 | 0.12371 | 0.12358 | 0.1229 | 0.12202 | 0.12094 | 0.11969 | 0.1186 | 0.11757 | 0 | 0 | 0
F8_Industrial_Food Products_Existing_Space Heating_Natural Gas_Gas Boiler - Burner Control Optimization_A_Technical Potential | F8 | Industrial | Food Products | Existing | Space Heating | Natural Gas | Gas Boiler - Burner Control Optimization | A | Cumulative Summer Peak Savings (MW) | Technical Potential | 0 | 0 | 0 | 0 | 0 | 0 | 0 | 0 | 0 | 0 | 0 | 0 | 0 | 0 | 0 | 0 | 0 | 0 | 0 | 0 | 0 | 0 | 0 | 0 | 0 | 0 | 0 | 0 | 0 | 0 | 0
F9_Industrial_Food Products_Existing_Space Heating_Natural Gas_Gas Boiler - Burner Control Optimization_A_Technical Potential | F9 | Industrial | Food Products | Existing | Space Heating | Natural Gas | Gas Boiler - Burner Control Optimization | A | Cumulative Winter Peak Savings (MW) | Technical Potential | 0 | 0 | 0 | 0 | 0 | 0 | 0 | 0 | 0 | 0 | 0 | 0 | 0 | 0 | 0 | 0 | 0 | 0 | 0 | 0 | 0 | 0 | 0 | 0 | 0 | 0 | 0 | 0 | 0 | 0 | 0
F10_Industrial_Food Products_Existing_Space Heating_Natural Gas_Gas Boiler - Burner Control Optimization_A_Technical Potential | F10 | Industrial | Food Products | Existing | Space Heating | Natural Gas | Gas Boiler - Burner Control Optimization | A | Purchases (Incremental) | Technical Potential | 0 | 0 | 0 | 0 | 0 | 3.4865 | 5.4775 | 10.8904 | 19.0684 | 29.6865 | 41.0334 | 52.0816 | 60.6385 | 64.266 | 64.5114 | 59.6364 | 52.1886 | 42.7626 | 32.9631 | 24.3174 | 16.9518 | 11.2572 | 7.1376 | 4.3299 | 2.9224 | 0 | 0 | 0 | 0 | 0 | 0
F11_Industrial_Food Products_Existing_Space Heating_Natural Gas_Gas Boiler - Burner Control Optimization_A_Technical Potential | F11 | Industrial | Food Products | Existing | Space Heating | Natural Gas | Gas Boiler - Burner Control Optimization | A | Purchases (Cumulative) | Technical Potential | 0 | 0 | 0 | 0 | 0 | 3.4865 | 8.964 | 19.8544 | 38.9228 | 68.6094 | 109.6428 | 161.7243 | 222.3628 | 286.6288 | 351.1402 | 410.7766 | 462.9653 | 505.7278 | 538.6909 | 563.0083 | 579.9601 | 591.2173 | 598.3549 | 602.6847 | 605.6072 | 605.6072 | 605.6072 | 605.6072 | 605.6072 | 605.6072 | 605.6072
F1_Industrial_Food Products_Existing_Process_Natural Gas_Gas Boiler - Burner Control Optimization_A_Technical Potential | F1 | Industrial | Food Products | Existing | Process | Natural Gas | Gas Boiler - Burner Control Optimization | A | Integrated Unit Energy Savings (kWh or therms) | Technical Potential | 0 | 0 | 0 | 0 | 0 | 13.6845 | 13.6275 | 13.57 | 13.5129 | 13.4555 | 13.3955 | 13.3415 | 13.2905 | 13.2362 | 13.194 | 13.148 | 13.1103 | 13.0719 | 13.0328 | 13.0017 | 12.9676 | 12.9359 | 12.9044 | 12.8732 | 12.8422 | 12.8397 | 12.8373 | 12.8352 | 13.742 | 13.742 | 13.742
F2_Industrial_Food Products_Existing_Process_Natural Gas_Gas Boiler - Burner Control Optimization_A_Technical Potential | F2 | Industrial | Food Products | Existing | Process | Natural Gas | Gas Boiler - Burner Control Optimization | A | Integrated Unit Summer Peak Savings (kW) | Technical Potential | 0 | 0 | 0 | 0 | 0 | 0 | 0 | 0 | 0 | 0 | 0 | 0 | 0 | 0 | 0 | 0 | 0 | 0 | 0 | 0 | 0 | 0 | 0 | 0 | 0 | 0 | 0 | 0 | 0 | 0 | 0
F3_Industrial_Food Products_Existing_Process_Natural Gas_Gas Boiler - Burner Control Optimization_A_Technical Potential | F3 | Industrial | Food Products | Existing | Process | Natural Gas | Gas Boiler - Burner Control Optimization | A | Integrated Unit Winter Peak Savings (kW) | Technical Potential | 0 | 0 | 0 | 0 | 0 | 0 | 0 | 0 | 0 | 0 | 0 | 0 | 0 | 0 | 0 | 0 | 0 | 0 | 0 | 0 | 0 | 0 | 0 | 0 | 0 | 0 | 0 | 0 | 0 | 0 | 0
F4_Industrial_Food Products_Existing_Process_Natural Gas_Gas Boiler - Burner Control Optimization_A_Technical Potential | F4 | Industrial | Food Products | Existing | Process | Natural Gas | Gas Boiler - Burner Control Optimization | A | Incremental Energy Savings (MWh or mTherms) | Technical Potential | 0 | 0 | 0 | 0 | 0 | 0.11377 | 0.17799 | 0.35238 | 0.6144 | 0.95246 | 1.3106 | 1.6568 | 1.9217 | 2.0283 | 2.0296 | 1.8696 | 1.6315 | 1.3329 | 1.0244 | 0.75388 | 0.52416 | 0.34723 | 0.21962 | 0.13291 | 0.08949 | 0 | 0 | 0 | 0 | 0 | 0
F5_Industrial_Food Products_Existing_Process_Natural Gas_Gas Boiler - Burner Control Optimization_A_Technical Potential | F5 | Industrial | Food Products | Existing | Process | Natural Gas | Gas Boiler - Burner Control Optimization | A | Incremental Summer Peak Savings (MW) | Technical Potential | 0 | 0 | 0 | 0 | 0 | 0 | 0 | 0 | 0 | 0 | 0 | 0 | 0 | 0 | 0 | 0 | 0 | 0 | 0 | 0 | 0 | 0 | 0 | 0 | 0 | 0 | 0 | 0 | 0 | 0 | 0
F6_Industrial_Food Products_Existing_Process_Natural Gas_Gas Boiler - Burner Control Optimization_A_Technical Potential | F6 | Industrial | Food Products | Existing | Process | Natural Gas | Gas Boiler - Burner Control Optimization | A | Incremental Winter Peak Savings (MW) | Technical Potential | 0 | 0 | 0 | 0 | 0 | 0 | 0 | 0 | 0 | 0 | 0 | 0 | 0 | 0 | 0 | 0 | 0 | 0 | 0 | 0 | 0 | 0 | 0 | 0 | 0 | 0 | 0 | 0 | 0 | 0 | 0
F7_Industrial_Food Products_Existing_Process_Natural Gas_Gas Boiler - Burner Control Optimization_A_Technical Potential | F7 | Industrial | Food Products | Existing | Process | Natural Gas | Gas Boiler - Burner Control Optimization | A | Cumulative Energy Savings (MWh or mTherms) | Technical Potential | 0 | 0 | 0 | 0 | 0 | 0.11377 | 0.29128 | 0.64243 | 1.2541 | 2.2013 | 3.5021 | 5.1448 | 7.0468 | 9.0463 | 11.047 | 12.8781 | 14.4727 | 15.7632 | 16.7403 | 17.4542 | 17.9327 | 18.2361 | 18.4113 | 18.4997 | 18.5447 | 18.541 | 18.5376 | 18.5345 | 0 | 0 | 0
F8_Industrial_Food Products_Existing_Process_Natural Gas_Gas Boiler - Burner Control Optimization_A_Technical Potential | F8 | Industrial | Food Products | Existing | Process | Natural Gas | Gas Boiler - Burner Control Optimization | A | Cumulative Summer Peak Savings (MW) | Technical Potential | 0 | 0 | 0 | 0 | 0 | 0 | 0 | 0 | 0 | 0 | 0 | 0 | 0 | 0 | 0 | 0 | 0 | 0 | 0 | 0 | 0 | 0 | 0 | 0 | 0 | 0 | 0 | 0 | 0 | 0 | 0
F9_Industrial_Food Products_Existing_Process_Natural Gas_Gas Boiler - Burner Control Optimization_A_Technical Potential | F9 | Industrial | Food Products | Existing | Process | Natural Gas | Gas Boiler - Burner Control Optimization | A | Cumulative Winter Peak Savings (MW) | Technical Potential | 0 | 0 | 0 | 0 | 0 | 0 | 0 | 0 | 0 | 0 | 0 | 0 | 0 | 0 | 0 | 0 | 0 | 0 | 0 | 0 | 0 | 0 | 0 | 0 | 0 | 0 | 0 | 0 | 0 | 0 | 0
F10_Industrial_Food Products_Existing_Process_Natural Gas_Gas Boiler - Burner Control Optimization_A_Technical Potential | F10 | Industrial | Food Products | Existing | Process | Natural Gas | Gas Boiler - Burner Control Optimization | A | Purchases (Incremental) | Technical Potential | 0 | 0 | 0 | 0 | 0 | 8.3134 | 13.0608 | 25.9675 | 45.4677 | 70.786 | 97.8419 | 124.1858 | 144.5892 | 153.2388 | 153.8239 | 142.1999 | 124.441 | 101.9651 | 78.5988 | 57.9835 | 40.4206 | 26.8423 | 17.0192 | 10.3243 | 6.9684 | 0 | 0 | 0 | 0 | 0 | 0
F11_Industrial_Food Products_Existing_Process_Natural Gas_Gas Boiler - Burner Control Optimization_A_Technical Potential | F11 | Industrial | Food Products | Existing | Process | Natural Gas | Gas Boiler - Burner Control Optimization | A | Purchases (Cumulative) | Technical Potential | 0 | 0 | 0 | 0 | 0 | 8.3134 | 21.3742 | 47.3417 | 92.8094 | 163.5954 | 261.4373 | 385.6231 | 530.2123 | 683.4512 | 837.2751 | 979.475 | 1103.916 | 1205.8811 | 1284.4798 | 1342.4633 | 1382.8839 | 1409.7261 | 1426.7453 | 1437.0696 | 1444.038 | 1444.038 | 1444.038 | 1444.038 | 1444.038 | 1444.038 | 1444.038
F1_Industrial_Food Products_Existing_Space Heating_Natural Gas_HVAC - Demand Controlled Ventilation_A_Technical Potential | F1 | Industrial | Food Products | Existing | Space Heating | Natural Gas | HVAC - Demand Controlled Ventilation | A | Integrated Unit Energy Savings (kWh or therms) | Technical Potential | 0 | 0 | 0 | 0 | 0 | 0.045567 | 0.04499 | 0.044256 | 0.043486 | 0.042681 | 0.041842 | 0.040981 | 0.040115 | 0.039213 | 0.038297 | 0.037395 | 0.036531 | 0.035722 | 0.034956 | 0.034274 | 0.033636 | 0.033041 | 0.0325 | 0.032013 | 0.031562 | 0.031207 | 0.03089 | 0.030587 | 0.036718 | 0.036492 | 0.03628
F2_Industrial_Food Products_Existing_Space Heating_Natural Gas_HVAC - Demand Controlled Ventilation_A_Technical Potential | F2 | Industrial | Food Products | Existing | Space Heating | Natural Gas | HVAC - Demand Controlled Ventilation | A | Integrated Unit Summer Peak Savings (kW) | Technical Potential | 0 | 0 | 0 | 0 | 0 | 0 | 0 | 0 | 0 | 0 | 0 | 0 | 0 | 0 | 0 | 0 | 0 | 0 | 0 | 0 | 0 | 0 | 0 | 0 | 0 | 0 | 0 | 0 | 0 | 0 | 0
F3_Industrial_Food Products_Existing_Space Heating_Natural Gas_HVAC - Demand Controlled Ventilation_A_Technical Potential | F3 | Industrial | Food Products | Existing | Space Heating | Natural Gas | HVAC - Demand Controlled Ventilation | A | Integrated Unit Winter Peak Savings (kW) | Technical Potential | 0 | 0 | 0 | 0 | 0 | 0 | 0 | 0 | 0 | 0 | 0 | 0 | 0 | 0 | 0 | 0 | 0 | 0 | 0 | 0 | 0 | 0 | 0 | 0 | 0 | 0 | 0 | 0 | 0 | 0 | 0
F4_Industrial_Food Products_Existing_Space Heating_Natural Gas_HVAC - Demand Controlled Ventilation_A_Technical Potential | F4 | Industrial | Food Products | Existing | Space Heating | Natural Gas | HVAC - Demand Controlled Ventilation | A | Incremental Energy Savings (MWh or mTherms) | Technical Potential | 0 | 0 | 0 | 0 | 0 | 0.10032 | 0.098998 | 0.096807 | 0.095175 | 0.09349 | 0.09049 | 0.088385 | 0.08634 | 0.08306 | 0.081429 | 0.078753 | 0.076944 | 0.074861 | 0.072602 | 0.07127 | 0.069654 | 0.068155 | 0.066797 | 0.065572 | 0.064444 | 0 | 0 | 0 | 0 | 0 | 0
F5_Industrial_Food Products_Existing_Space Heating_Natural Gas_HVAC - Demand Controlled Ventilation_A_Technical Potential | F5 | Industrial | Food Products | Existing | Space Heating | Natural Gas | HVAC - Demand Controlled Ventilation | A | Incremental Summer Peak Savings (MW) | Technical Potential | 0 | 0 | 0 | 0 | 0 | 0 | 0 | 0 | 0 | 0 | 0 | 0 | 0 | 0 | 0 | 0 | 0 | 0 | 0 | 0 | 0 | 0 | 0 | 0 | 0 | 0 | 0 | 0 | 0 | 0 | 0
F6_Industrial_Food Products_Existing_Space Heating_Natural Gas_HVAC - Demand Controlled Ventilation_A_Technical Potential | F6 | Industrial | Food Products | Existing | Space Heating | Natural Gas | HVAC - Demand Controlled Ventilation | A | Incremental Winter Peak Savings (MW) | Technical Potential | 0 | 0 | 0 | 0 | 0 | 0 | 0 | 0 | 0 | 0 | 0 | 0 | 0 | 0 | 0 | 0 | 0 | 0 | 0 | 0 | 0 | 0 | 0 | 0 | 0 | 0 | 0 | 0 | 0 | 0 | 0
F7_Industrial_Food Products_Existing_Space Heating_Natural Gas_HVAC - Demand Controlled Ventilation_A_Technical Potential | F7 | Industrial | Food Products | Existing | Space Heating | Natural Gas | HVAC - Demand Controlled Ventilation | A | Cumulative Energy Savings (MWh or mTherms) | Technical Potential | 0 | 0 | 0 | 0 | 0 | 0.10032 | 0.19805 | 0.29162 | 0.38173 | 0.46815 | 0.54944 | 0.62652 | 0.69961 | 0.76695 | 0.83046 | 0.88965 | 0.94605 | 0.99996 | 1.0511 | 1.1019 | 1.151 | 1.1988 | 1.246 | 1.2929 | 1.3391 | 1.324 | 1.3106 | 1.2977 | 0 | 0 | 0
F8_Industrial_Food Products_Existing_Space Heating_Natural Gas_HVAC - Demand Controlled Ventilation_A_Technical Potential | F8 | Industrial | Food Products | Existing | Space Heating | Natural Gas | HVAC - Demand Controlled Ventilation | A | Cumulative Summer Peak Savings (MW) | Technical Potential | 0 | 0 | 0 | 0 | 0 | 0 | 0 | 0 | 0 | 0 | 0 | 0 | 0 | 0 | 0 | 0 | 0 | 0 | 0 | 0 | 0 | 0 | 0 | 0 | 0 | 0 | 0 | 0 | 0 | 0 | 0
F9_Industrial_Food Products_Existing_Space Heating_Natural Gas_HVAC - Demand Controlled Ventilation_A_Technical Potential | F9 | Industrial | Food Products | Existing | Space Heating | Natural Gas | HVAC - Demand Controlled Ventilation | A | Cumulative Winter Peak Savings (MW) | Technical Potential | 0 | 0 | 0 | 0 | 0 | 0 | 0 | 0 | 0 | 0 | 0 | 0 | 0 | 0 | 0 | 0 | 0 | 0 | 0 | 0 | 0 | 0 | 0 | 0 | 0 | 0 | 0 | 0 | 0 | 0 | 0
F10_Industrial_Food Products_Existing_Space Heating_Natural Gas_HVAC - Demand Controlled Ventilation_A_Technical Potential | F10 | Industrial | Food Products | Existing | Space Heating | Natural Gas | HVAC - Demand Controlled Ventilation | A | Purchases (Incremental) | Technical Potential | 0 | 0 | 0 | 0 | 0 | 2201.6448 | 2200.4365 | 2187.4597 | 2188.6423 | 2190.4521 | 2162.6356 | 2156.7258 | 2152.3467 | 2118.1682 | 2126.2554 | 2105.9788 | 2106.2521 | 2095.6513 | 2076.9582 | 2079.4184 | 2070.8196 | 2062.7655 | 2055.2495 | 2048.2651 | 2041.806 | 0 | 0 | 0 | 0 | 0 | 0
F11_Industrial_Food Products_Existing_Space Heating_Natural Gas_HVAC - Demand Controlled Ventilation_A_Technical Potential | F11 | Industrial | Food Products | Existing | Space Heating | Natural Gas | HVAC - Demand Controlled Ventilation | A | Purchases (Cumulative) | Technical Potential | 0 | 0 | 0 | 0 | 0 | 2201.6448 | 4402.0812 | 6589.5409 | 8778.1832 | 10968.6353 | 13131.2709 | 15287.9967 | 17440.3434 | 19558.5116 | 21684.767 | 23790.7459 | 25896.998 | 27992.6492 | 30069.6074 | 32149.0259 | 34219.8454 | 36282.6109 | 38337.8603 | 40386.1254 | 42427.9314 | 42427.9314 | 42427.9314 | 42427.9314 | 42427.9314 | 42427.9314 | 42427.9314
F1_Industrial_Food Products_Existing_Space Heating_Natural Gas_Gas Boiler - Stack Economizer_A_Technical Potential | F1 | Industrial | Food Products | Existing | Space Heating | Natural Gas | Gas Boiler - Stack Economizer | A | Integrated Unit Energy Savings (kWh or therms) | Technical Potential | 0 | 0 | 0 | 0 | 0 | 0.93481 | 0.92673 | 0.91796 | 0.90882 | 0.89936 | 0.8897 | 0.87993 | 0.87002 | 0.85965 | 0.84868 | 0.83801 | 0.8275 | 0.8178 | 0.8084 | 0.79967 | 0.79134 | 0.78277 | 0.77492 | 0.76746 | 0.76008 | 0.75323 | 0.7473 | 0.74166 | 0.80876 | 0.80544 | 0.80241
F2_Industrial_Food Products_Existing_Space Heating_Natural Gas_Gas Boiler - Stack Economizer_A_Technical Potential | F2 | Industrial | Food Products | Existing | Space Heating | Natural Gas | Gas Boiler - Stack Economizer | A | Integrated Unit Summer Peak Savings (kW) | Technical Potential | 0 | 0 | 0 | 0 | 0 | 0 | 0 | 0 | 0 | 0 | 0 | 0 | 0 | 0 | 0 | 0 | 0 | 0 | 0 | 0 | 0 | 0 | 0 | 0 | 0 | 0 | 0 | 0 | 0 | 0 | 0
F3_Industrial_Food Products_Existing_Space Heating_Natural Gas_Gas Boiler - Stack Economizer_A_Technical Potential | F3 | Industrial | Food Products | Existing | Space Heating | Natural Gas | Gas Boiler - Stack Economizer | A | Integrated Unit Winter Peak Savings (kW) | Technical Potential | 0 | 0 | 0 | 0 | 0 | 0 | 0 | 0 | 0 | 0 | 0 | 0 | 0 | 0 | 0 | 0 | 0 | 0 | 0 | 0 | 0 | 0 | 0 | 0 | 0 | 0 | 0 | 0 | 0 | 0 | 0
F4_Industrial_Food Products_Existing_Space Heating_Natural Gas_Gas Boiler - Stack Economizer_A_Technical Potential | F4 | Industrial | Food Products | Existing | Space Heating | Natural Gas | Gas Boiler - Stack Economizer | A | Incremental Energy Savings (MWh or mTherms) | Technical Potential | 0 | 0 | 0 | 0 | 0 | 0.032219 | 0.031923 | 0.031435 | 0.031139 | 0.03084 | 0.027109 | 0.02139 | 0.016885 | 0.013135 | 0.010414 | 0.0081478 | 0.0064373 | 0.0050639 | 0.0039688 | 0.0031445 | 0.0024791 | 1.6661e-05 | 5.8693e-06 | 1.9749e-06 | 6.3578e-07 | 5.3399e-07 | 5.2837e-07 | 5.2311e-07 | 5.692e-07 | 5.6576e-07 | 5.6267e-07
F5_Industrial_Food Products_Existing_Space Heating_Natural Gas_Gas Boiler - Stack Economizer_A_Technical Potential | F5 | Industrial | Food Products | Existing | Space Heating | Natural Gas | Gas Boiler - Stack Economizer | A | Incremental Summer Peak Savings (MW) | Technical Potential | 0 | 0 | 0 | 0 | 0 | 0 | 0 | 0 | 0 | 0 | 0 | 0 | 0 | 0 | 0 | 0 | 0 | 0 | 0 | 0 | 0 | 0 | 0 | 0 | 0 | 0 | 0 | 0 | 0 | 0 | 0
F6_Industrial_Food Products_Existing_Space Heating_Natural Gas_Gas Boiler - Stack Economizer_A_Technical Potential | F6 | Industrial | Food Products | Existing | Space Heating | Natural Gas | Gas Boiler - Stack Economizer | A | Incremental Winter Peak Savings (MW) | Technical Potential | 0 | 0 | 0 | 0 | 0 | 0 | 0 | 0 | 0 | 0 | 0 | 0 | 0 | 0 | 0 | 0 | 0 | 0 | 0 | 0 | 0 | 0 | 0 | 0 | 0 | 0 | 0 | 0 | 0 | 0 | 0
F7_Industrial_Food Products_Existing_Space Heating_Natural Gas_Gas Boiler - Stack Economizer_A_Technical Potential | F7 | Industrial | Food Products | Existing | Space Heating | Natural Gas | Gas Boiler - Stack Economizer | A | Cumulative Energy Savings (MWh or mTherms) | Technical Potential | 0 | 0 | 0 | 0 | 0 | 0.032219 | 0.063864 | 0.094695 | 0.12489 | 0.15443 | 0.17988 | 0.1993 | 0.21394 | 0.22452 | 0.23207 | 0.2373 | 0.24076 | 0.243 | 0.24418 | 0.24469 | 0.24462 | 0.24199 | 0.23957 | 0.23726 | 0.23498 | 0.23286 | 0.23103 | 0.22929 | 0 | 0 | 0
F8_Industrial_Food Products_Existing_Space Heating_Natural Gas_Gas Boiler - Stack Economizer_A_Technical Potential | F8 | Industrial | Food Products | Existing | Space Heating | Natural Gas | Gas Boiler - Stack Economizer | A | Cumulative Summer Peak Savings (MW) | Technical Potential | 0 | 0 | 0 | 0 | 0 | 0 | 0 | 0 | 0 | 0 | 0 | 0 | 0 | 0 | 0 | 0 | 0 | 0 | 0 | 0 | 0 | 0 | 0 | 0 | 0 | 0 | 0 | 0 | 0 | 0 | 0
F9_Industrial_Food Products_Existing_Space Heating_Natural Gas_Gas Boiler - Stack Economizer_A_Technical Potential | F9 | Industrial | Food Products | Existing | Space Heating | Natural Gas | Gas Boiler - Stack Economizer | A | Cumulative Winter Peak Savings (MW) | Technical Potential | 0 | 0 | 0 | 0 | 0 | 0 | 0 | 0 | 0 | 0 | 0 | 0 | 0 | 0 | 0 | 0 | 0 | 0 | 0 | 0 | 0 | 0 | 0 | 0 | 0 | 0 | 0 | 0 | 0 | 0 | 0
F10_Industrial_Food Products_Existing_Space Heating_Natural Gas_Gas Boiler - Stack Economizer_A_Technical Potential | F10 | Industrial | Food Products | Existing | Space Heating | Natural Gas | Gas Boiler - Stack Economizer | A | Purchases (Incremental) | Technical Potential | 0 | 0 | 0 | 0 | 0 | 34.4662 | 34.4473 | 34.2441 | 34.2626 | 34.291 | 30.4699 | 24.3093 | 19.408 | 15.2798 | 12.2705 | 9.7228 | 7.7793 | 6.1921 | 4.9095 | 3.9322 | 3.1328 | 0.021285 | 0.007574 | 0.0025733 | 0.00083647 | 0.00070893 | 0.00070704 | 0.00070533 | 0.00070379 | 0.00070242 | 0.00070123
F11_Industrial_Food Products_Existing_Space Heating_Natural Gas_Gas Boiler - Stack Economizer_A_Technical Potential | F11 | Industrial | Food Products | Existing | Space Heating | Natural Gas | Gas Boiler - Stack Economizer | A | Purchases (Cumulative) | Technical Potential | 0 | 0 | 0 | 0 | 0 | 34.4662 | 68.9134 | 103.1576 | 137.4202 | 171.7111 | 202.1811 | 226.4904 | 245.8984 | 261.1783 | 273.4488 | 283.1716 | 290.9509 | 297.143 | 302.0525 | 305.9847 | 309.1175 | 309.1388 | 309.1464 | 309.1489 | 309.1498 | 309.1505 | 309.1512 | 309.1519 | 309.1526 | 309.1533 | 309.154
F1_Industrial_Food Products_Existing_Process_Natural Gas_Gas Boiler - Stack Economizer_A_Technical Potential | F1 | Industrial | Food Products | Existing | Process | Natural Gas | Gas Boiler - Stack Economizer | A | Integrated Unit Energy Savings (kWh or therms) | Technical Potential | 0 | 0 | 0 | 0 | 0 | 45.4784 | 45.4697 | 45.4635 | 45.4588 | 45.4547 | 45.4507 | 45.4475 | 45.4449 | 45.4419 | 45.4403 | 45.4383 | 45.4371 | 45.4359 | 45.4347 | 45.4342 | 45.4334 | 45.4328 | 45.4322 | 45.4317 | 45.4313 | 45.4311 | 45.431 | 45.4308 | 45.4909 | 45.4909 | 45.4909
F2_Industrial_Food Products_Existing_Process_Natural Gas_Gas Boiler - Stack Economizer_A_Technical Potential | F2 | Industrial | Food Products | Existing | Process | Natural Gas | Gas Boiler - Stack Economizer | A | Integrated Unit Summer Peak Savings (kW) | Technical Potential | 0 | 0 | 0 | 0 | 0 | 0 | 0 | 0 | 0 | 0 | 0 | 0 | 0 | 0 | 0 | 0 | 0 | 0 | 0 | 0 | 0 | 0 | 0 | 0 | 0 | 0 | 0 | 0 | 0 | 0 | 0
F3_Industrial_Food Products_Existing_Process_Natural Gas_Gas Boiler - Stack Economizer_A_Technical Potential | F3 | Industrial | Food Products | Existing | Process | Natural Gas | Gas Boiler - Stack Economizer | A | Integrated Unit Winter Peak Savings (kW) | Technical Potential | 0 | 0 | 0 | 0 | 0 | 0 | 0 | 0 | 0 | 0 | 0 | 0 | 0 | 0 | 0 | 0 | 0 | 0 | 0 | 0 | 0 | 0 | 0 | 0 | 0 | 0 | 0 | 0 | 0 | 0 | 0
F4_Industrial_Food Products_Existing_Process_Natural Gas_Gas Boiler - Stack Economizer_A_Technical Potential | F4 | Industrial | Food Products | Existing | Process | Natural Gas | Gas Boiler - Stack Economizer | A | Incremental Energy Savings (MWh or mTherms) | Technical Potential | 0 | 0 | 0 | 0 | 0 | 3.7375 | 3.7348 | 3.7122 | 3.7139 | 3.7166 | 3.3022 | 2.6343 | 2.1031 | 1.6556 | 1.3295 | 1.0534 | 0.84282 | 0.67085 | 0.53188 | 0.426 | 0.33939 | 0.0023058 | 0.0008205 | 0.00027876 | 9.0613e-05 | 7.6797e-05 | 7.6592e-05 | 7.6406e-05 | 7.634e-05 | 7.6192e-05 | 7.6063e-05
F5_Industrial_Food Products_Existing_Process_Natural Gas_Gas Boiler - Stack Economizer_A_Technical Potential | F5 | Industrial | Food Products | Existing | Process | Natural Gas | Gas Boiler - Stack Economizer | A | Incremental Summer Peak Savings (MW) | Technical Potential | 0 | 0 | 0 | 0 | 0 | 0 | 0 | 0 | 0 | 0 | 0 | 0 | 0 | 0 | 0 | 0 | 0 | 0 | 0 | 0 | 0 | 0 | 0 | 0 | 0 | 0 | 0 | 0 | 0 | 0 | 0
F6_Industrial_Food Products_Existing_Process_Natural Gas_Gas Boiler - Stack Economizer_A_Technical Potential | F6 | Industrial | Food Products | Existing | Process | Natural Gas | Gas Boiler - Stack Economizer | A | Incremental Winter Peak Savings (MW) | Technical Potential | 0 | 0 | 0 | 0 | 0 | 0 | 0 | 0 | 0 | 0 | 0 | 0 | 0 | 0 | 0 | 0 | 0 | 0 | 0 | 0 | 0 | 0 | 0 | 0 | 0 | 0 | 0 | 0 | 0 | 0 | 0
F7_Industrial_Food Products_Existing_Process_Natural Gas_Gas Boiler - Stack Economizer_A_Technical Potential | F7 | Industrial | Food Products | Existing | Process | Natural Gas | Gas Boiler - Stack Economizer | A | Cumulative Energy Savings (MWh or mTherms) | Technical Potential | 0 | 0 | 0 | 0 | 0 | 3.7375 | 7.4716 | 11.1828 | 14.8955 | 18.6108 | 21.9113 | 24.5441 | 26.6458 | 28.2997 | 29.6282 | 30.6803 | 31.5223 | 32.1923 | 32.7233 | 33.149 | 33.4878 | 33.4896 | 33.49 | 33.49 | 33.4897 | 33.4897 | 33.4896 | 33.4896 | 0 | 0 | 0
F8_Industrial_Food Products_Existing_Process_Natural Gas_Gas Boiler - Stack Economizer_A_Technical Potential | F8 | Industrial | Food Products | Existing | Process | Natural Gas | Gas Boiler - Stack Economizer | A | Cumulative Summer Peak Savings (MW) | Technical Potential | 0 | 0 | 0 | 0 | 0 | 0 | 0 | 0 | 0 | 0 | 0 | 0 | 0 | 0 | 0 | 0 | 0 | 0 | 0 | 0 | 0 | 0 | 0 | 0 | 0 | 0 | 0 | 0 | 0 | 0 | 0
F9_Industrial_Food Products_Existing_Process_Natural Gas_Gas Boiler - Stack Economizer_A_Technical Potential | F9 | Industrial | Food Products | Existing | Process | Natural Gas | Gas Boiler - Stack Economizer | A | Cumulative Winter Peak Savings (MW) | Technical Potential | 0 | 0 | 0 | 0 | 0 | 0 | 0 | 0 | 0 | 0 | 0 | 0 | 0 | 0 | 0 | 0 | 0 | 0 | 0 | 0 | 0 | 0 | 0 | 0 | 0 | 0 | 0 | 0 | 0 | 0 | 0
F10_Industrial_Food Products_Existing_Process_Natural Gas_Gas Boiler - Stack Economizer_A_Technical Potential | F10 | Industrial | Food Products | Existing | Process | Natural Gas | Gas Boiler - Stack Economizer | A | Purchases (Incremental) | Technical Potential | 0 | 0 | 0 | 0 | 0 | 82.1828 | 82.1377 | 81.6533 | 81.6974 | 81.765 | 72.654 | 57.9643 | 46.2773 | 36.434 | 29.2585 | 23.1835 | 18.5492 | 14.7647 | 11.7064 | 9.3762 | 7.47 | 0.050753 | 0.01806 | 0.0061359 | 0.0019945 | 0.0016904 | 0.0016859 | 0.0016818 | 0.0016781 | 0.0016749 | 0.001672
F11_Industrial_Food Products_Existing_Process_Natural Gas_Gas Boiler - Stack Economizer_A_Technical Potential | F11 | Industrial | Food Products | Existing | Process | Natural Gas | Gas Boiler - Stack Economizer | A | Purchases (Cumulative) | Technical Potential | 0 | 0 | 0 | 0 | 0 | 82.1828 | 164.3204 | 245.9737 | 327.6711 | 409.4361 | 482.09 | 540.0544 | 586.3317 | 622.7657 | 652.0241 | 675.2077 | 693.7569 | 708.5216 | 720.228 | 729.6042 | 737.0742 | 737.125 | 737.143 | 737.1492 | 737.1511 | 737.1528 | 737.1545 | 737.1562 | 737.1579 | 737.1596 | 737.1612
F1_Industrial_Food Products_Existing_Space Heating_Natural Gas_Gas Furnace Tube Inserts_A_Technical Potential | F1 | Industrial | Food Products | Existing | Space Heating | Natural Gas | Gas Furnace Tube Inserts | A | Integrated Unit Energy Savings (kWh or therms) | Technical Potential | 0 | 0 | 0 | 0 | 0 | 0.086046 | 0.085101 | 0.08388 | 0.082616 | 0.08132 | 0.080015 | 0.078709 | 0.077446 | 0.076192 | 0.074913 | 0.073725 | 0.072591 | 0.071564 | 0.070596 | 0.069684 | 0.068809 | 0.067938 | 0.067097 | 0.0663 | 0.065535 | 0.064816 | 0.064174 | 0.063559 | 0.069231 | 0.068805 | 0.068405
F2_Industrial_Food Products_Existing_Space Heating_Natural Gas_Gas Furnace Tube Inserts_A_Technical Potential | F2 | Industrial | Food Products | Existing | Space Heating | Natural Gas | Gas Furnace Tube Inserts | A | Integrated Unit Summer Peak Savings (kW) | Technical Potential | 0 | 0 | 0 | 0 | 0 | 0 | 0 | 0 | 0 | 0 | 0 | 0 | 0 | 0 | 0 | 0 | 0 | 0 | 0 | 0 | 0 | 0 | 0 | 0 | 0 | 0 | 0 | 0 | 0 | 0 | 0
F3_Industrial_Food Products_Existing_Space Heating_Natural Gas_Gas Furnace Tube Inserts_A_Technical Potential | F3 | Industrial | Food Products | Existing | Space Heating | Natural Gas | Gas Furnace Tube Inserts | A | Integrated Unit Winter Peak Savings (kW) | Technical Potential | 0 | 0 | 0 | 0 | 0 | 0 | 0 | 0 | 0 | 0 | 0 | 0 | 0 | 0 | 0 | 0 | 0 | 0 | 0 | 0 | 0 | 0 | 0 | 0 | 0 | 0 | 0 | 0 | 0 | 0 | 0
F4_Industrial_Food Products_Existing_Space Heating_Natural Gas_Gas Furnace Tube Inserts_A_Technical Potential | F4 | Industrial | Food Products | Existing | Space Heating | Natural Gas | Gas Furnace Tube Inserts | A | Incremental Energy Savings (MWh or mTherms) | Technical Potential | 0 | 0 | 0 | 0 | 0 | 0 | 0 | 0 | 0 | 0 | 0 | 0 | 0 | 0 | 0 | 0 | 0 | 0 | 0 | 0 | 0 | 0 | 0 | 0 | 0 | 0 | 0 | 0 | 0 | 0 | 0
F5_Industrial_Food Products_Existing_Space Heating_Natural Gas_Gas Furnace Tube Inserts_A_Technical Potential | F5 | Industrial | Food Products | Existing | Space Heating | Natural Gas | Gas Furnace Tube Inserts | A | Incremental Summer Peak Savings (MW) | Technical Potential | 0 | 0 | 0 | 0 | 0 | 0 | 0 | 0 | 0 | 0 | 0 | 0 | 0 | 0 | 0 | 0 | 0 | 0 | 0 | 0 | 0 | 0 | 0 | 0 | 0 | 0 | 0 | 0 | 0 | 0 | 0
F6_Industrial_Food Products_Existing_Space Heating_Natural Gas_Gas Furnace Tube Inserts_A_Technical Potential | F6 | Industrial | Food Products | Existing | Space Heating | Natural Gas | Gas Furnace Tube Inserts | A | Incremental Winter Peak Savings (MW) | Technical Potential | 0 | 0 | 0 | 0 | 0 | 0 | 0 | 0 | 0 | 0 | 0 | 0 | 0 | 0 | 0 | 0 | 0 | 0 | 0 | 0 | 0 | 0 | 0 | 0 | 0 | 0 | 0 | 0 | 0 | 0 | 0
F7_Industrial_Food Products_Existing_Space Heating_Natural Gas_Gas Furnace Tube Inserts_A_Technical Potential | F7 | Industrial | Food Products | Existing | Space Heating | Natural Gas | Gas Furnace Tube Inserts | A | Cumulative Energy Savings (MWh or mTherms) | Technical Potential | 0 | 0 | 0 | 0 | 0 | 0 | 0 | 0 | 0 | 0 | 0 | 0 | 0 | 0 | 0 | 0 | 0 | 0 | 0 | 0 | 0 | 0 | 0 | 0 | 0 | 0 | 0 | 0 | 0 | 0 | 0
F8_Industrial_Food Products_Existing_Space Heating_Natural Gas_Gas Furnace Tube Inserts_A_Technical Potential | F8 | Industrial | Food Products | Existing | Space Heating | Natural Gas | Gas Furnace Tube Inserts | A | Cumulative Summer Peak Savings (MW) | Technical Potential | 0 | 0 | 0 | 0 | 0 | 0 | 0 | 0 | 0 | 0 | 0 | 0 | 0 | 0 | 0 | 0 | 0 | 0 | 0 | 0 | 0 | 0 | 0 | 0 | 0 | 0 | 0 | 0 | 0 | 0 | 0
F9_Industrial_Food Products_Existing_Space Heating_Natural Gas_Gas Furnace Tube Inserts_A_Technical Potential | F9 | Industrial | Food Products | Existing | Space Heating | Natural Gas | Gas Furnace Tube Inserts | A | Cumulative Winter Peak Savings (MW) | Technical Potential | 0 | 0 | 0 | 0 | 0 | 0 | 0 | 0 | 0 | 0 | 0 | 0 | 0 | 0 | 0 | 0 | 0 | 0 | 0 | 0 | 0 | 0 | 0 | 0 | 0 | 0 | 0 | 0 | 0 | 0 | 0
F10_Industrial_Food Products_Existing_Space Heating_Natural Gas_Gas Furnace Tube Inserts_A_Technical Potential | F10 | Industrial | Food Products | Existing | Space Heating | Natural Gas | Gas Furnace Tube Inserts | A | Purchases (Incremental) | Technical Potential | 0 | 0 | 0 | 0 | 0 | 0 | 0 | 0 | 0 | 0 | 0 | 0 | 0 | 0 | 0 | 0 | 0 | 0 | 0 | 0 | 0 | 0 | 0 | 0 | 0 | 0 | 0 | 0 | 0 | 0 | 0
F11_Industrial_Food Products_Existing_Space Heating_Natural Gas_Gas Furnace Tube Inserts_A_Technical Potential | F11 | Industrial | Food Products | Existing | Space Heating | Natural Gas | Gas Furnace Tube Inserts | A | Purchases (Cumulative) | Technical Potential | 0 | 0 | 0 | 0 | 0 | 0 | 0 | 0 | 0 | 0 | 0 | 0 | 0 | 0 | 0 | 0 | 0 | 0 | 0 | 0 | 0 | 0 | 0 | 0 | 0 | 0 | 0 | 0 | 0 | 0 | 0
F1_Industrial_Food Products_Existing_Space Heating_Natural Gas_Space Heating - Heat Recovery Ventilator_A_Technical Potential | F1 | Industrial | Food Products | Existing | Space Heating | Natural Gas | Space Heating - Heat Recovery Ventilator | A | Integrated Unit Energy Savings (kWh or therms) | Technical Potential | 0 | 0 | 0 | 0 | 0 | 0.013107 | 0.012868 | 0.012537 | 0.012127 | 0.011643 | 0.011093 | 0.010529 | 0.0099722 | 0.0094123 | 0.0089411 | 0.0084964 | 0.0081411 | 0.0078356 | 0.0075696 | 0.007384 | 0.0072149 | 0.0070689 | 0.0069487 | 0.0068543 | 0.0067678 | 0.0067043 | 0.0066487 | 0.0065957 | 0 | 0 | 0
F2_Industrial_Food Products_Existing_Space Heating_Natural Gas_Space Heating - Heat Recovery Ventilator_A_Technical Potential | F2 | Industrial | Food Products | Existing | Space Heating | Natural Gas | Space Heating - Heat Recovery Ventilator | A | Integrated Unit Summer Peak Savings (kW) | Technical Potential | 0 | 0 | 0 | 0 | 0 | 0 | 0 | 0 | 0 | 0 | 0 | 0 | 0 | 0 | 0 | 0 | 0 | 0 | 0 | 0 | 0 | 0 | 0 | 0 | 0 | 0 | 0 | 0 | 0 | 0 | 0
F3_Industrial_Food Products_Existing_Space Heating_Natural Gas_Space Heating - Heat Recovery Ventilator_A_Technical Potential | F3 | Industrial | Food Products | Existing | Space Heating | Natural Gas | Space Heating - Heat Recovery Ventilator | A | Integrated Unit Winter Peak Savings (kW) | Technical Potential | 0 | 0 | 0 | 0 | 0 | 0 | 0 | 0 | 0 | 0 | 0 | 0 | 0 | 0 | 0 | 0 | 0 | 0 | 0 | 0 | 0 | 0 | 0 | 0 | 0 | 0 | 0 | 0 | 0 | 0 | 0
F4_Industrial_Food Products_Existing_Space Heating_Natural Gas_Space Heating - Heat Recovery Ventilator_A_Technical Potential | F4 | Industrial | Food Products | Existing | Space Heating | Natural Gas | Space Heating - Heat Recovery Ventilator | A | Incremental Energy Savings (MWh or mTherms) | Technical Potential | 0 | 0 | 0 | 0 | 0 | 0.070632 | 0.06931 | 0.067127 | 0.064966 | 0.062428 | 0.058723 | 0.055584 | 0.052537 | 0.0488 | 0.046534 | 0.043798 | 0.041972 | 0.040193 | 0.038482 | 0.037584 | 0.036571 | 0.035691 | 0.034957 | 0.034365 | 0.033824 | 0 | 0 | 0 | 0 | 0 | 0
F5_Industrial_Food Products_Existing_Space Heating_Natural Gas_Space Heating - Heat Recovery Ventilator_A_Technical Potential | F5 | Industrial | Food Products | Existing | Space Heating | Natural Gas | Space Heating - Heat Recovery Ventilator | A | Incremental Summer Peak Savings (MW) | Technical Potential | 0 | 0 | 0 | 0 | 0 | 0 | 0 | 0 | 0 | 0 | 0 | 0 | 0 | 0 | 0 | 0 | 0 | 0 | 0 | 0 | 0 | 0 | 0 | 0 | 0 | 0 | 0 | 0 | 0 | 0 | 0
F6_Industrial_Food Products_Existing_Space Heating_Natural Gas_Space Heating - Heat Recovery Ventilator_A_Technical Potential | F6 | Industrial | Food Products | Existing | Space Heating | Natural Gas | Space Heating - Heat Recovery Ventilator | A | Incremental Winter Peak Savings (MW) | Technical Potential | 0 | 0 | 0 | 0 | 0 | 0 | 0 | 0 | 0 | 0 | 0 | 0 | 0 | 0 | 0 | 0 | 0 | 0 | 0 | 0 | 0 | 0 | 0 | 0 | 0 | 0 | 0 | 0 | 0 | 0 | 0
F7_Industrial_Food Products_Existing_Space Heating_Natural Gas_Space Heating - Heat Recovery Ventilator_A_Technical Potential | F7 | Industrial | Food Products | Existing | Space Heating | Natural Gas | Space Heating - Heat Recovery Ventilator | A | Cumulative Energy Savings (MWh or mTherms) | Technical Potential | 0 | 0 | 0 | 0 | 0 | 0.070632 | 0.13866 | 0.20221 | 0.26056 | 0.31261 | 0.35656 | 0.39401 | 0.4257 | 0.4506 | 0.47458 | 0.49477 | 0.51605 | 0.53688 | 0.55714 | 0.58107 | 0.60432 | 0.62779 | 0.65207 | 0.67758 | 0.70285 | 0.69626 | 0.69048 | 0.68498 | 0 | 0 | 0
F8_Industrial_Food Products_Existing_Space Heating_Natural Gas_Space Heating - Heat Recovery Ventilator_A_Technical Potential | F8 | Industrial | Food Products | Existing | Space Heating | Natural Gas | Space Heating - Heat Recovery Ventilator | A | Cumulative Summer Peak Savings (MW) | Technical Potential | 0 | 0 | 0 | 0 | 0 | 0 | 0 | 0 | 0 | 0 | 0 | 0 | 0 | 0 | 0 | 0 | 0 | 0 | 0 | 0 | 0 | 0 | 0 | 0 | 0 | 0 | 0 | 0 | 0 | 0 | 0
F9_Industrial_Food Products_Existing_Space Heating_Natural Gas_Space Heating - Heat Recovery Ventilator_A_Technical Potential | F9 | Industrial | Food Products | Existing | Space Heating | Natural Gas | Space Heating - Heat Recovery Ventilator | A | Cumulative Winter Peak Savings (MW) | Technical Potential | 0 | 0 | 0 | 0 | 0 | 0 | 0 | 0 | 0 | 0 | 0 | 0 | 0 | 0 | 0 | 0 | 0 | 0 | 0 | 0 | 0 | 0 | 0 | 0 | 0 | 0 | 0 | 0 | 0 | 0 | 0
F10_Industrial_Food Products_Existing_Space Heating_Natural Gas_Space Heating - Heat Recovery Ventilator_A_Technical Potential | F10 | Industrial | Food Products | Existing | Space Heating | Natural Gas | Space Heating - Heat Recovery Ventilator | A | Purchases (Incremental) | Technical Potential | 0 | 0 | 0 | 0 | 0 | 5389.0244 | 5386.0667 | 5354.3032 | 5357.1979 | 5361.6277 | 5293.5405 | 5279.075 | 5268.3562 | 5184.6965 | 5204.4919 | 5154.8603 | 5155.5292 | 5129.5812 | 5083.8257 | 5089.8478 | 5068.8 | 5049.0858 | 5030.6887 | 5013.5928 | 4997.7827 | 0 | 0 | 0 | 0 | 0 | 0
F11_Industrial_Food Products_Existing_Space Heating_Natural Gas_Space Heating - Heat Recovery Ventilator_A_Technical Potential | F11 | Industrial | Food Products | Existing | Space Heating | Natural Gas | Space Heating - Heat Recovery Ventilator | A | Purchases (Cumulative) | Technical Potential | 0 | 0 | 0 | 0 | 0 | 5389.0244 | 10775.0912 | 16129.3943 | 21486.5922 | 26848.2199 | 32141.7604 | 37420.8354 | 42689.1917 | 47873.8882 | 53078.3801 | 58233.2404 | 63388.7696 | 68518.3509 | 73602.1765 | 78692.0243 | 83760.8243 | 88809.9101 | 93840.5988 | 98854.1916 | 103851.9742 | 103851.9742 | 103851.9742 | 103851.9742 | 103851.9742 | 103851.9742 | 103851.9742
F1_Industrial_Food Products_Existing_Space Heating_Natural Gas_Thermostat - Programmable_A_Technical Potential | F1 | Industrial | Food Products | Existing | Space Heating | Natural Gas | Thermostat - Programmable | A | Integrated Unit Energy Savings (kWh or therms) | Technical Potential | 0 | 0 | 0 | 0 | 0 | 0.0065095 | 0.0063891 | 0.0062221 | 0.0060154 | 0.0057718 | 0.0054942 | 0.005209 | 0.0049266 | 0.004642 | 0.0044014 | 0.0041732 | 0.0039898 | 0.0038312 | 0.0036927 | 0.0035954 | 0.0035071 | 0.0034314 | 0.0033696 | 0.0033212 | 0.0032774 | 0.0032463 | 0.0032192 | 0.0031933 | 0 | 0 | 0
F2_Industrial_Food Products_Existing_Space Heating_Natural Gas_Thermostat - Programmable_A_Technical Potential | F2 | Industrial | Food Products | Existing | Space Heating | Natural Gas | Thermostat - Programmable | A | Integrated Unit Summer Peak Savings (kW) | Technical Potential | 0 | 0 | 0 | 0 | 0 | 0 | 0 | 0 | 0 | 0 | 0 | 0 | 0 | 0 | 0 | 0 | 0 | 0 | 0 | 0 | 0 | 0 | 0 | 0 | 0 | 0 | 0 | 0 | 0 | 0 | 0
F3_Industrial_Food Products_Existing_Space Heating_Natural Gas_Thermostat - Programmable_A_Technical Potential | F3 | Industrial | Food Products | Existing | Space Heating | Natural Gas | Thermostat - Programmable | A | Integrated Unit Winter Peak Savings (kW) | Technical Potential | 0 | 0 | 0 | 0 | 0 | 0 | 0 | 0 | 0 | 0 | 0 | 0 | 0 | 0 | 0 | 0 | 0 | 0 | 0 | 0 | 0 | 0 | 0 | 0 | 0 | 0 | 0 | 0 | 0 | 0 | 0
F4_Industrial_Food Products_Existing_Space Heating_Natural Gas_Thermostat - Programmable_A_Technical Potential | F4 | Industrial | Food Products | Existing | Space Heating | Natural Gas | Thermostat - Programmable | A | Incremental Energy Savings (MWh or mTherms) | Technical Potential | 0 | 0 | 0 | 0 | 0 | 0.10524 | 0.10324 | 0.099945 | 0.096678 | 0.092839 | 0.087251 | 0.082496 | 0.077866 | 0.072202 | 0.068721 | 0.064537 | 0.061709 | 0.058958 | 0.05632 | 0.054901 | 0.05333 | 0.051977 | 0.050854 | 0.049954 | 0.049138 | 0 | 0 | 0 | 0 | 0 | 0
F5_Industrial_Food Products_Existing_Space Heating_Natural Gas_Thermostat - Programmable_A_Technical Potential | F5 | Industrial | Food Products | Existing | Space Heating | Natural Gas | Thermostat - Programmable | A | Incremental Summer Peak Savings (MW) | Technical Potential | 0 | 0 | 0 | 0 | 0 | 0 | 0 | 0 | 0 | 0 | 0 | 0 | 0 | 0 | 0 | 0 | 0 | 0 | 0 | 0 | 0 | 0 | 0 | 0 | 0 | 0 | 0 | 0 | 0 | 0 | 0
F6_Industrial_Food Products_Existing_Space Heating_Natural Gas_Thermostat - Programmable_A_Technical Potential | F6 | Industrial | Food Products | Existing | Space Heating | Natural Gas | Thermostat - Programmable | A | Incremental Winter Peak Savings (MW) | Technical Potential | 0 | 0 | 0 | 0 | 0 | 0 | 0 | 0 | 0 | 0 | 0 | 0 | 0 | 0 | 0 | 0 | 0 | 0 | 0 | 0 | 0 | 0 | 0 | 0 | 0 | 0 | 0 | 0 | 0 | 0 | 0
F7_Industrial_Food Products_Existing_Space Heating_Natural Gas_Thermostat - Programmable_A_Technical Potential | F7 | Industrial | Food Products | Existing | Space Heating | Natural Gas | Thermostat - Programmable | A | Cumulative Energy Savings (MWh or mTherms) | Technical Potential | 0 | 0 | 0 | 0 | 0 | 0.10524 | 0.20653 | 0.30108 | 0.38775 | 0.46489 | 0.52978 | 0.58477 | 0.63094 | 0.66669 | 0.70085 | 0.72906 | 0.75873 | 0.78753 | 0.81538 | 0.8488 | 0.88127 | 0.91423 | 0.9486 | 0.98495 | 1.0211 | 1.0114 | 1.003 | 0.9949 | 0 | 0 | 0
F8_Industrial_Food Products_Existing_Space Heating_Natural Gas_Thermostat - Programmable_A_Technical Potential | F8 | Industrial | Food Products | Existing | Space Heating | Natural Gas | Thermostat - Programmable | A | Cumulative Summer Peak Savings (MW) | Technical Potential | 0 | 0 | 0 | 0 | 0 | 0 | 0 | 0 | 0 | 0 | 0 | 0 | 0 | 0 | 0 | 0 | 0 | 0 | 0 | 0 | 0 | 0 | 0 | 0 | 0 | 0 | 0 | 0 | 0 | 0 | 0
F9_Industrial_Food Products_Existing_Space Heating_Natural Gas_Thermostat - Programmable_A_Technical Potential | F9 | Industrial | Food Products | Existing | Space Heating | Natural Gas | Thermostat - Programmable | A | Cumulative Winter Peak Savings (MW) | Technical Potential | 0 | 0 | 0 | 0 | 0 | 0 | 0 | 0 | 0 | 0 | 0 | 0 | 0 | 0 | 0 | 0 | 0 | 0 | 0 | 0 | 0 | 0 | 0 | 0 | 0 | 0 | 0 | 0 | 0 | 0 | 0
F10_Industrial_Food Products_Existing_Space Heating_Natural Gas_Thermostat - Programmable_A_Technical Potential | F10 | Industrial | Food Products | Existing | Space Heating | Natural Gas | Thermostat - Programmable | A | Purchases (Incremental) | Technical Potential | 0 | 0 | 0 | 0 | 0 | 16167.0733 | 16158.2002 | 16062.9095 | 16071.5937 | 16084.883 | 15880.6216 | 15837.2251 | 15805.0687 | 15554.0896 | 15613.4757 | 15464.5808 | 15466.5877 | 15388.7437 | 15251.4771 | 15269.5433 | 15206.4 | 15147.2573 | 15092.066 | 15040.7784 | 14993.348 | 0 | 0 | 0 | 0 | 0 | 0
F11_Industrial_Food Products_Existing_Space Heating_Natural Gas_Thermostat - Programmable_A_Technical Potential | F11 | Industrial | Food Products | Existing | Space Heating | Natural Gas | Thermostat - Programmable | A | Purchases (Cumulative) | Technical Potential | 0 | 0 | 0 | 0 | 0 | 16167.0733 | 32325.2735 | 48388.1829 | 64459.7767 | 80544.6597 | 96425.2813 | 112262.5063 | 128067.575 | 143621.6646 | 159235.1403 | 174699.7211 | 190166.3088 | 205555.0526 | 220806.5296 | 236076.0729 | 251282.4729 | 266429.7303 | 281521.7963 | 296562.5747 | 311555.9227 | 311555.9227 | 311555.9227 | 311555.9227 | 311555.9227 | 311555.9227 | 311555.9227
F1_Industrial_Food Products_Existing_Space Heating_Natural Gas_ENERGY STAR Connected Thermostat_A_Technical Potential | F1 | Industrial | Food Products | Existing | Space Heating | Natural Gas | ENERGY STAR Connected Thermostat | A | Integrated Unit Energy Savings (kWh or therms) | Technical Potential | 0 | 0 | 0 | 0 | 0 | 0.015318 | 0.01503 | 0.014632 | 0.014142 | 0.013564 | 0.012907 | 0.012233 | 0.011566 | 0.010893 | 0.010325 | 0.0097867 | 0.0093535 | 0.0089785 | 0.0086508 | 0.0084203 | 0.0082106 | 0.0080306 | 0.0078832 | 0.0077675 | 0.0076622 | 0.0075896 | 0.007526 | 0.0074654 | 0 | 0 | 0
F2_Industrial_Food Products_Existing_Space Heating_Natural Gas_ENERGY STAR Connected Thermostat_A_Technical Potential | F2 | Industrial | Food Products | Existing | Space Heating | Natural Gas | ENERGY STAR Connected Thermostat | A | Integrated Unit Summer Peak Savings (kW) | Technical Potential | 0 | 0 | 0 | 0 | 0 | 0 | 0 | 0 | 0 | 0 | 0 | 0 | 0 | 0 | 0 | 0 | 0 | 0 | 0 | 0 | 0 | 0 | 0 | 0 | 0 | 0 | 0 | 0 | 0 | 0 | 0
F3_Industrial_Food Products_Existing_Space Heating_Natural Gas_ENERGY STAR Connected Thermostat_A_Technical Potential | F3 | Industrial | Food Products | Existing | Space Heating | Natural Gas | ENERGY STAR Connected Thermostat | A | Integrated Unit Winter Peak Savings (kW) | Technical Potential | 0 | 0 | 0 | 0 | 0 | 0 | 0 | 0 | 0 | 0 | 0 | 0 | 0 | 0 | 0 | 0 | 0 | 0 | 0 | 0 | 0 | 0 | 0 | 0 | 0 | 0 | 0 | 0 | 0 | 0 | 0
F4_Industrial_Food Products_Existing_Space Heating_Natural Gas_ENERGY STAR Connected Thermostat_A_Technical Potential | F4 | Industrial | Food Products | Existing | Space Heating | Natural Gas | ENERGY STAR Connected Thermostat | A | Incremental Energy Savings (MWh or mTherms) | Technical Potential | 0 | 0 | 0 | 0 | 0 | 0.24765 | 0.24286 | 0.23504 | 0.22728 | 0.21818 | 0.20498 | 0.19374 | 0.1828 | 0.16944 | 0.16122 | 0.15135 | 0.14467 | 0.13817 | 0.13194 | 0.12857 | 0.12485 | 0.12164 | 0.11897 | 0.11683 | 0.11488 | 0 | 0 | 0 | 0 | 0 | 0
F5_Industrial_Food Products_Existing_Space Heating_Natural Gas_ENERGY STAR Connected Thermostat_A_Technical Potential | F5 | Industrial | Food Products | Existing | Space Heating | Natural Gas | ENERGY STAR Connected Thermostat | A | Incremental Summer Peak Savings (MW) | Technical Potential | 0 | 0 | 0 | 0 | 0 | 0 | 0 | 0 | 0 | 0 | 0 | 0 | 0 | 0 | 0 | 0 | 0 | 0 | 0 | 0 | 0 | 0 | 0 | 0 | 0 | 0 | 0 | 0 | 0 | 0 | 0
F6_Industrial_Food Products_Existing_Space Heating_Natural Gas_ENERGY STAR Connected Thermostat_A_Technical Potential | F6 | Industrial | Food Products | Existing | Space Heating | Natural Gas | ENERGY STAR Connected Thermostat | A | Incremental Winter Peak Savings (MW) | Technical Potential | 0 | 0 | 0 | 0 | 0 | 0 | 0 | 0 | 0 | 0 | 0 | 0 | 0 | 0 | 0 | 0 | 0 | 0 | 0 | 0 | 0 | 0 | 0 | 0 | 0 | 0 | 0 | 0 | 0 | 0 | 0
F7_Industrial_Food Products_Existing_Space Heating_Natural Gas_ENERGY STAR Connected Thermostat_A_Technical Potential | F7 | Industrial | Food Products | Existing | Space Heating | Natural Gas | ENERGY STAR Connected Thermostat | A | Cumulative Energy Savings (MWh or mTherms) | Technical Potential | 0 | 0 | 0 | 0 | 0 | 0.24765 | 0.48585 | 0.70803 | 0.91157 | 1.0925 | 1.2446 | 1.3733 | 1.4812 | 1.5645 | 1.6442 | 1.7097 | 1.7787 | 1.8456 | 1.9102 | 1.9878 | 2.0632 | 2.1396 | 2.2193 | 2.3035 | 2.3872 | 2.3646 | 2.3448 | 2.3259 | 0 | 0 | 0
F8_Industrial_Food Products_Existing_Space Heating_Natural Gas_ENERGY STAR Connected Thermostat_A_Technical Potential | F8 | Industrial | Food Products | Existing | Space Heating | Natural Gas | ENERGY STAR Connected Thermostat | A | Cumulative Summer Peak Savings (MW) | Technical Potential | 0 | 0 | 0 | 0 | 0 | 0 | 0 | 0 | 0 | 0 | 0 | 0 | 0 | 0 | 0 | 0 | 0 | 0 | 0 | 0 | 0 | 0 | 0 | 0 | 0 | 0 | 0 | 0 | 0 | 0 | 0
F9_Industrial_Food Products_Existing_Space Heating_Natural Gas_ENERGY STAR Connected Thermostat_A_Technical Potential | F9 | Industrial | Food Products | Existing | Space Heating | Natural Gas | ENERGY STAR Connected Thermostat | A | Cumulative Winter Peak Savings (MW) | Technical Potential | 0 | 0 | 0 | 0 | 0 | 0 | 0 | 0 | 0 | 0 | 0 | 0 | 0 | 0 | 0 | 0 | 0 | 0 | 0 | 0 | 0 | 0 | 0 | 0 | 0 | 0 | 0 | 0 | 0 | 0 | 0
F10_Industrial_Food Products_Existing_Space Heating_Natural Gas_ENERGY STAR Connected Thermostat_A_Technical Potential | F10 | Industrial | Food Products | Existing | Space Heating | Natural Gas | ENERGY STAR Connected Thermostat | A | Purchases (Incremental) | Technical Potential | 0 | 0 | 0 | 0 | 0 | 16167.0733 | 16158.2002 | 16062.9095 | 16071.5937 | 16084.883 | 15880.6216 | 15837.2251 | 15805.0687 | 15554.0896 | 15613.4757 | 15464.5808 | 15466.5877 | 15388.7437 | 15251.4771 | 15269.5433 | 15206.4 | 15147.2573 | 15092.066 | 15040.7784 | 14993.348 | 0 | 0 | 0 | 0 | 0 | 0
F11_Industrial_Food Products_Existing_Space Heating_Natural Gas_ENERGY STAR Connected Thermostat_A_Technical Potential | F11 | Industrial | Food Products | Existing | Space Heating | Natural Gas | ENERGY STAR Connected Thermostat | A | Purchases (Cumulative) | Technical Potential | 0 | 0 | 0 | 0 | 0 | 16167.0733 | 32325.2735 | 48388.1829 | 64459.7767 | 80544.6597 | 96425.2813 | 112262.5063 | 128067.575 | 143621.6646 | 159235.1403 | 174699.7211 | 190166.3088 | 205555.0526 | 220806.5296 | 236076.0729 | 251282.4729 | 266429.7303 | 281521.7963 | 296562.5747 | 311555.9227 | 311555.9227 | 311555.9227 | 311555.9227 | 311555.9227 | 311555.9227 | 311555.9227
F1_Industrial_Food Products_Existing_Space Heating_Natural Gas_Destratification Fans (HVLS)_A_Technical Potential | F1 | Industrial | Food Products | Existing | Space Heating | Natural Gas | Destratification Fans (HVLS) | A | Integrated Unit Energy Savings (kWh or therms) | Technical Potential | 0 | 0 | 0 | 0 | 0 | 0.015307 | 0.015008 | 0.014599 | 0.014099 | 0.013513 | 0.012849 | 0.012168 | 0.011496 | 0.010818 | 0.010246 | 0.0097037 | 0.0092672 | 0.0088886 | 0.0085569 | 0.0083226 | 0.0081088 | 0.0079247 | 0.0077729 | 0.0076526 | 0.0075428 | 0.007471 | 0.0074081 | 0.0073481 | 0 | 0 | 0
F2_Industrial_Food Products_Existing_Space Heating_Natural Gas_Destratification Fans (HVLS)_A_Technical Potential | F2 | Industrial | Food Products | Existing | Space Heating | Natural Gas | Destratification Fans (HVLS) | A | Integrated Unit Summer Peak Savings (kW) | Technical Potential | 0 | 0 | 0 | 0 | 0 | 0 | 0 | 0 | 0 | 0 | 0 | 0 | 0 | 0 | 0 | 0 | 0 | 0 | 0 | 0 | 0 | 0 | 0 | 0 | 0 | 0 | 0 | 0 | 0 | 0 | 0
F3_Industrial_Food Products_Existing_Space Heating_Natural Gas_Destratification Fans (HVLS)_A_Technical Potential | F3 | Industrial | Food Products | Existing | Space Heating | Natural Gas | Destratification Fans (HVLS) | A | Integrated Unit Winter Peak Savings (kW) | Technical Potential | 0 | 0 | 0 | 0 | 0 | 0 | 0 | 0 | 0 | 0 | 0 | 0 | 0 | 0 | 0 | 0 | 0 | 0 | 0 | 0 | 0 | 0 | 0 | 0 | 0 | 0 | 0 | 0 | 0 | 0 | 0
F4_Industrial_Food Products_Existing_Space Heating_Natural Gas_Destratification Fans (HVLS)_A_Technical Potential | F4 | Industrial | Food Products | Existing | Space Heating | Natural Gas | Destratification Fans (HVLS) | A | Incremental Energy Savings (MWh or mTherms) | Technical Potential | 0 | 0 | 0 | 0 | 0 | 0.24747 | 0.24249 | 0.23451 | 0.2266 | 0.21736 | 0.20404 | 0.19271 | 0.18169 | 0.16826 | 0.15998 | 0.15006 | 0.14333 | 0.13678 | 0.13051 | 0.12708 | 0.12331 | 0.12004 | 0.11731 | 0.1151 | 0.11309 | 0 | 0 | 0 | 0 | 0 | 0
F5_Industrial_Food Products_Existing_Space Heating_Natural Gas_Destratification Fans (HVLS)_A_Technical Potential | F5 | Industrial | Food Products | Existing | Space Heating | Natural Gas | Destratification Fans (HVLS) | A | Incremental Summer Peak Savings (MW) | Technical Potential | 0 | 0 | 0 | 0 | 0 | 0 | 0 | 0 | 0 | 0 | 0 | 0 | 0 | 0 | 0 | 0 | 0 | 0 | 0 | 0 | 0 | 0 | 0 | 0 | 0 | 0 | 0 | 0 | 0 | 0 | 0
F6_Industrial_Food Products_Existing_Space Heating_Natural Gas_Destratification Fans (HVLS)_A_Technical Potential | F6 | Industrial | Food Products | Existing | Space Heating | Natural Gas | Destratification Fans (HVLS) | A | Incremental Winter Peak Savings (MW) | Technical Potential | 0 | 0 | 0 | 0 | 0 | 0 | 0 | 0 | 0 | 0 | 0 | 0 | 0 | 0 | 0 | 0 | 0 | 0 | 0 | 0 | 0 | 0 | 0 | 0 | 0 | 0 | 0 | 0 | 0 | 0 | 0
F7_Industrial_Food Products_Existing_Space Heating_Natural Gas_Destratification Fans (HVLS)_A_Technical Potential | F7 | Industrial | Food Products | Existing | Space Heating | Natural Gas | Destratification Fans (HVLS) | A | Cumulative Energy Savings (MWh or mTherms) | Technical Potential | 0 | 0 | 0 | 0 | 0 | 0.24747 | 0.48512 | 0.70643 | 0.90882 | 1.0884 | 1.2389 | 1.366 | 1.4722 | 1.5537 | 1.6316 | 1.6952 | 1.7623 | 1.8271 | 1.8894 | 1.9648 | 2.0376 | 2.1114 | 2.1882 | 2.2695 | 2.35 | 2.3276 | 2.308 | 2.2894 | 0 | 0 | 0
F8_Industrial_Food Products_Existing_Space Heating_Natural Gas_Destratification Fans (HVLS)_A_Technical Potential | F8 | Industrial | Food Products | Existing | Space Heating | Natural Gas | Destratification Fans (HVLS) | A | Cumulative Summer Peak Savings (MW) | Technical Potential | 0 | 0 | 0 | 0 | 0 | 0 | 0 | 0 | 0 | 0 | 0 | 0 | 0 | 0 | 0 | 0 | 0 | 0 | 0 | 0 | 0 | 0 | 0 | 0 | 0 | 0 | 0 | 0 | 0 | 0 | 0
F9_Industrial_Food Products_Existing_Space Heating_Natural Gas_Destratification Fans (HVLS)_A_Technical Potential | F9 | Industrial | Food Products | Existing | Space Heating | Natural Gas | Destratification Fans (HVLS) | A | Cumulative Winter Peak Savings (MW) | Technical Potential | 0 | 0 | 0 | 0 | 0 | 0 | 0 | 0 | 0 | 0 | 0 | 0 | 0 | 0 | 0 | 0 | 0 | 0 | 0 | 0 | 0 | 0 | 0 | 0 | 0 | 0 | 0 | 0 | 0 | 0 | 0
F10_Industrial_Food Products_Existing_Space Heating_Natural Gas_Destratification Fans (HVLS)_A_Technical Potential | F10 | Industrial | Food Products | Existing | Space Heating | Natural Gas | Destratification Fans (HVLS) | A | Purchases (Incremental) | Technical Potential | 0 | 0 | 0 | 0 | 0 | 16167.0733 | 16158.2002 | 16062.9095 | 16071.5937 | 16084.883 | 15880.6216 | 15837.2251 | 15805.0687 | 15554.0896 | 15613.4757 | 15464.5808 | 15466.5877 | 15388.7437 | 15251.4771 | 15269.5433 | 15206.4 | 15147.2573 | 15092.066 | 15040.7784 | 14993.348 | 0 | 0 | 0 | 0 | 0 | 0
F11_Industrial_Food Products_Existing_Space Heating_Natural Gas_Destratification Fans (HVLS)_A_Technical Potential | F11 | Industrial | Food Products | Existing | Space Heating | Natural Gas | Destratification Fans (HVLS) | A | Purchases (Cumulative) | Technical Potential | 0 | 0 | 0 | 0 | 0 | 16167.0733 | 32325.2735 | 48388.1829 | 64459.7767 | 80544.6597 | 96425.2813 | 112262.5063 | 128067.575 | 143621.6646 | 159235.1403 | 174699.7211 | 190166.3088 | 205555.0526 | 220806.5296 | 236076.0729 | 251282.4729 | 266429.7303 | 281521.7963 | 296562.5747 | 311555.9227 | 311555.9227 | 311555.9227 | 311555.9227 | 311555.9227 | 311555.9227 | 311555.9227
F1_Industrial_Food Products_Existing_Space Heating_Natural Gas_Gas Boiler - Insulate Steam Lines/Condensate Tank_A_Technical Potential | F1 | Industrial | Food Products | Existing | Space Heating | Natural Gas | Gas Boiler - Insulate Steam Lines/Condensate Tank | A | Integrated Unit Energy Savings (kWh or therms) | Technical Potential | 0 | 0 | 0 | 0 | 0 | 10.1506 | 10.0418 | 9.923 | 9.7972 | 9.6636 | 9.521 | 9.3723 | 9.2155 | 9.0441 | 8.8663 | 8.6834 | 8.5048 | 8.3341 | 8.1694 | 8.025 | 7.8901 | 7.7626 | 7.6517 | 7.552 | 7.4578 | 7.3886 | 7.3285 | 7.2715 | 8.7988 | 8.7627 | 8.7297
F2_Industrial_Food Products_Existing_Space Heating_Natural Gas_Gas Boiler - Insulate Steam Lines/Condensate Tank_A_Technical Potential | F2 | Industrial | Food Products | Existing | Space Heating | Natural Gas | Gas Boiler - Insulate Steam Lines/Condensate Tank | A | Integrated Unit Summer Peak Savings (kW) | Technical Potential | 0 | 0 | 0 | 0 | 0 | 0 | 0 | 0 | 0 | 0 | 0 | 0 | 0 | 0 | 0 | 0 | 0 | 0 | 0 | 0 | 0 | 0 | 0 | 0 | 0 | 0 | 0 | 0 | 0 | 0 | 0
F3_Industrial_Food Products_Existing_Space Heating_Natural Gas_Gas Boiler - Insulate Steam Lines/Condensate Tank_A_Technical Potential | F3 | Industrial | Food Products | Existing | Space Heating | Natural Gas | Gas Boiler - Insulate Steam Lines/Condensate Tank | A | Integrated Unit Winter Peak Savings (kW) | Technical Potential | 0 | 0 | 0 | 0 | 0 | 0 | 0 | 0 | 0 | 0 | 0 | 0 | 0 | 0 | 0 | 0 | 0 | 0 | 0 | 0 | 0 | 0 | 0 | 0 | 0 | 0 | 0 | 0 | 0 | 0 | 0
F4_Industrial_Food Products_Existing_Space Heating_Natural Gas_Gas Boiler - Insulate Steam Lines/Condensate Tank_A_Technical Potential | F4 | Industrial | Food Products | Existing | Space Heating | Natural Gas | Gas Boiler - Insulate Steam Lines/Condensate Tank | A | Incremental Energy Savings (MWh or mTherms) | Technical Potential | 0 | 0 | 0 | 0 | 0 | 0.019992 | 0.019767 | 0.019417 | 0.019182 | 0.018936 | 0.018419 | 0.018082 | 0.017744 | 0.017137 | 0.016864 | 0.016359 | 0.016024 | 0.015624 | 0.015178 | 0.014928 | 0.014616 | 0.014324 | 0.014068 | 0.013837 | 0.013622 | 0 | 0 | 0 | 0 | 0 | 0
F5_Industrial_Food Products_Existing_Space Heating_Natural Gas_Gas Boiler - Insulate Steam Lines/Condensate Tank_A_Technical Potential | F5 | Industrial | Food Products | Existing | Space Heating | Natural Gas | Gas Boiler - Insulate Steam Lines/Condensate Tank | A | Incremental Summer Peak Savings (MW) | Technical Potential | 0 | 0 | 0 | 0 | 0 | 0 | 0 | 0 | 0 | 0 | 0 | 0 | 0 | 0 | 0 | 0 | 0 | 0 | 0 | 0 | 0 | 0 | 0 | 0 | 0 | 0 | 0 | 0 | 0 | 0 | 0
F6_Industrial_Food Products_Existing_Space Heating_Natural Gas_Gas Boiler - Insulate Steam Lines/Condensate Tank_A_Technical Potential | F6 | Industrial | Food Products | Existing | Space Heating | Natural Gas | Gas Boiler - Insulate Steam Lines/Condensate Tank | A | Incremental Winter Peak Savings (MW) | Technical Potential | 0 | 0 | 0 | 0 | 0 | 0 | 0 | 0 | 0 | 0 | 0 | 0 | 0 | 0 | 0 | 0 | 0 | 0 | 0 | 0 | 0 | 0 | 0 | 0 | 0 | 0 | 0 | 0 | 0 | 0 | 0
F7_Industrial_Food Products_Existing_Space Heating_Natural Gas_Gas Boiler - Insulate Steam Lines/Condensate Tank_A_Technical Potential | F7 | Industrial | Food Products | Existing | Space Heating | Natural Gas | Gas Boiler - Insulate Steam Lines/Condensate Tank | A | Cumulative Energy Savings (MWh or mTherms) | Technical Potential | 0 | 0 | 0 | 0 | 0 | 0.019992 | 0.039544 | 0.058493 | 0.076934 | 0.09482 | 0.11184 | 0.12818 | 0.14378 | 0.15824 | 0.17199 | 0.1848 | 0.19703 | 0.2087 | 0.21975 | 0.23079 | 0.24153 | 0.25195 | 0.26242 | 0.27284 | 0.28306 | 0.28043 | 0.27815 | 0.27599 | 0 | 0 | 0
F8_Industrial_Food Products_Existing_Space Heating_Natural Gas_Gas Boiler - Insulate Steam Lines/Condensate Tank_A_Technical Potential | F8 | Industrial | Food Products | Existing | Space Heating | Natural Gas | Gas Boiler - Insulate Steam Lines/Condensate Tank | A | Cumulative Summer Peak Savings (MW) | Technical Potential | 0 | 0 | 0 | 0 | 0 | 0 | 0 | 0 | 0 | 0 | 0 | 0 | 0 | 0 | 0 | 0 | 0 | 0 | 0 | 0 | 0 | 0 | 0 | 0 | 0 | 0 | 0 | 0 | 0 | 0 | 0
F9_Industrial_Food Products_Existing_Space Heating_Natural Gas_Gas Boiler - Insulate Steam Lines/Condensate Tank_A_Technical Potential | F9 | Industrial | Food Products | Existing | Space Heating | Natural Gas | Gas Boiler - Insulate Steam Lines/Condensate Tank | A | Cumulative Winter Peak Savings (MW) | Technical Potential | 0 | 0 | 0 | 0 | 0 | 0 | 0 | 0 | 0 | 0 | 0 | 0 | 0 | 0 | 0 | 0 | 0 | 0 | 0 | 0 | 0 | 0 | 0 | 0 | 0 | 0 | 0 | 0 | 0 | 0 | 0
F10_Industrial_Food Products_Existing_Space Heating_Natural Gas_Gas Boiler - Insulate Steam Lines/Condensate Tank_A_Technical Potential | F10 | Industrial | Food Products | Existing | Space Heating | Natural Gas | Gas Boiler - Insulate Steam Lines/Condensate Tank | A | Purchases (Incremental) | Technical Potential | 0 | 0 | 0 | 0 | 0 | 1.9695 | 1.9684 | 1.9568 | 1.9579 | 1.9595 | 1.9346 | 1.9293 | 1.9254 | 1.8948 | 1.9021 | 1.8839 | 1.8842 | 1.8747 | 1.858 | 1.8602 | 1.8525 | 1.8453 | 1.8385 | 1.8323 | 1.8265 | 0 | 0 | 0 | 0 | 0 | 0
F11_Industrial_Food Products_Existing_Space Heating_Natural Gas_Gas Boiler - Insulate Steam Lines/Condensate Tank_A_Technical Potential | F11 | Industrial | Food Products | Existing | Space Heating | Natural Gas | Gas Boiler - Insulate Steam Lines/Condensate Tank | A | Purchases (Cumulative) | Technical Potential | 0 | 0 | 0 | 0 | 0 | 1.9695 | 3.9379 | 5.8947 | 7.8526 | 9.8121 | 11.7467 | 13.676 | 15.6014 | 17.4963 | 19.3983 | 21.2822 | 23.1664 | 25.0411 | 26.8991 | 28.7592 | 30.6117 | 32.457 | 34.2955 | 36.1278 | 37.9543 | 37.9543 | 37.9543 | 37.9543 | 37.9543 | 37.9543 | 37.9543
F1_Industrial_Food Products_Existing_Process_Natural Gas_Gas Boiler - Insulate Steam Lines/Condensate Tank_A_Technical Potential | F1 | Industrial | Food Products | Existing | Process | Natural Gas | Gas Boiler - Insulate Steam Lines/Condensate Tank | A | Integrated Unit Energy Savings (kWh or therms) | Technical Potential | 0 | 0 | 0 | 0 | 0 | 374.9914 | 373.6583 | 372.3104 | 370.9724 | 369.6218 | 368.2039 | 366.9178 | 365.7005 | 364.4024 | 363.3941 | 362.2967 | 361.4026 | 360.4972 | 359.5758 | 358.8473 | 358.0502 | 357.3051 | 356.5673 | 355.8358 | 355.1097 | 355.0491 | 354.9935 | 354.9428 | 376.3371 | 376.3371 | 376.3371
F2_Industrial_Food Products_Existing_Process_Natural Gas_Gas Boiler - Insulate Steam Lines/Condensate Tank_A_Technical Potential | F2 | Industrial | Food Products | Existing | Process | Natural Gas | Gas Boiler - Insulate Steam Lines/Condensate Tank | A | Integrated Unit Summer Peak Savings (kW) | Technical Potential | 0 | 0 | 0 | 0 | 0 | 0 | 0 | 0 | 0 | 0 | 0 | 0 | 0 | 0 | 0 | 0 | 0 | 0 | 0 | 0 | 0 | 0 | 0 | 0 | 0 | 0 | 0 | 0 | 0 | 0 | 0
F3_Industrial_Food Products_Existing_Process_Natural Gas_Gas Boiler - Insulate Steam Lines/Condensate Tank_A_Technical Potential | F3 | Industrial | Food Products | Existing | Process | Natural Gas | Gas Boiler - Insulate Steam Lines/Condensate Tank | A | Integrated Unit Winter Peak Savings (kW) | Technical Potential | 0 | 0 | 0 | 0 | 0 | 0 | 0 | 0 | 0 | 0 | 0 | 0 | 0 | 0 | 0 | 0 | 0 | 0 | 0 | 0 | 0 | 0 | 0 | 0 | 0 | 0 | 0 | 0 | 0 | 0 | 0
F4_Industrial_Food Products_Existing_Process_Natural Gas_Gas Boiler - Insulate Steam Lines/Condensate Tank_A_Technical Potential | F4 | Industrial | Food Products | Existing | Process | Natural Gas | Gas Boiler - Insulate Steam Lines/Condensate Tank | A | Incremental Energy Savings (MWh or mTherms) | Technical Potential | 0 | 0 | 0 | 0 | 0 | 1.761 | 1.7538 | 1.7372 | 1.7319 | 1.727 | 1.6985 | 1.688 | 1.6789 | 1.6464 | 1.6481 | 1.6275 | 1.6237 | 1.6115 | 1.593 | 1.5917 | 1.5816 | 1.5721 | 1.5632 | 1.5547 | 1.5466 | 0 | 0 | 0 | 0 | 0 | 0
F5_Industrial_Food Products_Existing_Process_Natural Gas_Gas Boiler - Insulate Steam Lines/Condensate Tank_A_Technical Potential | F5 | Industrial | Food Products | Existing | Process | Natural Gas | Gas Boiler - Insulate Steam Lines/Condensate Tank | A | Incremental Summer Peak Savings (MW) | Technical Potential | 0 | 0 | 0 | 0 | 0 | 0 | 0 | 0 | 0 | 0 | 0 | 0 | 0 | 0 | 0 | 0 | 0 | 0 | 0 | 0 | 0 | 0 | 0 | 0 | 0 | 0 | 0 | 0 | 0 | 0 | 0
F6_Industrial_Food Products_Existing_Process_Natural Gas_Gas Boiler - Insulate Steam Lines/Condensate Tank_A_Technical Potential | F6 | Industrial | Food Products | Existing | Process | Natural Gas | Gas Boiler - Insulate Steam Lines/Condensate Tank | A | Incremental Winter Peak Savings (MW) | Technical Potential | 0 | 0 | 0 | 0 | 0 | 0 | 0 | 0 | 0 | 0 | 0 | 0 | 0 | 0 | 0 | 0 | 0 | 0 | 0 | 0 | 0 | 0 | 0 | 0 | 0 | 0 | 0 | 0 | 0 | 0 | 0
F7_Industrial_Food Products_Existing_Process_Natural Gas_Gas Boiler - Insulate Steam Lines/Condensate Tank_A_Technical Potential | F7 | Industrial | Food Products | Existing | Process | Natural Gas | Gas Boiler - Insulate Steam Lines/Condensate Tank | A | Cumulative Energy Savings (MWh or mTherms) | Technical Potential | 0 | 0 | 0 | 0 | 0 | 1.761 | 3.5086 | 5.2331 | 6.9461 | 8.6478 | 10.3132 | 11.9651 | 13.6043 | 15.2025 | 16.8085 | 18.3852 | 19.9635 | 21.525 | 23.063 | 24.6079 | 26.1348 | 27.6525 | 29.1586 | 30.6534 | 32.1374 | 32.132 | 32.1269 | 32.1223 | 0 | 0 | 0
F8_Industrial_Food Products_Existing_Process_Natural Gas_Gas Boiler - Insulate Steam Lines/Condensate Tank_A_Technical Potential | F8 | Industrial | Food Products | Existing | Process | Natural Gas | Gas Boiler - Insulate Steam Lines/Condensate Tank | A | Cumulative Summer Peak Savings (MW) | Technical Potential | 0 | 0 | 0 | 0 | 0 | 0 | 0 | 0 | 0 | 0 | 0 | 0 | 0 | 0 | 0 | 0 | 0 | 0 | 0 | 0 | 0 | 0 | 0 | 0 | 0 | 0 | 0 | 0 | 0 | 0 | 0
F9_Industrial_Food Products_Existing_Process_Natural Gas_Gas Boiler - Insulate Steam Lines/Condensate Tank_A_Technical Potential | F9 | Industrial | Food Products | Existing | Process | Natural Gas | Gas Boiler - Insulate Steam Lines/Condensate Tank | A | Cumulative Winter Peak Savings (MW) | Technical Potential | 0 | 0 | 0 | 0 | 0 | 0 | 0 | 0 | 0 | 0 | 0 | 0 | 0 | 0 | 0 | 0 | 0 | 0 | 0 | 0 | 0 | 0 | 0 | 0 | 0 | 0 | 0 | 0 | 0 | 0 | 0
F10_Industrial_Food Products_Existing_Process_Natural Gas_Gas Boiler - Insulate Steam Lines/Condensate Tank_A_Technical Potential | F10 | Industrial | Food Products | Existing | Process | Natural Gas | Gas Boiler - Insulate Steam Lines/Condensate Tank | A | Purchases (Incremental) | Technical Potential | 0 | 0 | 0 | 0 | 0 | 4.6962 | 4.6936 | 4.6659 | 4.6684 | 4.6723 | 4.613 | 4.6004 | 4.591 | 4.5181 | 4.5354 | 4.4921 | 4.4927 | 4.4701 | 4.4302 | 4.4355 | 4.4171 | 4.3999 | 4.3839 | 4.369 | 4.3552 | 0 | 0 | 0 | 0 | 0 | 0
F11_Industrial_Food Products_Existing_Process_Natural Gas_Gas Boiler - Insulate Steam Lines/Condensate Tank_A_Technical Potential | F11 | Industrial | Food Products | Existing | Process | Natural Gas | Gas Boiler - Insulate Steam Lines/Condensate Tank | A | Purchases (Cumulative) | Technical Potential | 0 | 0 | 0 | 0 | 0 | 4.6962 | 9.3898 | 14.0557 | 18.7241 | 23.3964 | 28.0094 | 32.6098 | 37.2008 | 41.7189 | 46.2543 | 50.7464 | 55.2391 | 59.7092 | 64.1394 | 68.5749 | 72.992 | 77.3919 | 81.7758 | 86.1448 | 90.5001 | 90.5001 | 90.5001 | 90.5001 | 90.5001 | 90.5001 | 90.5001
F1_Industrial_Food Products_Existing_Space Heating_Natural Gas_Gas Boiler - Insulate Hot Water Lines_A_Technical Potential | F1 | Industrial | Food Products | Existing | Space Heating | Natural Gas | Gas Boiler - Insulate Hot Water Lines | A | Integrated Unit Energy Savings (kWh or therms) | Technical Potential | 0 | 0 | 0 | 0 | 0 | 11.4801 | 11.3656 | 11.2421 | 11.1143 | 10.9822 | 10.8465 | 10.71 | 10.5719 | 10.4265 | 10.2768 | 10.1292 | 9.9857 | 9.852 | 9.722 | 9.6031 | 9.4886 | 9.3723 | 9.2656 | 9.1642 | 9.0643 | 8.982 | 8.9105 | 8.8427 | 9.9454 | 9.9046 | 9.8673
F2_Industrial_Food Products_Existing_Space Heating_Natural Gas_Gas Boiler - Insulate Hot Water Lines_A_Technical Potential | F2 | Industrial | Food Products | Existing | Space Heating | Natural Gas | Gas Boiler - Insulate Hot Water Lines | A | Integrated Unit Summer Peak Savings (kW) | Technical Potential | 0 | 0 | 0 | 0 | 0 | 0 | 0 | 0 | 0 | 0 | 0 | 0 | 0 | 0 | 0 | 0 | 0 | 0 | 0 | 0 | 0 | 0 | 0 | 0 | 0 | 0 | 0 | 0 | 0 | 0 | 0
F3_Industrial_Food Products_Existing_Space Heating_Natural Gas_Gas Boiler - Insulate Hot Water Lines_A_Technical Potential | F3 | Industrial | Food Products | Existing | Space Heating | Natural Gas | Gas Boiler - Insulate Hot Water Lines | A | Integrated Unit Winter Peak Savings (kW) | Technical Potential | 0 | 0 | 0 | 0 | 0 | 0 | 0 | 0 | 0 | 0 | 0 | 0 | 0 | 0 | 0 | 0 | 0 | 0 | 0 | 0 | 0 | 0 | 0 | 0 | 0 | 0 | 0 | 0 | 0 | 0 | 0
F4_Industrial_Food Products_Existing_Space Heating_Natural Gas_Gas Boiler - Insulate Hot Water Lines_A_Technical Potential | F4 | Industrial | Food Products | Existing | Space Heating | Natural Gas | Gas Boiler - Insulate Hot Water Lines | A | Incremental Energy Savings (MWh or mTherms) | Technical Potential | 0 | 0 | 0 | 0 | 0 | 0.04522 | 0.044744 | 0.043997 | 0.043521 | 0.043039 | 0.041967 | 0.041326 | 0.04071 | 0.039513 | 0.039094 | 0.038165 | 0.03763 | 0.036939 | 0.036126 | 0.035727 | 0.035155 | 0.034589 | 0.034071 | 0.033583 | 0.033112 | 0 | 0 | 0 | 0 | 0 | 0
F5_Industrial_Food Products_Existing_Space Heating_Natural Gas_Gas Boiler - Insulate Hot Water Lines_A_Technical Potential | F5 | Industrial | Food Products | Existing | Space Heating | Natural Gas | Gas Boiler - Insulate Hot Water Lines | A | Incremental Summer Peak Savings (MW) | Technical Potential | 0 | 0 | 0 | 0 | 0 | 0 | 0 | 0 | 0 | 0 | 0 | 0 | 0 | 0 | 0 | 0 | 0 | 0 | 0 | 0 | 0 | 0 | 0 | 0 | 0 | 0 | 0 | 0 | 0 | 0 | 0
F6_Industrial_Food Products_Existing_Space Heating_Natural Gas_Gas Boiler - Insulate Hot Water Lines_A_Technical Potential | F6 | Industrial | Food Products | Existing | Space Heating | Natural Gas | Gas Boiler - Insulate Hot Water Lines | A | Incremental Winter Peak Savings (MW) | Technical Potential | 0 | 0 | 0 | 0 | 0 | 0 | 0 | 0 | 0 | 0 | 0 | 0 | 0 | 0 | 0 | 0 | 0 | 0 | 0 | 0 | 0 | 0 | 0 | 0 | 0 | 0 | 0 | 0 | 0 | 0 | 0
F7_Industrial_Food Products_Existing_Space Heating_Natural Gas_Gas Boiler - Insulate Hot Water Lines_A_Technical Potential | F7 | Industrial | Food Products | Existing | Space Heating | Natural Gas | Gas Boiler - Insulate Hot Water Lines | A | Cumulative Energy Savings (MWh or mTherms) | Technical Potential | 0 | 0 | 0 | 0 | 0 | 0.04522 | 0.089513 | 0.13254 | 0.17455 | 0.21552 | 0.25482 | 0.29294 | 0.32987 | 0.36485 | 0.39871 | 0.43114 | 0.46267 | 0.49341 | 0.52302 | 0.55235 | 0.58092 | 0.6084 | 0.63554 | 0.66217 | 0.68806 | 0.68181 | 0.67639 | 0.67124 | 0 | 0 | 0
F8_Industrial_Food Products_Existing_Space Heating_Natural Gas_Gas Boiler - Insulate Hot Water Lines_A_Technical Potential | F8 | Industrial | Food Products | Existing | Space Heating | Natural Gas | Gas Boiler - Insulate Hot Water Lines | A | Cumulative Summer Peak Savings (MW) | Technical Potential | 0 | 0 | 0 | 0 | 0 | 0 | 0 | 0 | 0 | 0 | 0 | 0 | 0 | 0 | 0 | 0 | 0 | 0 | 0 | 0 | 0 | 0 | 0 | 0 | 0 | 0 | 0 | 0 | 0 | 0 | 0
F9_Industrial_Food Products_Existing_Space Heating_Natural Gas_Gas Boiler - Insulate Hot Water Lines_A_Technical Potential | F9 | Industrial | Food Products | Existing | Space Heating | Natural Gas | Gas Boiler - Insulate Hot Water Lines | A | Cumulative Winter Peak Savings (MW) | Technical Potential | 0 | 0 | 0 | 0 | 0 | 0 | 0 | 0 | 0 | 0 | 0 | 0 | 0 | 0 | 0 | 0 | 0 | 0 | 0 | 0 | 0 | 0 | 0 | 0 | 0 | 0 | 0 | 0 | 0 | 0 | 0
F10_Industrial_Food Products_Existing_Space Heating_Natural Gas_Gas Boiler - Insulate Hot Water Lines_A_Technical Potential | F10 | Industrial | Food Products | Existing | Space Heating | Natural Gas | Gas Boiler - Insulate Hot Water Lines | A | Purchases (Incremental) | Technical Potential | 0 | 0 | 0 | 0 | 0 | 3.939 | 3.9368 | 3.9136 | 3.9157 | 3.919 | 3.8692 | 3.8586 | 3.8508 | 3.7897 | 3.8041 | 3.7678 | 3.7683 | 3.7494 | 3.7159 | 3.7203 | 3.7049 | 3.6905 | 3.6771 | 3.6646 | 3.653 | 0 | 0 | 0 | 0 | 0 | 0
F11_Industrial_Food Products_Existing_Space Heating_Natural Gas_Gas Boiler - Insulate Hot Water Lines_A_Technical Potential | F11 | Industrial | Food Products | Existing | Space Heating | Natural Gas | Gas Boiler - Insulate Hot Water Lines | A | Purchases (Cumulative) | Technical Potential | 0 | 0 | 0 | 0 | 0 | 3.939 | 7.8759 | 11.7895 | 15.7052 | 19.6242 | 23.4934 | 27.3521 | 31.2029 | 34.9925 | 38.7966 | 42.5645 | 46.3328 | 50.0822 | 53.7981 | 57.5185 | 61.2234 | 64.9139 | 68.591 | 72.2556 | 75.9087 | 75.9087 | 75.9087 | 75.9087 | 75.9087 | 75.9087 | 75.9087
F1_Industrial_Food Products_Existing_Process_Natural Gas_Gas Boiler - Insulate Hot Water Lines_A_Technical Potential | F1 | Industrial | Food Products | Existing | Process | Natural Gas | Gas Boiler - Insulate Hot Water Lines | A | Integrated Unit Energy Savings (kWh or therms) | Technical Potential | 0 | 0 | 0 | 0 | 0 | 424.4069 | 423.4463 | 422.4722 | 421.4991 | 420.5079 | 419.4513 | 418.4754 | 417.5418 | 416.5481 | 415.7771 | 414.9526 | 414.2967 | 413.6465 | 412.9947 | 412.4926 | 411.9422 | 411.4291 | 410.9229 | 410.4223 | 409.9261 | 409.8815 | 409.8406 | 409.8033 | 425.3792 | 425.3792 | 425.3792
F2_Industrial_Food Products_Existing_Process_Natural Gas_Gas Boiler - Insulate Hot Water Lines_A_Technical Potential | F2 | Industrial | Food Products | Existing | Process | Natural Gas | Gas Boiler - Insulate Hot Water Lines | A | Integrated Unit Summer Peak Savings (kW) | Technical Potential | 0 | 0 | 0 | 0 | 0 | 0 | 0 | 0 | 0 | 0 | 0 | 0 | 0 | 0 | 0 | 0 | 0 | 0 | 0 | 0 | 0 | 0 | 0 | 0 | 0 | 0 | 0 | 0 | 0 | 0 | 0
F3_Industrial_Food Products_Existing_Process_Natural Gas_Gas Boiler - Insulate Hot Water Lines_A_Technical Potential | F3 | Industrial | Food Products | Existing | Process | Natural Gas | Gas Boiler - Insulate Hot Water Lines | A | Integrated Unit Winter Peak Savings (kW) | Technical Potential | 0 | 0 | 0 | 0 | 0 | 0 | 0 | 0 | 0 | 0 | 0 | 0 | 0 | 0 | 0 | 0 | 0 | 0 | 0 | 0 | 0 | 0 | 0 | 0 | 0 | 0 | 0 | 0 | 0 | 0 | 0
F4_Industrial_Food Products_Existing_Process_Natural Gas_Gas Boiler - Insulate Hot Water Lines_A_Technical Potential | F4 | Industrial | Food Products | Existing | Process | Natural Gas | Gas Boiler - Insulate Hot Water Lines | A | Incremental Energy Savings (MWh or mTherms) | Technical Potential | 0 | 0 | 0 | 0 | 0 | 3.9862 | 3.975 | 3.9424 | 3.9355 | 3.9295 | 3.8698 | 3.8503 | 3.8339 | 3.764 | 3.7714 | 3.728 | 3.7226 | 3.6981 | 3.6593 | 3.6592 | 3.6392 | 3.6205 | 3.6029 | 3.5863 | 3.5706 | 0 | 0 | 0 | 0 | 0 | 0
F5_Industrial_Food Products_Existing_Process_Natural Gas_Gas Boiler - Insulate Hot Water Lines_A_Technical Potential | F5 | Industrial | Food Products | Existing | Process | Natural Gas | Gas Boiler - Insulate Hot Water Lines | A | Incremental Summer Peak Savings (MW) | Technical Potential | 0 | 0 | 0 | 0 | 0 | 0 | 0 | 0 | 0 | 0 | 0 | 0 | 0 | 0 | 0 | 0 | 0 | 0 | 0 | 0 | 0 | 0 | 0 | 0 | 0 | 0 | 0 | 0 | 0 | 0 | 0
F6_Industrial_Food Products_Existing_Process_Natural Gas_Gas Boiler - Insulate Hot Water Lines_A_Technical Potential | F6 | Industrial | Food Products | Existing | Process | Natural Gas | Gas Boiler - Insulate Hot Water Lines | A | Incremental Winter Peak Savings (MW) | Technical Potential | 0 | 0 | 0 | 0 | 0 | 0 | 0 | 0 | 0 | 0 | 0 | 0 | 0 | 0 | 0 | 0 | 0 | 0 | 0 | 0 | 0 | 0 | 0 | 0 | 0 | 0 | 0 | 0 | 0 | 0 | 0
F7_Industrial_Food Products_Existing_Process_Natural Gas_Gas Boiler - Insulate Hot Water Lines_A_Technical Potential | F7 | Industrial | Food Products | Existing | Process | Natural Gas | Gas Boiler - Insulate Hot Water Lines | A | Cumulative Energy Savings (MWh or mTherms) | Technical Potential | 0 | 0 | 0 | 0 | 0 | 3.9862 | 7.9521 | 11.8763 | 15.7844 | 19.6768 | 23.4972 | 27.2928 | 31.0658 | 34.7559 | 38.4629 | 42.1147 | 45.7707 | 49.397 | 52.9785 | 56.5732 | 60.137 | 63.6826 | 67.2071 | 70.7115 | 74.1967 | 74.1886 | 74.1812 | 74.1744 | 0 | 0 | 0
F8_Industrial_Food Products_Existing_Process_Natural Gas_Gas Boiler - Insulate Hot Water Lines_A_Technical Potential | F8 | Industrial | Food Products | Existing | Process | Natural Gas | Gas Boiler - Insulate Hot Water Lines | A | Cumulative Summer Peak Savings (MW) | Technical Potential | 0 | 0 | 0 | 0 | 0 | 0 | 0 | 0 | 0 | 0 | 0 | 0 | 0 | 0 | 0 | 0 | 0 | 0 | 0 | 0 | 0 | 0 | 0 | 0 | 0 | 0 | 0 | 0 | 0 | 0 | 0
F9_Industrial_Food Products_Existing_Process_Natural Gas_Gas Boiler - Insulate Hot Water Lines_A_Technical Potential | F9 | Industrial | Food Products | Existing | Process | Natural Gas | Gas Boiler - Insulate Hot Water Lines | A | Cumulative Winter Peak Savings (MW) | Technical Potential | 0 | 0 | 0 | 0 | 0 | 0 | 0 | 0 | 0 | 0 | 0 | 0 | 0 | 0 | 0 | 0 | 0 | 0 | 0 | 0 | 0 | 0 | 0 | 0 | 0 | 0 | 0 | 0 | 0 | 0 | 0
F10_Industrial_Food Products_Existing_Process_Natural Gas_Gas Boiler - Insulate Hot Water Lines_A_Technical Potential | F10 | Industrial | Food Products | Existing | Process | Natural Gas | Gas Boiler - Insulate Hot Water Lines | A | Purchases (Incremental) | Technical Potential | 0 | 0 | 0 | 0 | 0 | 9.3924 | 9.3872 | 9.3318 | 9.3369 | 9.3446 | 9.2259 | 9.2007 | 9.182 | 9.0362 | 9.0707 | 8.9842 | 8.9854 | 8.9402 | 8.8604 | 8.8709 | 8.8342 | 8.7999 | 8.7678 | 8.738 | 8.7105 | 0 | 0 | 0 | 0 | 0 | 0
F11_Industrial_Food Products_Existing_Process_Natural Gas_Gas Boiler - Insulate Hot Water Lines_A_Technical Potential | F11 | Industrial | Food Products | Existing | Process | Natural Gas | Gas Boiler - Insulate Hot Water Lines | A | Purchases (Cumulative) | Technical Potential | 0 | 0 | 0 | 0 | 0 | 9.3924 | 18.7795 | 28.1114 | 37.4483 | 46.7929 | 56.0188 | 65.2195 | 74.4016 | 83.4378 | 92.5085 | 101.4928 | 110.4782 | 119.4183 | 128.2788 | 137.1497 | 145.9839 | 154.7838 | 163.5516 | 172.2897 | 181.0001 | 181.0001 | 181.0001 | 181.0001 | 181.0001 | 181.0001 | 181.0001
F1_Industrial_Food Products_Existing_Process_Natural Gas_Process - Insulate Heated Process Fluids_A_Technical Potential | F1 | Industrial | Food Products | Existing | Process | Natural Gas | Process - Insulate Heated Process Fluids | A | Integrated Unit Energy Savings (kWh or therms) | Technical Potential | 0 | 0 | 0 | 0 | 0 | 274.7688 | 273.9391 | 273.0993 | 272.2639 | 271.4181 | 270.5172 | 269.6792 | 268.8698 | 267.999 | 267.3062 | 266.5526 | 265.9284 | 265.2956 | 264.6507 | 264.1301 | 263.5627 | 263.0196 | 262.4815 | 261.9477 | 261.4174 | 261.3768 | 261.3395 | 261.3055 | 275.607 | 275.607 | 275.607
F2_Industrial_Food Products_Existing_Process_Natural Gas_Process - Insulate Heated Process Fluids_A_Technical Potential | F2 | Industrial | Food Products | Existing | Process | Natural Gas | Process - Insulate Heated Process Fluids | A | Integrated Unit Summer Peak Savings (kW) | Technical Potential | 0 | 0 | 0 | 0 | 0 | 0 | 0 | 0 | 0 | 0 | 0 | 0 | 0 | 0 | 0 | 0 | 0 | 0 | 0 | 0 | 0 | 0 | 0 | 0 | 0 | 0 | 0 | 0 | 0 | 0 | 0
F3_Industrial_Food Products_Existing_Process_Natural Gas_Process - Insulate Heated Process Fluids_A_Technical Potential | F3 | Industrial | Food Products | Existing | Process | Natural Gas | Process - Insulate Heated Process Fluids | A | Integrated Unit Winter Peak Savings (kW) | Technical Potential | 0 | 0 | 0 | 0 | 0 | 0 | 0 | 0 | 0 | 0 | 0 | 0 | 0 | 0 | 0 | 0 | 0 | 0 | 0 | 0 | 0 | 0 | 0 | 0 | 0 | 0 | 0 | 0 | 0 | 0 | 0
F4_Industrial_Food Products_Existing_Process_Natural Gas_Process - Insulate Heated Process Fluids_A_Technical Potential | F4 | Industrial | Food Products | Existing | Process | Natural Gas | Process - Insulate Heated Process Fluids | A | Incremental Energy Savings (MWh or mTherms) | Technical Potential | 0 | 0 | 0 | 0 | 0 | 2.8227 | 2.8126 | 2.7874 | 2.7804 | 2.7741 | 2.4568 | 1.954 | 1.5553 | 1.2205 | 0.97762 | 0.77245 | 0.6166 | 0.48963 | 0.38726 | 0.30957 | 0.2461 | 0.0016686 | 0.00059255 | 0.00020091 | 6.5175e-05 | 5.5229e-05 | 5.5074e-05 | 5.4933e-05 | 5.7814e-05 | 5.7701e-05 | 5.7603e-05
F5_Industrial_Food Products_Existing_Process_Natural Gas_Process - Insulate Heated Process Fluids_A_Technical Potential | F5 | Industrial | Food Products | Existing | Process | Natural Gas | Process - Insulate Heated Process Fluids | A | Incremental Summer Peak Savings (MW) | Technical Potential | 0 | 0 | 0 | 0 | 0 | 0 | 0 | 0 | 0 | 0 | 0 | 0 | 0 | 0 | 0 | 0 | 0 | 0 | 0 | 0 | 0 | 0 | 0 | 0 | 0 | 0 | 0 | 0 | 0 | 0 | 0
F6_Industrial_Food Products_Existing_Process_Natural Gas_Process - Insulate Heated Process Fluids_A_Technical Potential | F6 | Industrial | Food Products | Existing | Process | Natural Gas | Process - Insulate Heated Process Fluids | A | Incremental Winter Peak Savings (MW) | Technical Potential | 0 | 0 | 0 | 0 | 0 | 0 | 0 | 0 | 0 | 0 | 0 | 0 | 0 | 0 | 0 | 0 | 0 | 0 | 0 | 0 | 0 | 0 | 0 | 0 | 0 | 0 | 0 | 0 | 0 | 0 | 0
F7_Industrial_Food Products_Existing_Process_Natural Gas_Process - Insulate Heated Process Fluids_A_Technical Potential | F7 | Industrial | Food Products | Existing | Process | Natural Gas | Process - Insulate Heated Process Fluids | A | Cumulative Energy Savings (MWh or mTherms) | Technical Potential | 0 | 0 | 0 | 0 | 0 | 2.8227 | 5.6267 | 8.3969 | 11.1516 | 13.891 | 16.3017 | 18.2052 | 19.7059 | 20.8626 | 21.7863 | 22.4973 | 23.0612 | 23.496 | 23.8261 | 24.0888 | 24.2832 | 24.2348 | 24.1858 | 24.1368 | 24.088 | 24.0843 | 24.0809 | 24.0779 | 0 | 0 | 0
F8_Industrial_Food Products_Existing_Process_Natural Gas_Process - Insulate Heated Process Fluids_A_Technical Potential | F8 | Industrial | Food Products | Existing | Process | Natural Gas | Process - Insulate Heated Process Fluids | A | Cumulative Summer Peak Savings (MW) | Technical Potential | 0 | 0 | 0 | 0 | 0 | 0 | 0 | 0 | 0 | 0 | 0 | 0 | 0 | 0 | 0 | 0 | 0 | 0 | 0 | 0 | 0 | 0 | 0 | 0 | 0 | 0 | 0 | 0 | 0 | 0 | 0
F9_Industrial_Food Products_Existing_Process_Natural Gas_Process - Insulate Heated Process Fluids_A_Technical Potential | F9 | Industrial | Food Products | Existing | Process | Natural Gas | Process - Insulate Heated Process Fluids | A | Cumulative Winter Peak Savings (MW) | Technical Potential | 0 | 0 | 0 | 0 | 0 | 0 | 0 | 0 | 0 | 0 | 0 | 0 | 0 | 0 | 0 | 0 | 0 | 0 | 0 | 0 | 0 | 0 | 0 | 0 | 0 | 0 | 0 | 0 | 0 | 0 | 0
F10_Industrial_Food Products_Existing_Process_Natural Gas_Process - Insulate Heated Process Fluids_A_Technical Potential | F10 | Industrial | Food Products | Existing | Process | Natural Gas | Process - Insulate Heated Process Fluids | A | Purchases (Incremental) | Technical Potential | 0 | 0 | 0 | 0 | 0 | 10.2728 | 10.2672 | 10.2067 | 10.2122 | 10.2206 | 9.0817 | 7.2455 | 5.7847 | 4.5542 | 3.6573 | 2.8979 | 2.3187 | 1.8456 | 1.4633 | 1.172 | 0.93374 | 0.0063441 | 0.0022575 | 0.00076698 | 0.00024931 | 0.0002113 | 0.00021074 | 0.00021023 | 0.00020977 | 0.00020936 | 0.00020901
F11_Industrial_Food Products_Existing_Process_Natural Gas_Process - Insulate Heated Process Fluids_A_Technical Potential | F11 | Industrial | Food Products | Existing | Process | Natural Gas | Process - Insulate Heated Process Fluids | A | Purchases (Cumulative) | Technical Potential | 0 | 0 | 0 | 0 | 0 | 10.2728 | 20.5401 | 30.7467 | 40.9589 | 51.1795 | 60.2613 | 67.5068 | 73.2915 | 77.8457 | 81.503 | 84.401 | 86.7196 | 88.5652 | 90.0285 | 91.2005 | 92.1343 | 92.1406 | 92.1429 | 92.1436 | 92.1439 | 92.1441 | 92.1443 | 92.1445 | 92.1447 | 92.1449 | 92.1452
F1_Industrial_Food Products_Existing_Process_Natural Gas_Process Heat Recovery_A_Technical Potential | F1 | Industrial | Food Products | Existing | Process | Natural Gas | Process Heat Recovery | A | Integrated Unit Energy Savings (kWh or therms) | Technical Potential | 0 | 0 | 0 | 0 | 0 | 3.2222 | 3.2086 | 3.1949 | 3.1811 | 3.167 | 3.152 | 3.1382 | 3.125 | 3.1109 | 3.0997 | 3.0877 | 3.0778 | 3.0678 | 3.0579 | 3.0501 | 3.0418 | 3.034 | 3.0265 | 3.019 | 3.0117 | 3.011 | 3.0104 | 3.0099 | 0 | 0 | 0
F2_Industrial_Food Products_Existing_Process_Natural Gas_Process Heat Recovery_A_Technical Potential | F2 | Industrial | Food Products | Existing | Process | Natural Gas | Process Heat Recovery | A | Integrated Unit Summer Peak Savings (kW) | Technical Potential | 0 | 0 | 0 | 0 | 0 | 0 | 0 | 0 | 0 | 0 | 0 | 0 | 0 | 0 | 0 | 0 | 0 | 0 | 0 | 0 | 0 | 0 | 0 | 0 | 0 | 0 | 0 | 0 | 0 | 0 | 0
F3_Industrial_Food Products_Existing_Process_Natural Gas_Process Heat Recovery_A_Technical Potential | F3 | Industrial | Food Products | Existing | Process | Natural Gas | Process Heat Recovery | A | Integrated Unit Winter Peak Savings (kW) | Technical Potential | 0 | 0 | 0 | 0 | 0 | 0 | 0 | 0 | 0 | 0 | 0 | 0 | 0 | 0 | 0 | 0 | 0 | 0 | 0 | 0 | 0 | 0 | 0 | 0 | 0 | 0 | 0 | 0 | 0 | 0 | 0
F4_Industrial_Food Products_Existing_Process_Natural Gas_Process Heat Recovery_A_Technical Potential | F4 | Industrial | Food Products | Existing | Process | Natural Gas | Process Heat Recovery | A | Incremental Energy Savings (MWh or mTherms) | Technical Potential | 0 | 0 | 0 | 0 | 0 | 1.1916 | 1.186 | 1.1739 | 1.1695 | 1.1653 | 1.0305 | 0.81858 | 0.65078 | 0.51004 | 0.40812 | 0.32212 | 0.25691 | 0.20383 | 0.16109 | 0.12869 | 0.10225 | 0.00069293 | 0.00024596 | 8.3359e-05 | 2.7031e-05 | 2.2904e-05 | 2.2839e-05 | 2.2779e-05 | 0 | 0 | 0
F5_Industrial_Food Products_Existing_Process_Natural Gas_Process Heat Recovery_A_Technical Potential | F5 | Industrial | Food Products | Existing | Process | Natural Gas | Process Heat Recovery | A | Incremental Summer Peak Savings (MW) | Technical Potential | 0 | 0 | 0 | 0 | 0 | 0 | 0 | 0 | 0 | 0 | 0 | 0 | 0 | 0 | 0 | 0 | 0 | 0 | 0 | 0 | 0 | 0 | 0 | 0 | 0 | 0 | 0 | 0 | 0 | 0 | 0
F6_Industrial_Food Products_Existing_Process_Natural Gas_Process Heat Recovery_A_Technical Potential | F6 | Industrial | Food Products | Existing | Process | Natural Gas | Process Heat Recovery | A | Incremental Winter Peak Savings (MW) | Technical Potential | 0 | 0 | 0 | 0 | 0 | 0 | 0 | 0 | 0 | 0 | 0 | 0 | 0 | 0 | 0 | 0 | 0 | 0 | 0 | 0 | 0 | 0 | 0 | 0 | 0 | 0 | 0 | 0 | 0 | 0 | 0
F7_Industrial_Food Products_Existing_Process_Natural Gas_Process Heat Recovery_A_Technical Potential | F7 | Industrial | Food Products | Existing | Process | Natural Gas | Process Heat Recovery | A | Cumulative Energy Savings (MWh or mTherms) | Technical Potential | 0 | 0 | 0 | 0 | 0 | 1.1916 | 2.3726 | 3.5363 | 4.6905 | 5.835 | 6.838 | 7.6267 | 8.2454 | 8.7182 | 9.095 | 9.3816 | 9.6085 | 9.7814 | 9.9107 | 10.0142 | 10.089 | 10.0641 | 10.0392 | 10.0146 | 9.9902 | 9.9881 | 9.9862 | 9.9845 | 0 | 0 | 0
F8_Industrial_Food Products_Existing_Process_Natural Gas_Process Heat Recovery_A_Technical Potential | F8 | Industrial | Food Products | Existing | Process | Natural Gas | Process Heat Recovery | A | Cumulative Summer Peak Savings (MW) | Technical Potential | 0 | 0 | 0 | 0 | 0 | 0 | 0 | 0 | 0 | 0 | 0 | 0 | 0 | 0 | 0 | 0 | 0 | 0 | 0 | 0 | 0 | 0 | 0 | 0 | 0 | 0 | 0 | 0 | 0 | 0 | 0
F9_Industrial_Food Products_Existing_Process_Natural Gas_Process Heat Recovery_A_Technical Potential | F9 | Industrial | Food Products | Existing | Process | Natural Gas | Process Heat Recovery | A | Cumulative Winter Peak Savings (MW) | Technical Potential | 0 | 0 | 0 | 0 | 0 | 0 | 0 | 0 | 0 | 0 | 0 | 0 | 0 | 0 | 0 | 0 | 0 | 0 | 0 | 0 | 0 | 0 | 0 | 0 | 0 | 0 | 0 | 0 | 0 | 0 | 0
F10_Industrial_Food Products_Existing_Process_Natural Gas_Process Heat Recovery_A_Technical Potential | F10 | Industrial | Food Products | Existing | Process | Natural Gas | Process Heat Recovery | A | Purchases (Incremental) | Technical Potential | 0 | 0 | 0 | 0 | 0 | 369.8224 | 369.6195 | 367.4397 | 367.6383 | 367.9423 | 326.9429 | 260.8395 | 208.2479 | 163.9528 | 131.663 | 104.326 | 83.4716 | 66.4412 | 52.6788 | 42.193 | 33.6148 | 0.22839 | 0.08127 | 0.027611 | 0.0089753 | 0.0076068 | 0.0075866 | 0.0075682 | 1.0948e-06 | 1.0948e-06 | 1.0948e-06
F11_Industrial_Food Products_Existing_Process_Natural Gas_Process Heat Recovery_A_Technical Potential | F11 | Industrial | Food Products | Existing | Process | Natural Gas | Process Heat Recovery | A | Purchases (Cumulative) | Technical Potential | 0 | 0 | 0 | 0 | 0 | 369.8224 | 739.4419 | 1106.8816 | 1474.5199 | 1842.4623 | 2169.4051 | 2430.2447 | 2638.4926 | 2802.4455 | 2934.1085 | 3038.4345 | 3121.9061 | 3188.3473 | 3241.0261 | 3283.2191 | 3316.8339 | 3317.0623 | 3317.1436 | 3317.1712 | 3317.1802 | 3317.1878 | 3317.1954 | 3317.2029 | 3317.2029 | 3317.2029 | 3317.2029
F1_Industrial_Food Products_Existing_Space Heating_Natural Gas_Building Automation System_A_Technical Potential | F1 | Industrial | Food Products | Existing | Space Heating | Natural Gas | Building Automation System | A | Integrated Unit Energy Savings (kWh or therms) | Technical Potential | 0 | 0 | 0 | 0 | 0 | 0.015418 | 0.015291 | 0.015134 | 0.014966 | 0.014787 | 0.014599 | 0.014407 | 0.014211 | 0.014006 | 0.013792 | 0.013581 | 0.013377 | 0.013191 | 0.013015 | 0.012857 | 0.012706 | 0.012554 | 0.01242 | 0.012293 | 0.012173 | 0.012076 | 0.011991 | 0.011909 | 0 | 0 | 0
F2_Industrial_Food Products_Existing_Space Heating_Natural Gas_Building Automation System_A_Technical Potential | F2 | Industrial | Food Products | Existing | Space Heating | Natural Gas | Building Automation System | A | Integrated Unit Summer Peak Savings (kW) | Technical Potential | 0 | 0 | 0 | 0 | 0 | 0 | 0 | 0 | 0 | 0 | 0 | 0 | 0 | 0 | 0 | 0 | 0 | 0 | 0 | 0 | 0 | 0 | 0 | 0 | 0 | 0 | 0 | 0 | 0 | 0 | 0
F3_Industrial_Food Products_Existing_Space Heating_Natural Gas_Building Automation System_A_Technical Potential | F3 | Industrial | Food Products | Existing | Space Heating | Natural Gas | Building Automation System | A | Integrated Unit Winter Peak Savings (kW) | Technical Potential | 0 | 0 | 0 | 0 | 0 | 0 | 0 | 0 | 0 | 0 | 0 | 0 | 0 | 0 | 0 | 0 | 0 | 0 | 0 | 0 | 0 | 0 | 0 | 0 | 0 | 0 | 0 | 0 | 0 | 0 | 0
F4_Industrial_Food Products_Existing_Space Heating_Natural Gas_Building Automation System_A_Technical Potential | F4 | Industrial | Food Products | Existing | Space Heating | Natural Gas | Building Automation System | A | Incremental Energy Savings (MWh or mTherms) | Technical Potential | 0 | 0 | 0 | 0 | 0 | 0.051138 | 0.10132 | 0.177 | 0.28488 | 0.42759 | 0.59694 | 0.79911 | 1.0198 | 1.2233 | 1.426 | 1.5605 | 1.6352 | 1.6111 | 1.4851 | 1.2914 | 1.0511 | 0.79106 | 0.53982 | 0.34022 | 0.21902 | 0 | 0 | 0 | 0 | 0 | 0
F5_Industrial_Food Products_Existing_Space Heating_Natural Gas_Building Automation System_A_Technical Potential | F5 | Industrial | Food Products | Existing | Space Heating | Natural Gas | Building Automation System | A | Incremental Summer Peak Savings (MW) | Technical Potential | 0 | 0 | 0 | 0 | 0 | 0 | 0 | 0 | 0 | 0 | 0 | 0 | 0 | 0 | 0 | 0 | 0 | 0 | 0 | 0 | 0 | 0 | 0 | 0 | 0 | 0 | 0 | 0 | 0 | 0 | 0
F6_Industrial_Food Products_Existing_Space Heating_Natural Gas_Building Automation System_A_Technical Potential | F6 | Industrial | Food Products | Existing | Space Heating | Natural Gas | Building Automation System | A | Incremental Winter Peak Savings (MW) | Technical Potential | 0 | 0 | 0 | 0 | 0 | 0 | 0 | 0 | 0 | 0 | 0 | 0 | 0 | 0 | 0 | 0 | 0 | 0 | 0 | 0 | 0 | 0 | 0 | 0 | 0 | 0 | 0 | 0 | 0 | 0 | 0
F7_Industrial_Food Products_Existing_Space Heating_Natural Gas_Building Automation System_A_Technical Potential | F7 | Industrial | Food Products | Existing | Space Heating | Natural Gas | Building Automation System | A | Cumulative Energy Savings (MWh or mTherms) | Technical Potential | 0 | 0 | 0 | 0 | 0 | 0.051138 | 0.15204 | 0.32748 | 0.60872 | 1.029 | 1.6129 | 2.3907 | 3.3782 | 4.5526 | 5.9092 | 7.3794 | 8.9035 | 10.391 | 11.7375 | 12.886 | 13.7857 | 14.4121 | 14.7976 | 14.9876 | 15.0599 | 14.9394 | 14.8346 | 14.7335 | 0 | 0 | 0
F8_Industrial_Food Products_Existing_Space Heating_Natural Gas_Building Automation System_A_Technical Potential | F8 | Industrial | Food Products | Existing | Space Heating | Natural Gas | Building Automation System | A | Cumulative Summer Peak Savings (MW) | Technical Potential | 0 | 0 | 0 | 0 | 0 | 0 | 0 | 0 | 0 | 0 | 0 | 0 | 0 | 0 | 0 | 0 | 0 | 0 | 0 | 0 | 0 | 0 | 0 | 0 | 0 | 0 | 0 | 0 | 0 | 0 | 0
F9_Industrial_Food Products_Existing_Space Heating_Natural Gas_Building Automation System_A_Technical Potential | F9 | Industrial | Food Products | Existing | Space Heating | Natural Gas | Building Automation System | A | Cumulative Winter Peak Savings (MW) | Technical Potential | 0 | 0 | 0 | 0 | 0 | 0 | 0 | 0 | 0 | 0 | 0 | 0 | 0 | 0 | 0 | 0 | 0 | 0 | 0 | 0 | 0 | 0 | 0 | 0 | 0 | 0 | 0 | 0 | 0 | 0 | 0
F10_Industrial_Food Products_Existing_Space Heating_Natural Gas_Building Automation System_A_Technical Potential | F10 | Industrial | Food Products | Existing | Space Heating | Natural Gas | Building Automation System | A | Purchases (Incremental) | Technical Potential | 0 | 0 | 0 | 0 | 0 | 3316.7036 | 6626.2343 | 11695.7956 | 19035.1001 | 28916.5141 | 40888.7038 | 55467.8754 | 71760.399 | 87345.8432 | 103394.7615 | 114895.9708 | 122243.5426 | 122136.0676 | 114106.8545 | 100444.2868 | 82722.8162 | 63012.5905 | 43465.1502 | 27675.0323 | 17992.0176 | 0 | 0 | 0 | 0 | 0 | 0
F11_Industrial_Food Products_Existing_Space Heating_Natural Gas_Building Automation System_A_Technical Potential | F11 | Industrial | Food Products | Existing | Space Heating | Natural Gas | Building Automation System | A | Purchases (Cumulative) | Technical Potential | 0 | 0 | 0 | 0 | 0 | 3316.7036 | 9942.9379 | 21638.7335 | 40673.8336 | 69590.3477 | 110479.0515 | 165946.9269 | 237707.3259 | 325053.1691 | 428447.9306 | 543343.9013 | 665587.4439 | 787723.5115 | 901830.366 | 1002274.6528 | 1084997.469 | 1148010.0595 | 1191475.2097 | 1219150.2419 | 1237142.2596 | 1237142.2596 | 1237142.2596 | 1237142.2596 | 1237142.2596 | 1237142.2596 | 1237142.2596
F1_Industrial_Food Products_Existing_Space Heating_Natural Gas_Steam System Efficiency Improvements_A_Technical Potential | F1 | Industrial | Food Products | Existing | Space Heating | Natural Gas | Steam System Efficiency Improvements | A | Integrated Unit Energy Savings (kWh or therms) | Technical Potential | 0 | 0 | 0 | 0 | 0 | 0.13754 | 0.13632 | 0.135 | 0.13362 | 0.1322 | 0.13074 | 0.12928 | 0.1278 | 0.12625 | 0.12461 | 0.12302 | 0.12146 | 0.12001 | 0.11861 | 0.11731 | 0.11607 | 0.1148 | 0.11363 | 0.11252 | 0.11142 | 0.11041 | 0.10954 | 0.10871 | 0.11902 | 0.11854 | 0.11809
F2_Industrial_Food Products_Existing_Space Heating_Natural Gas_Steam System Efficiency Improvements_A_Technical Potential | F2 | Industrial | Food Products | Existing | Space Heating | Natural Gas | Steam System Efficiency Improvements | A | Integrated Unit Summer Peak Savings (kW) | Technical Potential | 0 | 0 | 0 | 0 | 0 | 0 | 0 | 0 | 0 | 0 | 0 | 0 | 0 | 0 | 0 | 0 | 0 | 0 | 0 | 0 | 0 | 0 | 0 | 0 | 0 | 0 | 0 | 0 | 0 | 0 | 0
F3_Industrial_Food Products_Existing_Space Heating_Natural Gas_Steam System Efficiency Improvements_A_Technical Potential | F3 | Industrial | Food Products | Existing | Space Heating | Natural Gas | Steam System Efficiency Improvements | A | Integrated Unit Winter Peak Savings (kW) | Technical Potential | 0 | 0 | 0 | 0 | 0 | 0 | 0 | 0 | 0 | 0 | 0 | 0 | 0 | 0 | 0 | 0 | 0 | 0 | 0 | 0 | 0 | 0 | 0 | 0 | 0 | 0 | 0 | 0 | 0 | 0 | 0
F4_Industrial_Food Products_Existing_Space Heating_Natural Gas_Steam System Efficiency Improvements_A_Technical Potential | F4 | Industrial | Food Products | Existing | Space Heating | Natural Gas | Steam System Efficiency Improvements | A | Incremental Energy Savings (MWh or mTherms) | Technical Potential | 0 | 0 | 0 | 0 | 0 | 0.003233 | 0.0064017 | 0.01119 | 0.018026 | 0.027092 | 0.037887 | 0.050821 | 0.064994 | 0.07815 | 0.091314 | 0.10018 | 0.10523 | 0.10388 | 0.09592 | 0.083511 | 0.068049 | 0.051266 | 0.035002 | 0.022068 | 0.014207 | 0 | 0 | 0 | 0 | 0 | 0
F5_Industrial_Food Products_Existing_Space Heating_Natural Gas_Steam System Efficiency Improvements_A_Technical Potential | F5 | Industrial | Food Products | Existing | Space Heating | Natural Gas | Steam System Efficiency Improvements | A | Incremental Summer Peak Savings (MW) | Technical Potential | 0 | 0 | 0 | 0 | 0 | 0 | 0 | 0 | 0 | 0 | 0 | 0 | 0 | 0 | 0 | 0 | 0 | 0 | 0 | 0 | 0 | 0 | 0 | 0 | 0 | 0 | 0 | 0 | 0 | 0 | 0
F6_Industrial_Food Products_Existing_Space Heating_Natural Gas_Steam System Efficiency Improvements_A_Technical Potential | F6 | Industrial | Food Products | Existing | Space Heating | Natural Gas | Steam System Efficiency Improvements | A | Incremental Winter Peak Savings (MW) | Technical Potential | 0 | 0 | 0 | 0 | 0 | 0 | 0 | 0 | 0 | 0 | 0 | 0 | 0 | 0 | 0 | 0 | 0 | 0 | 0 | 0 | 0 | 0 | 0 | 0 | 0 | 0 | 0 | 0 | 0 | 0 | 0
F7_Industrial_Food Products_Existing_Space Heating_Natural Gas_Steam System Efficiency Improvements_A_Technical Potential | F7 | Industrial | Food Products | Existing | Space Heating | Natural Gas | Steam System Efficiency Improvements | A | Cumulative Energy Savings (MWh or mTherms) | Technical Potential | 0 | 0 | 0 | 0 | 0 | 0.003233 | 0.009606 | 0.020702 | 0.038517 | 0.065198 | 0.10237 | 0.15204 | 0.2153 | 0.29083 | 0.37839 | 0.47373 | 0.57293 | 0.67 | 0.7581 | 0.83331 | 0.89253 | 0.934 | 0.95949 | 0.97217 | 0.97687 | 0.96806 | 0.96043 | 0.95317 | 0 | 0 | 0
F8_Industrial_Food Products_Existing_Space Heating_Natural Gas_Steam System Efficiency Improvements_A_Technical Potential | F8 | Industrial | Food Products | Existing | Space Heating | Natural Gas | Steam System Efficiency Improvements | A | Cumulative Summer Peak Savings (MW) | Technical Potential | 0 | 0 | 0 | 0 | 0 | 0 | 0 | 0 | 0 | 0 | 0 | 0 | 0 | 0 | 0 | 0 | 0 | 0 | 0 | 0 | 0 | 0 | 0 | 0 | 0 | 0 | 0 | 0 | 0 | 0 | 0
F9_Industrial_Food Products_Existing_Space Heating_Natural Gas_Steam System Efficiency Improvements_A_Technical Potential | F9 | Industrial | Food Products | Existing | Space Heating | Natural Gas | Steam System Efficiency Improvements | A | Cumulative Winter Peak Savings (MW) | Technical Potential | 0 | 0 | 0 | 0 | 0 | 0 | 0 | 0 | 0 | 0 | 0 | 0 | 0 | 0 | 0 | 0 | 0 | 0 | 0 | 0 | 0 | 0 | 0 | 0 | 0 | 0 | 0 | 0 | 0 | 0 | 0
F10_Industrial_Food Products_Existing_Space Heating_Natural Gas_Steam System Efficiency Improvements_A_Technical Potential | F10 | Industrial | Food Products | Existing | Space Heating | Natural Gas | Steam System Efficiency Improvements | A | Purchases (Incremental) | Technical Potential | 0 | 0 | 0 | 0 | 0 | 23.5059 | 46.9609 | 82.8895 | 134.9041 | 204.9349 | 289.7832 | 393.1076 | 508.5747 | 619.0307 | 732.7713 | 814.2818 | 866.3549 | 865.5933 | 808.6892 | 711.8609 | 586.2667 | 446.5779 | 308.0428 | 196.1363 | 127.5116 | 0 | 0 | 0 | 0 | 0 | 0
F11_Industrial_Food Products_Existing_Space Heating_Natural Gas_Steam System Efficiency Improvements_A_Technical Potential | F11 | Industrial | Food Products | Existing | Space Heating | Natural Gas | Steam System Efficiency Improvements | A | Purchases (Cumulative) | Technical Potential | 0 | 0 | 0 | 0 | 0 | 23.5059 | 70.4668 | 153.3564 | 288.2604 | 493.1953 | 782.9786 | 1176.0862 | 1684.6609 | 2303.6916 | 3036.4629 | 3850.7447 | 4717.0996 | 5582.6929 | 6391.3821 | 7103.2431 | 7689.5098 | 8136.0877 | 8444.1306 | 8640.2669 | 8767.7785 | 8767.7785 | 8767.7785 | 8767.7785 | 8767.7785 | 8767.7785 | 8767.7785
F1_Industrial_Food Products_Existing_Process_Natural Gas_Steam System Efficiency Improvements_A_Technical Potential | F1 | Industrial | Food Products | Existing | Process | Natural Gas | Steam System Efficiency Improvements | A | Integrated Unit Energy Savings (kWh or therms) | Technical Potential | 0 | 0 | 0 | 0 | 0 | 5.0858 | 5.0812 | 5.0769 | 5.0728 | 5.0687 | 5.0648 | 5.0618 | 5.0594 | 5.057 | 5.0556 | 5.054 | 5.053 | 5.0521 | 5.0511 | 5.0506 | 5.0501 | 5.0499 | 5.0497 | 5.0495 | 5.0493 | 5.0492 | 5.0491 | 5.049 | 5.0908 | 5.0908 | 5.0908
F2_Industrial_Food Products_Existing_Process_Natural Gas_Steam System Efficiency Improvements_A_Technical Potential | F2 | Industrial | Food Products | Existing | Process | Natural Gas | Steam System Efficiency Improvements | A | Integrated Unit Summer Peak Savings (kW) | Technical Potential | 0 | 0 | 0 | 0 | 0 | 0 | 0 | 0 | 0 | 0 | 0 | 0 | 0 | 0 | 0 | 0 | 0 | 0 | 0 | 0 | 0 | 0 | 0 | 0 | 0 | 0 | 0 | 0 | 0 | 0 | 0
F3_Industrial_Food Products_Existing_Process_Natural Gas_Steam System Efficiency Improvements_A_Technical Potential | F3 | Industrial | Food Products | Existing | Process | Natural Gas | Steam System Efficiency Improvements | A | Integrated Unit Winter Peak Savings (kW) | Technical Potential | 0 | 0 | 0 | 0 | 0 | 0 | 0 | 0 | 0 | 0 | 0 | 0 | 0 | 0 | 0 | 0 | 0 | 0 | 0 | 0 | 0 | 0 | 0 | 0 | 0 | 0 | 0 | 0 | 0 | 0 | 0
F4_Industrial_Food Products_Existing_Process_Natural Gas_Steam System Efficiency Improvements_A_Technical Potential | F4 | Industrial | Food Products | Existing | Process | Natural Gas | Steam System Efficiency Improvements | A | Incremental Energy Savings (MWh or mTherms) | Technical Potential | 0 | 0 | 0 | 0 | 0 | 0.0073497 | 0.01467 | 0.025872 | 0.042073 | 0.063863 | 0.090234 | 0.12234 | 0.15819 | 0.19246 | 0.22776 | 0.25301 | 0.26914 | 0.26885 | 0.25113 | 0.22104 | 0.18202 | 0.13865 | 0.095633 | 0.060889 | 0.039584 | 0 | 0 | 0 | 0 | 0 | 0
F5_Industrial_Food Products_Existing_Process_Natural Gas_Steam System Efficiency Improvements_A_Technical Potential | F5 | Industrial | Food Products | Existing | Process | Natural Gas | Steam System Efficiency Improvements | A | Incremental Summer Peak Savings (MW) | Technical Potential | 0 | 0 | 0 | 0 | 0 | 0 | 0 | 0 | 0 | 0 | 0 | 0 | 0 | 0 | 0 | 0 | 0 | 0 | 0 | 0 | 0 | 0 | 0 | 0 | 0 | 0 | 0 | 0 | 0 | 0 | 0
F6_Industrial_Food Products_Existing_Process_Natural Gas_Steam System Efficiency Improvements_A_Technical Potential | F6 | Industrial | Food Products | Existing | Process | Natural Gas | Steam System Efficiency Improvements | A | Incremental Winter Peak Savings (MW) | Technical Potential | 0 | 0 | 0 | 0 | 0 | 0 | 0 | 0 | 0 | 0 | 0 | 0 | 0 | 0 | 0 | 0 | 0 | 0 | 0 | 0 | 0 | 0 | 0 | 0 | 0 | 0 | 0 | 0 | 0 | 0 | 0
F7_Industrial_Food Products_Existing_Process_Natural Gas_Steam System Efficiency Improvements_A_Technical Potential | F7 | Industrial | Food Products | Existing | Process | Natural Gas | Steam System Efficiency Improvements | A | Cumulative Energy Savings (MWh or mTherms) | Technical Potential | 0 | 0 | 0 | 0 | 0 | 0.0073497 | 0.022014 | 0.047867 | 0.089901 | 0.15369 | 0.24381 | 0.366 | 0.52402 | 0.71623 | 0.94378 | 1.1965 | 1.4654 | 1.734 | 1.9848 | 2.2056 | 2.3874 | 2.526 | 2.6215 | 2.6823 | 2.7218 | 2.7217 | 2.7217 | 2.7216 | 0 | 0 | 0
F8_Industrial_Food Products_Existing_Process_Natural Gas_Steam System Efficiency Improvements_A_Technical Potential | F8 | Industrial | Food Products | Existing | Process | Natural Gas | Steam System Efficiency Improvements | A | Cumulative Summer Peak Savings (MW) | Technical Potential | 0 | 0 | 0 | 0 | 0 | 0 | 0 | 0 | 0 | 0 | 0 | 0 | 0 | 0 | 0 | 0 | 0 | 0 | 0 | 0 | 0 | 0 | 0 | 0 | 0 | 0 | 0 | 0 | 0 | 0 | 0
F9_Industrial_Food Products_Existing_Process_Natural Gas_Steam System Efficiency Improvements_A_Technical Potential | F9 | Industrial | Food Products | Existing | Process | Natural Gas | Steam System Efficiency Improvements | A | Cumulative Winter Peak Savings (MW) | Technical Potential | 0 | 0 | 0 | 0 | 0 | 0 | 0 | 0 | 0 | 0 | 0 | 0 | 0 | 0 | 0 | 0 | 0 | 0 | 0 | 0 | 0 | 0 | 0 | 0 | 0 | 0 | 0 | 0 | 0 | 0 | 0
F10_Industrial_Food Products_Existing_Process_Natural Gas_Steam System Efficiency Improvements_A_Technical Potential | F10 | Industrial | Food Products | Existing | Process | Natural Gas | Steam System Efficiency Improvements | A | Purchases (Incremental) | Technical Potential | 0 | 0 | 0 | 0 | 0 | 1.4451 | 2.8872 | 5.0961 | 8.2939 | 12.5994 | 17.8159 | 24.1683 | 31.2672 | 38.058 | 45.0508 | 50.0621 | 53.2635 | 53.2167 | 49.7183 | 43.7652 | 36.0437 | 27.4556 | 18.9385 | 12.0585 | 7.8394 | 0 | 0 | 0 | 0 | 0 | 0
F11_Industrial_Food Products_Existing_Process_Natural Gas_Steam System Efficiency Improvements_A_Technical Potential | F11 | Industrial | Food Products | Existing | Process | Natural Gas | Steam System Efficiency Improvements | A | Purchases (Cumulative) | Technical Potential | 0 | 0 | 0 | 0 | 0 | 1.4451 | 4.3323 | 9.4284 | 17.7223 | 30.3217 | 48.1376 | 72.3058 | 103.573 | 141.6311 | 186.6819 | 236.744 | 290.0075 | 343.2243 | 392.9425 | 436.7078 | 472.7515 | 500.2071 | 519.1456 | 531.2041 | 539.0435 | 539.0435 | 539.0435 | 539.0435 | 539.0435 | 539.0435 | 539.0435
F1_Industrial_Food Products_Existing_Space Heating_Natural Gas_Strategic Energy Management_A_Technical Potential | F1 | Industrial | Food Products | Existing | Space Heating | Natural Gas | Strategic Energy Management | A | Integrated Unit Energy Savings (kWh or therms) | Technical Potential | 0 | 0 | 0 | 0 | 0 | 7.8339 | 7.7789 | 7.7084 | 7.6323 | 7.5508 | 7.4652 | 7.3767 | 7.2866 | 7.1919 | 7.0911 | 6.9924 | 6.8955 | 6.8082 | 6.7261 | 6.6516 | 6.5814 | 6.5106 | 6.4486 | 6.3908 | 6.3358 | 6.2855 | 6.2418 | 6.1996 | 0 | 0 | 0
F2_Industrial_Food Products_Existing_Space Heating_Natural Gas_Strategic Energy Management_A_Technical Potential | F2 | Industrial | Food Products | Existing | Space Heating | Natural Gas | Strategic Energy Management | A | Integrated Unit Summer Peak Savings (kW) | Technical Potential | 0 | 0 | 0 | 0 | 0 | 0 | 0 | 0 | 0 | 0 | 0 | 0 | 0 | 0 | 0 | 0 | 0 | 0 | 0 | 0 | 0 | 0 | 0 | 0 | 0 | 0 | 0 | 0 | 0 | 0 | 0
F3_Industrial_Food Products_Existing_Space Heating_Natural Gas_Strategic Energy Management_A_Technical Potential | F3 | Industrial | Food Products | Existing | Space Heating | Natural Gas | Strategic Energy Management | A | Integrated Unit Winter Peak Savings (kW) | Technical Potential | 0 | 0 | 0 | 0 | 0 | 0 | 0 | 0 | 0 | 0 | 0 | 0 | 0 | 0 | 0 | 0 | 0 | 0 | 0 | 0 | 0 | 0 | 0 | 0 | 0 | 0 | 0 | 0 | 0 | 0 | 0
F4_Industrial_Food Products_Existing_Space Heating_Natural Gas_Strategic Energy Management_A_Technical Potential | F4 | Industrial | Food Products | Existing | Space Heating | Natural Gas | Strategic Energy Management | A | Incremental Energy Savings (MWh or mTherms) | Technical Potential | 0 | 0 | 0 | 0 | 0 | 0.32194 | 0.3195 | 0.31474 | 0.3118 | 0.30873 | 0.30135 | 0.29697 | 0.29275 | 0.28435 | 0.28144 | 0.27487 | 0.2711 | 0.26632 | 0.26076 | 0.25818 | 0.2544 | 0.25068 | 0.24739 | 0.24434 | 0.24147 | 0 | 0 | 0 | 0 | 0 | 0
F5_Industrial_Food Products_Existing_Space Heating_Natural Gas_Strategic Energy Management_A_Technical Potential | F5 | Industrial | Food Products | Existing | Space Heating | Natural Gas | Strategic Energy Management | A | Incremental Summer Peak Savings (MW) | Technical Potential | 0 | 0 | 0 | 0 | 0 | 0 | 0 | 0 | 0 | 0 | 0 | 0 | 0 | 0 | 0 | 0 | 0 | 0 | 0 | 0 | 0 | 0 | 0 | 0 | 0 | 0 | 0 | 0 | 0 | 0 | 0
F6_Industrial_Food Products_Existing_Space Heating_Natural Gas_Strategic Energy Management_A_Technical Potential | F6 | Industrial | Food Products | Existing | Space Heating | Natural Gas | Strategic Energy Management | A | Incremental Winter Peak Savings (MW) | Technical Potential | 0 | 0 | 0 | 0 | 0 | 0 | 0 | 0 | 0 | 0 | 0 | 0 | 0 | 0 | 0 | 0 | 0 | 0 | 0 | 0 | 0 | 0 | 0 | 0 | 0 | 0 | 0 | 0 | 0 | 0 | 0
F7_Industrial_Food Products_Existing_Space Heating_Natural Gas_Strategic Energy Management_A_Technical Potential | F7 | Industrial | Food Products | Existing | Space Heating | Natural Gas | Strategic Energy Management | A | Cumulative Energy Savings (MWh or mTherms) | Technical Potential | 0 | 0 | 0 | 0 | 0 | 0.32194 | 0.63918 | 0.94813 | 1.2506 | 1.546 | 1.8298 | 2.1051 | 2.3721 | 2.6256 | 2.8703 | 3.1052 | 3.3332 | 3.5574 | 3.7752 | 3.9916 | 4.2038 | 4.4093 | 4.6147 | 4.8177 | 5.0177 | 4.9779 | 4.9432 | 4.9099 | 0 | 0 | 0
F8_Industrial_Food Products_Existing_Space Heating_Natural Gas_Strategic Energy Management_A_Technical Potential | F8 | Industrial | Food Products | Existing | Space Heating | Natural Gas | Strategic Energy Management | A | Cumulative Summer Peak Savings (MW) | Technical Potential | 0 | 0 | 0 | 0 | 0 | 0 | 0 | 0 | 0 | 0 | 0 | 0 | 0 | 0 | 0 | 0 | 0 | 0 | 0 | 0 | 0 | 0 | 0 | 0 | 0 | 0 | 0 | 0 | 0 | 0 | 0
F9_Industrial_Food Products_Existing_Space Heating_Natural Gas_Strategic Energy Management_A_Technical Potential | F9 | Industrial | Food Products | Existing | Space Heating | Natural Gas | Strategic Energy Management | A | Cumulative Winter Peak Savings (MW) | Technical Potential | 0 | 0 | 0 | 0 | 0 | 0 | 0 | 0 | 0 | 0 | 0 | 0 | 0 | 0 | 0 | 0 | 0 | 0 | 0 | 0 | 0 | 0 | 0 | 0 | 0 | 0 | 0 | 0 | 0 | 0 | 0
F10_Industrial_Food Products_Existing_Space Heating_Natural Gas_Strategic Energy Management_A_Technical Potential | F10 | Industrial | Food Products | Existing | Space Heating | Natural Gas | Strategic Energy Management | A | Purchases (Incremental) | Technical Potential | 0 | 0 | 0 | 0 | 0 | 41.0959 | 41.0734 | 40.8311 | 40.8532 | 40.887 | 40.3678 | 40.2575 | 40.1757 | 39.5378 | 39.6887 | 39.3102 | 39.3153 | 39.1175 | 38.7685 | 38.8144 | 38.6539 | 38.5036 | 38.3633 | 38.2329 | 38.1124 | 0 | 0 | 0 | 0 | 0 | 0
F11_Industrial_Food Products_Existing_Space Heating_Natural Gas_Strategic Energy Management_A_Technical Potential | F11 | Industrial | Food Products | Existing | Space Heating | Natural Gas | Strategic Energy Management | A | Purchases (Cumulative) | Technical Potential | 0 | 0 | 0 | 0 | 0 | 41.0959 | 82.1693 | 123.0004 | 163.8537 | 204.7407 | 245.1085 | 285.3659 | 325.5416 | 365.0794 | 404.7681 | 444.0783 | 483.3937 | 522.5111 | 561.2796 | 600.0941 | 638.748 | 677.2516 | 715.6149 | 753.8479 | 791.9602 | 791.9602 | 791.9602 | 791.9602 | 791.9602 | 791.9602 | 791.9602
F1_Industrial_Food Products_Existing_Process_Natural Gas_Strategic Energy Management_A_Technical Potential | F1 | Industrial | Food Products | Existing | Process | Natural Gas | Strategic Energy Management | A | Integrated Unit Energy Savings (kWh or therms) | Technical Potential | 0 | 0 | 0 | 0 | 0 | 30.1751 | 30.145 | 30.1162 | 30.0887 | 30.0614 | 30.0346 | 30.0131 | 29.9949 | 29.9762 | 29.9638 | 29.9498 | 29.9395 | 29.9291 | 29.9185 | 29.9117 | 29.9041 | 29.899 | 29.8941 | 29.8897 | 29.8854 | 29.8845 | 29.8836 | 29.8828 | 0 | 0 | 0
F2_Industrial_Food Products_Existing_Process_Natural Gas_Strategic Energy Management_A_Technical Potential | F2 | Industrial | Food Products | Existing | Process | Natural Gas | Strategic Energy Management | A | Integrated Unit Summer Peak Savings (kW) | Technical Potential | 0 | 0 | 0 | 0 | 0 | 0 | 0 | 0 | 0 | 0 | 0 | 0 | 0 | 0 | 0 | 0 | 0 | 0 | 0 | 0 | 0 | 0 | 0 | 0 | 0 | 0 | 0 | 0 | 0 | 0 | 0
F3_Industrial_Food Products_Existing_Process_Natural Gas_Strategic Energy Management_A_Technical Potential | F3 | Industrial | Food Products | Existing | Process | Natural Gas | Strategic Energy Management | A | Integrated Unit Winter Peak Savings (kW) | Technical Potential | 0 | 0 | 0 | 0 | 0 | 0 | 0 | 0 | 0 | 0 | 0 | 0 | 0 | 0 | 0 | 0 | 0 | 0 | 0 | 0 | 0 | 0 | 0 | 0 | 0 | 0 | 0 | 0 | 0 | 0 | 0
F4_Industrial_Food Products_Existing_Process_Natural Gas_Strategic Energy Management_A_Technical Potential | F4 | Industrial | Food Products | Existing | Process | Natural Gas | Strategic Energy Management | A | Incremental Energy Savings (MWh or mTherms) | Technical Potential | 0 | 0 | 0 | 0 | 0 | 5.1015 | 5.0936 | 5.0587 | 5.0568 | 5.0564 | 4.9877 | 4.9706 | 4.9575 | 4.8757 | 4.8923 | 4.8434 | 4.8423 | 4.8163 | 4.7716 | 4.7762 | 4.7552 | 4.7359 | 4.7179 | 4.7012 | 4.6857 | 0 | 0 | 0 | 0 | 0 | 0
F5_Industrial_Food Products_Existing_Process_Natural Gas_Strategic Energy Management_A_Technical Potential | F5 | Industrial | Food Products | Existing | Process | Natural Gas | Strategic Energy Management | A | Incremental Summer Peak Savings (MW) | Technical Potential | 0 | 0 | 0 | 0 | 0 | 0 | 0 | 0 | 0 | 0 | 0 | 0 | 0 | 0 | 0 | 0 | 0 | 0 | 0 | 0 | 0 | 0 | 0 | 0 | 0 | 0 | 0 | 0 | 0 | 0 | 0
F6_Industrial_Food Products_Existing_Process_Natural Gas_Strategic Energy Management_A_Technical Potential | F6 | Industrial | Food Products | Existing | Process | Natural Gas | Strategic Energy Management | A | Incremental Winter Peak Savings (MW) | Technical Potential | 0 | 0 | 0 | 0 | 0 | 0 | 0 | 0 | 0 | 0 | 0 | 0 | 0 | 0 | 0 | 0 | 0 | 0 | 0 | 0 | 0 | 0 | 0 | 0 | 0 | 0 | 0 | 0 | 0 | 0 | 0
F7_Industrial_Food Products_Existing_Process_Natural Gas_Strategic Energy Management_A_Technical Potential | F7 | Industrial | Food Products | Existing | Process | Natural Gas | Strategic Energy Management | A | Cumulative Energy Savings (MWh or mTherms) | Technical Potential | 0 | 0 | 0 | 0 | 0 | 5.1015 | 10.19 | 15.239 | 20.2818 | 25.3199 | 30.285 | 35.234 | 40.1701 | 45.0207 | 49.8944 | 54.7144 | 59.538 | 64.3335 | 69.0824 | 73.8429 | 78.5794 | 83.3017 | 88.0063 | 92.6942 | 97.3667 | 97.3637 | 97.3609 | 97.3583 | 0 | 0 | 0
F8_Industrial_Food Products_Existing_Process_Natural Gas_Strategic Energy Management_A_Technical Potential | F8 | Industrial | Food Products | Existing | Process | Natural Gas | Strategic Energy Management | A | Cumulative Summer Peak Savings (MW) | Technical Potential | 0 | 0 | 0 | 0 | 0 | 0 | 0 | 0 | 0 | 0 | 0 | 0 | 0 | 0 | 0 | 0 | 0 | 0 | 0 | 0 | 0 | 0 | 0 | 0 | 0 | 0 | 0 | 0 | 0 | 0 | 0
F9_Industrial_Food Products_Existing_Process_Natural Gas_Strategic Energy Management_A_Technical Potential | F9 | Industrial | Food Products | Existing | Process | Natural Gas | Strategic Energy Management | A | Cumulative Winter Peak Savings (MW) | Technical Potential | 0 | 0 | 0 | 0 | 0 | 0 | 0 | 0 | 0 | 0 | 0 | 0 | 0 | 0 | 0 | 0 | 0 | 0 | 0 | 0 | 0 | 0 | 0 | 0 | 0 | 0 | 0 | 0 | 0 | 0 | 0
F10_Industrial_Food Products_Existing_Process_Natural Gas_Strategic Energy Management_A_Technical Potential | F10 | Industrial | Food Products | Existing | Process | Natural Gas | Strategic Energy Management | A | Purchases (Incremental) | Technical Potential | 0 | 0 | 0 | 0 | 0 | 169.0623 | 168.9695 | 167.9731 | 168.0639 | 168.2028 | 166.0668 | 165.613 | 165.2768 | 162.6522 | 163.2732 | 161.7162 | 161.7372 | 160.9232 | 159.4877 | 159.6767 | 159.0164 | 158.3979 | 157.8207 | 157.2844 | 156.7884 | 0 | 0 | 0 | 0 | 0 | 0
F11_Industrial_Food Products_Existing_Process_Natural Gas_Strategic Energy Management_A_Technical Potential | F11 | Industrial | Food Products | Existing | Process | Natural Gas | Strategic Energy Management | A | Purchases (Cumulative) | Technical Potential | 0 | 0 | 0 | 0 | 0 | 169.0623 | 338.0318 | 506.0049 | 674.0688 | 842.2716 | 1008.3384 | 1173.9514 | 1339.2282 | 1501.8804 | 1665.1537 | 1826.8699 | 1988.6071 | 2149.5302 | 2309.018 | 2468.6946 | 2627.711 | 2786.1089 | 2943.9296 | 3101.2141 | 3258.0025 | 3258.0025 | 3258.0025 | 3258.0025 | 3258.0025 | 3258.0025 | 3258.0025
F1_Industrial_Food Products_Existing_Miscellaneous_Natural Gas_Strategic Energy Management_A_Technical Potential | F1 | Industrial | Food Products | Existing | Miscellaneous | Natural Gas | Strategic Energy Management | A | Integrated Unit Energy Savings (kWh or therms) | Technical Potential | 0 | 0 | 0 | 0 | 0 | 2.7925 | 2.7925 | 2.7925 | 2.7925 | 2.7925 | 2.7925 | 2.7925 | 2.7925 | 2.7925 | 2.7925 | 2.7925 | 2.7925 | 2.7925 | 2.7925 | 2.7925 | 2.7925 | 2.7925 | 2.7925 | 2.7925 | 2.7925 | 2.7925 | 2.7925 | 2.7925 | 0 | 0 | 0
F2_Industrial_Food Products_Existing_Miscellaneous_Natural Gas_Strategic Energy Management_A_Technical Potential | F2 | Industrial | Food Products | Existing | Miscellaneous | Natural Gas | Strategic Energy Management | A | Integrated Unit Summer Peak Savings (kW) | Technical Potential | 0 | 0 | 0 | 0 | 0 | 0 | 0 | 0 | 0 | 0 | 0 | 0 | 0 | 0 | 0 | 0 | 0 | 0 | 0 | 0 | 0 | 0 | 0 | 0 | 0 | 0 | 0 | 0 | 0 | 0 | 0
F3_Industrial_Food Products_Existing_Miscellaneous_Natural Gas_Strategic Energy Management_A_Technical Potential | F3 | Industrial | Food Products | Existing | Miscellaneous | Natural Gas | Strategic Energy Management | A | Integrated Unit Winter Peak Savings (kW) | Technical Potential | 0 | 0 | 0 | 0 | 0 | 0 | 0 | 0 | 0 | 0 | 0 | 0 | 0 | 0 | 0 | 0 | 0 | 0 | 0 | 0 | 0 | 0 | 0 | 0 | 0 | 0 | 0 | 0 | 0 | 0 | 0
F4_Industrial_Food Products_Existing_Miscellaneous_Natural Gas_Strategic Energy Management_A_Technical Potential | F4 | Industrial | Food Products | Existing | Miscellaneous | Natural Gas | Strategic Energy Management | A | Incremental Energy Savings (MWh or mTherms) | Technical Potential | 0 | 0 | 0 | 0 | 0 | 0.11803 | 0.11796 | 0.11727 | 0.11733 | 0.11743 | 0.11593 | 0.11562 | 0.11538 | 0.11355 | 0.11398 | 0.1129 | 0.11291 | 0.11234 | 0.11134 | 0.11147 | 0.11101 | 0.11058 | 0.11018 | 0.1098 | 0.10946 | 0 | 0 | 0 | 0 | 0 | 0
F5_Industrial_Food Products_Existing_Miscellaneous_Natural Gas_Strategic Energy Management_A_Technical Potential | F5 | Industrial | Food Products | Existing | Miscellaneous | Natural Gas | Strategic Energy Management | A | Incremental Summer Peak Savings (MW) | Technical Potential | 0 | 0 | 0 | 0 | 0 | 0 | 0 | 0 | 0 | 0 | 0 | 0 | 0 | 0 | 0 | 0 | 0 | 0 | 0 | 0 | 0 | 0 | 0 | 0 | 0 | 0 | 0 | 0 | 0 | 0 | 0
F6_Industrial_Food Products_Existing_Miscellaneous_Natural Gas_Strategic Energy Management_A_Technical Potential | F6 | Industrial | Food Products | Existing | Miscellaneous | Natural Gas | Strategic Energy Management | A | Incremental Winter Peak Savings (MW) | Technical Potential | 0 | 0 | 0 | 0 | 0 | 0 | 0 | 0 | 0 | 0 | 0 | 0 | 0 | 0 | 0 | 0 | 0 | 0 | 0 | 0 | 0 | 0 | 0 | 0 | 0 | 0 | 0 | 0 | 0 | 0 | 0
F7_Industrial_Food Products_Existing_Miscellaneous_Natural Gas_Strategic Energy Management_A_Technical Potential | F7 | Industrial | Food Products | Existing | Miscellaneous | Natural Gas | Strategic Energy Management | A | Cumulative Energy Savings (MWh or mTherms) | Technical Potential | 0 | 0 | 0 | 0 | 0 | 0.11803 | 0.23599 | 0.35325 | 0.47058 | 0.58801 | 0.70394 | 0.81956 | 0.93494 | 1.0485 | 1.1625 | 1.2754 | 1.3883 | 1.5006 | 1.612 | 1.7235 | 1.8345 | 1.945 | 2.0552 | 2.165 | 2.2745 | 2.2745 | 2.2745 | 2.2745 | 0 | 0 | 0
F8_Industrial_Food Products_Existing_Miscellaneous_Natural Gas_Strategic Energy Management_A_Technical Potential | F8 | Industrial | Food Products | Existing | Miscellaneous | Natural Gas | Strategic Energy Management | A | Cumulative Summer Peak Savings (MW) | Technical Potential | 0 | 0 | 0 | 0 | 0 | 0 | 0 | 0 | 0 | 0 | 0 | 0 | 0 | 0 | 0 | 0 | 0 | 0 | 0 | 0 | 0 | 0 | 0 | 0 | 0 | 0 | 0 | 0 | 0 | 0 | 0
F9_Industrial_Food Products_Existing_Miscellaneous_Natural Gas_Strategic Energy Management_A_Technical Potential | F9 | Industrial | Food Products | Existing | Miscellaneous | Natural Gas | Strategic Energy Management | A | Cumulative Winter Peak Savings (MW) | Technical Potential | 0 | 0 | 0 | 0 | 0 | 0 | 0 | 0 | 0 | 0 | 0 | 0 | 0 | 0 | 0 | 0 | 0 | 0 | 0 | 0 | 0 | 0 | 0 | 0 | 0 | 0 | 0 | 0 | 0 | 0 | 0
F10_Industrial_Food Products_Existing_Miscellaneous_Natural Gas_Strategic Energy Management_A_Technical Potential | F10 | Industrial | Food Products | Existing | Miscellaneous | Natural Gas | Strategic Energy Management | A | Purchases (Incremental) | Technical Potential | 0 | 0 | 0 | 0 | 0 | 42.2656 | 42.2424 | 41.9933 | 42.016 | 42.0507 | 41.5167 | 41.4033 | 41.3192 | 40.6631 | 40.8183 | 40.4291 | 40.4343 | 40.2308 | 39.8719 | 39.9192 | 39.7541 | 39.5995 | 39.4552 | 39.3211 | 39.1971 | 0 | 0 | 0 | 0 | 0 | 0
F11_Industrial_Food Products_Existing_Miscellaneous_Natural Gas_Strategic Energy Management_A_Technical Potential | F11 | Industrial | Food Products | Existing | Miscellaneous | Natural Gas | Strategic Energy Management | A | Purchases (Cumulative) | Technical Potential | 0 | 0 | 0 | 0 | 0 | 42.2656 | 84.508 | 126.5012 | 168.5172 | 210.5679 | 252.0846 | 293.4879 | 334.8071 | 375.4701 | 416.2884 | 456.7175 | 497.1518 | 537.3826 | 577.2545 | 617.1737 | 656.9278 | 696.5272 | 735.9824 | 775.3035 | 814.5006 | 814.5006 | 814.5006 | 814.5006 | 814.5006 | 814.5006 | 814.5006
F1_Industrial_Food Products_Existing_Space Heating_Natural Gas_Commissioning_A_Technical Potential | F1 | Industrial | Food Products | Existing | Space Heating | Natural Gas | Commissioning | A | Integrated Unit Energy Savings (kWh or therms) | Technical Potential | 0 | 0 | 0 | 0 | 0 | 10.632 | 10.5605 | 10.4682 | 10.3683 | 10.2613 | 10.1491 | 10.033 | 9.9149 | 9.7912 | 9.6589 | 9.5301 | 9.4033 | 9.2898 | 9.1832 | 9.0858 | 8.994 | 8.9007 | 8.8188 | 8.7422 | 8.669 | 8.6004 | 8.5407 | 8.4832 | 0 | 0 | 0
F2_Industrial_Food Products_Existing_Space Heating_Natural Gas_Commissioning_A_Technical Potential | F2 | Industrial | Food Products | Existing | Space Heating | Natural Gas | Commissioning | A | Integrated Unit Summer Peak Savings (kW) | Technical Potential | 0 | 0 | 0 | 0 | 0 | 0 | 0 | 0 | 0 | 0 | 0 | 0 | 0 | 0 | 0 | 0 | 0 | 0 | 0 | 0 | 0 | 0 | 0 | 0 | 0 | 0 | 0 | 0 | 0 | 0 | 0
F3_Industrial_Food Products_Existing_Space Heating_Natural Gas_Commissioning_A_Technical Potential | F3 | Industrial | Food Products | Existing | Space Heating | Natural Gas | Commissioning | A | Integrated Unit Winter Peak Savings (kW) | Technical Potential | 0 | 0 | 0 | 0 | 0 | 0 | 0 | 0 | 0 | 0 | 0 | 0 | 0 | 0 | 0 | 0 | 0 | 0 | 0 | 0 | 0 | 0 | 0 | 0 | 0 | 0 | 0 | 0 | 0 | 0 | 0
F4_Industrial_Food Products_Existing_Space Heating_Natural Gas_Commissioning_A_Technical Potential | F4 | Industrial | Food Products | Existing | Space Heating | Natural Gas | Commissioning | A | Incremental Energy Savings (MWh or mTherms) | Technical Potential | 0 | 0 | 0 | 0 | 0 | 0 | 0 | 0 | 0 | 0 | 0 | 0 | 0 | 0 | 0 | 0 | 0 | 0 | 0 | 0 | 0 | 0 | 0 | 0 | 0 | 0 | 0 | 0 | 0 | 0 | 0
F5_Industrial_Food Products_Existing_Space Heating_Natural Gas_Commissioning_A_Technical Potential | F5 | Industrial | Food Products | Existing | Space Heating | Natural Gas | Commissioning | A | Incremental Summer Peak Savings (MW) | Technical Potential | 0 | 0 | 0 | 0 | 0 | 0 | 0 | 0 | 0 | 0 | 0 | 0 | 0 | 0 | 0 | 0 | 0 | 0 | 0 | 0 | 0 | 0 | 0 | 0 | 0 | 0 | 0 | 0 | 0 | 0 | 0
F6_Industrial_Food Products_Existing_Space Heating_Natural Gas_Commissioning_A_Technical Potential | F6 | Industrial | Food Products | Existing | Space Heating | Natural Gas | Commissioning | A | Incremental Winter Peak Savings (MW) | Technical Potential | 0 | 0 | 0 | 0 | 0 | 0 | 0 | 0 | 0 | 0 | 0 | 0 | 0 | 0 | 0 | 0 | 0 | 0 | 0 | 0 | 0 | 0 | 0 | 0 | 0 | 0 | 0 | 0 | 0 | 0 | 0
F7_Industrial_Food Products_Existing_Space Heating_Natural Gas_Commissioning_A_Technical Potential | F7 | Industrial | Food Products | Existing | Space Heating | Natural Gas | Commissioning | A | Cumulative Energy Savings (MWh or mTherms) | Technical Potential | 0 | 0 | 0 | 0 | 0 | 0 | 0 | 0 | 0 | 0 | 0 | 0 | 0 | 0 | 0 | 0 | 0 | 0 | 0 | 0 | 0 | 0 | 0 | 0 | 0 | 0 | 0 | 0 | 0 | 0 | 0
F8_Industrial_Food Products_Existing_Space Heating_Natural Gas_Commissioning_A_Technical Potential | F8 | Industrial | Food Products | Existing | Space Heating | Natural Gas | Commissioning | A | Cumulative Summer Peak Savings (MW) | Technical Potential | 0 | 0 | 0 | 0 | 0 | 0 | 0 | 0 | 0 | 0 | 0 | 0 | 0 | 0 | 0 | 0 | 0 | 0 | 0 | 0 | 0 | 0 | 0 | 0 | 0 | 0 | 0 | 0 | 0 | 0 | 0
F9_Industrial_Food Products_Existing_Space Heating_Natural Gas_Commissioning_A_Technical Potential | F9 | Industrial | Food Products | Existing | Space Heating | Natural Gas | Commissioning | A | Cumulative Winter Peak Savings (MW) | Technical Potential | 0 | 0 | 0 | 0 | 0 | 0 | 0 | 0 | 0 | 0 | 0 | 0 | 0 | 0 | 0 | 0 | 0 | 0 | 0 | 0 | 0 | 0 | 0 | 0 | 0 | 0 | 0 | 0 | 0 | 0 | 0
F10_Industrial_Food Products_Existing_Space Heating_Natural Gas_Commissioning_A_Technical Potential | F10 | Industrial | Food Products | Existing | Space Heating | Natural Gas | Commissioning | A | Purchases (Incremental) | Technical Potential | 0 | 0 | 0 | 0 | 0 | 0 | 0 | 0 | 0 | 0 | 0 | 0 | 0 | 0 | 0 | 0 | 0 | 0 | 0 | 0 | 0 | 0 | 0 | 0 | 0 | 0 | 0 | 0 | 0 | 0 | 0
F11_Industrial_Food Products_Existing_Space Heating_Natural Gas_Commissioning_A_Technical Potential | F11 | Industrial | Food Products | Existing | Space Heating | Natural Gas | Commissioning | A | Purchases (Cumulative) | Technical Potential | 0 | 0 | 0 | 0 | 0 | 0 | 0 | 0 | 0 | 0 | 0 | 0 | 0 | 0 | 0 | 0 | 0 | 0 | 0 | 0 | 0 | 0 | 0 | 0 | 0 | 0 | 0 | 0 | 0 | 0 | 0
F1_Industrial_Food Products_Existing_Process_Natural Gas_Commissioning_A_Technical Potential | F1 | Industrial | Food Products | Existing | Process | Natural Gas | Commissioning | A | Integrated Unit Energy Savings (kWh or therms) | Technical Potential | 0 | 0 | 0 | 0 | 0 | 168.6012 | 168.6012 | 168.6012 | 168.6012 | 168.6012 | 168.6012 | 168.6012 | 168.6012 | 168.6012 | 168.6012 | 168.6012 | 168.6012 | 168.6012 | 168.6012 | 168.6012 | 168.6012 | 168.6012 | 168.6012 | 168.6012 | 168.6012 | 168.6012 | 168.6012 | 168.6012 | 0 | 0 | 0
F2_Industrial_Food Products_Existing_Process_Natural Gas_Commissioning_A_Technical Potential | F2 | Industrial | Food Products | Existing | Process | Natural Gas | Commissioning | A | Integrated Unit Summer Peak Savings (kW) | Technical Potential | 0 | 0 | 0 | 0 | 0 | 0 | 0 | 0 | 0 | 0 | 0 | 0 | 0 | 0 | 0 | 0 | 0 | 0 | 0 | 0 | 0 | 0 | 0 | 0 | 0 | 0 | 0 | 0 | 0 | 0 | 0
F3_Industrial_Food Products_Existing_Process_Natural Gas_Commissioning_A_Technical Potential | F3 | Industrial | Food Products | Existing | Process | Natural Gas | Commissioning | A | Integrated Unit Winter Peak Savings (kW) | Technical Potential | 0 | 0 | 0 | 0 | 0 | 0 | 0 | 0 | 0 | 0 | 0 | 0 | 0 | 0 | 0 | 0 | 0 | 0 | 0 | 0 | 0 | 0 | 0 | 0 | 0 | 0 | 0 | 0 | 0 | 0 | 0
F4_Industrial_Food Products_Existing_Process_Natural Gas_Commissioning_A_Technical Potential | F4 | Industrial | Food Products | Existing | Process | Natural Gas | Commissioning | A | Incremental Energy Savings (MWh or mTherms) | Technical Potential | 0 | 0 | 0 | 0 | 0 | 0 | 0 | 0 | 0 | 0 | 0 | 0 | 0 | 0 | 0 | 0 | 0 | 0 | 0 | 0 | 0 | 0 | 0 | 0 | 0 | 0 | 0 | 0 | 0 | 0 | 0
F5_Industrial_Food Products_Existing_Process_Natural Gas_Commissioning_A_Technical Potential | F5 | Industrial | Food Products | Existing | Process | Natural Gas | Commissioning | A | Incremental Summer Peak Savings (MW) | Technical Potential | 0 | 0 | 0 | 0 | 0 | 0 | 0 | 0 | 0 | 0 | 0 | 0 | 0 | 0 | 0 | 0 | 0 | 0 | 0 | 0 | 0 | 0 | 0 | 0 | 0 | 0 | 0 | 0 | 0 | 0 | 0
F6_Industrial_Food Products_Existing_Process_Natural Gas_Commissioning_A_Technical Potential | F6 | Industrial | Food Products | Existing | Process | Natural Gas | Commissioning | A | Incremental Winter Peak Savings (MW) | Technical Potential | 0 | 0 | 0 | 0 | 0 | 0 | 0 | 0 | 0 | 0 | 0 | 0 | 0 | 0 | 0 | 0 | 0 | 0 | 0 | 0 | 0 | 0 | 0 | 0 | 0 | 0 | 0 | 0 | 0 | 0 | 0
F7_Industrial_Food Products_Existing_Process_Natural Gas_Commissioning_A_Technical Potential | F7 | Industrial | Food Products | Existing | Process | Natural Gas | Commissioning | A | Cumulative Energy Savings (MWh or mTherms) | Technical Potential | 0 | 0 | 0 | 0 | 0 | 0 | 0 | 0 | 0 | 0 | 0 | 0 | 0 | 0 | 0 | 0 | 0 | 0 | 0 | 0 | 0 | 0 | 0 | 0 | 0 | 0 | 0 | 0 | 0 | 0 | 0
F8_Industrial_Food Products_Existing_Process_Natural Gas_Commissioning_A_Technical Potential | F8 | Industrial | Food Products | Existing | Process | Natural Gas | Commissioning | A | Cumulative Summer Peak Savings (MW) | Technical Potential | 0 | 0 | 0 | 0 | 0 | 0 | 0 | 0 | 0 | 0 | 0 | 0 | 0 | 0 | 0 | 0 | 0 | 0 | 0 | 0 | 0 | 0 | 0 | 0 | 0 | 0 | 0 | 0 | 0 | 0 | 0
F9_Industrial_Food Products_Existing_Process_Natural Gas_Commissioning_A_Technical Potential | F9 | Industrial | Food Products | Existing | Process | Natural Gas | Commissioning | A | Cumulative Winter Peak Savings (MW) | Technical Potential | 0 | 0 | 0 | 0 | 0 | 0 | 0 | 0 | 0 | 0 | 0 | 0 | 0 | 0 | 0 | 0 | 0 | 0 | 0 | 0 | 0 | 0 | 0 | 0 | 0 | 0 | 0 | 0 | 0 | 0 | 0
F10_Industrial_Food Products_Existing_Process_Natural Gas_Commissioning_A_Technical Potential | F10 | Industrial | Food Products | Existing | Process | Natural Gas | Commissioning | A | Purchases (Incremental) | Technical Potential | 0 | 0 | 0 | 0 | 0 | 0 | 0 | 0 | 0 | 0 | 0 | 0 | 0 | 0 | 0 | 0 | 0 | 0 | 0 | 0 | 0 | 0 | 0 | 0 | 0 | 0 | 0 | 0 | 0 | 0 | 0
F11_Industrial_Food Products_Existing_Process_Natural Gas_Commissioning_A_Technical Potential | F11 | Industrial | Food Products | Existing | Process | Natural Gas | Commissioning | A | Purchases (Cumulative) | Technical Potential | 0 | 0 | 0 | 0 | 0 | 0 | 0 | 0 | 0 | 0 | 0 | 0 | 0 | 0 | 0 | 0 | 0 | 0 | 0 | 0 | 0 | 0 | 0 | 0 | 0 | 0 | 0 | 0 | 0 | 0 | 0
F1_Industrial_Food Products_Existing_Space Heating_Natural Gas_Retrocommissioning_A_Technical Potential | F1 | Industrial | Food Products | Existing | Space Heating | Natural Gas | Retrocommissioning | A | Integrated Unit Energy Savings (kWh or therms) | Technical Potential | 0 | 0 | 0 | 0 | 0 | 1.4765 | 1.4664 | 1.4534 | 1.4394 | 1.4243 | 1.4086 | 1.3924 | 1.3759 | 1.3586 | 1.3402 | 1.3223 | 1.3047 | 1.2889 | 1.2741 | 1.2605 | 1.2478 | 1.2348 | 1.2235 | 1.2128 | 1.2027 | 1.1931 | 1.1849 | 1.1769 | 0 | 0 | 0
F2_Industrial_Food Products_Existing_Space Heating_Natural Gas_Retrocommissioning_A_Technical Potential | F2 | Industrial | Food Products | Existing | Space Heating | Natural Gas | Retrocommissioning | A | Integrated Unit Summer Peak Savings (kW) | Technical Potential | 0 | 0 | 0 | 0 | 0 | 0 | 0 | 0 | 0 | 0 | 0 | 0 | 0 | 0 | 0 | 0 | 0 | 0 | 0 | 0 | 0 | 0 | 0 | 0 | 0 | 0 | 0 | 0 | 0 | 0 | 0
F3_Industrial_Food Products_Existing_Space Heating_Natural Gas_Retrocommissioning_A_Technical Potential | F3 | Industrial | Food Products | Existing | Space Heating | Natural Gas | Retrocommissioning | A | Integrated Unit Winter Peak Savings (kW) | Technical Potential | 0 | 0 | 0 | 0 | 0 | 0 | 0 | 0 | 0 | 0 | 0 | 0 | 0 | 0 | 0 | 0 | 0 | 0 | 0 | 0 | 0 | 0 | 0 | 0 | 0 | 0 | 0 | 0 | 0 | 0 | 0
F4_Industrial_Food Products_Existing_Space Heating_Natural Gas_Retrocommissioning_A_Technical Potential | F4 | Industrial | Food Products | Existing | Space Heating | Natural Gas | Retrocommissioning | A | Incremental Energy Savings (MWh or mTherms) | Technical Potential | 0 | 0 | 0 | 0 | 0 | 0.048537 | 0.048178 | 0.047469 | 0.047037 | 0.046584 | 0.045485 | 0.044838 | 0.044217 | 0.042969 | 0.042549 | 0.041579 | 0.04103 | 0.04033 | 0.03951 | 0.039137 | 0.038581 | 0.038032 | 0.037545 | 0.037092 | 0.036665 | 0 | 0 | 0 | 0 | 0 | 0
F5_Industrial_Food Products_Existing_Space Heating_Natural Gas_Retrocommissioning_A_Technical Potential | F5 | Industrial | Food Products | Existing | Space Heating | Natural Gas | Retrocommissioning | A | Incremental Summer Peak Savings (MW) | Technical Potential | 0 | 0 | 0 | 0 | 0 | 0 | 0 | 0 | 0 | 0 | 0 | 0 | 0 | 0 | 0 | 0 | 0 | 0 | 0 | 0 | 0 | 0 | 0 | 0 | 0 | 0 | 0 | 0 | 0 | 0 | 0
F6_Industrial_Food Products_Existing_Space Heating_Natural Gas_Retrocommissioning_A_Technical Potential | F6 | Industrial | Food Products | Existing | Space Heating | Natural Gas | Retrocommissioning | A | Incremental Winter Peak Savings (MW) | Technical Potential | 0 | 0 | 0 | 0 | 0 | 0 | 0 | 0 | 0 | 0 | 0 | 0 | 0 | 0 | 0 | 0 | 0 | 0 | 0 | 0 | 0 | 0 | 0 | 0 | 0 | 0 | 0 | 0 | 0 | 0 | 0
F7_Industrial_Food Products_Existing_Space Heating_Natural Gas_Retrocommissioning_A_Technical Potential | F7 | Industrial | Food Products | Existing | Space Heating | Natural Gas | Retrocommissioning | A | Cumulative Energy Savings (MWh or mTherms) | Technical Potential | 0 | 0 | 0 | 0 | 0 | 0.048537 | 0.096382 | 0.143 | 0.18865 | 0.23327 | 0.27618 | 0.31783 | 0.35829 | 0.39677 | 0.43394 | 0.46971 | 0.50448 | 0.53871 | 0.57202 | 0.60508 | 0.63754 | 0.66895 | 0.70034 | 0.73134 | 0.76189 | 0.75585 | 0.75061 | 0.74555 | 0 | 0 | 0
F8_Industrial_Food Products_Existing_Space Heating_Natural Gas_Retrocommissioning_A_Technical Potential | F8 | Industrial | Food Products | Existing | Space Heating | Natural Gas | Retrocommissioning | A | Cumulative Summer Peak Savings (MW) | Technical Potential | 0 | 0 | 0 | 0 | 0 | 0 | 0 | 0 | 0 | 0 | 0 | 0 | 0 | 0 | 0 | 0 | 0 | 0 | 0 | 0 | 0 | 0 | 0 | 0 | 0 | 0 | 0 | 0 | 0 | 0 | 0
F9_Industrial_Food Products_Existing_Space Heating_Natural Gas_Retrocommissioning_A_Technical Potential | F9 | Industrial | Food Products | Existing | Space Heating | Natural Gas | Retrocommissioning | A | Cumulative Winter Peak Savings (MW) | Technical Potential | 0 | 0 | 0 | 0 | 0 | 0 | 0 | 0 | 0 | 0 | 0 | 0 | 0 | 0 | 0 | 0 | 0 | 0 | 0 | 0 | 0 | 0 | 0 | 0 | 0 | 0 | 0 | 0 | 0 | 0 | 0
F10_Industrial_Food Products_Existing_Space Heating_Natural Gas_Retrocommissioning_A_Technical Potential | F10 | Industrial | Food Products | Existing | Space Heating | Natural Gas | Retrocommissioning | A | Purchases (Incremental) | Technical Potential | 0 | 0 | 0 | 0 | 0 | 32.8732 | 32.8552 | 32.6614 | 32.6791 | 32.7061 | 32.2908 | 32.2025 | 32.1371 | 31.6268 | 31.7476 | 31.4448 | 31.4489 | 31.2906 | 31.0115 | 31.0482 | 30.9198 | 30.7996 | 30.6874 | 30.5831 | 30.4866 | 0 | 0 | 0 | 0 | 0 | 0
F11_Industrial_Food Products_Existing_Space Heating_Natural Gas_Retrocommissioning_A_Technical Potential | F11 | Industrial | Food Products | Existing | Space Heating | Natural Gas | Retrocommissioning | A | Purchases (Cumulative) | Technical Potential | 0 | 0 | 0 | 0 | 0 | 32.8732 | 65.7284 | 98.3898 | 131.0689 | 163.775 | 196.0658 | 228.2683 | 260.4055 | 292.0323 | 323.7799 | 355.2247 | 386.6736 | 417.9642 | 448.9757 | 480.024 | 510.9438 | 541.7434 | 572.4308 | 603.0138 | 633.5005 | 633.5005 | 633.5005 | 633.5005 | 633.5005 | 633.5005 | 633.5005
F1_Industrial_Food Products_Existing_Process_Natural Gas_Retrocommissioning_A_Technical Potential | F1 | Industrial | Food Products | Existing | Process | Natural Gas | Retrocommissioning | A | Integrated Unit Energy Savings (kWh or therms) | Technical Potential | 0 | 0 | 0 | 0 | 0 | 0 | 0 | 0 | 0 | 0 | 0 | 0 | 0 | 0 | 0 | 0 | 0 | 0 | 0 | 0 | 0 | 0 | 0 | 0 | 0 | 0 | 0 | 0 | 0 | 0 | 0
F2_Industrial_Food Products_Existing_Process_Natural Gas_Retrocommissioning_A_Technical Potential | F2 | Industrial | Food Products | Existing | Process | Natural Gas | Retrocommissioning | A | Integrated Unit Summer Peak Savings (kW) | Technical Potential | 0 | 0 | 0 | 0 | 0 | 0 | 0 | 0 | 0 | 0 | 0 | 0 | 0 | 0 | 0 | 0 | 0 | 0 | 0 | 0 | 0 | 0 | 0 | 0 | 0 | 0 | 0 | 0 | 0 | 0 | 0
F3_Industrial_Food Products_Existing_Process_Natural Gas_Retrocommissioning_A_Technical Potential | F3 | Industrial | Food Products | Existing | Process | Natural Gas | Retrocommissioning | A | Integrated Unit Winter Peak Savings (kW) | Technical Potential | 0 | 0 | 0 | 0 | 0 | 0 | 0 | 0 | 0 | 0 | 0 | 0 | 0 | 0 | 0 | 0 | 0 | 0 | 0 | 0 | 0 | 0 | 0 | 0 | 0 | 0 | 0 | 0 | 0 | 0 | 0
F4_Industrial_Food Products_Existing_Process_Natural Gas_Retrocommissioning_A_Technical Potential | F4 | Industrial | Food Products | Existing | Process | Natural Gas | Retrocommissioning | A | Incremental Energy Savings (MWh or mTherms) | Technical Potential | 0 | 0 | 0 | 0 | 0 | 0 | 0 | 0 | 0 | 0 | 0 | 0 | 0 | 0 | 0 | 0 | 0 | 0 | 0 | 0 | 0 | 0 | 0 | 0 | 0 | 0 | 0 | 0 | 0 | 0 | 0
F5_Industrial_Food Products_Existing_Process_Natural Gas_Retrocommissioning_A_Technical Potential | F5 | Industrial | Food Products | Existing | Process | Natural Gas | Retrocommissioning | A | Incremental Summer Peak Savings (MW) | Technical Potential | 0 | 0 | 0 | 0 | 0 | 0 | 0 | 0 | 0 | 0 | 0 | 0 | 0 | 0 | 0 | 0 | 0 | 0 | 0 | 0 | 0 | 0 | 0 | 0 | 0 | 0 | 0 | 0 | 0 | 0 | 0
F6_Industrial_Food Products_Existing_Process_Natural Gas_Retrocommissioning_A_Technical Potential | F6 | Industrial | Food Products | Existing | Process | Natural Gas | Retrocommissioning | A | Incremental Winter Peak Savings (MW) | Technical Potential | 0 | 0 | 0 | 0 | 0 | 0 | 0 | 0 | 0 | 0 | 0 | 0 | 0 | 0 | 0 | 0 | 0 | 0 | 0 | 0 | 0 | 0 | 0 | 0 | 0 | 0 | 0 | 0 | 0 | 0 | 0
F7_Industrial_Food Products_Existing_Process_Natural Gas_Retrocommissioning_A_Technical Potential | F7 | Industrial | Food Products | Existing | Process | Natural Gas | Retrocommissioning | A | Cumulative Energy Savings (MWh or mTherms) | Technical Potential | 0 | 0 | 0 | 0 | 0 | 0 | 0 | 0 | 0 | 0 | 0 | 0 | 0 | 0 | 0 | 0 | 0 | 0 | 0 | 0 | 0 | 0 | 0 | 0 | 0 | 0 | 0 | 0 | 0 | 0 | 0
F8_Industrial_Food Products_Existing_Process_Natural Gas_Retrocommissioning_A_Technical Potential | F8 | Industrial | Food Products | Existing | Process | Natural Gas | Retrocommissioning | A | Cumulative Summer Peak Savings (MW) | Technical Potential | 0 | 0 | 0 | 0 | 0 | 0 | 0 | 0 | 0 | 0 | 0 | 0 | 0 | 0 | 0 | 0 | 0 | 0 | 0 | 0 | 0 | 0 | 0 | 0 | 0 | 0 | 0 | 0 | 0 | 0 | 0
F9_Industrial_Food Products_Existing_Process_Natural Gas_Retrocommissioning_A_Technical Potential | F9 | Industrial | Food Products | Existing | Process | Natural Gas | Retrocommissioning | A | Cumulative Winter Peak Savings (MW) | Technical Potential | 0 | 0 | 0 | 0 | 0 | 0 | 0 | 0 | 0 | 0 | 0 | 0 | 0 | 0 | 0 | 0 | 0 | 0 | 0 | 0 | 0 | 0 | 0 | 0 | 0 | 0 | 0 | 0 | 0 | 0 | 0
F10_Industrial_Food Products_Existing_Process_Natural Gas_Retrocommissioning_A_Technical Potential | F10 | Industrial | Food Products | Existing | Process | Natural Gas | Retrocommissioning | A | Purchases (Incremental) | Technical Potential | 0 | 0 | 0 | 0 | 0 | 32.8732 | 32.8552 | 32.6614 | 32.6791 | 32.7061 | 32.2908 | 32.2025 | 32.1371 | 31.6268 | 31.7476 | 31.4448 | 31.4489 | 31.2906 | 31.0115 | 31.0482 | 30.9198 | 30.7996 | 30.6874 | 30.5831 | 30.4866 | 0 | 0 | 0 | 0 | 0 | 0
F11_Industrial_Food Products_Existing_Process_Natural Gas_Retrocommissioning_A_Technical Potential | F11 | Industrial | Food Products | Existing | Process | Natural Gas | Retrocommissioning | A | Purchases (Cumulative) | Technical Potential | 0 | 0 | 0 | 0 | 0 | 32.8732 | 65.7284 | 98.3898 | 131.0689 | 163.775 | 196.0658 | 228.2683 | 260.4055 | 292.0323 | 323.7799 | 355.2247 | 386.6736 | 417.9642 | 448.9757 | 480.024 | 510.9438 | 541.7434 | 572.4308 | 603.0138 | 633.5005 | 633.5005 | 633.5005 | 633.5005 | 633.5005 | 633.5005 | 633.5005
F1_Industrial_Food Products_New_Space Heating_Natural Gas_Insulation - Roof/Ceiling_A_Technical Potential | F1 | Industrial | Food Products | New | Space Heating | Natural Gas | Insulation - Roof/Ceiling | A | Integrated Unit Energy Savings (kWh or therms) | Technical Potential | 0 | 0 | 0 | 0 | 0 | 0.091642 | 0.088903 | 0.086891 | 0.085347 | 0.084108 | 0.083095 | 0.081904 | 0.080639 | 0.079372 | 0.078127 | 0.077 | 0.075981 | 0.075747 | 0.075097 | 0.074621 | 0.074286 | 0.074022 | 0.073932 | 0.073939 | 0.074006 | 0.074105 | 0.074203 | 0.074305 | 0 | 0 | 0
F2_Industrial_Food Products_New_Space Heating_Natural Gas_Insulation - Roof/Ceiling_A_Technical Potential | F2 | Industrial | Food Products | New | Space Heating | Natural Gas | Insulation - Roof/Ceiling | A | Integrated Unit Summer Peak Savings (kW) | Technical Potential | 0 | 0 | 0 | 0 | 0 | 0 | 0 | 0 | 0 | 0 | 0 | 0 | 0 | 0 | 0 | 0 | 0 | 0 | 0 | 0 | 0 | 0 | 0 | 0 | 0 | 0 | 0 | 0 | 0 | 0 | 0
F3_Industrial_Food Products_New_Space Heating_Natural Gas_Insulation - Roof/Ceiling_A_Technical Potential | F3 | Industrial | Food Products | New | Space Heating | Natural Gas | Insulation - Roof/Ceiling | A | Integrated Unit Winter Peak Savings (kW) | Technical Potential | 0 | 0 | 0 | 0 | 0 | 0 | 0 | 0 | 0 | 0 | 0 | 0 | 0 | 0 | 0 | 0 | 0 | 0 | 0 | 0 | 0 | 0 | 0 | 0 | 0 | 0 | 0 | 0 | 0 | 0 | 0
F4_Industrial_Food Products_New_Space Heating_Natural Gas_Insulation - Roof/Ceiling_A_Technical Potential | F4 | Industrial | Food Products | New | Space Heating | Natural Gas | Insulation - Roof/Ceiling | A | Incremental Energy Savings (MWh or mTherms) | Technical Potential | 0 | 0 | 0 | 0 | 0 | 0 | 0 | 0 | 0 | 0 | 0 | 0 | 0 | 0 | 0 | 0 | 0 | 0 | 0 | 0 | 0 | 0 | 0 | 0 | 0 | 0 | 0 | 0 | 0 | 0 | 0
F5_Industrial_Food Products_New_Space Heating_Natural Gas_Insulation - Roof/Ceiling_A_Technical Potential | F5 | Industrial | Food Products | New | Space Heating | Natural Gas | Insulation - Roof/Ceiling | A | Incremental Summer Peak Savings (MW) | Technical Potential | 0 | 0 | 0 | 0 | 0 | 0 | 0 | 0 | 0 | 0 | 0 | 0 | 0 | 0 | 0 | 0 | 0 | 0 | 0 | 0 | 0 | 0 | 0 | 0 | 0 | 0 | 0 | 0 | 0 | 0 | 0
F6_Industrial_Food Products_New_Space Heating_Natural Gas_Insulation - Roof/Ceiling_A_Technical Potential | F6 | Industrial | Food Products | New | Space Heating | Natural Gas | Insulation - Roof/Ceiling | A | Incremental Winter Peak Savings (MW) | Technical Potential | 0 | 0 | 0 | 0 | 0 | 0 | 0 | 0 | 0 | 0 | 0 | 0 | 0 | 0 | 0 | 0 | 0 | 0 | 0 | 0 | 0 | 0 | 0 | 0 | 0 | 0 | 0 | 0 | 0 | 0 | 0
F7_Industrial_Food Products_New_Space Heating_Natural Gas_Insulation - Roof/Ceiling_A_Technical Potential | F7 | Industrial | Food Products | New | Space Heating | Natural Gas | Insulation - Roof/Ceiling | A | Cumulative Energy Savings (MWh or mTherms) | Technical Potential | 0 | 0 | 0 | 0 | 0 | 0 | 0 | 0 | 0 | 0 | 0 | 0 | 0 | 0 | 0 | 0 | 0 | 0 | 0 | 0 | 0 | 0 | 0 | 0 | 0 | 0 | 0 | 0 | 0 | 0 | 0
F8_Industrial_Food Products_New_Space Heating_Natural Gas_Insulation - Roof/Ceiling_A_Technical Potential | F8 | Industrial | Food Products | New | Space Heating | Natural Gas | Insulation - Roof/Ceiling | A | Cumulative Summer Peak Savings (MW) | Technical Potential | 0 | 0 | 0 | 0 | 0 | 0 | 0 | 0 | 0 | 0 | 0 | 0 | 0 | 0 | 0 | 0 | 0 | 0 | 0 | 0 | 0 | 0 | 0 | 0 | 0 | 0 | 0 | 0 | 0 | 0 | 0
F9_Industrial_Food Products_New_Space Heating_Natural Gas_Insulation - Roof/Ceiling_A_Technical Potential | F9 | Industrial | Food Products | New | Space Heating | Natural Gas | Insulation - Roof/Ceiling | A | Cumulative Winter Peak Savings (MW) | Technical Potential | 0 | 0 | 0 | 0 | 0 | 0 | 0 | 0 | 0 | 0 | 0 | 0 | 0 | 0 | 0 | 0 | 0 | 0 | 0 | 0 | 0 | 0 | 0 | 0 | 0 | 0 | 0 | 0 | 0 | 0 | 0
F10_Industrial_Food Products_New_Space Heating_Natural Gas_Insulation - Roof/Ceiling_A_Technical Potential | F10 | Industrial | Food Products | New | Space Heating | Natural Gas | Insulation - Roof/Ceiling | A | Purchases (Incremental) | Technical Potential | 0 | 0 | 0 | 0 | 0 | 0 | 0 | 0 | 0 | 0 | 0 | 0 | 0 | 0 | 0 | 0 | 0 | 0 | 0 | 0 | 0 | 0 | 0 | 0 | 0 | 0 | 0 | 0 | 0 | 0 | 0
F11_Industrial_Food Products_New_Space Heating_Natural Gas_Insulation - Roof/Ceiling_A_Technical Potential | F11 | Industrial | Food Products | New | Space Heating | Natural Gas | Insulation - Roof/Ceiling | A | Purchases (Cumulative) | Technical Potential | 0 | 0 | 0 | 0 | 0 | 0 | 0 | 0 | 0 | 0 | 0 | 0 | 0 | 0 | 0 | 0 | 0 | 0 | 0 | 0 | 0 | 0 | 0 | 0 | 0 | 0 | 0 | 0 | 0 | 0 | 0
F1_Industrial_Food Products_New_Space Heating_Natural Gas_Insulation - Wall Cavity_A_Technical Potential | F1 | Industrial | Food Products | New | Space Heating | Natural Gas | Insulation - Wall Cavity | A | Integrated Unit Energy Savings (kWh or therms) | Technical Potential | 0 | 0 | 0 | 0 | 0 | 0.016504 | 0.016011 | 0.015648 | 0.01537 | 0.015147 | 0.014965 | 0.01475 | 0.014522 | 0.014294 | 0.01407 | 0.013867 | 0.013684 | 0.013641 | 0.013524 | 0.013439 | 0.013378 | 0.013331 | 0.013314 | 0.013316 | 0.013328 | 0.013346 | 0.013363 | 0.013382 | 0 | 0 | 0
F2_Industrial_Food Products_New_Space Heating_Natural Gas_Insulation - Wall Cavity_A_Technical Potential | F2 | Industrial | Food Products | New | Space Heating | Natural Gas | Insulation - Wall Cavity | A | Integrated Unit Summer Peak Savings (kW) | Technical Potential | 0 | 0 | 0 | 0 | 0 | 0 | 0 | 0 | 0 | 0 | 0 | 0 | 0 | 0 | 0 | 0 | 0 | 0 | 0 | 0 | 0 | 0 | 0 | 0 | 0 | 0 | 0 | 0 | 0 | 0 | 0
F3_Industrial_Food Products_New_Space Heating_Natural Gas_Insulation - Wall Cavity_A_Technical Potential | F3 | Industrial | Food Products | New | Space Heating | Natural Gas | Insulation - Wall Cavity | A | Integrated Unit Winter Peak Savings (kW) | Technical Potential | 0 | 0 | 0 | 0 | 0 | 0 | 0 | 0 | 0 | 0 | 0 | 0 | 0 | 0 | 0 | 0 | 0 | 0 | 0 | 0 | 0 | 0 | 0 | 0 | 0 | 0 | 0 | 0 | 0 | 0 | 0
F4_Industrial_Food Products_New_Space Heating_Natural Gas_Insulation - Wall Cavity_A_Technical Potential | F4 | Industrial | Food Products | New | Space Heating | Natural Gas | Insulation - Wall Cavity | A | Incremental Energy Savings (MWh or mTherms) | Technical Potential | 0 | 0 | 0 | 0 | 0 | 0 | 0 | 0 | 0 | 0 | 0 | 0 | 0 | 0 | 0 | 0 | 0 | 0 | 0 | 0 | 0 | 0 | 0 | 0 | 0 | 0 | 0 | 0 | 0 | 0 | 0
F5_Industrial_Food Products_New_Space Heating_Natural Gas_Insulation - Wall Cavity_A_Technical Potential | F5 | Industrial | Food Products | New | Space Heating | Natural Gas | Insulation - Wall Cavity | A | Incremental Summer Peak Savings (MW) | Technical Potential | 0 | 0 | 0 | 0 | 0 | 0 | 0 | 0 | 0 | 0 | 0 | 0 | 0 | 0 | 0 | 0 | 0 | 0 | 0 | 0 | 0 | 0 | 0 | 0 | 0 | 0 | 0 | 0 | 0 | 0 | 0
F6_Industrial_Food Products_New_Space Heating_Natural Gas_Insulation - Wall Cavity_A_Technical Potential | F6 | Industrial | Food Products | New | Space Heating | Natural Gas | Insulation - Wall Cavity | A | Incremental Winter Peak Savings (MW) | Technical Potential | 0 | 0 | 0 | 0 | 0 | 0 | 0 | 0 | 0 | 0 | 0 | 0 | 0 | 0 | 0 | 0 | 0 | 0 | 0 | 0 | 0 | 0 | 0 | 0 | 0 | 0 | 0 | 0 | 0 | 0 | 0
F7_Industrial_Food Products_New_Space Heating_Natural Gas_Insulation - Wall Cavity_A_Technical Potential | F7 | Industrial | Food Products | New | Space Heating | Natural Gas | Insulation - Wall Cavity | A | Cumulative Energy Savings (MWh or mTherms) | Technical Potential | 0 | 0 | 0 | 0 | 0 | 0 | 0 | 0 | 0 | 0 | 0 | 0 | 0 | 0 | 0 | 0 | 0 | 0 | 0 | 0 | 0 | 0 | 0 | 0 | 0 | 0 | 0 | 0 | 0 | 0 | 0
F8_Industrial_Food Products_New_Space Heating_Natural Gas_Insulation - Wall Cavity_A_Technical Potential | F8 | Industrial | Food Products | New | Space Heating | Natural Gas | Insulation - Wall Cavity | A | Cumulative Summer Peak Savings (MW) | Technical Potential | 0 | 0 | 0 | 0 | 0 | 0 | 0 | 0 | 0 | 0 | 0 | 0 | 0 | 0 | 0 | 0 | 0 | 0 | 0 | 0 | 0 | 0 | 0 | 0 | 0 | 0 | 0 | 0 | 0 | 0 | 0
F9_Industrial_Food Products_New_Space Heating_Natural Gas_Insulation - Wall Cavity_A_Technical Potential | F9 | Industrial | Food Products | New | Space Heating | Natural Gas | Insulation - Wall Cavity | A | Cumulative Winter Peak Savings (MW) | Technical Potential | 0 | 0 | 0 | 0 | 0 | 0 | 0 | 0 | 0 | 0 | 0 | 0 | 0 | 0 | 0 | 0 | 0 | 0 | 0 | 0 | 0 | 0 | 0 | 0 | 0 | 0 | 0 | 0 | 0 | 0 | 0
F10_Industrial_Food Products_New_Space Heating_Natural Gas_Insulation - Wall Cavity_A_Technical Potential | F10 | Industrial | Food Products | New | Space Heating | Natural Gas | Insulation - Wall Cavity | A | Purchases (Incremental) | Technical Potential | 0 | 0 | 0 | 0 | 0 | 0 | 0 | 0 | 0 | 0 | 0 | 0 | 0 | 0 | 0 | 0 | 0 | 0 | 0 | 0 | 0 | 0 | 0 | 0 | 0 | 0 | 0 | 0 | 0 | 0 | 0
F11_Industrial_Food Products_New_Space Heating_Natural Gas_Insulation - Wall Cavity_A_Technical Potential | F11 | Industrial | Food Products | New | Space Heating | Natural Gas | Insulation - Wall Cavity | A | Purchases (Cumulative) | Technical Potential | 0 | 0 | 0 | 0 | 0 | 0 | 0 | 0 | 0 | 0 | 0 | 0 | 0 | 0 | 0 | 0 | 0 | 0 | 0 | 0 | 0 | 0 | 0 | 0 | 0 | 0 | 0 | 0 | 0 | 0 | 0
F1_Industrial_Food Products_New_Space Heating_Natural Gas_Insulation - Ducting_A_Technical Potential | F1 | Industrial | Food Products | New | Space Heating | Natural Gas | Insulation - Ducting | A | Integrated Unit Energy Savings (kWh or therms) | Technical Potential | 0 | 0 | 0 | 0 | 0 | 0 | 0 | 0 | 0 | 0 | 0 | 0 | 0 | 0 | 0 | 0 | 0 | 0 | 0 | 0 | 0 | 0 | 0 | 0 | 0 | 0 | 0 | 0 | 0 | 0 | 0
F2_Industrial_Food Products_New_Space Heating_Natural Gas_Insulation - Ducting_A_Technical Potential | F2 | Industrial | Food Products | New | Space Heating | Natural Gas | Insulation - Ducting | A | Integrated Unit Summer Peak Savings (kW) | Technical Potential | 0 | 0 | 0 | 0 | 0 | 0 | 0 | 0 | 0 | 0 | 0 | 0 | 0 | 0 | 0 | 0 | 0 | 0 | 0 | 0 | 0 | 0 | 0 | 0 | 0 | 0 | 0 | 0 | 0 | 0 | 0
F3_Industrial_Food Products_New_Space Heating_Natural Gas_Insulation - Ducting_A_Technical Potential | F3 | Industrial | Food Products | New | Space Heating | Natural Gas | Insulation - Ducting | A | Integrated Unit Winter Peak Savings (kW) | Technical Potential | 0 | 0 | 0 | 0 | 0 | 0 | 0 | 0 | 0 | 0 | 0 | 0 | 0 | 0 | 0 | 0 | 0 | 0 | 0 | 0 | 0 | 0 | 0 | 0 | 0 | 0 | 0 | 0 | 0 | 0 | 0
F4_Industrial_Food Products_New_Space Heating_Natural Gas_Insulation - Ducting_A_Technical Potential | F4 | Industrial | Food Products | New | Space Heating | Natural Gas | Insulation - Ducting | A | Incremental Energy Savings (MWh or mTherms) | Technical Potential | 0 | 0 | 0 | 0 | 0 | 0 | 0 | 0 | 0 | 0 | 0 | 0 | 0 | 0 | 0 | 0 | 0 | 0 | 0 | 0 | 0 | 0 | 0 | 0 | 0 | 0 | 0 | 0 | 0 | 0 | 0
F5_Industrial_Food Products_New_Space Heating_Natural Gas_Insulation - Ducting_A_Technical Potential | F5 | Industrial | Food Products | New | Space Heating | Natural Gas | Insulation - Ducting | A | Incremental Summer Peak Savings (MW) | Technical Potential | 0 | 0 | 0 | 0 | 0 | 0 | 0 | 0 | 0 | 0 | 0 | 0 | 0 | 0 | 0 | 0 | 0 | 0 | 0 | 0 | 0 | 0 | 0 | 0 | 0 | 0 | 0 | 0 | 0 | 0 | 0
F6_Industrial_Food Products_New_Space Heating_Natural Gas_Insulation - Ducting_A_Technical Potential | F6 | Industrial | Food Products | New | Space Heating | Natural Gas | Insulation - Ducting | A | Incremental Winter Peak Savings (MW) | Technical Potential | 0 | 0 | 0 | 0 | 0 | 0 | 0 | 0 | 0 | 0 | 0 | 0 | 0 | 0 | 0 | 0 | 0 | 0 | 0 | 0 | 0 | 0 | 0 | 0 | 0 | 0 | 0 | 0 | 0 | 0 | 0
F7_Industrial_Food Products_New_Space Heating_Natural Gas_Insulation - Ducting_A_Technical Potential | F7 | Industrial | Food Products | New | Space Heating | Natural Gas | Insulation - Ducting | A | Cumulative Energy Savings (MWh or mTherms) | Technical Potential | 0 | 0 | 0 | 0 | 0 | 0 | 0 | 0 | 0 | 0 | 0 | 0 | 0 | 0 | 0 | 0 | 0 | 0 | 0 | 0 | 0 | 0 | 0 | 0 | 0 | 0 | 0 | 0 | 0 | 0 | 0
F8_Industrial_Food Products_New_Space Heating_Natural Gas_Insulation - Ducting_A_Technical Potential | F8 | Industrial | Food Products | New | Space Heating | Natural Gas | Insulation - Ducting | A | Cumulative Summer Peak Savings (MW) | Technical Potential | 0 | 0 | 0 | 0 | 0 | 0 | 0 | 0 | 0 | 0 | 0 | 0 | 0 | 0 | 0 | 0 | 0 | 0 | 0 | 0 | 0 | 0 | 0 | 0 | 0 | 0 | 0 | 0 | 0 | 0 | 0
F9_Industrial_Food Products_New_Space Heating_Natural Gas_Insulation - Ducting_A_Technical Potential | F9 | Industrial | Food Products | New | Space Heating | Natural Gas | Insulation - Ducting | A | Cumulative Winter Peak Savings (MW) | Technical Potential | 0 | 0 | 0 | 0 | 0 | 0 | 0 | 0 | 0 | 0 | 0 | 0 | 0 | 0 | 0 | 0 | 0 | 0 | 0 | 0 | 0 | 0 | 0 | 0 | 0 | 0 | 0 | 0 | 0 | 0 | 0
F10_Industrial_Food Products_New_Space Heating_Natural Gas_Insulation - Ducting_A_Technical Potential | F10 | Industrial | Food Products | New | Space Heating | Natural Gas | Insulation - Ducting | A | Purchases (Incremental) | Technical Potential | 0 | 0 | 0 | 0 | 0 | 0 | 0 | 0 | 0 | 0 | 0 | 0 | 0 | 0 | 0 | 0 | 0 | 0 | 0 | 0 | 0 | 0 | 0 | 0 | 0 | 0 | 0 | 0 | 0 | 0 | 0
F11_Industrial_Food Products_New_Space Heating_Natural Gas_Insulation - Ducting_A_Technical Potential | F11 | Industrial | Food Products | New | Space Heating | Natural Gas | Insulation - Ducting | A | Purchases (Cumulative) | Technical Potential | 0 | 0 | 0 | 0 | 0 | 0 | 0 | 0 | 0 | 0 | 0 | 0 | 0 | 0 | 0 | 0 | 0 | 0 | 0 | 0 | 0 | 0 | 0 | 0 | 0 | 0 | 0 | 0 | 0 | 0 | 0
F1_Industrial_Food Products_New_Space Heating_Natural Gas_HVAC - Duct Repair and Sealing_A_Technical Potential | F1 | Industrial | Food Products | New | Space Heating | Natural Gas | HVAC - Duct Repair and Sealing | A | Integrated Unit Energy Savings (kWh or therms) | Technical Potential | 0 | 0 | 0 | 0 | 0 | 0 | 0 | 0 | 0 | 0 | 0 | 0 | 0 | 0 | 0 | 0 | 0 | 0 | 0 | 0 | 0 | 0 | 0 | 0 | 0 | 0 | 0 | 0 | 0 | 0 | 0
F2_Industrial_Food Products_New_Space Heating_Natural Gas_HVAC - Duct Repair and Sealing_A_Technical Potential | F2 | Industrial | Food Products | New | Space Heating | Natural Gas | HVAC - Duct Repair and Sealing | A | Integrated Unit Summer Peak Savings (kW) | Technical Potential | 0 | 0 | 0 | 0 | 0 | 0 | 0 | 0 | 0 | 0 | 0 | 0 | 0 | 0 | 0 | 0 | 0 | 0 | 0 | 0 | 0 | 0 | 0 | 0 | 0 | 0 | 0 | 0 | 0 | 0 | 0
F3_Industrial_Food Products_New_Space Heating_Natural Gas_HVAC - Duct Repair and Sealing_A_Technical Potential | F3 | Industrial | Food Products | New | Space Heating | Natural Gas | HVAC - Duct Repair and Sealing | A | Integrated Unit Winter Peak Savings (kW) | Technical Potential | 0 | 0 | 0 | 0 | 0 | 0 | 0 | 0 | 0 | 0 | 0 | 0 | 0 | 0 | 0 | 0 | 0 | 0 | 0 | 0 | 0 | 0 | 0 | 0 | 0 | 0 | 0 | 0 | 0 | 0 | 0
F4_Industrial_Food Products_New_Space Heating_Natural Gas_HVAC - Duct Repair and Sealing_A_Technical Potential | F4 | Industrial | Food Products | New | Space Heating | Natural Gas | HVAC - Duct Repair and Sealing | A | Incremental Energy Savings (MWh or mTherms) | Technical Potential | 0 | 0 | 0 | 0 | 0 | 0 | 0 | 0 | 0 | 0 | 0 | 0 | 0 | 0 | 0 | 0 | 0 | 0 | 0 | 0 | 0 | 0 | 0 | 0 | 0 | 0 | 0 | 0 | 0 | 0 | 0
F5_Industrial_Food Products_New_Space Heating_Natural Gas_HVAC - Duct Repair and Sealing_A_Technical Potential | F5 | Industrial | Food Products | New | Space Heating | Natural Gas | HVAC - Duct Repair and Sealing | A | Incremental Summer Peak Savings (MW) | Technical Potential | 0 | 0 | 0 | 0 | 0 | 0 | 0 | 0 | 0 | 0 | 0 | 0 | 0 | 0 | 0 | 0 | 0 | 0 | 0 | 0 | 0 | 0 | 0 | 0 | 0 | 0 | 0 | 0 | 0 | 0 | 0
F6_Industrial_Food Products_New_Space Heating_Natural Gas_HVAC - Duct Repair and Sealing_A_Technical Potential | F6 | Industrial | Food Products | New | Space Heating | Natural Gas | HVAC - Duct Repair and Sealing | A | Incremental Winter Peak Savings (MW) | Technical Potential | 0 | 0 | 0 | 0 | 0 | 0 | 0 | 0 | 0 | 0 | 0 | 0 | 0 | 0 | 0 | 0 | 0 | 0 | 0 | 0 | 0 | 0 | 0 | 0 | 0 | 0 | 0 | 0 | 0 | 0 | 0
F7_Industrial_Food Products_New_Space Heating_Natural Gas_HVAC - Duct Repair and Sealing_A_Technical Potential | F7 | Industrial | Food Products | New | Space Heating | Natural Gas | HVAC - Duct Repair and Sealing | A | Cumulative Energy Savings (MWh or mTherms) | Technical Potential | 0 | 0 | 0 | 0 | 0 | 0 | 0 | 0 | 0 | 0 | 0 | 0 | 0 | 0 | 0 | 0 | 0 | 0 | 0 | 0 | 0 | 0 | 0 | 0 | 0 | 0 | 0 | 0 | 0 | 0 | 0
F8_Industrial_Food Products_New_Space Heating_Natural Gas_HVAC - Duct Repair and Sealing_A_Technical Potential | F8 | Industrial | Food Products | New | Space Heating | Natural Gas | HVAC - Duct Repair and Sealing | A | Cumulative Summer Peak Savings (MW) | Technical Potential | 0 | 0 | 0 | 0 | 0 | 0 | 0 | 0 | 0 | 0 | 0 | 0 | 0 | 0 | 0 | 0 | 0 | 0 | 0 | 0 | 0 | 0 | 0 | 0 | 0 | 0 | 0 | 0 | 0 | 0 | 0
F9_Industrial_Food Products_New_Space Heating_Natural Gas_HVAC - Duct Repair and Sealing_A_Technical Potential | F9 | Industrial | Food Products | New | Space Heating | Natural Gas | HVAC - Duct Repair and Sealing | A | Cumulative Winter Peak Savings (MW) | Technical Potential | 0 | 0 | 0 | 0 | 0 | 0 | 0 | 0 | 0 | 0 | 0 | 0 | 0 | 0 | 0 | 0 | 0 | 0 | 0 | 0 | 0 | 0 | 0 | 0 | 0 | 0 | 0 | 0 | 0 | 0 | 0
F10_Industrial_Food Products_New_Space Heating_Natural Gas_HVAC - Duct Repair and Sealing_A_Technical Potential | F10 | Industrial | Food Products | New | Space Heating | Natural Gas | HVAC - Duct Repair and Sealing | A | Purchases (Incremental) | Technical Potential | 0 | 0 | 0 | 0 | 0 | 0 | 0 | 0 | 0 | 0 | 0 | 0 | 0 | 0 | 0 | 0 | 0 | 0 | 0 | 0 | 0 | 0 | 0 | 0 | 0 | 0 | 0 | 0 | 0 | 0 | 0
F11_Industrial_Food Products_New_Space Heating_Natural Gas_HVAC - Duct Repair and Sealing_A_Technical Potential | F11 | Industrial | Food Products | New | Space Heating | Natural Gas | HVAC - Duct Repair and Sealing | A | Purchases (Cumulative) | Technical Potential | 0 | 0 | 0 | 0 | 0 | 0 | 0 | 0 | 0 | 0 | 0 | 0 | 0 | 0 | 0 | 0 | 0 | 0 | 0 | 0 | 0 | 0 | 0 | 0 | 0 | 0 | 0 | 0 | 0 | 0 | 0
F1_Industrial_Food Products_New_Space Heating_Natural Gas_Windows - High Efficiency_A_Technical Potential | F1 | Industrial | Food Products | New | Space Heating | Natural Gas | Windows - High Efficiency | A | Integrated Unit Energy Savings (kWh or therms) | Technical Potential | 0 | 0 | 0 | 0 | 0 | 0.0052341 | 0.0050746 | 0.0049571 | 0.0048666 | 0.0047937 | 0.0047347 | 0.0046655 | 0.0045923 | 0.004519 | 0.004447 | 0.0043823 | 0.0043238 | 0.00431 | 0.0042725 | 0.0042451 | 0.0042257 | 0.0042104 | 0.0042051 | 0.0042053 | 0.0042089 | 0.0042153 | 0.0042216 | 0.0042281 | 0 | 0 | 0
F2_Industrial_Food Products_New_Space Heating_Natural Gas_Windows - High Efficiency_A_Technical Potential | F2 | Industrial | Food Products | New | Space Heating | Natural Gas | Windows - High Efficiency | A | Integrated Unit Summer Peak Savings (kW) | Technical Potential | 0 | 0 | 0 | 0 | 0 | 0 | 0 | 0 | 0 | 0 | 0 | 0 | 0 | 0 | 0 | 0 | 0 | 0 | 0 | 0 | 0 | 0 | 0 | 0 | 0 | 0 | 0 | 0 | 0 | 0 | 0
F3_Industrial_Food Products_New_Space Heating_Natural Gas_Windows - High Efficiency_A_Technical Potential | F3 | Industrial | Food Products | New | Space Heating | Natural Gas | Windows - High Efficiency | A | Integrated Unit Winter Peak Savings (kW) | Technical Potential | 0 | 0 | 0 | 0 | 0 | 0 | 0 | 0 | 0 | 0 | 0 | 0 | 0 | 0 | 0 | 0 | 0 | 0 | 0 | 0 | 0 | 0 | 0 | 0 | 0 | 0 | 0 | 0 | 0 | 0 | 0
F4_Industrial_Food Products_New_Space Heating_Natural Gas_Windows - High Efficiency_A_Technical Potential | F4 | Industrial | Food Products | New | Space Heating | Natural Gas | Windows - High Efficiency | A | Incremental Energy Savings (MWh or mTherms) | Technical Potential | 0 | 0 | 0 | 0 | 0 | 0 | 0 | 0 | 0 | 0 | 0 | 0 | 0 | 0 | 0 | 0 | 0 | 0 | 0 | 0 | 0 | 0 | 0 | 0 | 0 | 0 | 0 | 0 | 0 | 0 | 0
F5_Industrial_Food Products_New_Space Heating_Natural Gas_Windows - High Efficiency_A_Technical Potential | F5 | Industrial | Food Products | New | Space Heating | Natural Gas | Windows - High Efficiency | A | Incremental Summer Peak Savings (MW) | Technical Potential | 0 | 0 | 0 | 0 | 0 | 0 | 0 | 0 | 0 | 0 | 0 | 0 | 0 | 0 | 0 | 0 | 0 | 0 | 0 | 0 | 0 | 0 | 0 | 0 | 0 | 0 | 0 | 0 | 0 | 0 | 0
F6_Industrial_Food Products_New_Space Heating_Natural Gas_Windows - High Efficiency_A_Technical Potential | F6 | Industrial | Food Products | New | Space Heating | Natural Gas | Windows - High Efficiency | A | Incremental Winter Peak Savings (MW) | Technical Potential | 0 | 0 | 0 | 0 | 0 | 0 | 0 | 0 | 0 | 0 | 0 | 0 | 0 | 0 | 0 | 0 | 0 | 0 | 0 | 0 | 0 | 0 | 0 | 0 | 0 | 0 | 0 | 0 | 0 | 0 | 0
F7_Industrial_Food Products_New_Space Heating_Natural Gas_Windows - High Efficiency_A_Technical Potential | F7 | Industrial | Food Products | New | Space Heating | Natural Gas | Windows - High Efficiency | A | Cumulative Energy Savings (MWh or mTherms) | Technical Potential | 0 | 0 | 0 | 0 | 0 | 0 | 0 | 0 | 0 | 0 | 0 | 0 | 0 | 0 | 0 | 0 | 0 | 0 | 0 | 0 | 0 | 0 | 0 | 0 | 0 | 0 | 0 | 0 | 0 | 0 | 0
F8_Industrial_Food Products_New_Space Heating_Natural Gas_Windows - High Efficiency_A_Technical Potential | F8 | Industrial | Food Products | New | Space Heating | Natural Gas | Windows - High Efficiency | A | Cumulative Summer Peak Savings (MW) | Technical Potential | 0 | 0 | 0 | 0 | 0 | 0 | 0 | 0 | 0 | 0 | 0 | 0 | 0 | 0 | 0 | 0 | 0 | 0 | 0 | 0 | 0 | 0 | 0 | 0 | 0 | 0 | 0 | 0 | 0 | 0 | 0
F9_Industrial_Food Products_New_Space Heating_Natural Gas_Windows - High Efficiency_A_Technical Potential | F9 | Industrial | Food Products | New | Space Heating | Natural Gas | Windows - High Efficiency | A | Cumulative Winter Peak Savings (MW) | Technical Potential | 0 | 0 | 0 | 0 | 0 | 0 | 0 | 0 | 0 | 0 | 0 | 0 | 0 | 0 | 0 | 0 | 0 | 0 | 0 | 0 | 0 | 0 | 0 | 0 | 0 | 0 | 0 | 0 | 0 | 0 | 0
F10_Industrial_Food Products_New_Space Heating_Natural Gas_Windows - High Efficiency_A_Technical Potential | F10 | Industrial | Food Products | New | Space Heating | Natural Gas | Windows - High Efficiency | A | Purchases (Incremental) | Technical Potential | 0 | 0 | 0 | 0 | 0 | 0 | 0 | 0 | 0 | 0 | 0 | 0 | 0 | 0 | 0 | 0 | 0 | 0 | 0 | 0 | 0 | 0 | 0 | 0 | 0 | 0 | 0 | 0 | 0 | 0 | 0
F11_Industrial_Food Products_New_Space Heating_Natural Gas_Windows - High Efficiency_A_Technical Potential | F11 | Industrial | Food Products | New | Space Heating | Natural Gas | Windows - High Efficiency | A | Purchases (Cumulative) | Technical Potential | 0 | 0 | 0 | 0 | 0 | 0 | 0 | 0 | 0 | 0 | 0 | 0 | 0 | 0 | 0 | 0 | 0 | 0 | 0 | 0 | 0 | 0 | 0 | 0 | 0 | 0 | 0 | 0 | 0 | 0 | 0
F1_Industrial_Food Products_New_Space Heating_Natural Gas_Gas Boiler - Maintenance_A_Technical Potential | F1 | Industrial | Food Products | New | Space Heating | Natural Gas | Gas Boiler - Maintenance | A | Integrated Unit Energy Savings (kWh or therms) | Technical Potential | 0 | 0 | 0 | 0 | 0 | 0 | 0 | 0 | 0 | 0 | 0 | 0 | 0 | 0 | 0 | 0 | 0 | 0 | 0 | 0 | 0 | 0 | 0 | 0 | 0 | 0 | 0 | 0 | 0 | 0 | 0
F2_Industrial_Food Products_New_Space Heating_Natural Gas_Gas Boiler - Maintenance_A_Technical Potential | F2 | Industrial | Food Products | New | Space Heating | Natural Gas | Gas Boiler - Maintenance | A | Integrated Unit Summer Peak Savings (kW) | Technical Potential | 0 | 0 | 0 | 0 | 0 | 0 | 0 | 0 | 0 | 0 | 0 | 0 | 0 | 0 | 0 | 0 | 0 | 0 | 0 | 0 | 0 | 0 | 0 | 0 | 0 | 0 | 0 | 0 | 0 | 0 | 0
F3_Industrial_Food Products_New_Space Heating_Natural Gas_Gas Boiler - Maintenance_A_Technical Potential | F3 | Industrial | Food Products | New | Space Heating | Natural Gas | Gas Boiler - Maintenance | A | Integrated Unit Winter Peak Savings (kW) | Technical Potential | 0 | 0 | 0 | 0 | 0 | 0 | 0 | 0 | 0 | 0 | 0 | 0 | 0 | 0 | 0 | 0 | 0 | 0 | 0 | 0 | 0 | 0 | 0 | 0 | 0 | 0 | 0 | 0 | 0 | 0 | 0
F4_Industrial_Food Products_New_Space Heating_Natural Gas_Gas Boiler - Maintenance_A_Technical Potential | F4 | Industrial | Food Products | New | Space Heating | Natural Gas | Gas Boiler - Maintenance | A | Incremental Energy Savings (MWh or mTherms) | Technical Potential | 0 | 0 | 0 | 0 | 0 | 0 | 0 | 0 | 0 | 0 | 0 | 0 | 0 | 0 | 0 | 0 | 0 | 0 | 0 | 0 | 0 | 0 | 0 | 0 | 0 | 0 | 0 | 0 | 0 | 0 | 0
F5_Industrial_Food Products_New_Space Heating_Natural Gas_Gas Boiler - Maintenance_A_Technical Potential | F5 | Industrial | Food Products | New | Space Heating | Natural Gas | Gas Boiler - Maintenance | A | Incremental Summer Peak Savings (MW) | Technical Potential | 0 | 0 | 0 | 0 | 0 | 0 | 0 | 0 | 0 | 0 | 0 | 0 | 0 | 0 | 0 | 0 | 0 | 0 | 0 | 0 | 0 | 0 | 0 | 0 | 0 | 0 | 0 | 0 | 0 | 0 | 0
F6_Industrial_Food Products_New_Space Heating_Natural Gas_Gas Boiler - Maintenance_A_Technical Potential | F6 | Industrial | Food Products | New | Space Heating | Natural Gas | Gas Boiler - Maintenance | A | Incremental Winter Peak Savings (MW) | Technical Potential | 0 | 0 | 0 | 0 | 0 | 0 | 0 | 0 | 0 | 0 | 0 | 0 | 0 | 0 | 0 | 0 | 0 | 0 | 0 | 0 | 0 | 0 | 0 | 0 | 0 | 0 | 0 | 0 | 0 | 0 | 0
F7_Industrial_Food Products_New_Space Heating_Natural Gas_Gas Boiler - Maintenance_A_Technical Potential | F7 | Industrial | Food Products | New | Space Heating | Natural Gas | Gas Boiler - Maintenance | A | Cumulative Energy Savings (MWh or mTherms) | Technical Potential | 0 | 0 | 0 | 0 | 0 | 0 | 0 | 0 | 0 | 0 | 0 | 0 | 0 | 0 | 0 | 0 | 0 | 0 | 0 | 0 | 0 | 0 | 0 | 0 | 0 | 0 | 0 | 0 | 0 | 0 | 0
F8_Industrial_Food Products_New_Space Heating_Natural Gas_Gas Boiler - Maintenance_A_Technical Potential | F8 | Industrial | Food Products | New | Space Heating | Natural Gas | Gas Boiler - Maintenance | A | Cumulative Summer Peak Savings (MW) | Technical Potential | 0 | 0 | 0 | 0 | 0 | 0 | 0 | 0 | 0 | 0 | 0 | 0 | 0 | 0 | 0 | 0 | 0 | 0 | 0 | 0 | 0 | 0 | 0 | 0 | 0 | 0 | 0 | 0 | 0 | 0 | 0
F9_Industrial_Food Products_New_Space Heating_Natural Gas_Gas Boiler - Maintenance_A_Technical Potential | F9 | Industrial | Food Products | New | Space Heating | Natural Gas | Gas Boiler - Maintenance | A | Cumulative Winter Peak Savings (MW) | Technical Potential | 0 | 0 | 0 | 0 | 0 | 0 | 0 | 0 | 0 | 0 | 0 | 0 | 0 | 0 | 0 | 0 | 0 | 0 | 0 | 0 | 0 | 0 | 0 | 0 | 0 | 0 | 0 | 0 | 0 | 0 | 0
F10_Industrial_Food Products_New_Space Heating_Natural Gas_Gas Boiler - Maintenance_A_Technical Potential | F10 | Industrial | Food Products | New | Space Heating | Natural Gas | Gas Boiler - Maintenance | A | Purchases (Incremental) | Technical Potential | 0 | 0 | 0 | 0 | 0 | 0 | 0 | 0 | 0 | 0 | 0 | 0 | 0 | 0 | 0 | 0 | 0 | 0 | 0 | 0 | 0 | 0 | 0 | 0 | 0 | 0 | 0 | 0 | 0 | 0 | 0
F11_Industrial_Food Products_New_Space Heating_Natural Gas_Gas Boiler - Maintenance_A_Technical Potential | F11 | Industrial | Food Products | New | Space Heating | Natural Gas | Gas Boiler - Maintenance | A | Purchases (Cumulative) | Technical Potential | 0 | 0 | 0 | 0 | 0 | 0 | 0 | 0 | 0 | 0 | 0 | 0 | 0 | 0 | 0 | 0 | 0 | 0 | 0 | 0 | 0 | 0 | 0 | 0 | 0 | 0 | 0 | 0 | 0 | 0 | 0
F1_Industrial_Food Products_New_Process_Natural Gas_Gas Boiler - Maintenance_A_Technical Potential | F1 | Industrial | Food Products | New | Process | Natural Gas | Gas Boiler - Maintenance | A | Integrated Unit Energy Savings (kWh or therms) | Technical Potential | 0 | 0 | 0 | 0 | 0 | 34.75 | 34.75 | 34.75 | 34.75 | 34.75 | 34.75 | 34.75 | 34.75 | 34.75 | 34.75 | 34.75 | 34.75 | 34.75 | 34.75 | 34.75 | 34.75 | 34.75 | 34.75 | 34.75 | 34.75 | 34.75 | 34.75 | 34.75 | 34.75 | 34.75 | 34.75
F2_Industrial_Food Products_New_Process_Natural Gas_Gas Boiler - Maintenance_A_Technical Potential | F2 | Industrial | Food Products | New | Process | Natural Gas | Gas Boiler - Maintenance | A | Integrated Unit Summer Peak Savings (kW) | Technical Potential | 0 | 0 | 0 | 0 | 0 | 0 | 0 | 0 | 0 | 0 | 0 | 0 | 0 | 0 | 0 | 0 | 0 | 0 | 0 | 0 | 0 | 0 | 0 | 0 | 0 | 0 | 0 | 0 | 0 | 0 | 0
F3_Industrial_Food Products_New_Process_Natural Gas_Gas Boiler - Maintenance_A_Technical Potential | F3 | Industrial | Food Products | New | Process | Natural Gas | Gas Boiler - Maintenance | A | Integrated Unit Winter Peak Savings (kW) | Technical Potential | 0 | 0 | 0 | 0 | 0 | 0 | 0 | 0 | 0 | 0 | 0 | 0 | 0 | 0 | 0 | 0 | 0 | 0 | 0 | 0 | 0 | 0 | 0 | 0 | 0 | 0 | 0 | 0 | 0 | 0 | 0
F4_Industrial_Food Products_New_Process_Natural Gas_Gas Boiler - Maintenance_A_Technical Potential | F4 | Industrial | Food Products | New | Process | Natural Gas | Gas Boiler - Maintenance | A | Incremental Energy Savings (MWh or mTherms) | Technical Potential | 0 | 0 | 0 | 0 | 0 | 0.078165 | 0.064908 | 0.051936 | 0.078165 | 0.064908 | 0.051936 | 0.078165 | 0.064908 | 0.051936 | 0.078165 | 0.064908 | 0.051936 | 0.078165 | 0.064908 | 0.051936 | 0.078165 | 0.064908 | 0.051936 | 0.078165 | 0.064908 | 0.051936 | 0.078165 | 0.064908 | 0.051936 | 0.078165 | 0.064908
F5_Industrial_Food Products_New_Process_Natural Gas_Gas Boiler - Maintenance_A_Technical Potential | F5 | Industrial | Food Products | New | Process | Natural Gas | Gas Boiler - Maintenance | A | Incremental Summer Peak Savings (MW) | Technical Potential | 0 | 0 | 0 | 0 | 0 | 0 | 0 | 0 | 0 | 0 | 0 | 0 | 0 | 0 | 0 | 0 | 0 | 0 | 0 | 0 | 0 | 0 | 0 | 0 | 0 | 0 | 0 | 0 | 0 | 0 | 0
F6_Industrial_Food Products_New_Process_Natural Gas_Gas Boiler - Maintenance_A_Technical Potential | F6 | Industrial | Food Products | New | Process | Natural Gas | Gas Boiler - Maintenance | A | Incremental Winter Peak Savings (MW) | Technical Potential | 0 | 0 | 0 | 0 | 0 | 0 | 0 | 0 | 0 | 0 | 0 | 0 | 0 | 0 | 0 | 0 | 0 | 0 | 0 | 0 | 0 | 0 | 0 | 0 | 0 | 0 | 0 | 0 | 0 | 0 | 0
F7_Industrial_Food Products_New_Process_Natural Gas_Gas Boiler - Maintenance_A_Technical Potential | F7 | Industrial | Food Products | New | Process | Natural Gas | Gas Boiler - Maintenance | A | Cumulative Energy Savings (MWh or mTherms) | Technical Potential | 0 | 0 | 0 | 0 | 0 | 0.078165 | 0.14307 | 0.19501 | 0.19501 | 0.19501 | 0.19501 | 0.19501 | 0.19501 | 0.19501 | 0.19501 | 0.19501 | 0.19501 | 0.19501 | 0.19501 | 0.19501 | 0.19501 | 0.19501 | 0.19501 | 0.19501 | 0.19501 | 0.19501 | 0.19501 | 0.19501 | 0 | 0 | 0
F8_Industrial_Food Products_New_Process_Natural Gas_Gas Boiler - Maintenance_A_Technical Potential | F8 | Industrial | Food Products | New | Process | Natural Gas | Gas Boiler - Maintenance | A | Cumulative Summer Peak Savings (MW) | Technical Potential | 0 | 0 | 0 | 0 | 0 | 0 | 0 | 0 | 0 | 0 | 0 | 0 | 0 | 0 | 0 | 0 | 0 | 0 | 0 | 0 | 0 | 0 | 0 | 0 | 0 | 0 | 0 | 0 | 0 | 0 | 0
F9_Industrial_Food Products_New_Process_Natural Gas_Gas Boiler - Maintenance_A_Technical Potential | F9 | Industrial | Food Products | New | Process | Natural Gas | Gas Boiler - Maintenance | A | Cumulative Winter Peak Savings (MW) | Technical Potential | 0 | 0 | 0 | 0 | 0 | 0 | 0 | 0 | 0 | 0 | 0 | 0 | 0 | 0 | 0 | 0 | 0 | 0 | 0 | 0 | 0 | 0 | 0 | 0 | 0 | 0 | 0 | 0 | 0 | 0 | 0
F10_Industrial_Food Products_New_Process_Natural Gas_Gas Boiler - Maintenance_A_Technical Potential | F10 | Industrial | Food Products | New | Process | Natural Gas | Gas Boiler - Maintenance | A | Purchases (Incremental) | Technical Potential | 0 | 0 | 0 | 0 | 0 | 2.2494 | 1.8679 | 1.4946 | 2.2494 | 1.8679 | 1.4946 | 2.2494 | 1.8679 | 1.4946 | 2.2494 | 1.8679 | 1.4946 | 2.2494 | 1.8679 | 1.4946 | 2.2494 | 1.8679 | 1.4946 | 2.2494 | 1.8679 | 1.4946 | 2.2494 | 1.8679 | 1.4946 | 2.2494 | 1.8679
F11_Industrial_Food Products_New_Process_Natural Gas_Gas Boiler - Maintenance_A_Technical Potential | F11 | Industrial | Food Products | New | Process | Natural Gas | Gas Boiler - Maintenance | A | Purchases (Cumulative) | Technical Potential | 0 | 0 | 0 | 0 | 0 | 2.2494 | 4.1172 | 5.6118 | 5.6118 | 5.6118 | 5.6118 | 5.6118 | 5.6118 | 5.6118 | 5.6118 | 5.6118 | 5.6118 | 5.6118 | 5.6118 | 5.6118 | 5.6118 | 5.6118 | 5.6118 | 5.6118 | 5.6118 | 5.6118 | 5.6118 | 5.6118 | 5.6118 | 5.6118 | 5.6118
F1_Industrial_Food Products_New_Space Heating_Natural Gas_Gas Furnace - Maintenance_A_Technical Potential | F1 | Industrial | Food Products | New | Space Heating | Natural Gas | Gas Furnace - Maintenance | A | Integrated Unit Energy Savings (kWh or therms) | Technical Potential | 0 | 0 | 0 | 0 | 0 | 0 | 0 | 0 | 0 | 0 | 0 | 0 | 0 | 0 | 0 | 0 | 0 | 0 | 0 | 0 | 0 | 0 | 0 | 0 | 0 | 0 | 0 | 0 | 0 | 0 | 0
F2_Industrial_Food Products_New_Space Heating_Natural Gas_Gas Furnace - Maintenance_A_Technical Potential | F2 | Industrial | Food Products | New | Space Heating | Natural Gas | Gas Furnace - Maintenance | A | Integrated Unit Summer Peak Savings (kW) | Technical Potential | 0 | 0 | 0 | 0 | 0 | 0 | 0 | 0 | 0 | 0 | 0 | 0 | 0 | 0 | 0 | 0 | 0 | 0 | 0 | 0 | 0 | 0 | 0 | 0 | 0 | 0 | 0 | 0 | 0 | 0 | 0
F3_Industrial_Food Products_New_Space Heating_Natural Gas_Gas Furnace - Maintenance_A_Technical Potential | F3 | Industrial | Food Products | New | Space Heating | Natural Gas | Gas Furnace - Maintenance | A | Integrated Unit Winter Peak Savings (kW) | Technical Potential | 0 | 0 | 0 | 0 | 0 | 0 | 0 | 0 | 0 | 0 | 0 | 0 | 0 | 0 | 0 | 0 | 0 | 0 | 0 | 0 | 0 | 0 | 0 | 0 | 0 | 0 | 0 | 0 | 0 | 0 | 0
F4_Industrial_Food Products_New_Space Heating_Natural Gas_Gas Furnace - Maintenance_A_Technical Potential | F4 | Industrial | Food Products | New | Space Heating | Natural Gas | Gas Furnace - Maintenance | A | Incremental Energy Savings (MWh or mTherms) | Technical Potential | 0 | 0 | 0 | 0 | 0 | 0 | 0 | 0 | 0 | 0 | 0 | 0 | 0 | 0 | 0 | 0 | 0 | 0 | 0 | 0 | 0 | 0 | 0 | 0 | 0 | 0 | 0 | 0 | 0 | 0 | 0
F5_Industrial_Food Products_New_Space Heating_Natural Gas_Gas Furnace - Maintenance_A_Technical Potential | F5 | Industrial | Food Products | New | Space Heating | Natural Gas | Gas Furnace - Maintenance | A | Incremental Summer Peak Savings (MW) | Technical Potential | 0 | 0 | 0 | 0 | 0 | 0 | 0 | 0 | 0 | 0 | 0 | 0 | 0 | 0 | 0 | 0 | 0 | 0 | 0 | 0 | 0 | 0 | 0 | 0 | 0 | 0 | 0 | 0 | 0 | 0 | 0
F6_Industrial_Food Products_New_Space Heating_Natural Gas_Gas Furnace - Maintenance_A_Technical Potential | F6 | Industrial | Food Products | New | Space Heating | Natural Gas | Gas Furnace - Maintenance | A | Incremental Winter Peak Savings (MW) | Technical Potential | 0 | 0 | 0 | 0 | 0 | 0 | 0 | 0 | 0 | 0 | 0 | 0 | 0 | 0 | 0 | 0 | 0 | 0 | 0 | 0 | 0 | 0 | 0 | 0 | 0 | 0 | 0 | 0 | 0 | 0 | 0
F7_Industrial_Food Products_New_Space Heating_Natural Gas_Gas Furnace - Maintenance_A_Technical Potential | F7 | Industrial | Food Products | New | Space Heating | Natural Gas | Gas Furnace - Maintenance | A | Cumulative Energy Savings (MWh or mTherms) | Technical Potential | 0 | 0 | 0 | 0 | 0 | 0 | 0 | 0 | 0 | 0 | 0 | 0 | 0 | 0 | 0 | 0 | 0 | 0 | 0 | 0 | 0 | 0 | 0 | 0 | 0 | 0 | 0 | 0 | 0 | 0 | 0
F8_Industrial_Food Products_New_Space Heating_Natural Gas_Gas Furnace - Maintenance_A_Technical Potential | F8 | Industrial | Food Products | New | Space Heating | Natural Gas | Gas Furnace - Maintenance | A | Cumulative Summer Peak Savings (MW) | Technical Potential | 0 | 0 | 0 | 0 | 0 | 0 | 0 | 0 | 0 | 0 | 0 | 0 | 0 | 0 | 0 | 0 | 0 | 0 | 0 | 0 | 0 | 0 | 0 | 0 | 0 | 0 | 0 | 0 | 0 | 0 | 0
F9_Industrial_Food Products_New_Space Heating_Natural Gas_Gas Furnace - Maintenance_A_Technical Potential | F9 | Industrial | Food Products | New | Space Heating | Natural Gas | Gas Furnace - Maintenance | A | Cumulative Winter Peak Savings (MW) | Technical Potential | 0 | 0 | 0 | 0 | 0 | 0 | 0 | 0 | 0 | 0 | 0 | 0 | 0 | 0 | 0 | 0 | 0 | 0 | 0 | 0 | 0 | 0 | 0 | 0 | 0 | 0 | 0 | 0 | 0 | 0 | 0
F10_Industrial_Food Products_New_Space Heating_Natural Gas_Gas Furnace - Maintenance_A_Technical Potential | F10 | Industrial | Food Products | New | Space Heating | Natural Gas | Gas Furnace - Maintenance | A | Purchases (Incremental) | Technical Potential | 0 | 0 | 0 | 0 | 0 | 0 | 0 | 0 | 0 | 0 | 0 | 0 | 0 | 0 | 0 | 0 | 0 | 0 | 0 | 0 | 0 | 0 | 0 | 0 | 0 | 0 | 0 | 0 | 0 | 0 | 0
F11_Industrial_Food Products_New_Space Heating_Natural Gas_Gas Furnace - Maintenance_A_Technical Potential | F11 | Industrial | Food Products | New | Space Heating | Natural Gas | Gas Furnace - Maintenance | A | Purchases (Cumulative) | Technical Potential | 0 | 0 | 0 | 0 | 0 | 0 | 0 | 0 | 0 | 0 | 0 | 0 | 0 | 0 | 0 | 0 | 0 | 0 | 0 | 0 | 0 | 0 | 0 | 0 | 0 | 0 | 0 | 0 | 0 | 0 | 0
F1_Industrial_Food Products_New_Space Heating_Natural Gas_Gas Boiler - Hot Water Reset_A_Technical Potential | F1 | Industrial | Food Products | New | Space Heating | Natural Gas | Gas Boiler - Hot Water Reset | A | Integrated Unit Energy Savings (kWh or therms) | Technical Potential | 0 | 0 | 0 | 0 | 0 | 0 | 0 | 0 | 0 | 0 | 0 | 0 | 0 | 0 | 0 | 0 | 0 | 0 | 0 | 0 | 0 | 0 | 0 | 0 | 0 | 0 | 0 | 0 | 0 | 0 | 0
F2_Industrial_Food Products_New_Space Heating_Natural Gas_Gas Boiler - Hot Water Reset_A_Technical Potential | F2 | Industrial | Food Products | New | Space Heating | Natural Gas | Gas Boiler - Hot Water Reset | A | Integrated Unit Summer Peak Savings (kW) | Technical Potential | 0 | 0 | 0 | 0 | 0 | 0 | 0 | 0 | 0 | 0 | 0 | 0 | 0 | 0 | 0 | 0 | 0 | 0 | 0 | 0 | 0 | 0 | 0 | 0 | 0 | 0 | 0 | 0 | 0 | 0 | 0
F3_Industrial_Food Products_New_Space Heating_Natural Gas_Gas Boiler - Hot Water Reset_A_Technical Potential | F3 | Industrial | Food Products | New | Space Heating | Natural Gas | Gas Boiler - Hot Water Reset | A | Integrated Unit Winter Peak Savings (kW) | Technical Potential | 0 | 0 | 0 | 0 | 0 | 0 | 0 | 0 | 0 | 0 | 0 | 0 | 0 | 0 | 0 | 0 | 0 | 0 | 0 | 0 | 0 | 0 | 0 | 0 | 0 | 0 | 0 | 0 | 0 | 0 | 0
F4_Industrial_Food Products_New_Space Heating_Natural Gas_Gas Boiler - Hot Water Reset_A_Technical Potential | F4 | Industrial | Food Products | New | Space Heating | Natural Gas | Gas Boiler - Hot Water Reset | A | Incremental Energy Savings (MWh or mTherms) | Technical Potential | 0 | 0 | 0 | 0 | 0 | 0 | 0 | 0 | 0 | 0 | 0 | 0 | 0 | 0 | 0 | 0 | 0 | 0 | 0 | 0 | 0 | 0 | 0 | 0 | 0 | 0 | 0 | 0 | 0 | 0 | 0
F5_Industrial_Food Products_New_Space Heating_Natural Gas_Gas Boiler - Hot Water Reset_A_Technical Potential | F5 | Industrial | Food Products | New | Space Heating | Natural Gas | Gas Boiler - Hot Water Reset | A | Incremental Summer Peak Savings (MW) | Technical Potential | 0 | 0 | 0 | 0 | 0 | 0 | 0 | 0 | 0 | 0 | 0 | 0 | 0 | 0 | 0 | 0 | 0 | 0 | 0 | 0 | 0 | 0 | 0 | 0 | 0 | 0 | 0 | 0 | 0 | 0 | 0
F6_Industrial_Food Products_New_Space Heating_Natural Gas_Gas Boiler - Hot Water Reset_A_Technical Potential | F6 | Industrial | Food Products | New | Space Heating | Natural Gas | Gas Boiler - Hot Water Reset | A | Incremental Winter Peak Savings (MW) | Technical Potential | 0 | 0 | 0 | 0 | 0 | 0 | 0 | 0 | 0 | 0 | 0 | 0 | 0 | 0 | 0 | 0 | 0 | 0 | 0 | 0 | 0 | 0 | 0 | 0 | 0 | 0 | 0 | 0 | 0 | 0 | 0
F7_Industrial_Food Products_New_Space Heating_Natural Gas_Gas Boiler - Hot Water Reset_A_Technical Potential | F7 | Industrial | Food Products | New | Space Heating | Natural Gas | Gas Boiler - Hot Water Reset | A | Cumulative Energy Savings (MWh or mTherms) | Technical Potential | 0 | 0 | 0 | 0 | 0 | 0 | 0 | 0 | 0 | 0 | 0 | 0 | 0 | 0 | 0 | 0 | 0 | 0 | 0 | 0 | 0 | 0 | 0 | 0 | 0 | 0 | 0 | 0 | 0 | 0 | 0
F8_Industrial_Food Products_New_Space Heating_Natural Gas_Gas Boiler - Hot Water Reset_A_Technical Potential | F8 | Industrial | Food Products | New | Space Heating | Natural Gas | Gas Boiler - Hot Water Reset | A | Cumulative Summer Peak Savings (MW) | Technical Potential | 0 | 0 | 0 | 0 | 0 | 0 | 0 | 0 | 0 | 0 | 0 | 0 | 0 | 0 | 0 | 0 | 0 | 0 | 0 | 0 | 0 | 0 | 0 | 0 | 0 | 0 | 0 | 0 | 0 | 0 | 0
F9_Industrial_Food Products_New_Space Heating_Natural Gas_Gas Boiler - Hot Water Reset_A_Technical Potential | F9 | Industrial | Food Products | New | Space Heating | Natural Gas | Gas Boiler - Hot Water Reset | A | Cumulative Winter Peak Savings (MW) | Technical Potential | 0 | 0 | 0 | 0 | 0 | 0 | 0 | 0 | 0 | 0 | 0 | 0 | 0 | 0 | 0 | 0 | 0 | 0 | 0 | 0 | 0 | 0 | 0 | 0 | 0 | 0 | 0 | 0 | 0 | 0 | 0
F10_Industrial_Food Products_New_Space Heating_Natural Gas_Gas Boiler - Hot Water Reset_A_Technical Potential | F10 | Industrial | Food Products | New | Space Heating | Natural Gas | Gas Boiler - Hot Water Reset | A | Purchases (Incremental) | Technical Potential | 0 | 0 | 0 | 0 | 0 | 0 | 0 | 0 | 0 | 0 | 0 | 0 | 0 | 0 | 0 | 0 | 0 | 0 | 0 | 0 | 0 | 0 | 0 | 0 | 0 | 0 | 0 | 0 | 0 | 0 | 0
F11_Industrial_Food Products_New_Space Heating_Natural Gas_Gas Boiler - Hot Water Reset_A_Technical Potential | F11 | Industrial | Food Products | New | Space Heating | Natural Gas | Gas Boiler - Hot Water Reset | A | Purchases (Cumulative) | Technical Potential | 0 | 0 | 0 | 0 | 0 | 0 | 0 | 0 | 0 | 0 | 0 | 0 | 0 | 0 | 0 | 0 | 0 | 0 | 0 | 0 | 0 | 0 | 0 | 0 | 0 | 0 | 0 | 0 | 0 | 0 | 0
F1_Industrial_Food Products_New_Process_Natural Gas_Gas Boiler - Hot Water Reset_A_Technical Potential | F1 | Industrial | Food Products | New | Process | Natural Gas | Gas Boiler - Hot Water Reset | A | Integrated Unit Energy Savings (kWh or therms) | Technical Potential | 0 | 0 | 0 | 0 | 0 | 63.0672 | 62.9731 | 62.891 | 62.8192 | 62.7512 | 62.722 | 62.7015 | 62.6877 | 62.6788 | 62.6729 | 62.6701 | 62.6692 | 62.6702 | 62.6727 | 62.6766 | 62.6859 | 62.6943 | 62.702 | 62.7091 | 62.7155 | 62.733 | 62.7492 | 62.7642 | 63.1817 | 63.1817 | 63.1817
F2_Industrial_Food Products_New_Process_Natural Gas_Gas Boiler - Hot Water Reset_A_Technical Potential | F2 | Industrial | Food Products | New | Process | Natural Gas | Gas Boiler - Hot Water Reset | A | Integrated Unit Summer Peak Savings (kW) | Technical Potential | 0 | 0 | 0 | 0 | 0 | 0 | 0 | 0 | 0 | 0 | 0 | 0 | 0 | 0 | 0 | 0 | 0 | 0 | 0 | 0 | 0 | 0 | 0 | 0 | 0 | 0 | 0 | 0 | 0 | 0 | 0
F3_Industrial_Food Products_New_Process_Natural Gas_Gas Boiler - Hot Water Reset_A_Technical Potential | F3 | Industrial | Food Products | New | Process | Natural Gas | Gas Boiler - Hot Water Reset | A | Integrated Unit Winter Peak Savings (kW) | Technical Potential | 0 | 0 | 0 | 0 | 0 | 0 | 0 | 0 | 0 | 0 | 0 | 0 | 0 | 0 | 0 | 0 | 0 | 0 | 0 | 0 | 0 | 0 | 0 | 0 | 0 | 0 | 0 | 0 | 0 | 0 | 0
F4_Industrial_Food Products_New_Process_Natural Gas_Gas Boiler - Hot Water Reset_A_Technical Potential | F4 | Industrial | Food Products | New | Process | Natural Gas | Gas Boiler - Hot Water Reset | A | Incremental Energy Savings (MWh or mTherms) | Technical Potential | 0 | 0 | 0 | 0 | 0 | 0.13788 | 0.20028 | 0.2829 | 0.372 | 0.47397 | 0.61249 | 0.73516 | 0.8155 | 0.82919 | 0.76411 | 0.63122 | 0.44393 | 0.27297 | 0.13872 | 0.061748 | 0.023569 | 0.13707 | 0.19941 | 0.28208 | 0.37138 | 0.47383 | 0.61276 | 0.7359 | 0.82193 | 0.83585 | 0.77032
F5_Industrial_Food Products_New_Process_Natural Gas_Gas Boiler - Hot Water Reset_A_Technical Potential | F5 | Industrial | Food Products | New | Process | Natural Gas | Gas Boiler - Hot Water Reset | A | Incremental Summer Peak Savings (MW) | Technical Potential | 0 | 0 | 0 | 0 | 0 | 0 | 0 | 0 | 0 | 0 | 0 | 0 | 0 | 0 | 0 | 0 | 0 | 0 | 0 | 0 | 0 | 0 | 0 | 0 | 0 | 0 | 0 | 0 | 0 | 0 | 0
F6_Industrial_Food Products_New_Process_Natural Gas_Gas Boiler - Hot Water Reset_A_Technical Potential | F6 | Industrial | Food Products | New | Process | Natural Gas | Gas Boiler - Hot Water Reset | A | Incremental Winter Peak Savings (MW) | Technical Potential | 0 | 0 | 0 | 0 | 0 | 0 | 0 | 0 | 0 | 0 | 0 | 0 | 0 | 0 | 0 | 0 | 0 | 0 | 0 | 0 | 0 | 0 | 0 | 0 | 0 | 0 | 0 | 0 | 0 | 0 | 0
F7_Industrial_Food Products_New_Process_Natural Gas_Gas Boiler - Hot Water Reset_A_Technical Potential | F7 | Industrial | Food Products | New | Process | Natural Gas | Gas Boiler - Hot Water Reset | A | Cumulative Energy Savings (MWh or mTherms) | Technical Potential | 0 | 0 | 0 | 0 | 0 | 0.13788 | 0.33795 | 0.62042 | 0.9917 | 1.4646 | 2.0764 | 2.8109 | 3.6258 | 4.4545 | 5.2182 | 5.8491 | 6.293 | 6.5661 | 6.705 | 6.7672 | 6.7918 | 6.7927 | 6.7935 | 6.7943 | 6.795 | 6.7969 | 6.7986 | 6.8003 | 0 | 0 | 0
F8_Industrial_Food Products_New_Process_Natural Gas_Gas Boiler - Hot Water Reset_A_Technical Potential | F8 | Industrial | Food Products | New | Process | Natural Gas | Gas Boiler - Hot Water Reset | A | Cumulative Summer Peak Savings (MW) | Technical Potential | 0 | 0 | 0 | 0 | 0 | 0 | 0 | 0 | 0 | 0 | 0 | 0 | 0 | 0 | 0 | 0 | 0 | 0 | 0 | 0 | 0 | 0 | 0 | 0 | 0 | 0 | 0 | 0 | 0 | 0 | 0
F9_Industrial_Food Products_New_Process_Natural Gas_Gas Boiler - Hot Water Reset_A_Technical Potential | F9 | Industrial | Food Products | New | Process | Natural Gas | Gas Boiler - Hot Water Reset | A | Cumulative Winter Peak Savings (MW) | Technical Potential | 0 | 0 | 0 | 0 | 0 | 0 | 0 | 0 | 0 | 0 | 0 | 0 | 0 | 0 | 0 | 0 | 0 | 0 | 0 | 0 | 0 | 0 | 0 | 0 | 0 | 0 | 0 | 0 | 0 | 0 | 0
F10_Industrial_Food Products_New_Process_Natural Gas_Gas Boiler - Hot Water Reset_A_Technical Potential | F10 | Industrial | Food Products | New | Process | Natural Gas | Gas Boiler - Hot Water Reset | A | Purchases (Incremental) | Technical Potential | 0 | 0 | 0 | 0 | 0 | 2.1863 | 3.1803 | 4.4983 | 5.9217 | 7.5532 | 9.7652 | 11.7248 | 13.009 | 13.2292 | 12.1921 | 10.0721 | 7.0837 | 4.3557 | 2.2134 | 0.98518 | 0.37599 | 2.1863 | 3.1803 | 4.4983 | 5.9217 | 7.5532 | 9.7652 | 11.7248 | 13.009 | 13.2292 | 12.1921
F11_Industrial_Food Products_New_Process_Natural Gas_Gas Boiler - Hot Water Reset_A_Technical Potential | F11 | Industrial | Food Products | New | Process | Natural Gas | Gas Boiler - Hot Water Reset | A | Purchases (Cumulative) | Technical Potential | 0 | 0 | 0 | 0 | 0 | 2.1863 | 5.3666 | 9.8649 | 15.7866 | 23.3398 | 33.105 | 44.8298 | 57.8387 | 71.068 | 83.2601 | 93.3321 | 100.4158 | 104.7715 | 106.9849 | 107.9701 | 108.3461 | 108.3461 | 108.3461 | 108.3461 | 108.3461 | 108.3461 | 108.3461 | 108.3461 | 108.3461 | 108.3461 | 108.3461
F1_Industrial_Food Products_New_Space Heating_Natural Gas_Steam Trap Maintenance_A_Technical Potential | F1 | Industrial | Food Products | New | Space Heating | Natural Gas | Steam Trap Maintenance | A | Integrated Unit Energy Savings (kWh or therms) | Technical Potential | 0 | 0 | 0 | 0 | 0 | 0 | 0 | 0 | 0 | 0 | 0 | 0 | 0 | 0 | 0 | 0 | 0 | 0 | 0 | 0 | 0 | 0 | 0 | 0 | 0 | 0 | 0 | 0 | 0 | 0 | 0
F2_Industrial_Food Products_New_Space Heating_Natural Gas_Steam Trap Maintenance_A_Technical Potential | F2 | Industrial | Food Products | New | Space Heating | Natural Gas | Steam Trap Maintenance | A | Integrated Unit Summer Peak Savings (kW) | Technical Potential | 0 | 0 | 0 | 0 | 0 | 0 | 0 | 0 | 0 | 0 | 0 | 0 | 0 | 0 | 0 | 0 | 0 | 0 | 0 | 0 | 0 | 0 | 0 | 0 | 0 | 0 | 0 | 0 | 0 | 0 | 0
F3_Industrial_Food Products_New_Space Heating_Natural Gas_Steam Trap Maintenance_A_Technical Potential | F3 | Industrial | Food Products | New | Space Heating | Natural Gas | Steam Trap Maintenance | A | Integrated Unit Winter Peak Savings (kW) | Technical Potential | 0 | 0 | 0 | 0 | 0 | 0 | 0 | 0 | 0 | 0 | 0 | 0 | 0 | 0 | 0 | 0 | 0 | 0 | 0 | 0 | 0 | 0 | 0 | 0 | 0 | 0 | 0 | 0 | 0 | 0 | 0
F4_Industrial_Food Products_New_Space Heating_Natural Gas_Steam Trap Maintenance_A_Technical Potential | F4 | Industrial | Food Products | New | Space Heating | Natural Gas | Steam Trap Maintenance | A | Incremental Energy Savings (MWh or mTherms) | Technical Potential | 0 | 0 | 0 | 0 | 0 | 0 | 0 | 0 | 0 | 0 | 0 | 0 | 0 | 0 | 0 | 0 | 0 | 0 | 0 | 0 | 0 | 0 | 0 | 0 | 0 | 0 | 0 | 0 | 0 | 0 | 0
F5_Industrial_Food Products_New_Space Heating_Natural Gas_Steam Trap Maintenance_A_Technical Potential | F5 | Industrial | Food Products | New | Space Heating | Natural Gas | Steam Trap Maintenance | A | Incremental Summer Peak Savings (MW) | Technical Potential | 0 | 0 | 0 | 0 | 0 | 0 | 0 | 0 | 0 | 0 | 0 | 0 | 0 | 0 | 0 | 0 | 0 | 0 | 0 | 0 | 0 | 0 | 0 | 0 | 0 | 0 | 0 | 0 | 0 | 0 | 0
F6_Industrial_Food Products_New_Space Heating_Natural Gas_Steam Trap Maintenance_A_Technical Potential | F6 | Industrial | Food Products | New | Space Heating | Natural Gas | Steam Trap Maintenance | A | Incremental Winter Peak Savings (MW) | Technical Potential | 0 | 0 | 0 | 0 | 0 | 0 | 0 | 0 | 0 | 0 | 0 | 0 | 0 | 0 | 0 | 0 | 0 | 0 | 0 | 0 | 0 | 0 | 0 | 0 | 0 | 0 | 0 | 0 | 0 | 0 | 0
F7_Industrial_Food Products_New_Space Heating_Natural Gas_Steam Trap Maintenance_A_Technical Potential | F7 | Industrial | Food Products | New | Space Heating | Natural Gas | Steam Trap Maintenance | A | Cumulative Energy Savings (MWh or mTherms) | Technical Potential | 0 | 0 | 0 | 0 | 0 | 0 | 0 | 0 | 0 | 0 | 0 | 0 | 0 | 0 | 0 | 0 | 0 | 0 | 0 | 0 | 0 | 0 | 0 | 0 | 0 | 0 | 0 | 0 | 0 | 0 | 0
F8_Industrial_Food Products_New_Space Heating_Natural Gas_Steam Trap Maintenance_A_Technical Potential | F8 | Industrial | Food Products | New | Space Heating | Natural Gas | Steam Trap Maintenance | A | Cumulative Summer Peak Savings (MW) | Technical Potential | 0 | 0 | 0 | 0 | 0 | 0 | 0 | 0 | 0 | 0 | 0 | 0 | 0 | 0 | 0 | 0 | 0 | 0 | 0 | 0 | 0 | 0 | 0 | 0 | 0 | 0 | 0 | 0 | 0 | 0 | 0
F9_Industrial_Food Products_New_Space Heating_Natural Gas_Steam Trap Maintenance_A_Technical Potential | F9 | Industrial | Food Products | New | Space Heating | Natural Gas | Steam Trap Maintenance | A | Cumulative Winter Peak Savings (MW) | Technical Potential | 0 | 0 | 0 | 0 | 0 | 0 | 0 | 0 | 0 | 0 | 0 | 0 | 0 | 0 | 0 | 0 | 0 | 0 | 0 | 0 | 0 | 0 | 0 | 0 | 0 | 0 | 0 | 0 | 0 | 0 | 0
F10_Industrial_Food Products_New_Space Heating_Natural Gas_Steam Trap Maintenance_A_Technical Potential | F10 | Industrial | Food Products | New | Space Heating | Natural Gas | Steam Trap Maintenance | A | Purchases (Incremental) | Technical Potential | 0 | 0 | 0 | 0 | 0 | 0 | 0 | 0 | 0 | 0 | 0 | 0 | 0 | 0 | 0 | 0 | 0 | 0 | 0 | 0 | 0 | 0 | 0 | 0 | 0 | 0 | 0 | 0 | 0 | 0 | 0
F11_Industrial_Food Products_New_Space Heating_Natural Gas_Steam Trap Maintenance_A_Technical Potential | F11 | Industrial | Food Products | New | Space Heating | Natural Gas | Steam Trap Maintenance | A | Purchases (Cumulative) | Technical Potential | 0 | 0 | 0 | 0 | 0 | 0 | 0 | 0 | 0 | 0 | 0 | 0 | 0 | 0 | 0 | 0 | 0 | 0 | 0 | 0 | 0 | 0 | 0 | 0 | 0 | 0 | 0 | 0 | 0 | 0 | 0
F1_Industrial_Food Products_New_Process_Natural Gas_Steam Trap Maintenance_A_Technical Potential | F1 | Industrial | Food Products | New | Process | Natural Gas | Steam Trap Maintenance | A | Integrated Unit Energy Savings (kWh or therms) | Technical Potential | 0 | 0 | 0 | 0 | 0 | 44.6038 | 44.5737 | 44.548 | 44.5271 | 44.5071 | 44.4907 | 44.48 | 44.4734 | 44.4697 | 44.4679 | 44.4679 | 44.469 | 44.4712 | 44.4744 | 44.4784 | 44.4861 | 44.493 | 44.4994 | 44.5052 | 44.5105 | 44.5155 | 44.52 | 44.5242 | 44.6416 | 44.6416 | 44.6416
F2_Industrial_Food Products_New_Process_Natural Gas_Steam Trap Maintenance_A_Technical Potential | F2 | Industrial | Food Products | New | Process | Natural Gas | Steam Trap Maintenance | A | Integrated Unit Summer Peak Savings (kW) | Technical Potential | 0 | 0 | 0 | 0 | 0 | 0 | 0 | 0 | 0 | 0 | 0 | 0 | 0 | 0 | 0 | 0 | 0 | 0 | 0 | 0 | 0 | 0 | 0 | 0 | 0 | 0 | 0 | 0 | 0 | 0 | 0
F3_Industrial_Food Products_New_Process_Natural Gas_Steam Trap Maintenance_A_Technical Potential | F3 | Industrial | Food Products | New | Process | Natural Gas | Steam Trap Maintenance | A | Integrated Unit Winter Peak Savings (kW) | Technical Potential | 0 | 0 | 0 | 0 | 0 | 0 | 0 | 0 | 0 | 0 | 0 | 0 | 0 | 0 | 0 | 0 | 0 | 0 | 0 | 0 | 0 | 0 | 0 | 0 | 0 | 0 | 0 | 0 | 0 | 0 | 0
F4_Industrial_Food Products_New_Process_Natural Gas_Steam Trap Maintenance_A_Technical Potential | F4 | Industrial | Food Products | New | Process | Natural Gas | Steam Trap Maintenance | A | Incremental Energy Savings (MWh or mTherms) | Technical Potential | 0 | 0 | 0 | 0 | 0 | 0 | 0 | 0 | 0 | 0 | 0 | 0 | 0 | 0 | 0 | 0 | 0 | 0 | 0 | 0 | 0 | 0 | 0 | 0 | 0 | 0 | 0 | 0 | 0 | 0 | 0
F5_Industrial_Food Products_New_Process_Natural Gas_Steam Trap Maintenance_A_Technical Potential | F5 | Industrial | Food Products | New | Process | Natural Gas | Steam Trap Maintenance | A | Incremental Summer Peak Savings (MW) | Technical Potential | 0 | 0 | 0 | 0 | 0 | 0 | 0 | 0 | 0 | 0 | 0 | 0 | 0 | 0 | 0 | 0 | 0 | 0 | 0 | 0 | 0 | 0 | 0 | 0 | 0 | 0 | 0 | 0 | 0 | 0 | 0
F6_Industrial_Food Products_New_Process_Natural Gas_Steam Trap Maintenance_A_Technical Potential | F6 | Industrial | Food Products | New | Process | Natural Gas | Steam Trap Maintenance | A | Incremental Winter Peak Savings (MW) | Technical Potential | 0 | 0 | 0 | 0 | 0 | 0 | 0 | 0 | 0 | 0 | 0 | 0 | 0 | 0 | 0 | 0 | 0 | 0 | 0 | 0 | 0 | 0 | 0 | 0 | 0 | 0 | 0 | 0 | 0 | 0 | 0
F7_Industrial_Food Products_New_Process_Natural Gas_Steam Trap Maintenance_A_Technical Potential | F7 | Industrial | Food Products | New | Process | Natural Gas | Steam Trap Maintenance | A | Cumulative Energy Savings (MWh or mTherms) | Technical Potential | 0 | 0 | 0 | 0 | 0 | 0 | 0 | 0 | 0 | 0 | 0 | 0 | 0 | 0 | 0 | 0 | 0 | 0 | 0 | 0 | 0 | 0 | 0 | 0 | 0 | 0 | 0 | 0 | 0 | 0 | 0
F8_Industrial_Food Products_New_Process_Natural Gas_Steam Trap Maintenance_A_Technical Potential | F8 | Industrial | Food Products | New | Process | Natural Gas | Steam Trap Maintenance | A | Cumulative Summer Peak Savings (MW) | Technical Potential | 0 | 0 | 0 | 0 | 0 | 0 | 0 | 0 | 0 | 0 | 0 | 0 | 0 | 0 | 0 | 0 | 0 | 0 | 0 | 0 | 0 | 0 | 0 | 0 | 0 | 0 | 0 | 0 | 0 | 0 | 0
F9_Industrial_Food Products_New_Process_Natural Gas_Steam Trap Maintenance_A_Technical Potential | F9 | Industrial | Food Products | New | Process | Natural Gas | Steam Trap Maintenance | A | Cumulative Winter Peak Savings (MW) | Technical Potential | 0 | 0 | 0 | 0 | 0 | 0 | 0 | 0 | 0 | 0 | 0 | 0 | 0 | 0 | 0 | 0 | 0 | 0 | 0 | 0 | 0 | 0 | 0 | 0 | 0 | 0 | 0 | 0 | 0 | 0 | 0
F10_Industrial_Food Products_New_Process_Natural Gas_Steam Trap Maintenance_A_Technical Potential | F10 | Industrial | Food Products | New | Process | Natural Gas | Steam Trap Maintenance | A | Purchases (Incremental) | Technical Potential | 0 | 0 | 0 | 0 | 0 | 0 | 0 | 0 | 0 | 0 | 0 | 0 | 0 | 0 | 0 | 0 | 0 | 0 | 0 | 0 | 0 | 0 | 0 | 0 | 0 | 0 | 0 | 0 | 0 | 0 | 0
F11_Industrial_Food Products_New_Process_Natural Gas_Steam Trap Maintenance_A_Technical Potential | F11 | Industrial | Food Products | New | Process | Natural Gas | Steam Trap Maintenance | A | Purchases (Cumulative) | Technical Potential | 0 | 0 | 0 | 0 | 0 | 0 | 0 | 0 | 0 | 0 | 0 | 0 | 0 | 0 | 0 | 0 | 0 | 0 | 0 | 0 | 0 | 0 | 0 | 0 | 0 | 0 | 0 | 0 | 0 | 0 | 0
F1_Industrial_Food Products_New_Space Heating_Natural Gas_Gas Boiler - High Turndown_A_Technical Potential | F1 | Industrial | Food Products | New | Space Heating | Natural Gas | Gas Boiler - High Turndown | A | Integrated Unit Energy Savings (kWh or therms) | Technical Potential | 0 | 0 | 0 | 0 | 0 | 0 | 0 | 0 | 0 | 0 | 0 | 0 | 0 | 0 | 0 | 0 | 0 | 0 | 0 | 0 | 0 | 0 | 0 | 0 | 0 | 0 | 0 | 0 | 0 | 0 | 0
F2_Industrial_Food Products_New_Space Heating_Natural Gas_Gas Boiler - High Turndown_A_Technical Potential | F2 | Industrial | Food Products | New | Space Heating | Natural Gas | Gas Boiler - High Turndown | A | Integrated Unit Summer Peak Savings (kW) | Technical Potential | 0 | 0 | 0 | 0 | 0 | 0 | 0 | 0 | 0 | 0 | 0 | 0 | 0 | 0 | 0 | 0 | 0 | 0 | 0 | 0 | 0 | 0 | 0 | 0 | 0 | 0 | 0 | 0 | 0 | 0 | 0
F3_Industrial_Food Products_New_Space Heating_Natural Gas_Gas Boiler - High Turndown_A_Technical Potential | F3 | Industrial | Food Products | New | Space Heating | Natural Gas | Gas Boiler - High Turndown | A | Integrated Unit Winter Peak Savings (kW) | Technical Potential | 0 | 0 | 0 | 0 | 0 | 0 | 0 | 0 | 0 | 0 | 0 | 0 | 0 | 0 | 0 | 0 | 0 | 0 | 0 | 0 | 0 | 0 | 0 | 0 | 0 | 0 | 0 | 0 | 0 | 0 | 0
F4_Industrial_Food Products_New_Space Heating_Natural Gas_Gas Boiler - High Turndown_A_Technical Potential | F4 | Industrial | Food Products | New | Space Heating | Natural Gas | Gas Boiler - High Turndown | A | Incremental Energy Savings (MWh or mTherms) | Technical Potential | 0 | 0 | 0 | 0 | 0 | 0 | 0 | 0 | 0 | 0 | 0 | 0 | 0 | 0 | 0 | 0 | 0 | 0 | 0 | 0 | 0 | 0 | 0 | 0 | 0 | 0 | 0 | 0 | 0 | 0 | 0
F5_Industrial_Food Products_New_Space Heating_Natural Gas_Gas Boiler - High Turndown_A_Technical Potential | F5 | Industrial | Food Products | New | Space Heating | Natural Gas | Gas Boiler - High Turndown | A | Incremental Summer Peak Savings (MW) | Technical Potential | 0 | 0 | 0 | 0 | 0 | 0 | 0 | 0 | 0 | 0 | 0 | 0 | 0 | 0 | 0 | 0 | 0 | 0 | 0 | 0 | 0 | 0 | 0 | 0 | 0 | 0 | 0 | 0 | 0 | 0 | 0
F6_Industrial_Food Products_New_Space Heating_Natural Gas_Gas Boiler - High Turndown_A_Technical Potential | F6 | Industrial | Food Products | New | Space Heating | Natural Gas | Gas Boiler - High Turndown | A | Incremental Winter Peak Savings (MW) | Technical Potential | 0 | 0 | 0 | 0 | 0 | 0 | 0 | 0 | 0 | 0 | 0 | 0 | 0 | 0 | 0 | 0 | 0 | 0 | 0 | 0 | 0 | 0 | 0 | 0 | 0 | 0 | 0 | 0 | 0 | 0 | 0
F7_Industrial_Food Products_New_Space Heating_Natural Gas_Gas Boiler - High Turndown_A_Technical Potential | F7 | Industrial | Food Products | New | Space Heating | Natural Gas | Gas Boiler - High Turndown | A | Cumulative Energy Savings (MWh or mTherms) | Technical Potential | 0 | 0 | 0 | 0 | 0 | 0 | 0 | 0 | 0 | 0 | 0 | 0 | 0 | 0 | 0 | 0 | 0 | 0 | 0 | 0 | 0 | 0 | 0 | 0 | 0 | 0 | 0 | 0 | 0 | 0 | 0
F8_Industrial_Food Products_New_Space Heating_Natural Gas_Gas Boiler - High Turndown_A_Technical Potential | F8 | Industrial | Food Products | New | Space Heating | Natural Gas | Gas Boiler - High Turndown | A | Cumulative Summer Peak Savings (MW) | Technical Potential | 0 | 0 | 0 | 0 | 0 | 0 | 0 | 0 | 0 | 0 | 0 | 0 | 0 | 0 | 0 | 0 | 0 | 0 | 0 | 0 | 0 | 0 | 0 | 0 | 0 | 0 | 0 | 0 | 0 | 0 | 0
F9_Industrial_Food Products_New_Space Heating_Natural Gas_Gas Boiler - High Turndown_A_Technical Potential | F9 | Industrial | Food Products | New | Space Heating | Natural Gas | Gas Boiler - High Turndown | A | Cumulative Winter Peak Savings (MW) | Technical Potential | 0 | 0 | 0 | 0 | 0 | 0 | 0 | 0 | 0 | 0 | 0 | 0 | 0 | 0 | 0 | 0 | 0 | 0 | 0 | 0 | 0 | 0 | 0 | 0 | 0 | 0 | 0 | 0 | 0 | 0 | 0
F10_Industrial_Food Products_New_Space Heating_Natural Gas_Gas Boiler - High Turndown_A_Technical Potential | F10 | Industrial | Food Products | New | Space Heating | Natural Gas | Gas Boiler - High Turndown | A | Purchases (Incremental) | Technical Potential | 0 | 0 | 0 | 0 | 0 | 0 | 0 | 0 | 0 | 0 | 0 | 0 | 0 | 0 | 0 | 0 | 0 | 0 | 0 | 0 | 0 | 0 | 0 | 0 | 0 | 0 | 0 | 0 | 0 | 0 | 0
F11_Industrial_Food Products_New_Space Heating_Natural Gas_Gas Boiler - High Turndown_A_Technical Potential | F11 | Industrial | Food Products | New | Space Heating | Natural Gas | Gas Boiler - High Turndown | A | Purchases (Cumulative) | Technical Potential | 0 | 0 | 0 | 0 | 0 | 0 | 0 | 0 | 0 | 0 | 0 | 0 | 0 | 0 | 0 | 0 | 0 | 0 | 0 | 0 | 0 | 0 | 0 | 0 | 0 | 0 | 0 | 0 | 0 | 0 | 0
F1_Industrial_Food Products_New_Process_Natural Gas_Gas Boiler - High Turndown_A_Technical Potential | F1 | Industrial | Food Products | New | Process | Natural Gas | Gas Boiler - High Turndown | A | Integrated Unit Energy Savings (kWh or therms) | Technical Potential | 0 | 0 | 0 | 0 | 0 | 47.2299 | 47.0975 | 46.978 | 46.8683 | 46.7624 | 46.6871 | 46.6221 | 46.5666 | 46.5202 | 46.4824 | 46.4542 | 46.4344 | 46.4216 | 46.4135 | 46.4077 | 46.4066 | 46.4068 | 46.4054 | 46.4026 | 46.3987 | 46.4355 | 46.4695 | 46.5012 | 47.3863 | 47.3863 | 47.3863
F2_Industrial_Food Products_New_Process_Natural Gas_Gas Boiler - High Turndown_A_Technical Potential | F2 | Industrial | Food Products | New | Process | Natural Gas | Gas Boiler - High Turndown | A | Integrated Unit Summer Peak Savings (kW) | Technical Potential | 0 | 0 | 0 | 0 | 0 | 0 | 0 | 0 | 0 | 0 | 0 | 0 | 0 | 0 | 0 | 0 | 0 | 0 | 0 | 0 | 0 | 0 | 0 | 0 | 0 | 0 | 0 | 0 | 0 | 0 | 0
F3_Industrial_Food Products_New_Process_Natural Gas_Gas Boiler - High Turndown_A_Technical Potential | F3 | Industrial | Food Products | New | Process | Natural Gas | Gas Boiler - High Turndown | A | Integrated Unit Winter Peak Savings (kW) | Technical Potential | 0 | 0 | 0 | 0 | 0 | 0 | 0 | 0 | 0 | 0 | 0 | 0 | 0 | 0 | 0 | 0 | 0 | 0 | 0 | 0 | 0 | 0 | 0 | 0 | 0 | 0 | 0 | 0 | 0 | 0 | 0
F4_Industrial_Food Products_New_Process_Natural Gas_Gas Boiler - High Turndown_A_Technical Potential | F4 | Industrial | Food Products | New | Process | Natural Gas | Gas Boiler - High Turndown | A | Incremental Energy Savings (MWh or mTherms) | Technical Potential | 0 | 0 | 0 | 0 | 0 | 0.15759 | 0.18618 | 0.21465 | 0.24285 | 0.27095 | 0.26923 | 0.23541 | 0.2043 | 0.17619 | 0.151 | 0.12888 | 0.10952 | 0.092759 | 0.078306 | 0.065896 | 0.15484 | 0.18345 | 0.21203 | 0.24043 | 0.26884 | 0.26778 | 0.23464 | 0.20401 | 0.17947 | 0.15394 | 0.13147
F5_Industrial_Food Products_New_Process_Natural Gas_Gas Boiler - High Turndown_A_Technical Potential | F5 | Industrial | Food Products | New | Process | Natural Gas | Gas Boiler - High Turndown | A | Incremental Summer Peak Savings (MW) | Technical Potential | 0 | 0 | 0 | 0 | 0 | 0 | 0 | 0 | 0 | 0 | 0 | 0 | 0 | 0 | 0 | 0 | 0 | 0 | 0 | 0 | 0 | 0 | 0 | 0 | 0 | 0 | 0 | 0 | 0 | 0 | 0
F6_Industrial_Food Products_New_Process_Natural Gas_Gas Boiler - High Turndown_A_Technical Potential | F6 | Industrial | Food Products | New | Process | Natural Gas | Gas Boiler - High Turndown | A | Incremental Winter Peak Savings (MW) | Technical Potential | 0 | 0 | 0 | 0 | 0 | 0 | 0 | 0 | 0 | 0 | 0 | 0 | 0 | 0 | 0 | 0 | 0 | 0 | 0 | 0 | 0 | 0 | 0 | 0 | 0 | 0 | 0 | 0 | 0 | 0 | 0
F7_Industrial_Food Products_New_Process_Natural Gas_Gas Boiler - High Turndown_A_Technical Potential | F7 | Industrial | Food Products | New | Process | Natural Gas | Gas Boiler - High Turndown | A | Cumulative Energy Savings (MWh or mTherms) | Technical Potential | 0 | 0 | 0 | 0 | 0 | 0.15759 | 0.34333 | 0.5571 | 0.79865 | 1.0678 | 1.3353 | 1.5688 | 1.7713 | 1.9457 | 2.0951 | 2.2227 | 2.3313 | 2.4234 | 2.5013 | 2.5669 | 2.5668 | 2.5668 | 2.5668 | 2.5666 | 2.5664 | 2.5684 | 2.5703 | 2.5721 | 0 | 0 | 0
F8_Industrial_Food Products_New_Process_Natural Gas_Gas Boiler - High Turndown_A_Technical Potential | F8 | Industrial | Food Products | New | Process | Natural Gas | Gas Boiler - High Turndown | A | Cumulative Summer Peak Savings (MW) | Technical Potential | 0 | 0 | 0 | 0 | 0 | 0 | 0 | 0 | 0 | 0 | 0 | 0 | 0 | 0 | 0 | 0 | 0 | 0 | 0 | 0 | 0 | 0 | 0 | 0 | 0 | 0 | 0 | 0 | 0 | 0 | 0
F9_Industrial_Food Products_New_Process_Natural Gas_Gas Boiler - High Turndown_A_Technical Potential | F9 | Industrial | Food Products | New | Process | Natural Gas | Gas Boiler - High Turndown | A | Cumulative Winter Peak Savings (MW) | Technical Potential | 0 | 0 | 0 | 0 | 0 | 0 | 0 | 0 | 0 | 0 | 0 | 0 | 0 | 0 | 0 | 0 | 0 | 0 | 0 | 0 | 0 | 0 | 0 | 0 | 0 | 0 | 0 | 0 | 0 | 0 | 0
F10_Industrial_Food Products_New_Process_Natural Gas_Gas Boiler - High Turndown_A_Technical Potential | F10 | Industrial | Food Products | New | Process | Natural Gas | Gas Boiler - High Turndown | A | Purchases (Incremental) | Technical Potential | 0 | 0 | 0 | 0 | 0 | 3.3367 | 3.953 | 4.5691 | 5.1815 | 5.7942 | 5.7667 | 5.0493 | 4.3872 | 3.7874 | 3.2485 | 2.7744 | 2.3586 | 1.9982 | 1.6871 | 1.4199 | 3.3367 | 3.953 | 4.5691 | 5.1815 | 5.7942 | 5.7667 | 5.0493 | 4.3872 | 3.7874 | 3.2485 | 2.7744
F11_Industrial_Food Products_New_Process_Natural Gas_Gas Boiler - High Turndown_A_Technical Potential | F11 | Industrial | Food Products | New | Process | Natural Gas | Gas Boiler - High Turndown | A | Purchases (Cumulative) | Technical Potential | 0 | 0 | 0 | 0 | 0 | 3.3367 | 7.2897 | 11.8587 | 17.0402 | 22.8344 | 28.6011 | 33.6503 | 38.0375 | 41.825 | 45.0735 | 47.8479 | 50.2065 | 52.2047 | 53.8918 | 55.3118 | 55.3118 | 55.3118 | 55.3118 | 55.3118 | 55.3118 | 55.3118 | 55.3118 | 55.3118 | 55.3118 | 55.3118 | 55.3118
F1_Industrial_Food Products_New_Space Heating_Natural Gas_Gas Boiler - Burner Control Optimization_A_Technical Potential | F1 | Industrial | Food Products | New | Space Heating | Natural Gas | Gas Boiler - Burner Control Optimization | A | Integrated Unit Energy Savings (kWh or therms) | Technical Potential | 0 | 0 | 0 | 0 | 0 | 0 | 0 | 0 | 0 | 0 | 0 | 0 | 0 | 0 | 0 | 0 | 0 | 0 | 0 | 0 | 0 | 0 | 0 | 0 | 0 | 0 | 0 | 0 | 0 | 0 | 0
F2_Industrial_Food Products_New_Space Heating_Natural Gas_Gas Boiler - Burner Control Optimization_A_Technical Potential | F2 | Industrial | Food Products | New | Space Heating | Natural Gas | Gas Boiler - Burner Control Optimization | A | Integrated Unit Summer Peak Savings (kW) | Technical Potential | 0 | 0 | 0 | 0 | 0 | 0 | 0 | 0 | 0 | 0 | 0 | 0 | 0 | 0 | 0 | 0 | 0 | 0 | 0 | 0 | 0 | 0 | 0 | 0 | 0 | 0 | 0 | 0 | 0 | 0 | 0
F3_Industrial_Food Products_New_Space Heating_Natural Gas_Gas Boiler - Burner Control Optimization_A_Technical Potential | F3 | Industrial | Food Products | New | Space Heating | Natural Gas | Gas Boiler - Burner Control Optimization | A | Integrated Unit Winter Peak Savings (kW) | Technical Potential | 0 | 0 | 0 | 0 | 0 | 0 | 0 | 0 | 0 | 0 | 0 | 0 | 0 | 0 | 0 | 0 | 0 | 0 | 0 | 0 | 0 | 0 | 0 | 0 | 0 | 0 | 0 | 0 | 0 | 0 | 0
F4_Industrial_Food Products_New_Space Heating_Natural Gas_Gas Boiler - Burner Control Optimization_A_Technical Potential | F4 | Industrial | Food Products | New | Space Heating | Natural Gas | Gas Boiler - Burner Control Optimization | A | Incremental Energy Savings (MWh or mTherms) | Technical Potential | 0 | 0 | 0 | 0 | 0 | 0 | 0 | 0 | 0 | 0 | 0 | 0 | 0 | 0 | 0 | 0 | 0 | 0 | 0 | 0 | 0 | 0 | 0 | 0 | 0 | 0 | 0 | 0 | 0 | 0 | 0
F5_Industrial_Food Products_New_Space Heating_Natural Gas_Gas Boiler - Burner Control Optimization_A_Technical Potential | F5 | Industrial | Food Products | New | Space Heating | Natural Gas | Gas Boiler - Burner Control Optimization | A | Incremental Summer Peak Savings (MW) | Technical Potential | 0 | 0 | 0 | 0 | 0 | 0 | 0 | 0 | 0 | 0 | 0 | 0 | 0 | 0 | 0 | 0 | 0 | 0 | 0 | 0 | 0 | 0 | 0 | 0 | 0 | 0 | 0 | 0 | 0 | 0 | 0
F6_Industrial_Food Products_New_Space Heating_Natural Gas_Gas Boiler - Burner Control Optimization_A_Technical Potential | F6 | Industrial | Food Products | New | Space Heating | Natural Gas | Gas Boiler - Burner Control Optimization | A | Incremental Winter Peak Savings (MW) | Technical Potential | 0 | 0 | 0 | 0 | 0 | 0 | 0 | 0 | 0 | 0 | 0 | 0 | 0 | 0 | 0 | 0 | 0 | 0 | 0 | 0 | 0 | 0 | 0 | 0 | 0 | 0 | 0 | 0 | 0 | 0 | 0
F7_Industrial_Food Products_New_Space Heating_Natural Gas_Gas Boiler - Burner Control Optimization_A_Technical Potential | F7 | Industrial | Food Products | New | Space Heating | Natural Gas | Gas Boiler - Burner Control Optimization | A | Cumulative Energy Savings (MWh or mTherms) | Technical Potential | 0 | 0 | 0 | 0 | 0 | 0 | 0 | 0 | 0 | 0 | 0 | 0 | 0 | 0 | 0 | 0 | 0 | 0 | 0 | 0 | 0 | 0 | 0 | 0 | 0 | 0 | 0 | 0 | 0 | 0 | 0
F8_Industrial_Food Products_New_Space Heating_Natural Gas_Gas Boiler - Burner Control Optimization_A_Technical Potential | F8 | Industrial | Food Products | New | Space Heating | Natural Gas | Gas Boiler - Burner Control Optimization | A | Cumulative Summer Peak Savings (MW) | Technical Potential | 0 | 0 | 0 | 0 | 0 | 0 | 0 | 0 | 0 | 0 | 0 | 0 | 0 | 0 | 0 | 0 | 0 | 0 | 0 | 0 | 0 | 0 | 0 | 0 | 0 | 0 | 0 | 0 | 0 | 0 | 0
F9_Industrial_Food Products_New_Space Heating_Natural Gas_Gas Boiler - Burner Control Optimization_A_Technical Potential | F9 | Industrial | Food Products | New | Space Heating | Natural Gas | Gas Boiler - Burner Control Optimization | A | Cumulative Winter Peak Savings (MW) | Technical Potential | 0 | 0 | 0 | 0 | 0 | 0 | 0 | 0 | 0 | 0 | 0 | 0 | 0 | 0 | 0 | 0 | 0 | 0 | 0 | 0 | 0 | 0 | 0 | 0 | 0 | 0 | 0 | 0 | 0 | 0 | 0
F10_Industrial_Food Products_New_Space Heating_Natural Gas_Gas Boiler - Burner Control Optimization_A_Technical Potential | F10 | Industrial | Food Products | New | Space Heating | Natural Gas | Gas Boiler - Burner Control Optimization | A | Purchases (Incremental) | Technical Potential | 0 | 0 | 0 | 0 | 0 | 0 | 0 | 0 | 0 | 0 | 0 | 0 | 0 | 0 | 0 | 0 | 0 | 0 | 0 | 0 | 0 | 0 | 0 | 0 | 0 | 0 | 0 | 0 | 0 | 0 | 0
F11_Industrial_Food Products_New_Space Heating_Natural Gas_Gas Boiler - Burner Control Optimization_A_Technical Potential | F11 | Industrial | Food Products | New | Space Heating | Natural Gas | Gas Boiler - Burner Control Optimization | A | Purchases (Cumulative) | Technical Potential | 0 | 0 | 0 | 0 | 0 | 0 | 0 | 0 | 0 | 0 | 0 | 0 | 0 | 0 | 0 | 0 | 0 | 0 | 0 | 0 | 0 | 0 | 0 | 0 | 0 | 0 | 0 | 0 | 0 | 0 | 0
F1_Industrial_Food Products_New_Process_Natural Gas_Gas Boiler - Burner Control Optimization_A_Technical Potential | F1 | Industrial | Food Products | New | Process | Natural Gas | Gas Boiler - Burner Control Optimization | A | Integrated Unit Energy Savings (kWh or therms) | Technical Potential | 0 | 0 | 0 | 0 | 0 | 13.6929 | 13.6513 | 13.6138 | 13.5794 | 13.5463 | 13.5225 | 13.5025 | 13.4857 | 13.4719 | 13.4608 | 13.4527 | 13.4473 | 13.4439 | 13.4419 | 13.4407 | 13.4412 | 13.442 | 13.4423 | 13.4421 | 13.4416 | 13.4527 | 13.4631 | 13.4727 | 13.742 | 13.742 | 13.742
F2_Industrial_Food Products_New_Process_Natural Gas_Gas Boiler - Burner Control Optimization_A_Technical Potential | F2 | Industrial | Food Products | New | Process | Natural Gas | Gas Boiler - Burner Control Optimization | A | Integrated Unit Summer Peak Savings (kW) | Technical Potential | 0 | 0 | 0 | 0 | 0 | 0 | 0 | 0 | 0 | 0 | 0 | 0 | 0 | 0 | 0 | 0 | 0 | 0 | 0 | 0 | 0 | 0 | 0 | 0 | 0 | 0 | 0 | 0 | 0 | 0 | 0
F3_Industrial_Food Products_New_Process_Natural Gas_Gas Boiler - Burner Control Optimization_A_Technical Potential | F3 | Industrial | Food Products | New | Process | Natural Gas | Gas Boiler - Burner Control Optimization | A | Integrated Unit Winter Peak Savings (kW) | Technical Potential | 0 | 0 | 0 | 0 | 0 | 0 | 0 | 0 | 0 | 0 | 0 | 0 | 0 | 0 | 0 | 0 | 0 | 0 | 0 | 0 | 0 | 0 | 0 | 0 | 0 | 0 | 0 | 0 | 0 | 0 | 0
F4_Industrial_Food Products_New_Process_Natural Gas_Gas Boiler - Burner Control Optimization_A_Technical Potential | F4 | Industrial | Food Products | New | Process | Natural Gas | Gas Boiler - Burner Control Optimization | A | Incremental Energy Savings (MWh or mTherms) | Technical Potential | 0 | 0 | 0 | 0 | 0 | 0.012325 | 0.022882 | 0.052751 | 0.10442 | 0.1812 | 0.28004 | 0.38951 | 0.49294 | 0.57227 | 0.61306 | 0.61047 | 0.56741 | 0.49472 | 0.40604 | 0.31473 | 0.23123 | 0.16141 | 0.10731 | 0.068102 | 0.047988 | 0.052127 | 0.10353 | 0.18022 | 0.28458 | 0.39642 | 0.50231
F5_Industrial_Food Products_New_Process_Natural Gas_Gas Boiler - Burner Control Optimization_A_Technical Potential | F5 | Industrial | Food Products | New | Process | Natural Gas | Gas Boiler - Burner Control Optimization | A | Incremental Summer Peak Savings (MW) | Technical Potential | 0 | 0 | 0 | 0 | 0 | 0 | 0 | 0 | 0 | 0 | 0 | 0 | 0 | 0 | 0 | 0 | 0 | 0 | 0 | 0 | 0 | 0 | 0 | 0 | 0 | 0 | 0 | 0 | 0 | 0 | 0
F6_Industrial_Food Products_New_Process_Natural Gas_Gas Boiler - Burner Control Optimization_A_Technical Potential | F6 | Industrial | Food Products | New | Process | Natural Gas | Gas Boiler - Burner Control Optimization | A | Incremental Winter Peak Savings (MW) | Technical Potential | 0 | 0 | 0 | 0 | 0 | 0 | 0 | 0 | 0 | 0 | 0 | 0 | 0 | 0 | 0 | 0 | 0 | 0 | 0 | 0 | 0 | 0 | 0 | 0 | 0 | 0 | 0 | 0 | 0 | 0 | 0
F7_Industrial_Food Products_New_Process_Natural Gas_Gas Boiler - Burner Control Optimization_A_Technical Potential | F7 | Industrial | Food Products | New | Process | Natural Gas | Gas Boiler - Burner Control Optimization | A | Cumulative Energy Savings (MWh or mTherms) | Technical Potential | 0 | 0 | 0 | 0 | 0 | 0.012325 | 0.035169 | 0.087824 | 0.19203 | 0.37276 | 0.65214 | 1.0407 | 1.5323 | 2.103 | 2.7144 | 3.3232 | 3.8893 | 4.383 | 4.7884 | 5.1027 | 5.3341 | 5.4959 | 5.6033 | 5.6592 | 5.6844 | 5.6892 | 5.6935 | 5.6976 | 0 | 0 | 0
F8_Industrial_Food Products_New_Process_Natural Gas_Gas Boiler - Burner Control Optimization_A_Technical Potential | F8 | Industrial | Food Products | New | Process | Natural Gas | Gas Boiler - Burner Control Optimization | A | Cumulative Summer Peak Savings (MW) | Technical Potential | 0 | 0 | 0 | 0 | 0 | 0 | 0 | 0 | 0 | 0 | 0 | 0 | 0 | 0 | 0 | 0 | 0 | 0 | 0 | 0 | 0 | 0 | 0 | 0 | 0 | 0 | 0 | 0 | 0 | 0 | 0
F9_Industrial_Food Products_New_Process_Natural Gas_Gas Boiler - Burner Control Optimization_A_Technical Potential | F9 | Industrial | Food Products | New | Process | Natural Gas | Gas Boiler - Burner Control Optimization | A | Cumulative Winter Peak Savings (MW) | Technical Potential | 0 | 0 | 0 | 0 | 0 | 0 | 0 | 0 | 0 | 0 | 0 | 0 | 0 | 0 | 0 | 0 | 0 | 0 | 0 | 0 | 0 | 0 | 0 | 0 | 0 | 0 | 0 | 0 | 0 | 0 | 0
F10_Industrial_Food Products_New_Process_Natural Gas_Gas Boiler - Burner Control Optimization_A_Technical Potential | F10 | Industrial | Food Products | New | Process | Natural Gas | Gas Boiler - Burner Control Optimization | A | Purchases (Incremental) | Technical Potential | 0 | 0 | 0 | 0 | 0 | 0.90008 | 1.6762 | 3.8748 | 7.6898 | 13.3765 | 20.7091 | 28.8475 | 36.5531 | 42.4791 | 45.5439 | 45.379 | 42.1951 | 36.7985 | 30.2072 | 23.4162 | 17.2031 | 12.0077 | 7.9829 | 5.0663 | 3.5701 | 3.8748 | 7.6898 | 13.3765 | 20.7091 | 28.8475 | 36.5531
F11_Industrial_Food Products_New_Process_Natural Gas_Gas Boiler - Burner Control Optimization_A_Technical Potential | F11 | Industrial | Food Products | New | Process | Natural Gas | Gas Boiler - Burner Control Optimization | A | Purchases (Cumulative) | Technical Potential | 0 | 0 | 0 | 0 | 0 | 0.90008 | 2.5763 | 6.4511 | 14.1409 | 27.5174 | 48.2264 | 77.0739 | 113.627 | 156.1061 | 201.65 | 247.029 | 289.2241 | 326.0227 | 356.2299 | 379.6461 | 396.8493 | 408.857 | 416.8399 | 421.0061 | 422.9001 | 422.9001 | 422.9001 | 422.9001 | 422.9001 | 422.9001 | 422.9001
F1_Industrial_Food Products_New_Space Heating_Natural Gas_HVAC - Demand Controlled Ventilation_A_Technical Potential | F1 | Industrial | Food Products | New | Space Heating | Natural Gas | HVAC - Demand Controlled Ventilation | A | Integrated Unit Energy Savings (kWh or therms) | Technical Potential | 0 | 0 | 0 | 0 | 0 | 0 | 0 | 0 | 0 | 0 | 0 | 0 | 0 | 0 | 0 | 0 | 0 | 0 | 0 | 0 | 0 | 0 | 0 | 0 | 0 | 0 | 0 | 0 | 0 | 0 | 0
F2_Industrial_Food Products_New_Space Heating_Natural Gas_HVAC - Demand Controlled Ventilation_A_Technical Potential | F2 | Industrial | Food Products | New | Space Heating | Natural Gas | HVAC - Demand Controlled Ventilation | A | Integrated Unit Summer Peak Savings (kW) | Technical Potential | 0 | 0 | 0 | 0 | 0 | 0 | 0 | 0 | 0 | 0 | 0 | 0 | 0 | 0 | 0 | 0 | 0 | 0 | 0 | 0 | 0 | 0 | 0 | 0 | 0 | 0 | 0 | 0 | 0 | 0 | 0
F3_Industrial_Food Products_New_Space Heating_Natural Gas_HVAC - Demand Controlled Ventilation_A_Technical Potential | F3 | Industrial | Food Products | New | Space Heating | Natural Gas | HVAC - Demand Controlled Ventilation | A | Integrated Unit Winter Peak Savings (kW) | Technical Potential | 0 | 0 | 0 | 0 | 0 | 0 | 0 | 0 | 0 | 0 | 0 | 0 | 0 | 0 | 0 | 0 | 0 | 0 | 0 | 0 | 0 | 0 | 0 | 0 | 0 | 0 | 0 | 0 | 0 | 0 | 0
F4_Industrial_Food Products_New_Space Heating_Natural Gas_HVAC - Demand Controlled Ventilation_A_Technical Potential | F4 | Industrial | Food Products | New | Space Heating | Natural Gas | HVAC - Demand Controlled Ventilation | A | Incremental Energy Savings (MWh or mTherms) | Technical Potential | 0 | 0 | 0 | 0 | 0 | 0 | 0 | 0 | 0 | 0 | 0 | 0 | 0 | 0 | 0 | 0 | 0 | 0 | 0 | 0 | 0 | 0 | 0 | 0 | 0 | 0 | 0 | 0 | 0 | 0 | 0
F5_Industrial_Food Products_New_Space Heating_Natural Gas_HVAC - Demand Controlled Ventilation_A_Technical Potential | F5 | Industrial | Food Products | New | Space Heating | Natural Gas | HVAC - Demand Controlled Ventilation | A | Incremental Summer Peak Savings (MW) | Technical Potential | 0 | 0 | 0 | 0 | 0 | 0 | 0 | 0 | 0 | 0 | 0 | 0 | 0 | 0 | 0 | 0 | 0 | 0 | 0 | 0 | 0 | 0 | 0 | 0 | 0 | 0 | 0 | 0 | 0 | 0 | 0
F6_Industrial_Food Products_New_Space Heating_Natural Gas_HVAC - Demand Controlled Ventilation_A_Technical Potential | F6 | Industrial | Food Products | New | Space Heating | Natural Gas | HVAC - Demand Controlled Ventilation | A | Incremental Winter Peak Savings (MW) | Technical Potential | 0 | 0 | 0 | 0 | 0 | 0 | 0 | 0 | 0 | 0 | 0 | 0 | 0 | 0 | 0 | 0 | 0 | 0 | 0 | 0 | 0 | 0 | 0 | 0 | 0 | 0 | 0 | 0 | 0 | 0 | 0
F7_Industrial_Food Products_New_Space Heating_Natural Gas_HVAC - Demand Controlled Ventilation_A_Technical Potential | F7 | Industrial | Food Products | New | Space Heating | Natural Gas | HVAC - Demand Controlled Ventilation | A | Cumulative Energy Savings (MWh or mTherms) | Technical Potential | 0 | 0 | 0 | 0 | 0 | 0 | 0 | 0 | 0 | 0 | 0 | 0 | 0 | 0 | 0 | 0 | 0 | 0 | 0 | 0 | 0 | 0 | 0 | 0 | 0 | 0 | 0 | 0 | 0 | 0 | 0
F8_Industrial_Food Products_New_Space Heating_Natural Gas_HVAC - Demand Controlled Ventilation_A_Technical Potential | F8 | Industrial | Food Products | New | Space Heating | Natural Gas | HVAC - Demand Controlled Ventilation | A | Cumulative Summer Peak Savings (MW) | Technical Potential | 0 | 0 | 0 | 0 | 0 | 0 | 0 | 0 | 0 | 0 | 0 | 0 | 0 | 0 | 0 | 0 | 0 | 0 | 0 | 0 | 0 | 0 | 0 | 0 | 0 | 0 | 0 | 0 | 0 | 0 | 0
F9_Industrial_Food Products_New_Space Heating_Natural Gas_HVAC - Demand Controlled Ventilation_A_Technical Potential | F9 | Industrial | Food Products | New | Space Heating | Natural Gas | HVAC - Demand Controlled Ventilation | A | Cumulative Winter Peak Savings (MW) | Technical Potential | 0 | 0 | 0 | 0 | 0 | 0 | 0 | 0 | 0 | 0 | 0 | 0 | 0 | 0 | 0 | 0 | 0 | 0 | 0 | 0 | 0 | 0 | 0 | 0 | 0 | 0 | 0 | 0 | 0 | 0 | 0
F10_Industrial_Food Products_New_Space Heating_Natural Gas_HVAC - Demand Controlled Ventilation_A_Technical Potential | F10 | Industrial | Food Products | New | Space Heating | Natural Gas | HVAC - Demand Controlled Ventilation | A | Purchases (Incremental) | Technical Potential | 0 | 0 | 0 | 0 | 0 | 0 | 0 | 0 | 0 | 0 | 0 | 0 | 0 | 0 | 0 | 0 | 0 | 0 | 0 | 0 | 0 | 0 | 0 | 0 | 0 | 0 | 0 | 0 | 0 | 0 | 0
F11_Industrial_Food Products_New_Space Heating_Natural Gas_HVAC - Demand Controlled Ventilation_A_Technical Potential | F11 | Industrial | Food Products | New | Space Heating | Natural Gas | HVAC - Demand Controlled Ventilation | A | Purchases (Cumulative) | Technical Potential | 0 | 0 | 0 | 0 | 0 | 0 | 0 | 0 | 0 | 0 | 0 | 0 | 0 | 0 | 0 | 0 | 0 | 0 | 0 | 0 | 0 | 0 | 0 | 0 | 0 | 0 | 0 | 0 | 0 | 0 | 0
F1_Industrial_Food Products_New_Space Heating_Natural Gas_Gas Boiler - Stack Economizer_A_Technical Potential | F1 | Industrial | Food Products | New | Space Heating | Natural Gas | Gas Boiler - Stack Economizer | A | Integrated Unit Energy Savings (kWh or therms) | Technical Potential | 0 | 0 | 0 | 0 | 0 | 0 | 0 | 0 | 0 | 0 | 0 | 0 | 0 | 0 | 0 | 0 | 0 | 0 | 0 | 0 | 0 | 0 | 0 | 0 | 0 | 0 | 0 | 0 | 0 | 0 | 0
F2_Industrial_Food Products_New_Space Heating_Natural Gas_Gas Boiler - Stack Economizer_A_Technical Potential | F2 | Industrial | Food Products | New | Space Heating | Natural Gas | Gas Boiler - Stack Economizer | A | Integrated Unit Summer Peak Savings (kW) | Technical Potential | 0 | 0 | 0 | 0 | 0 | 0 | 0 | 0 | 0 | 0 | 0 | 0 | 0 | 0 | 0 | 0 | 0 | 0 | 0 | 0 | 0 | 0 | 0 | 0 | 0 | 0 | 0 | 0 | 0 | 0 | 0
F3_Industrial_Food Products_New_Space Heating_Natural Gas_Gas Boiler - Stack Economizer_A_Technical Potential | F3 | Industrial | Food Products | New | Space Heating | Natural Gas | Gas Boiler - Stack Economizer | A | Integrated Unit Winter Peak Savings (kW) | Technical Potential | 0 | 0 | 0 | 0 | 0 | 0 | 0 | 0 | 0 | 0 | 0 | 0 | 0 | 0 | 0 | 0 | 0 | 0 | 0 | 0 | 0 | 0 | 0 | 0 | 0 | 0 | 0 | 0 | 0 | 0 | 0
F4_Industrial_Food Products_New_Space Heating_Natural Gas_Gas Boiler - Stack Economizer_A_Technical Potential | F4 | Industrial | Food Products | New | Space Heating | Natural Gas | Gas Boiler - Stack Economizer | A | Incremental Energy Savings (MWh or mTherms) | Technical Potential | 0 | 0 | 0 | 0 | 0 | 0 | 0 | 0 | 0 | 0 | 0 | 0 | 0 | 0 | 0 | 0 | 0 | 0 | 0 | 0 | 0 | 0 | 0 | 0 | 0 | 0 | 0 | 0 | 0 | 0 | 0
F5_Industrial_Food Products_New_Space Heating_Natural Gas_Gas Boiler - Stack Economizer_A_Technical Potential | F5 | Industrial | Food Products | New | Space Heating | Natural Gas | Gas Boiler - Stack Economizer | A | Incremental Summer Peak Savings (MW) | Technical Potential | 0 | 0 | 0 | 0 | 0 | 0 | 0 | 0 | 0 | 0 | 0 | 0 | 0 | 0 | 0 | 0 | 0 | 0 | 0 | 0 | 0 | 0 | 0 | 0 | 0 | 0 | 0 | 0 | 0 | 0 | 0
F6_Industrial_Food Products_New_Space Heating_Natural Gas_Gas Boiler - Stack Economizer_A_Technical Potential | F6 | Industrial | Food Products | New | Space Heating | Natural Gas | Gas Boiler - Stack Economizer | A | Incremental Winter Peak Savings (MW) | Technical Potential | 0 | 0 | 0 | 0 | 0 | 0 | 0 | 0 | 0 | 0 | 0 | 0 | 0 | 0 | 0 | 0 | 0 | 0 | 0 | 0 | 0 | 0 | 0 | 0 | 0 | 0 | 0 | 0 | 0 | 0 | 0
F7_Industrial_Food Products_New_Space Heating_Natural Gas_Gas Boiler - Stack Economizer_A_Technical Potential | F7 | Industrial | Food Products | New | Space Heating | Natural Gas | Gas Boiler - Stack Economizer | A | Cumulative Energy Savings (MWh or mTherms) | Technical Potential | 0 | 0 | 0 | 0 | 0 | 0 | 0 | 0 | 0 | 0 | 0 | 0 | 0 | 0 | 0 | 0 | 0 | 0 | 0 | 0 | 0 | 0 | 0 | 0 | 0 | 0 | 0 | 0 | 0 | 0 | 0
F8_Industrial_Food Products_New_Space Heating_Natural Gas_Gas Boiler - Stack Economizer_A_Technical Potential | F8 | Industrial | Food Products | New | Space Heating | Natural Gas | Gas Boiler - Stack Economizer | A | Cumulative Summer Peak Savings (MW) | Technical Potential | 0 | 0 | 0 | 0 | 0 | 0 | 0 | 0 | 0 | 0 | 0 | 0 | 0 | 0 | 0 | 0 | 0 | 0 | 0 | 0 | 0 | 0 | 0 | 0 | 0 | 0 | 0 | 0 | 0 | 0 | 0
F9_Industrial_Food Products_New_Space Heating_Natural Gas_Gas Boiler - Stack Economizer_A_Technical Potential | F9 | Industrial | Food Products | New | Space Heating | Natural Gas | Gas Boiler - Stack Economizer | A | Cumulative Winter Peak Savings (MW) | Technical Potential | 0 | 0 | 0 | 0 | 0 | 0 | 0 | 0 | 0 | 0 | 0 | 0 | 0 | 0 | 0 | 0 | 0 | 0 | 0 | 0 | 0 | 0 | 0 | 0 | 0 | 0 | 0 | 0 | 0 | 0 | 0
F10_Industrial_Food Products_New_Space Heating_Natural Gas_Gas Boiler - Stack Economizer_A_Technical Potential | F10 | Industrial | Food Products | New | Space Heating | Natural Gas | Gas Boiler - Stack Economizer | A | Purchases (Incremental) | Technical Potential | 0 | 0 | 0 | 0 | 0 | 0 | 0 | 0 | 0 | 0 | 0 | 0 | 0 | 0 | 0 | 0 | 0 | 0 | 0 | 0 | 0 | 0 | 0 | 0 | 0 | 0 | 0 | 0 | 0 | 0 | 0
F11_Industrial_Food Products_New_Space Heating_Natural Gas_Gas Boiler - Stack Economizer_A_Technical Potential | F11 | Industrial | Food Products | New | Space Heating | Natural Gas | Gas Boiler - Stack Economizer | A | Purchases (Cumulative) | Technical Potential | 0 | 0 | 0 | 0 | 0 | 0 | 0 | 0 | 0 | 0 | 0 | 0 | 0 | 0 | 0 | 0 | 0 | 0 | 0 | 0 | 0 | 0 | 0 | 0 | 0 | 0 | 0 | 0 | 0 | 0 | 0
F1_Industrial_Food Products_New_Process_Natural Gas_Gas Boiler - Stack Economizer_A_Technical Potential | F1 | Industrial | Food Products | New | Process | Natural Gas | Gas Boiler - Stack Economizer | A | Integrated Unit Energy Savings (kWh or therms) | Technical Potential | 0 | 0 | 0 | 0 | 0 | 45.4846 | 45.4812 | 45.4795 | 45.4809 | 45.4819 | 45.4828 | 45.4835 | 45.4841 | 45.4846 | 45.485 | 45.4853 | 45.4857 | 45.486 | 45.4862 | 45.4864 | 45.4867 | 45.4868 | 45.487 | 45.4872 | 45.4873 | 45.4875 | 45.4876 | 45.4877 | 45.4909 | 45.4909 | 45.4909
F2_Industrial_Food Products_New_Process_Natural Gas_Gas Boiler - Stack Economizer_A_Technical Potential | F2 | Industrial | Food Products | New | Process | Natural Gas | Gas Boiler - Stack Economizer | A | Integrated Unit Summer Peak Savings (kW) | Technical Potential | 0 | 0 | 0 | 0 | 0 | 0 | 0 | 0 | 0 | 0 | 0 | 0 | 0 | 0 | 0 | 0 | 0 | 0 | 0 | 0 | 0 | 0 | 0 | 0 | 0 | 0 | 0 | 0 | 0 | 0 | 0
F3_Industrial_Food Products_New_Process_Natural Gas_Gas Boiler - Stack Economizer_A_Technical Potential | F3 | Industrial | Food Products | New | Process | Natural Gas | Gas Boiler - Stack Economizer | A | Integrated Unit Winter Peak Savings (kW) | Technical Potential | 0 | 0 | 0 | 0 | 0 | 0 | 0 | 0 | 0 | 0 | 0 | 0 | 0 | 0 | 0 | 0 | 0 | 0 | 0 | 0 | 0 | 0 | 0 | 0 | 0 | 0 | 0 | 0 | 0 | 0 | 0
F4_Industrial_Food Products_New_Process_Natural Gas_Gas Boiler - Stack Economizer_A_Technical Potential | F4 | Industrial | Food Products | New | Process | Natural Gas | Gas Boiler - Stack Economizer | A | Incremental Energy Savings (MWh or mTherms) | Technical Potential | 0 | 0 | 0 | 0 | 0 | 0.40471 | 0.47944 | 0.55413 | 0.62842 | 0.70275 | 0.69943 | 0.61242 | 0.53213 | 0.45938 | 0.39403 | 0.33652 | 0.28609 | 0.24237 | 0.20464 | 0.17224 | 0.40473 | 0.4795 | 0.55422 | 0.62851 | 0.70283 | 0.6995 | 0.61248 | 0.53217 | 0.45945 | 0.39408 | 0.33656
F5_Industrial_Food Products_New_Process_Natural Gas_Gas Boiler - Stack Economizer_A_Technical Potential | F5 | Industrial | Food Products | New | Process | Natural Gas | Gas Boiler - Stack Economizer | A | Incremental Summer Peak Savings (MW) | Technical Potential | 0 | 0 | 0 | 0 | 0 | 0 | 0 | 0 | 0 | 0 | 0 | 0 | 0 | 0 | 0 | 0 | 0 | 0 | 0 | 0 | 0 | 0 | 0 | 0 | 0 | 0 | 0 | 0 | 0 | 0 | 0
F6_Industrial_Food Products_New_Process_Natural Gas_Gas Boiler - Stack Economizer_A_Technical Potential | F6 | Industrial | Food Products | New | Process | Natural Gas | Gas Boiler - Stack Economizer | A | Incremental Winter Peak Savings (MW) | Technical Potential | 0 | 0 | 0 | 0 | 0 | 0 | 0 | 0 | 0 | 0 | 0 | 0 | 0 | 0 | 0 | 0 | 0 | 0 | 0 | 0 | 0 | 0 | 0 | 0 | 0 | 0 | 0 | 0 | 0 | 0 | 0
F7_Industrial_Food Products_New_Process_Natural Gas_Gas Boiler - Stack Economizer_A_Technical Potential | F7 | Industrial | Food Products | New | Process | Natural Gas | Gas Boiler - Stack Economizer | A | Cumulative Energy Savings (MWh or mTherms) | Technical Potential | 0 | 0 | 0 | 0 | 0 | 0.40471 | 0.88412 | 1.4382 | 2.0667 | 2.7695 | 3.4689 | 4.0814 | 4.6136 | 5.073 | 5.4671 | 5.8037 | 6.0898 | 6.3322 | 6.5369 | 6.7092 | 6.7092 | 6.7092 | 6.7092 | 6.7093 | 6.7093 | 6.7093 | 6.7093 | 6.7093 | 0 | 0 | 0
F8_Industrial_Food Products_New_Process_Natural Gas_Gas Boiler - Stack Economizer_A_Technical Potential | F8 | Industrial | Food Products | New | Process | Natural Gas | Gas Boiler - Stack Economizer | A | Cumulative Summer Peak Savings (MW) | Technical Potential | 0 | 0 | 0 | 0 | 0 | 0 | 0 | 0 | 0 | 0 | 0 | 0 | 0 | 0 | 0 | 0 | 0 | 0 | 0 | 0 | 0 | 0 | 0 | 0 | 0 | 0 | 0 | 0 | 0 | 0 | 0
F9_Industrial_Food Products_New_Process_Natural Gas_Gas Boiler - Stack Economizer_A_Technical Potential | F9 | Industrial | Food Products | New | Process | Natural Gas | Gas Boiler - Stack Economizer | A | Cumulative Winter Peak Savings (MW) | Technical Potential | 0 | 0 | 0 | 0 | 0 | 0 | 0 | 0 | 0 | 0 | 0 | 0 | 0 | 0 | 0 | 0 | 0 | 0 | 0 | 0 | 0 | 0 | 0 | 0 | 0 | 0 | 0 | 0 | 0 | 0 | 0
F10_Industrial_Food Products_New_Process_Natural Gas_Gas Boiler - Stack Economizer_A_Technical Potential | F10 | Industrial | Food Products | New | Process | Natural Gas | Gas Boiler - Stack Economizer | A | Purchases (Incremental) | Technical Potential | 0 | 0 | 0 | 0 | 0 | 8.8977 | 10.5414 | 12.1842 | 13.8172 | 15.4512 | 15.3778 | 13.4647 | 11.6992 | 10.0998 | 8.6628 | 7.3984 | 6.2896 | 5.3285 | 4.499 | 3.7865 | 8.8977 | 10.5414 | 12.1842 | 13.8172 | 15.4512 | 15.3778 | 13.4647 | 11.6992 | 10.0998 | 8.6628 | 7.3984
F11_Industrial_Food Products_New_Process_Natural Gas_Gas Boiler - Stack Economizer_A_Technical Potential | F11 | Industrial | Food Products | New | Process | Natural Gas | Gas Boiler - Stack Economizer | A | Purchases (Cumulative) | Technical Potential | 0 | 0 | 0 | 0 | 0 | 8.8977 | 19.4391 | 31.6233 | 45.4405 | 60.8917 | 76.2695 | 89.7342 | 101.4334 | 111.5332 | 120.196 | 127.5944 | 133.884 | 139.2125 | 143.7115 | 147.4981 | 147.4981 | 147.4981 | 147.4981 | 147.4981 | 147.4981 | 147.4981 | 147.4981 | 147.4981 | 147.4981 | 147.4981 | 147.4981
F1_Industrial_Food Products_New_Space Heating_Natural Gas_Gas Furnace Tube Inserts_A_Technical Potential | F1 | Industrial | Food Products | New | Space Heating | Natural Gas | Gas Furnace Tube Inserts | A | Integrated Unit Energy Savings (kWh or therms) | Technical Potential | 0 | 0 | 0 | 0 | 0 | 0 | 0 | 0 | 0 | 0 | 0 | 0 | 0 | 0 | 0 | 0 | 0 | 0 | 0 | 0 | 0 | 0 | 0 | 0 | 0 | 0 | 0 | 0 | 0 | 0 | 0
F2_Industrial_Food Products_New_Space Heating_Natural Gas_Gas Furnace Tube Inserts_A_Technical Potential | F2 | Industrial | Food Products | New | Space Heating | Natural Gas | Gas Furnace Tube Inserts | A | Integrated Unit Summer Peak Savings (kW) | Technical Potential | 0 | 0 | 0 | 0 | 0 | 0 | 0 | 0 | 0 | 0 | 0 | 0 | 0 | 0 | 0 | 0 | 0 | 0 | 0 | 0 | 0 | 0 | 0 | 0 | 0 | 0 | 0 | 0 | 0 | 0 | 0
F3_Industrial_Food Products_New_Space Heating_Natural Gas_Gas Furnace Tube Inserts_A_Technical Potential | F3 | Industrial | Food Products | New | Space Heating | Natural Gas | Gas Furnace Tube Inserts | A | Integrated Unit Winter Peak Savings (kW) | Technical Potential | 0 | 0 | 0 | 0 | 0 | 0 | 0 | 0 | 0 | 0 | 0 | 0 | 0 | 0 | 0 | 0 | 0 | 0 | 0 | 0 | 0 | 0 | 0 | 0 | 0 | 0 | 0 | 0 | 0 | 0 | 0
F4_Industrial_Food Products_New_Space Heating_Natural Gas_Gas Furnace Tube Inserts_A_Technical Potential | F4 | Industrial | Food Products | New | Space Heating | Natural Gas | Gas Furnace Tube Inserts | A | Incremental Energy Savings (MWh or mTherms) | Technical Potential | 0 | 0 | 0 | 0 | 0 | 0 | 0 | 0 | 0 | 0 | 0 | 0 | 0 | 0 | 0 | 0 | 0 | 0 | 0 | 0 | 0 | 0 | 0 | 0 | 0 | 0 | 0 | 0 | 0 | 0 | 0
F5_Industrial_Food Products_New_Space Heating_Natural Gas_Gas Furnace Tube Inserts_A_Technical Potential | F5 | Industrial | Food Products | New | Space Heating | Natural Gas | Gas Furnace Tube Inserts | A | Incremental Summer Peak Savings (MW) | Technical Potential | 0 | 0 | 0 | 0 | 0 | 0 | 0 | 0 | 0 | 0 | 0 | 0 | 0 | 0 | 0 | 0 | 0 | 0 | 0 | 0 | 0 | 0 | 0 | 0 | 0 | 0 | 0 | 0 | 0 | 0 | 0
F6_Industrial_Food Products_New_Space Heating_Natural Gas_Gas Furnace Tube Inserts_A_Technical Potential | F6 | Industrial | Food Products | New | Space Heating | Natural Gas | Gas Furnace Tube Inserts | A | Incremental Winter Peak Savings (MW) | Technical Potential | 0 | 0 | 0 | 0 | 0 | 0 | 0 | 0 | 0 | 0 | 0 | 0 | 0 | 0 | 0 | 0 | 0 | 0 | 0 | 0 | 0 | 0 | 0 | 0 | 0 | 0 | 0 | 0 | 0 | 0 | 0
F7_Industrial_Food Products_New_Space Heating_Natural Gas_Gas Furnace Tube Inserts_A_Technical Potential | F7 | Industrial | Food Products | New | Space Heating | Natural Gas | Gas Furnace Tube Inserts | A | Cumulative Energy Savings (MWh or mTherms) | Technical Potential | 0 | 0 | 0 | 0 | 0 | 0 | 0 | 0 | 0 | 0 | 0 | 0 | 0 | 0 | 0 | 0 | 0 | 0 | 0 | 0 | 0 | 0 | 0 | 0 | 0 | 0 | 0 | 0 | 0 | 0 | 0
F8_Industrial_Food Products_New_Space Heating_Natural Gas_Gas Furnace Tube Inserts_A_Technical Potential | F8 | Industrial | Food Products | New | Space Heating | Natural Gas | Gas Furnace Tube Inserts | A | Cumulative Summer Peak Savings (MW) | Technical Potential | 0 | 0 | 0 | 0 | 0 | 0 | 0 | 0 | 0 | 0 | 0 | 0 | 0 | 0 | 0 | 0 | 0 | 0 | 0 | 0 | 0 | 0 | 0 | 0 | 0 | 0 | 0 | 0 | 0 | 0 | 0
F9_Industrial_Food Products_New_Space Heating_Natural Gas_Gas Furnace Tube Inserts_A_Technical Potential | F9 | Industrial | Food Products | New | Space Heating | Natural Gas | Gas Furnace Tube Inserts | A | Cumulative Winter Peak Savings (MW) | Technical Potential | 0 | 0 | 0 | 0 | 0 | 0 | 0 | 0 | 0 | 0 | 0 | 0 | 0 | 0 | 0 | 0 | 0 | 0 | 0 | 0 | 0 | 0 | 0 | 0 | 0 | 0 | 0 | 0 | 0 | 0 | 0
F10_Industrial_Food Products_New_Space Heating_Natural Gas_Gas Furnace Tube Inserts_A_Technical Potential | F10 | Industrial | Food Products | New | Space Heating | Natural Gas | Gas Furnace Tube Inserts | A | Purchases (Incremental) | Technical Potential | 0 | 0 | 0 | 0 | 0 | 0 | 0 | 0 | 0 | 0 | 0 | 0 | 0 | 0 | 0 | 0 | 0 | 0 | 0 | 0 | 0 | 0 | 0 | 0 | 0 | 0 | 0 | 0 | 0 | 0 | 0
F11_Industrial_Food Products_New_Space Heating_Natural Gas_Gas Furnace Tube Inserts_A_Technical Potential | F11 | Industrial | Food Products | New | Space Heating | Natural Gas | Gas Furnace Tube Inserts | A | Purchases (Cumulative) | Technical Potential | 0 | 0 | 0 | 0 | 0 | 0 | 0 | 0 | 0 | 0 | 0 | 0 | 0 | 0 | 0 | 0 | 0 | 0 | 0 | 0 | 0 | 0 | 0 | 0 | 0 | 0 | 0 | 0 | 0 | 0 | 0
F1_Industrial_Food Products_New_Space Heating_Natural Gas_Space Heating - Heat Recovery Ventilator_A_Technical Potential | F1 | Industrial | Food Products | New | Space Heating | Natural Gas | Space Heating - Heat Recovery Ventilator | A | Integrated Unit Energy Savings (kWh or therms) | Technical Potential | 0 | 0 | 0 | 0 | 0 | 0.012169 | 0.011806 | 0.011538 | 0.011334 | 0.011169 | 0.011034 | 0.010876 | 0.010708 | 0.01054 | 0.010375 | 0.010225 | 0.01009 | 0.010059 | 0.0099723 | 0.0099092 | 0.0098647 | 0.0098296 | 0.0098176 | 0.0098186 | 0.0098275 | 0.0098406 | 0.0098536 | 0.0098671 | 0 | 0 | 0
F2_Industrial_Food Products_New_Space Heating_Natural Gas_Space Heating - Heat Recovery Ventilator_A_Technical Potential | F2 | Industrial | Food Products | New | Space Heating | Natural Gas | Space Heating - Heat Recovery Ventilator | A | Integrated Unit Summer Peak Savings (kW) | Technical Potential | 0 | 0 | 0 | 0 | 0 | 0 | 0 | 0 | 0 | 0 | 0 | 0 | 0 | 0 | 0 | 0 | 0 | 0 | 0 | 0 | 0 | 0 | 0 | 0 | 0 | 0 | 0 | 0 | 0 | 0 | 0
F3_Industrial_Food Products_New_Space Heating_Natural Gas_Space Heating - Heat Recovery Ventilator_A_Technical Potential | F3 | Industrial | Food Products | New | Space Heating | Natural Gas | Space Heating - Heat Recovery Ventilator | A | Integrated Unit Winter Peak Savings (kW) | Technical Potential | 0 | 0 | 0 | 0 | 0 | 0 | 0 | 0 | 0 | 0 | 0 | 0 | 0 | 0 | 0 | 0 | 0 | 0 | 0 | 0 | 0 | 0 | 0 | 0 | 0 | 0 | 0 | 0 | 0 | 0 | 0
F4_Industrial_Food Products_New_Space Heating_Natural Gas_Space Heating - Heat Recovery Ventilator_A_Technical Potential | F4 | Industrial | Food Products | New | Space Heating | Natural Gas | Space Heating - Heat Recovery Ventilator | A | Incremental Energy Savings (MWh or mTherms) | Technical Potential | 0 | 0 | 0 | 0 | 0 | 0.00031888 | 0.00036649 | 0.00041401 | 0.00046116 | 0.00050821 | 0.00055523 | 0.00059898 | 0.00064051 | 0.00068032 | 0.00071796 | 0.0007554 | 0.00079213 | 0.00083626 | 0.00087503 | 0.00091474 | 0.00095573 | 0.00099708 | 0.0010404 | 0.0010849 | 0.0011301 | 0.00049516 | 0.00054266 | 0.00059019 | 0 | 0 | 0
F5_Industrial_Food Products_New_Space Heating_Natural Gas_Space Heating - Heat Recovery Ventilator_A_Technical Potential | F5 | Industrial | Food Products | New | Space Heating | Natural Gas | Space Heating - Heat Recovery Ventilator | A | Incremental Summer Peak Savings (MW) | Technical Potential | 0 | 0 | 0 | 0 | 0 | 0 | 0 | 0 | 0 | 0 | 0 | 0 | 0 | 0 | 0 | 0 | 0 | 0 | 0 | 0 | 0 | 0 | 0 | 0 | 0 | 0 | 0 | 0 | 0 | 0 | 0
F6_Industrial_Food Products_New_Space Heating_Natural Gas_Space Heating - Heat Recovery Ventilator_A_Technical Potential | F6 | Industrial | Food Products | New | Space Heating | Natural Gas | Space Heating - Heat Recovery Ventilator | A | Incremental Winter Peak Savings (MW) | Technical Potential | 0 | 0 | 0 | 0 | 0 | 0 | 0 | 0 | 0 | 0 | 0 | 0 | 0 | 0 | 0 | 0 | 0 | 0 | 0 | 0 | 0 | 0 | 0 | 0 | 0 | 0 | 0 | 0 | 0 | 0 | 0
F7_Industrial_Food Products_New_Space Heating_Natural Gas_Space Heating - Heat Recovery Ventilator_A_Technical Potential | F7 | Industrial | Food Products | New | Space Heating | Natural Gas | Space Heating - Heat Recovery Ventilator | A | Cumulative Energy Savings (MWh or mTherms) | Technical Potential | 0 | 0 | 0 | 0 | 0 | 0.00031888 | 0.00067583 | 0.0010745 | 0.0015166 | 0.0020028 | 0.0025339 | 0.0030966 | 0.0036893 | 0.0043116 | 0.004962 | 0.0056458 | 0.0063632 | 0.0071798 | 0.0079932 | 0.0088574 | 0.0095149 | 0.010173 | 0.010849 | 0.011535 | 0.012228 | 0.012245 | 0.012261 | 0.012278 | 0 | 0 | 0
F8_Industrial_Food Products_New_Space Heating_Natural Gas_Space Heating - Heat Recovery Ventilator_A_Technical Potential | F8 | Industrial | Food Products | New | Space Heating | Natural Gas | Space Heating - Heat Recovery Ventilator | A | Cumulative Summer Peak Savings (MW) | Technical Potential | 0 | 0 | 0 | 0 | 0 | 0 | 0 | 0 | 0 | 0 | 0 | 0 | 0 | 0 | 0 | 0 | 0 | 0 | 0 | 0 | 0 | 0 | 0 | 0 | 0 | 0 | 0 | 0 | 0 | 0 | 0
F9_Industrial_Food Products_New_Space Heating_Natural Gas_Space Heating - Heat Recovery Ventilator_A_Technical Potential | F9 | Industrial | Food Products | New | Space Heating | Natural Gas | Space Heating - Heat Recovery Ventilator | A | Cumulative Winter Peak Savings (MW) | Technical Potential | 0 | 0 | 0 | 0 | 0 | 0 | 0 | 0 | 0 | 0 | 0 | 0 | 0 | 0 | 0 | 0 | 0 | 0 | 0 | 0 | 0 | 0 | 0 | 0 | 0 | 0 | 0 | 0 | 0 | 0 | 0
F10_Industrial_Food Products_New_Space Heating_Natural Gas_Space Heating - Heat Recovery Ventilator_A_Technical Potential | F10 | Industrial | Food Products | New | Space Heating | Natural Gas | Space Heating - Heat Recovery Ventilator | A | Purchases (Incremental) | Technical Potential | 0 | 0 | 0 | 0 | 0 | 26.203 | 31.0433 | 35.8811 | 40.6903 | 45.5021 | 50.3179 | 55.0725 | 59.8142 | 64.5462 | 69.2031 | 73.8777 | 78.5078 | 83.1385 | 87.7458 | 92.3121 | 96.8838 | 101.4365 | 105.9716 | 110.4901 | 114.9933 | 50.3179 | 55.0725 | 59.8142 | 64.5462 | 69.2031 | 73.8777
F11_Industrial_Food Products_New_Space Heating_Natural Gas_Space Heating - Heat Recovery Ventilator_A_Technical Potential | F11 | Industrial | Food Products | New | Space Heating | Natural Gas | Space Heating - Heat Recovery Ventilator | A | Purchases (Cumulative) | Technical Potential | 0 | 0 | 0 | 0 | 0 | 26.203 | 57.2463 | 93.1274 | 133.8177 | 179.3198 | 229.6377 | 284.7102 | 344.5244 | 409.0706 | 478.2736 | 552.1514 | 630.6591 | 713.7976 | 801.5434 | 893.8555 | 964.5363 | 1034.9295 | 1105.02 | 1174.8198 | 1244.3111 | 1244.3111 | 1244.3111 | 1244.3111 | 1244.3111 | 1244.3111 | 1244.3111
F1_Industrial_Food Products_New_Space Heating_Natural Gas_Thermostat - Programmable_A_Technical Potential | F1 | Industrial | Food Products | New | Space Heating | Natural Gas | Thermostat - Programmable | A | Integrated Unit Energy Savings (kWh or therms) | Technical Potential | 0 | 0 | 0 | 0 | 0 | 0.0060413 | 0.0058572 | 0.0057216 | 0.0056172 | 0.005533 | 0.0054649 | 0.0053851 | 0.0053005 | 0.0052159 | 0.0051329 | 0.0050582 | 0.0049907 | 0.0049747 | 0.0049315 | 0.0048998 | 0.0048775 | 0.0048598 | 0.0048536 | 0.0048538 | 0.004858 | 0.0048654 | 0.0048727 | 0.0048802 | 0 | 0 | 0
F2_Industrial_Food Products_New_Space Heating_Natural Gas_Thermostat - Programmable_A_Technical Potential | F2 | Industrial | Food Products | New | Space Heating | Natural Gas | Thermostat - Programmable | A | Integrated Unit Summer Peak Savings (kW) | Technical Potential | 0 | 0 | 0 | 0 | 0 | 0 | 0 | 0 | 0 | 0 | 0 | 0 | 0 | 0 | 0 | 0 | 0 | 0 | 0 | 0 | 0 | 0 | 0 | 0 | 0 | 0 | 0 | 0 | 0 | 0 | 0
F3_Industrial_Food Products_New_Space Heating_Natural Gas_Thermostat - Programmable_A_Technical Potential | F3 | Industrial | Food Products | New | Space Heating | Natural Gas | Thermostat - Programmable | A | Integrated Unit Winter Peak Savings (kW) | Technical Potential | 0 | 0 | 0 | 0 | 0 | 0 | 0 | 0 | 0 | 0 | 0 | 0 | 0 | 0 | 0 | 0 | 0 | 0 | 0 | 0 | 0 | 0 | 0 | 0 | 0 | 0 | 0 | 0 | 0 | 0 | 0
F4_Industrial_Food Products_New_Space Heating_Natural Gas_Thermostat - Programmable_A_Technical Potential | F4 | Industrial | Food Products | New | Space Heating | Natural Gas | Thermostat - Programmable | A | Incremental Energy Savings (MWh or mTherms) | Technical Potential | 0 | 0 | 0 | 0 | 0 | 0.0004749 | 0.00054548 | 0.00061589 | 0.00068569 | 0.00075529 | 0.00082495 | 0.00088971 | 0.00095114 | 0.00101 | 0.0010656 | 0.0011211 | 0.0011754 | 0.0012408 | 0.0012982 | 0.0013569 | 0.0014176 | 0.0014789 | 0.001543 | 0.0016089 | 0.0016759 | 0.0010101 | 0.00108 | 0.0011494 | 0 | 0 | 0
F5_Industrial_Food Products_New_Space Heating_Natural Gas_Thermostat - Programmable_A_Technical Potential | F5 | Industrial | Food Products | New | Space Heating | Natural Gas | Thermostat - Programmable | A | Incremental Summer Peak Savings (MW) | Technical Potential | 0 | 0 | 0 | 0 | 0 | 0 | 0 | 0 | 0 | 0 | 0 | 0 | 0 | 0 | 0 | 0 | 0 | 0 | 0 | 0 | 0 | 0 | 0 | 0 | 0 | 0 | 0 | 0 | 0 | 0 | 0
F6_Industrial_Food Products_New_Space Heating_Natural Gas_Thermostat - Programmable_A_Technical Potential | F6 | Industrial | Food Products | New | Space Heating | Natural Gas | Thermostat - Programmable | A | Incremental Winter Peak Savings (MW) | Technical Potential | 0 | 0 | 0 | 0 | 0 | 0 | 0 | 0 | 0 | 0 | 0 | 0 | 0 | 0 | 0 | 0 | 0 | 0 | 0 | 0 | 0 | 0 | 0 | 0 | 0 | 0 | 0 | 0 | 0 | 0 | 0
F7_Industrial_Food Products_New_Space Heating_Natural Gas_Thermostat - Programmable_A_Technical Potential | F7 | Industrial | Food Products | New | Space Heating | Natural Gas | Thermostat - Programmable | A | Cumulative Energy Savings (MWh or mTherms) | Technical Potential | 0 | 0 | 0 | 0 | 0 | 0.0004749 | 0.0010059 | 0.0015985 | 0.002255 | 0.0029765 | 0.0037648 | 0.0045996 | 0.0054785 | 0.006401 | 0.0073648 | 0.0083786 | 0.0090499 | 0.0097984 | 0.010481 | 0.011172 | 0.011873 | 0.012575 | 0.0133 | 0.014039 | 0.014786 | 0.014809 | 0.014831 | 0.014854 | 0 | 0 | 0
F8_Industrial_Food Products_New_Space Heating_Natural Gas_Thermostat - Programmable_A_Technical Potential | F8 | Industrial | Food Products | New | Space Heating | Natural Gas | Thermostat - Programmable | A | Cumulative Summer Peak Savings (MW) | Technical Potential | 0 | 0 | 0 | 0 | 0 | 0 | 0 | 0 | 0 | 0 | 0 | 0 | 0 | 0 | 0 | 0 | 0 | 0 | 0 | 0 | 0 | 0 | 0 | 0 | 0 | 0 | 0 | 0 | 0 | 0 | 0
F9_Industrial_Food Products_New_Space Heating_Natural Gas_Thermostat - Programmable_A_Technical Potential | F9 | Industrial | Food Products | New | Space Heating | Natural Gas | Thermostat - Programmable | A | Cumulative Winter Peak Savings (MW) | Technical Potential | 0 | 0 | 0 | 0 | 0 | 0 | 0 | 0 | 0 | 0 | 0 | 0 | 0 | 0 | 0 | 0 | 0 | 0 | 0 | 0 | 0 | 0 | 0 | 0 | 0 | 0 | 0 | 0 | 0 | 0 | 0
F10_Industrial_Food Products_New_Space Heating_Natural Gas_Thermostat - Programmable_A_Technical Potential | F10 | Industrial | Food Products | New | Space Heating | Natural Gas | Thermostat - Programmable | A | Purchases (Incremental) | Technical Potential | 0 | 0 | 0 | 0 | 0 | 78.6089 | 93.13 | 107.6433 | 122.0709 | 136.5063 | 150.9537 | 165.2176 | 179.4425 | 193.6386 | 207.6092 | 221.6331 | 235.5233 | 249.4154 | 263.2375 | 276.9363 | 290.6513 | 304.3096 | 317.9148 | 331.4704 | 344.98 | 207.6092 | 221.6331 | 235.5233 | 249.4154 | 263.2375 | 276.9363
F11_Industrial_Food Products_New_Space Heating_Natural Gas_Thermostat - Programmable_A_Technical Potential | F11 | Industrial | Food Products | New | Space Heating | Natural Gas | Thermostat - Programmable | A | Purchases (Cumulative) | Technical Potential | 0 | 0 | 0 | 0 | 0 | 78.6089 | 171.7389 | 279.3822 | 401.4531 | 537.9594 | 688.9131 | 854.1307 | 1033.5732 | 1227.2118 | 1434.8209 | 1656.4541 | 1813.3685 | 1969.6538 | 2125.248 | 2280.1134 | 2434.2584 | 2587.6143 | 2740.3115 | 2892.3394 | 3043.6808 | 3043.6808 | 3043.6808 | 3043.6808 | 3043.6808 | 3043.6808 | 3043.6808
F1_Industrial_Food Products_New_Space Heating_Natural Gas_ENERGY STAR Connected Thermostat_A_Technical Potential | F1 | Industrial | Food Products | New | Space Heating | Natural Gas | ENERGY STAR Connected Thermostat | A | Integrated Unit Energy Savings (kWh or therms) | Technical Potential | 0 | 0 | 0 | 0 | 0 | 0.01423 | 0.013804 | 0.013491 | 0.01325 | 0.013057 | 0.012899 | 0.012713 | 0.012516 | 0.012319 | 0.012125 | 0.01195 | 0.011791 | 0.011754 | 0.011653 | 0.011578 | 0.011526 | 0.011485 | 0.011471 | 0.011471 | 0.011482 | 0.011497 | 0.011513 | 0.011529 | 0 | 0 | 0
F2_Industrial_Food Products_New_Space Heating_Natural Gas_ENERGY STAR Connected Thermostat_A_Technical Potential | F2 | Industrial | Food Products | New | Space Heating | Natural Gas | ENERGY STAR Connected Thermostat | A | Integrated Unit Summer Peak Savings (kW) | Technical Potential | 0 | 0 | 0 | 0 | 0 | 0 | 0 | 0 | 0 | 0 | 0 | 0 | 0 | 0 | 0 | 0 | 0 | 0 | 0 | 0 | 0 | 0 | 0 | 0 | 0 | 0 | 0 | 0 | 0 | 0 | 0
F3_Industrial_Food Products_New_Space Heating_Natural Gas_ENERGY STAR Connected Thermostat_A_Technical Potential | F3 | Industrial | Food Products | New | Space Heating | Natural Gas | ENERGY STAR Connected Thermostat | A | Integrated Unit Winter Peak Savings (kW) | Technical Potential | 0 | 0 | 0 | 0 | 0 | 0 | 0 | 0 | 0 | 0 | 0 | 0 | 0 | 0 | 0 | 0 | 0 | 0 | 0 | 0 | 0 | 0 | 0 | 0 | 0 | 0 | 0 | 0 | 0 | 0 | 0
F4_Industrial_Food Products_New_Space Heating_Natural Gas_ENERGY STAR Connected Thermostat_A_Technical Potential | F4 | Industrial | Food Products | New | Space Heating | Natural Gas | ENERGY STAR Connected Thermostat | A | Incremental Energy Savings (MWh or mTherms) | Technical Potential | 0 | 0 | 0 | 0 | 0 | 0.0011186 | 0.0012856 | 0.0014522 | 0.0016174 | 0.0017823 | 0.0019471 | 0.0021005 | 0.002246 | 0.0023854 | 0.0025173 | 0.0026485 | 0.0027771 | 0.0029316 | 0.0030674 | 0.0032064 | 0.0033501 | 0.0034949 | 0.0036466 | 0.0038024 | 0.0039609 | 0.0033417 | 0.0035035 | 0.0036653 | 0 | 0 | 0
F5_Industrial_Food Products_New_Space Heating_Natural Gas_ENERGY STAR Connected Thermostat_A_Technical Potential | F5 | Industrial | Food Products | New | Space Heating | Natural Gas | ENERGY STAR Connected Thermostat | A | Incremental Summer Peak Savings (MW) | Technical Potential | 0 | 0 | 0 | 0 | 0 | 0 | 0 | 0 | 0 | 0 | 0 | 0 | 0 | 0 | 0 | 0 | 0 | 0 | 0 | 0 | 0 | 0 | 0 | 0 | 0 | 0 | 0 | 0 | 0 | 0 | 0
F6_Industrial_Food Products_New_Space Heating_Natural Gas_ENERGY STAR Connected Thermostat_A_Technical Potential | F6 | Industrial | Food Products | New | Space Heating | Natural Gas | ENERGY STAR Connected Thermostat | A | Incremental Winter Peak Savings (MW) | Technical Potential | 0 | 0 | 0 | 0 | 0 | 0 | 0 | 0 | 0 | 0 | 0 | 0 | 0 | 0 | 0 | 0 | 0 | 0 | 0 | 0 | 0 | 0 | 0 | 0 | 0 | 0 | 0 | 0 | 0 | 0 | 0
F7_Industrial_Food Products_New_Space Heating_Natural Gas_ENERGY STAR Connected Thermostat_A_Technical Potential | F7 | Industrial | Food Products | New | Space Heating | Natural Gas | ENERGY STAR Connected Thermostat | A | Cumulative Energy Savings (MWh or mTherms) | Technical Potential | 0 | 0 | 0 | 0 | 0 | 0.0011186 | 0.0023707 | 0.003769 | 0.0053193 | 0.007024 | 0.0078723 | 0.0086755 | 0.0094397 | 0.010173 | 0.010875 | 0.011562 | 0.012237 | 0.013021 | 0.01372 | 0.014435 | 0.015166 | 0.015901 | 0.016667 | 0.017451 | 0.018248 | 0.018273 | 0.018298 | 0.018324 | 0 | 0 | 0
F8_Industrial_Food Products_New_Space Heating_Natural Gas_ENERGY STAR Connected Thermostat_A_Technical Potential | F8 | Industrial | Food Products | New | Space Heating | Natural Gas | ENERGY STAR Connected Thermostat | A | Cumulative Summer Peak Savings (MW) | Technical Potential | 0 | 0 | 0 | 0 | 0 | 0 | 0 | 0 | 0 | 0 | 0 | 0 | 0 | 0 | 0 | 0 | 0 | 0 | 0 | 0 | 0 | 0 | 0 | 0 | 0 | 0 | 0 | 0 | 0 | 0 | 0
F9_Industrial_Food Products_New_Space Heating_Natural Gas_ENERGY STAR Connected Thermostat_A_Technical Potential | F9 | Industrial | Food Products | New | Space Heating | Natural Gas | ENERGY STAR Connected Thermostat | A | Cumulative Winter Peak Savings (MW) | Technical Potential | 0 | 0 | 0 | 0 | 0 | 0 | 0 | 0 | 0 | 0 | 0 | 0 | 0 | 0 | 0 | 0 | 0 | 0 | 0 | 0 | 0 | 0 | 0 | 0 | 0 | 0 | 0 | 0 | 0 | 0 | 0
F10_Industrial_Food Products_New_Space Heating_Natural Gas_ENERGY STAR Connected Thermostat_A_Technical Potential | F10 | Industrial | Food Products | New | Space Heating | Natural Gas | ENERGY STAR Connected Thermostat | A | Purchases (Incremental) | Technical Potential | 0 | 0 | 0 | 0 | 0 | 78.6089 | 93.13 | 107.6433 | 122.0709 | 136.5063 | 150.9537 | 165.2176 | 179.4425 | 193.6386 | 207.6092 | 221.6331 | 235.5233 | 249.4154 | 263.2375 | 276.9363 | 290.6513 | 304.3096 | 317.9148 | 331.4704 | 344.98 | 290.6513 | 304.3096 | 317.9148 | 331.4704 | 344.98 | 290.6513
F11_Industrial_Food Products_New_Space Heating_Natural Gas_ENERGY STAR Connected Thermostat_A_Technical Potential | F11 | Industrial | Food Products | New | Space Heating | Natural Gas | ENERGY STAR Connected Thermostat | A | Purchases (Cumulative) | Technical Potential | 0 | 0 | 0 | 0 | 0 | 78.6089 | 171.7389 | 279.3822 | 401.4531 | 537.9594 | 610.3042 | 682.3918 | 754.191 | 825.7587 | 896.8615 | 967.541 | 1037.8467 | 1107.8195 | 1177.4184 | 1246.7455 | 1315.7637 | 1384.55 | 1453.0494 | 1521.2824 | 1589.3261 | 1589.3261 | 1589.3261 | 1589.3261 | 1589.3261 | 1589.3261 | 1589.3261
F1_Industrial_Food Products_New_Space Heating_Natural Gas_Destratification Fans (HVLS)_A_Technical Potential | F1 | Industrial | Food Products | New | Space Heating | Natural Gas | Destratification Fans (HVLS) | A | Integrated Unit Energy Savings (kWh or therms) | Technical Potential | 0 | 0 | 0 | 0 | 0 | 0.014226 | 0.013796 | 0.01348 | 0.013236 | 0.013041 | 0.012883 | 0.012697 | 0.0125 | 0.012303 | 0.012109 | 0.011933 | 0.011775 | 0.011738 | 0.011636 | 0.011562 | 0.01151 | 0.011468 | 0.011454 | 0.011455 | 0.011465 | 0.011482 | 0.011498 | 0.011514 | 0 | 0 | 0
F2_Industrial_Food Products_New_Space Heating_Natural Gas_Destratification Fans (HVLS)_A_Technical Potential | F2 | Industrial | Food Products | New | Space Heating | Natural Gas | Destratification Fans (HVLS) | A | Integrated Unit Summer Peak Savings (kW) | Technical Potential | 0 | 0 | 0 | 0 | 0 | 0 | 0 | 0 | 0 | 0 | 0 | 0 | 0 | 0 | 0 | 0 | 0 | 0 | 0 | 0 | 0 | 0 | 0 | 0 | 0 | 0 | 0 | 0 | 0 | 0 | 0
F3_Industrial_Food Products_New_Space Heating_Natural Gas_Destratification Fans (HVLS)_A_Technical Potential | F3 | Industrial | Food Products | New | Space Heating | Natural Gas | Destratification Fans (HVLS) | A | Integrated Unit Winter Peak Savings (kW) | Technical Potential | 0 | 0 | 0 | 0 | 0 | 0 | 0 | 0 | 0 | 0 | 0 | 0 | 0 | 0 | 0 | 0 | 0 | 0 | 0 | 0 | 0 | 0 | 0 | 0 | 0 | 0 | 0 | 0 | 0 | 0 | 0
F4_Industrial_Food Products_New_Space Heating_Natural Gas_Destratification Fans (HVLS)_A_Technical Potential | F4 | Industrial | Food Products | New | Space Heating | Natural Gas | Destratification Fans (HVLS) | A | Incremental Energy Savings (MWh or mTherms) | Technical Potential | 0 | 0 | 0 | 0 | 0 | 0.0011183 | 0.0012848 | 0.001451 | 0.0016158 | 0.0017802 | 0.0019447 | 0.0020978 | 0.002243 | 0.0023823 | 0.0025139 | 0.0026449 | 0.0027733 | 0.0029276 | 0.0030631 | 0.003202 | 0.0033453 | 0.00349 | 0.0036415 | 0.003797 | 0.0039553 | 0.0025447 | 0.002708 | 0.0028719 | 0 | 0 | 0
F5_Industrial_Food Products_New_Space Heating_Natural Gas_Destratification Fans (HVLS)_A_Technical Potential | F5 | Industrial | Food Products | New | Space Heating | Natural Gas | Destratification Fans (HVLS) | A | Incremental Summer Peak Savings (MW) | Technical Potential | 0 | 0 | 0 | 0 | 0 | 0 | 0 | 0 | 0 | 0 | 0 | 0 | 0 | 0 | 0 | 0 | 0 | 0 | 0 | 0 | 0 | 0 | 0 | 0 | 0 | 0 | 0 | 0 | 0 | 0 | 0
F6_Industrial_Food Products_New_Space Heating_Natural Gas_Destratification Fans (HVLS)_A_Technical Potential | F6 | Industrial | Food Products | New | Space Heating | Natural Gas | Destratification Fans (HVLS) | A | Incremental Winter Peak Savings (MW) | Technical Potential | 0 | 0 | 0 | 0 | 0 | 0 | 0 | 0 | 0 | 0 | 0 | 0 | 0 | 0 | 0 | 0 | 0 | 0 | 0 | 0 | 0 | 0 | 0 | 0 | 0 | 0 | 0 | 0 | 0 | 0 | 0
F7_Industrial_Food Products_New_Space Heating_Natural Gas_Destratification Fans (HVLS)_A_Technical Potential | F7 | Industrial | Food Products | New | Space Heating | Natural Gas | Destratification Fans (HVLS) | A | Cumulative Energy Savings (MWh or mTherms) | Technical Potential | 0 | 0 | 0 | 0 | 0 | 0.0011183 | 0.0023693 | 0.003766 | 0.0053138 | 0.0070154 | 0.0088751 | 0.010845 | 0.01292 | 0.015098 | 0.017374 | 0.018829 | 0.020256 | 0.021856 | 0.02331 | 0.024785 | 0.02628 | 0.027781 | 0.029333 | 0.030914 | 0.032516 | 0.032562 | 0.032608 | 0.032656 | 0 | 0 | 0
F8_Industrial_Food Products_New_Space Heating_Natural Gas_Destratification Fans (HVLS)_A_Technical Potential | F8 | Industrial | Food Products | New | Space Heating | Natural Gas | Destratification Fans (HVLS) | A | Cumulative Summer Peak Savings (MW) | Technical Potential | 0 | 0 | 0 | 0 | 0 | 0 | 0 | 0 | 0 | 0 | 0 | 0 | 0 | 0 | 0 | 0 | 0 | 0 | 0 | 0 | 0 | 0 | 0 | 0 | 0 | 0 | 0 | 0 | 0 | 0 | 0
F9_Industrial_Food Products_New_Space Heating_Natural Gas_Destratification Fans (HVLS)_A_Technical Potential | F9 | Industrial | Food Products | New | Space Heating | Natural Gas | Destratification Fans (HVLS) | A | Cumulative Winter Peak Savings (MW) | Technical Potential | 0 | 0 | 0 | 0 | 0 | 0 | 0 | 0 | 0 | 0 | 0 | 0 | 0 | 0 | 0 | 0 | 0 | 0 | 0 | 0 | 0 | 0 | 0 | 0 | 0 | 0 | 0 | 0 | 0 | 0 | 0
F10_Industrial_Food Products_New_Space Heating_Natural Gas_Destratification Fans (HVLS)_A_Technical Potential | F10 | Industrial | Food Products | New | Space Heating | Natural Gas | Destratification Fans (HVLS) | A | Purchases (Incremental) | Technical Potential | 0 | 0 | 0 | 0 | 0 | 78.6089 | 93.13 | 107.6433 | 122.0709 | 136.5063 | 150.9537 | 165.2176 | 179.4425 | 193.6386 | 207.6092 | 221.6331 | 235.5233 | 249.4154 | 263.2375 | 276.9363 | 290.6513 | 304.3096 | 317.9148 | 331.4704 | 344.98 | 221.6331 | 235.5233 | 249.4154 | 263.2375 | 276.9363 | 290.6513
F11_Industrial_Food Products_New_Space Heating_Natural Gas_Destratification Fans (HVLS)_A_Technical Potential | F11 | Industrial | Food Products | New | Space Heating | Natural Gas | Destratification Fans (HVLS) | A | Purchases (Cumulative) | Technical Potential | 0 | 0 | 0 | 0 | 0 | 78.6089 | 171.7389 | 279.3822 | 401.4531 | 537.9594 | 688.9131 | 854.1307 | 1033.5732 | 1227.2118 | 1434.8209 | 1577.8452 | 1720.2385 | 1862.0106 | 2003.1771 | 2143.6071 | 2283.3047 | 2422.3967 | 2560.8689 | 2698.7008 | 2836.0716 | 2836.0716 | 2836.0716 | 2836.0716 | 2836.0716 | 2836.0716 | 2836.0716
F1_Industrial_Food Products_New_Space Heating_Natural Gas_Gas Boiler - Insulate Steam Lines/Condensate Tank_A_Technical Potential | F1 | Industrial | Food Products | New | Space Heating | Natural Gas | Gas Boiler - Insulate Steam Lines/Condensate Tank | A | Integrated Unit Energy Savings (kWh or therms) | Technical Potential | 0 | 0 | 0 | 0 | 0 | 0 | 0 | 0 | 0 | 0 | 0 | 0 | 0 | 0 | 0 | 0 | 0 | 0 | 0 | 0 | 0 | 0 | 0 | 0 | 0 | 0 | 0 | 0 | 0 | 0 | 0
F2_Industrial_Food Products_New_Space Heating_Natural Gas_Gas Boiler - Insulate Steam Lines/Condensate Tank_A_Technical Potential | F2 | Industrial | Food Products | New | Space Heating | Natural Gas | Gas Boiler - Insulate Steam Lines/Condensate Tank | A | Integrated Unit Summer Peak Savings (kW) | Technical Potential | 0 | 0 | 0 | 0 | 0 | 0 | 0 | 0 | 0 | 0 | 0 | 0 | 0 | 0 | 0 | 0 | 0 | 0 | 0 | 0 | 0 | 0 | 0 | 0 | 0 | 0 | 0 | 0 | 0 | 0 | 0
F3_Industrial_Food Products_New_Space Heating_Natural Gas_Gas Boiler - Insulate Steam Lines/Condensate Tank_A_Technical Potential | F3 | Industrial | Food Products | New | Space Heating | Natural Gas | Gas Boiler - Insulate Steam Lines/Condensate Tank | A | Integrated Unit Winter Peak Savings (kW) | Technical Potential | 0 | 0 | 0 | 0 | 0 | 0 | 0 | 0 | 0 | 0 | 0 | 0 | 0 | 0 | 0 | 0 | 0 | 0 | 0 | 0 | 0 | 0 | 0 | 0 | 0 | 0 | 0 | 0 | 0 | 0 | 0
F4_Industrial_Food Products_New_Space Heating_Natural Gas_Gas Boiler - Insulate Steam Lines/Condensate Tank_A_Technical Potential | F4 | Industrial | Food Products | New | Space Heating | Natural Gas | Gas Boiler - Insulate Steam Lines/Condensate Tank | A | Incremental Energy Savings (MWh or mTherms) | Technical Potential | 0 | 0 | 0 | 0 | 0 | 0 | 0 | 0 | 0 | 0 | 0 | 0 | 0 | 0 | 0 | 0 | 0 | 0 | 0 | 0 | 0 | 0 | 0 | 0 | 0 | 0 | 0 | 0 | 0 | 0 | 0
F5_Industrial_Food Products_New_Space Heating_Natural Gas_Gas Boiler - Insulate Steam Lines/Condensate Tank_A_Technical Potential | F5 | Industrial | Food Products | New | Space Heating | Natural Gas | Gas Boiler - Insulate Steam Lines/Condensate Tank | A | Incremental Summer Peak Savings (MW) | Technical Potential | 0 | 0 | 0 | 0 | 0 | 0 | 0 | 0 | 0 | 0 | 0 | 0 | 0 | 0 | 0 | 0 | 0 | 0 | 0 | 0 | 0 | 0 | 0 | 0 | 0 | 0 | 0 | 0 | 0 | 0 | 0
F6_Industrial_Food Products_New_Space Heating_Natural Gas_Gas Boiler - Insulate Steam Lines/Condensate Tank_A_Technical Potential | F6 | Industrial | Food Products | New | Space Heating | Natural Gas | Gas Boiler - Insulate Steam Lines/Condensate Tank | A | Incremental Winter Peak Savings (MW) | Technical Potential | 0 | 0 | 0 | 0 | 0 | 0 | 0 | 0 | 0 | 0 | 0 | 0 | 0 | 0 | 0 | 0 | 0 | 0 | 0 | 0 | 0 | 0 | 0 | 0 | 0 | 0 | 0 | 0 | 0 | 0 | 0
F7_Industrial_Food Products_New_Space Heating_Natural Gas_Gas Boiler - Insulate Steam Lines/Condensate Tank_A_Technical Potential | F7 | Industrial | Food Products | New | Space Heating | Natural Gas | Gas Boiler - Insulate Steam Lines/Condensate Tank | A | Cumulative Energy Savings (MWh or mTherms) | Technical Potential | 0 | 0 | 0 | 0 | 0 | 0 | 0 | 0 | 0 | 0 | 0 | 0 | 0 | 0 | 0 | 0 | 0 | 0 | 0 | 0 | 0 | 0 | 0 | 0 | 0 | 0 | 0 | 0 | 0 | 0 | 0
F8_Industrial_Food Products_New_Space Heating_Natural Gas_Gas Boiler - Insulate Steam Lines/Condensate Tank_A_Technical Potential | F8 | Industrial | Food Products | New | Space Heating | Natural Gas | Gas Boiler - Insulate Steam Lines/Condensate Tank | A | Cumulative Summer Peak Savings (MW) | Technical Potential | 0 | 0 | 0 | 0 | 0 | 0 | 0 | 0 | 0 | 0 | 0 | 0 | 0 | 0 | 0 | 0 | 0 | 0 | 0 | 0 | 0 | 0 | 0 | 0 | 0 | 0 | 0 | 0 | 0 | 0 | 0
F9_Industrial_Food Products_New_Space Heating_Natural Gas_Gas Boiler - Insulate Steam Lines/Condensate Tank_A_Technical Potential | F9 | Industrial | Food Products | New | Space Heating | Natural Gas | Gas Boiler - Insulate Steam Lines/Condensate Tank | A | Cumulative Winter Peak Savings (MW) | Technical Potential | 0 | 0 | 0 | 0 | 0 | 0 | 0 | 0 | 0 | 0 | 0 | 0 | 0 | 0 | 0 | 0 | 0 | 0 | 0 | 0 | 0 | 0 | 0 | 0 | 0 | 0 | 0 | 0 | 0 | 0 | 0
F10_Industrial_Food Products_New_Space Heating_Natural Gas_Gas Boiler - Insulate Steam Lines/Condensate Tank_A_Technical Potential | F10 | Industrial | Food Products | New | Space Heating | Natural Gas | Gas Boiler - Insulate Steam Lines/Condensate Tank | A | Purchases (Incremental) | Technical Potential | 0 | 0 | 0 | 0 | 0 | 0 | 0 | 0 | 0 | 0 | 0 | 0 | 0 | 0 | 0 | 0 | 0 | 0 | 0 | 0 | 0 | 0 | 0 | 0 | 0 | 0 | 0 | 0 | 0 | 0 | 0
F11_Industrial_Food Products_New_Space Heating_Natural Gas_Gas Boiler - Insulate Steam Lines/Condensate Tank_A_Technical Potential | F11 | Industrial | Food Products | New | Space Heating | Natural Gas | Gas Boiler - Insulate Steam Lines/Condensate Tank | A | Purchases (Cumulative) | Technical Potential | 0 | 0 | 0 | 0 | 0 | 0 | 0 | 0 | 0 | 0 | 0 | 0 | 0 | 0 | 0 | 0 | 0 | 0 | 0 | 0 | 0 | 0 | 0 | 0 | 0 | 0 | 0 | 0 | 0 | 0 | 0
F1_Industrial_Food Products_New_Process_Natural Gas_Gas Boiler - Insulate Steam Lines/Condensate Tank_A_Technical Potential | F1 | Industrial | Food Products | New | Process | Natural Gas | Gas Boiler - Insulate Steam Lines/Condensate Tank | A | Integrated Unit Energy Savings (kWh or therms) | Technical Potential | 0 | 0 | 0 | 0 | 0 | 375.2205 | 374.2742 | 373.4189 | 372.6336 | 371.8728 | 371.3511 | 370.9099 | 370.5417 | 370.2444 | 370.0144 | 369.8596 | 369.7716 | 369.7384 | 369.7418 | 369.764 | 369.8228 | 369.8913 | 369.9472 | 369.9921 | 370.0273 | 370.2628 | 370.4808 | 370.6832 | 376.3371 | 376.3371 | 376.3371
F2_Industrial_Food Products_New_Process_Natural Gas_Gas Boiler - Insulate Steam Lines/Condensate Tank_A_Technical Potential | F2 | Industrial | Food Products | New | Process | Natural Gas | Gas Boiler - Insulate Steam Lines/Condensate Tank | A | Integrated Unit Summer Peak Savings (kW) | Technical Potential | 0 | 0 | 0 | 0 | 0 | 0 | 0 | 0 | 0 | 0 | 0 | 0 | 0 | 0 | 0 | 0 | 0 | 0 | 0 | 0 | 0 | 0 | 0 | 0 | 0 | 0 | 0 | 0 | 0 | 0 | 0
F3_Industrial_Food Products_New_Process_Natural Gas_Gas Boiler - Insulate Steam Lines/Condensate Tank_A_Technical Potential | F3 | Industrial | Food Products | New | Process | Natural Gas | Gas Boiler - Insulate Steam Lines/Condensate Tank | A | Integrated Unit Winter Peak Savings (kW) | Technical Potential | 0 | 0 | 0 | 0 | 0 | 0 | 0 | 0 | 0 | 0 | 0 | 0 | 0 | 0 | 0 | 0 | 0 | 0 | 0 | 0 | 0 | 0 | 0 | 0 | 0 | 0 | 0 | 0 | 0 | 0 | 0
F4_Industrial_Food Products_New_Process_Natural Gas_Gas Boiler - Insulate Steam Lines/Condensate Tank_A_Technical Potential | F4 | Industrial | Food Products | New | Process | Natural Gas | Gas Boiler - Insulate Steam Lines/Condensate Tank | A | Incremental Energy Savings (MWh or mTherms) | Technical Potential | 0 | 0 | 0 | 0 | 0 | 0.19078 | 0.22545 | 0.25999 | 0.29422 | 0.32834 | 0.36258 | 0.39637 | 0.43007 | 0.46372 | 0.49686 | 0.5302 | 0.5633 | 0.59647 | 0.62953 | 0.66233 | 0.69525 | 0.72805 | 0.76072 | 0.79325 | 0.82566 | 0.18826 | 0.22317 | 0.25808 | 0.29714 | 0.33228 | 0.36745
F5_Industrial_Food Products_New_Process_Natural Gas_Gas Boiler - Insulate Steam Lines/Condensate Tank_A_Technical Potential | F5 | Industrial | Food Products | New | Process | Natural Gas | Gas Boiler - Insulate Steam Lines/Condensate Tank | A | Incremental Summer Peak Savings (MW) | Technical Potential | 0 | 0 | 0 | 0 | 0 | 0 | 0 | 0 | 0 | 0 | 0 | 0 | 0 | 0 | 0 | 0 | 0 | 0 | 0 | 0 | 0 | 0 | 0 | 0 | 0 | 0 | 0 | 0 | 0 | 0 | 0
F6_Industrial_Food Products_New_Process_Natural Gas_Gas Boiler - Insulate Steam Lines/Condensate Tank_A_Technical Potential | F6 | Industrial | Food Products | New | Process | Natural Gas | Gas Boiler - Insulate Steam Lines/Condensate Tank | A | Incremental Winter Peak Savings (MW) | Technical Potential | 0 | 0 | 0 | 0 | 0 | 0 | 0 | 0 | 0 | 0 | 0 | 0 | 0 | 0 | 0 | 0 | 0 | 0 | 0 | 0 | 0 | 0 | 0 | 0 | 0 | 0 | 0 | 0 | 0 | 0 | 0
F7_Industrial_Food Products_New_Process_Natural Gas_Gas Boiler - Insulate Steam Lines/Condensate Tank_A_Technical Potential | F7 | Industrial | Food Products | New | Process | Natural Gas | Gas Boiler - Insulate Steam Lines/Condensate Tank | A | Cumulative Energy Savings (MWh or mTherms) | Technical Potential | 0 | 0 | 0 | 0 | 0 | 0.19078 | 0.41575 | 0.67479 | 0.96758 | 1.2939 | 1.6547 | 2.0491 | 2.4771 | 2.9389 | 3.4339 | 3.9627 | 4.525 | 5.1211 | 5.7507 | 6.4134 | 7.1096 | 7.839 | 8.6009 | 9.3952 | 10.2217 | 10.2282 | 10.2343 | 10.2399 | 0 | 0 | 0
F8_Industrial_Food Products_New_Process_Natural Gas_Gas Boiler - Insulate Steam Lines/Condensate Tank_A_Technical Potential | F8 | Industrial | Food Products | New | Process | Natural Gas | Gas Boiler - Insulate Steam Lines/Condensate Tank | A | Cumulative Summer Peak Savings (MW) | Technical Potential | 0 | 0 | 0 | 0 | 0 | 0 | 0 | 0 | 0 | 0 | 0 | 0 | 0 | 0 | 0 | 0 | 0 | 0 | 0 | 0 | 0 | 0 | 0 | 0 | 0 | 0 | 0 | 0 | 0 | 0 | 0
F9_Industrial_Food Products_New_Process_Natural Gas_Gas Boiler - Insulate Steam Lines/Condensate Tank_A_Technical Potential | F9 | Industrial | Food Products | New | Process | Natural Gas | Gas Boiler - Insulate Steam Lines/Condensate Tank | A | Cumulative Winter Peak Savings (MW) | Technical Potential | 0 | 0 | 0 | 0 | 0 | 0 | 0 | 0 | 0 | 0 | 0 | 0 | 0 | 0 | 0 | 0 | 0 | 0 | 0 | 0 | 0 | 0 | 0 | 0 | 0 | 0 | 0 | 0 | 0 | 0 | 0
F10_Industrial_Food Products_New_Process_Natural Gas_Gas Boiler - Insulate Steam Lines/Condensate Tank_A_Technical Potential | F10 | Industrial | Food Products | New | Process | Natural Gas | Gas Boiler - Insulate Steam Lines/Condensate Tank | A | Purchases (Incremental) | Technical Potential | 0 | 0 | 0 | 0 | 0 | 0.50844 | 0.60237 | 0.69624 | 0.78956 | 0.88293 | 0.97637 | 1.0686 | 1.1606 | 1.2525 | 1.3428 | 1.4335 | 1.5234 | 1.6132 | 1.7026 | 1.7912 | 1.8799 | 1.9683 | 2.0563 | 2.144 | 2.2313 | 0.50844 | 0.60237 | 0.69624 | 0.78956 | 0.88293 | 0.97637
F11_Industrial_Food Products_New_Process_Natural Gas_Gas Boiler - Insulate Steam Lines/Condensate Tank_A_Technical Potential | F11 | Industrial | Food Products | New | Process | Natural Gas | Gas Boiler - Insulate Steam Lines/Condensate Tank | A | Purchases (Cumulative) | Technical Potential | 0 | 0 | 0 | 0 | 0 | 0.50844 | 1.1108 | 1.8071 | 2.5966 | 3.4795 | 4.4559 | 5.5245 | 6.6852 | 7.9376 | 9.2805 | 10.714 | 12.2374 | 13.8506 | 15.5532 | 17.3445 | 19.2244 | 21.1927 | 23.249 | 25.3929 | 27.6243 | 27.6243 | 27.6243 | 27.6243 | 27.6243 | 27.6243 | 27.6243
F1_Industrial_Food Products_New_Space Heating_Natural Gas_Gas Boiler - Insulate Hot Water Lines_A_Technical Potential | F1 | Industrial | Food Products | New | Space Heating | Natural Gas | Gas Boiler - Insulate Hot Water Lines | A | Integrated Unit Energy Savings (kWh or therms) | Technical Potential | 0 | 0 | 0 | 0 | 0 | 0 | 0 | 0 | 0 | 0 | 0 | 0 | 0 | 0 | 0 | 0 | 0 | 0 | 0 | 0 | 0 | 0 | 0 | 0 | 0 | 0 | 0 | 0 | 0 | 0 | 0
F2_Industrial_Food Products_New_Space Heating_Natural Gas_Gas Boiler - Insulate Hot Water Lines_A_Technical Potential | F2 | Industrial | Food Products | New | Space Heating | Natural Gas | Gas Boiler - Insulate Hot Water Lines | A | Integrated Unit Summer Peak Savings (kW) | Technical Potential | 0 | 0 | 0 | 0 | 0 | 0 | 0 | 0 | 0 | 0 | 0 | 0 | 0 | 0 | 0 | 0 | 0 | 0 | 0 | 0 | 0 | 0 | 0 | 0 | 0 | 0 | 0 | 0 | 0 | 0 | 0
F3_Industrial_Food Products_New_Space Heating_Natural Gas_Gas Boiler - Insulate Hot Water Lines_A_Technical Potential | F3 | Industrial | Food Products | New | Space Heating | Natural Gas | Gas Boiler - Insulate Hot Water Lines | A | Integrated Unit Winter Peak Savings (kW) | Technical Potential | 0 | 0 | 0 | 0 | 0 | 0 | 0 | 0 | 0 | 0 | 0 | 0 | 0 | 0 | 0 | 0 | 0 | 0 | 0 | 0 | 0 | 0 | 0 | 0 | 0 | 0 | 0 | 0 | 0 | 0 | 0
F4_Industrial_Food Products_New_Space Heating_Natural Gas_Gas Boiler - Insulate Hot Water Lines_A_Technical Potential | F4 | Industrial | Food Products | New | Space Heating | Natural Gas | Gas Boiler - Insulate Hot Water Lines | A | Incremental Energy Savings (MWh or mTherms) | Technical Potential | 0 | 0 | 0 | 0 | 0 | 0 | 0 | 0 | 0 | 0 | 0 | 0 | 0 | 0 | 0 | 0 | 0 | 0 | 0 | 0 | 0 | 0 | 0 | 0 | 0 | 0 | 0 | 0 | 0 | 0 | 0
F5_Industrial_Food Products_New_Space Heating_Natural Gas_Gas Boiler - Insulate Hot Water Lines_A_Technical Potential | F5 | Industrial | Food Products | New | Space Heating | Natural Gas | Gas Boiler - Insulate Hot Water Lines | A | Incremental Summer Peak Savings (MW) | Technical Potential | 0 | 0 | 0 | 0 | 0 | 0 | 0 | 0 | 0 | 0 | 0 | 0 | 0 | 0 | 0 | 0 | 0 | 0 | 0 | 0 | 0 | 0 | 0 | 0 | 0 | 0 | 0 | 0 | 0 | 0 | 0
F6_Industrial_Food Products_New_Space Heating_Natural Gas_Gas Boiler - Insulate Hot Water Lines_A_Technical Potential | F6 | Industrial | Food Products | New | Space Heating | Natural Gas | Gas Boiler - Insulate Hot Water Lines | A | Incremental Winter Peak Savings (MW) | Technical Potential | 0 | 0 | 0 | 0 | 0 | 0 | 0 | 0 | 0 | 0 | 0 | 0 | 0 | 0 | 0 | 0 | 0 | 0 | 0 | 0 | 0 | 0 | 0 | 0 | 0 | 0 | 0 | 0 | 0 | 0 | 0
F7_Industrial_Food Products_New_Space Heating_Natural Gas_Gas Boiler - Insulate Hot Water Lines_A_Technical Potential | F7 | Industrial | Food Products | New | Space Heating | Natural Gas | Gas Boiler - Insulate Hot Water Lines | A | Cumulative Energy Savings (MWh or mTherms) | Technical Potential | 0 | 0 | 0 | 0 | 0 | 0 | 0 | 0 | 0 | 0 | 0 | 0 | 0 | 0 | 0 | 0 | 0 | 0 | 0 | 0 | 0 | 0 | 0 | 0 | 0 | 0 | 0 | 0 | 0 | 0 | 0
F8_Industrial_Food Products_New_Space Heating_Natural Gas_Gas Boiler - Insulate Hot Water Lines_A_Technical Potential | F8 | Industrial | Food Products | New | Space Heating | Natural Gas | Gas Boiler - Insulate Hot Water Lines | A | Cumulative Summer Peak Savings (MW) | Technical Potential | 0 | 0 | 0 | 0 | 0 | 0 | 0 | 0 | 0 | 0 | 0 | 0 | 0 | 0 | 0 | 0 | 0 | 0 | 0 | 0 | 0 | 0 | 0 | 0 | 0 | 0 | 0 | 0 | 0 | 0 | 0
F9_Industrial_Food Products_New_Space Heating_Natural Gas_Gas Boiler - Insulate Hot Water Lines_A_Technical Potential | F9 | Industrial | Food Products | New | Space Heating | Natural Gas | Gas Boiler - Insulate Hot Water Lines | A | Cumulative Winter Peak Savings (MW) | Technical Potential | 0 | 0 | 0 | 0 | 0 | 0 | 0 | 0 | 0 | 0 | 0 | 0 | 0 | 0 | 0 | 0 | 0 | 0 | 0 | 0 | 0 | 0 | 0 | 0 | 0 | 0 | 0 | 0 | 0 | 0 | 0
F10_Industrial_Food Products_New_Space Heating_Natural Gas_Gas Boiler - Insulate Hot Water Lines_A_Technical Potential | F10 | Industrial | Food Products | New | Space Heating | Natural Gas | Gas Boiler - Insulate Hot Water Lines | A | Purchases (Incremental) | Technical Potential | 0 | 0 | 0 | 0 | 0 | 0 | 0 | 0 | 0 | 0 | 0 | 0 | 0 | 0 | 0 | 0 | 0 | 0 | 0 | 0 | 0 | 0 | 0 | 0 | 0 | 0 | 0 | 0 | 0 | 0 | 0
F11_Industrial_Food Products_New_Space Heating_Natural Gas_Gas Boiler - Insulate Hot Water Lines_A_Technical Potential | F11 | Industrial | Food Products | New | Space Heating | Natural Gas | Gas Boiler - Insulate Hot Water Lines | A | Purchases (Cumulative) | Technical Potential | 0 | 0 | 0 | 0 | 0 | 0 | 0 | 0 | 0 | 0 | 0 | 0 | 0 | 0 | 0 | 0 | 0 | 0 | 0 | 0 | 0 | 0 | 0 | 0 | 0 | 0 | 0 | 0 | 0 | 0 | 0
F1_Industrial_Food Products_New_Process_Natural Gas_Gas Boiler - Insulate Hot Water Lines_A_Technical Potential | F1 | Industrial | Food Products | New | Process | Natural Gas | Gas Boiler - Insulate Hot Water Lines | A | Integrated Unit Energy Savings (kWh or therms) | Technical Potential | 0 | 0 | 0 | 0 | 0 | 424.5054 | 423.7621 | 423.0848 | 422.4633 | 421.8528 | 421.4789 | 421.1506 | 420.871 | 420.6469 | 420.483 | 420.3903 | 420.3651 | 420.3949 | 420.462 | 420.5483 | 420.6736 | 420.7916 | 420.8991 | 420.9975 | 421.0878 | 421.2485 | 421.3972 | 421.5352 | 425.3792 | 425.3792 | 425.3792
F2_Industrial_Food Products_New_Process_Natural Gas_Gas Boiler - Insulate Hot Water Lines_A_Technical Potential | F2 | Industrial | Food Products | New | Process | Natural Gas | Gas Boiler - Insulate Hot Water Lines | A | Integrated Unit Summer Peak Savings (kW) | Technical Potential | 0 | 0 | 0 | 0 | 0 | 0 | 0 | 0 | 0 | 0 | 0 | 0 | 0 | 0 | 0 | 0 | 0 | 0 | 0 | 0 | 0 | 0 | 0 | 0 | 0 | 0 | 0 | 0 | 0 | 0 | 0
F3_Industrial_Food Products_New_Process_Natural Gas_Gas Boiler - Insulate Hot Water Lines_A_Technical Potential | F3 | Industrial | Food Products | New | Process | Natural Gas | Gas Boiler - Insulate Hot Water Lines | A | Integrated Unit Winter Peak Savings (kW) | Technical Potential | 0 | 0 | 0 | 0 | 0 | 0 | 0 | 0 | 0 | 0 | 0 | 0 | 0 | 0 | 0 | 0 | 0 | 0 | 0 | 0 | 0 | 0 | 0 | 0 | 0 | 0 | 0 | 0 | 0 | 0 | 0
F4_Industrial_Food Products_New_Process_Natural Gas_Gas Boiler - Insulate Hot Water Lines_A_Technical Potential | F4 | Industrial | Food Products | New | Process | Natural Gas | Gas Boiler - Insulate Hot Water Lines | A | Incremental Energy Savings (MWh or mTherms) | Technical Potential | 0 | 0 | 0 | 0 | 0 | 0.21584 | 0.25526 | 0.29457 | 0.33356 | 0.37247 | 0.41152 | 0.45006 | 0.48848 | 0.52684 | 0.56463 | 0.60264 | 0.64037 | 0.67819 | 0.71589 | 0.7533 | 0.79084 | 0.82824 | 0.86549 | 0.9026 | 0.93959 | 0.21418 | 0.25384 | 0.29349 | 0.33586 | 0.37558 | 0.41533
F5_Industrial_Food Products_New_Process_Natural Gas_Gas Boiler - Insulate Hot Water Lines_A_Technical Potential | F5 | Industrial | Food Products | New | Process | Natural Gas | Gas Boiler - Insulate Hot Water Lines | A | Incremental Summer Peak Savings (MW) | Technical Potential | 0 | 0 | 0 | 0 | 0 | 0 | 0 | 0 | 0 | 0 | 0 | 0 | 0 | 0 | 0 | 0 | 0 | 0 | 0 | 0 | 0 | 0 | 0 | 0 | 0 | 0 | 0 | 0 | 0 | 0 | 0
F6_Industrial_Food Products_New_Process_Natural Gas_Gas Boiler - Insulate Hot Water Lines_A_Technical Potential | F6 | Industrial | Food Products | New | Process | Natural Gas | Gas Boiler - Insulate Hot Water Lines | A | Incremental Winter Peak Savings (MW) | Technical Potential | 0 | 0 | 0 | 0 | 0 | 0 | 0 | 0 | 0 | 0 | 0 | 0 | 0 | 0 | 0 | 0 | 0 | 0 | 0 | 0 | 0 | 0 | 0 | 0 | 0 | 0 | 0 | 0 | 0 | 0 | 0
F7_Industrial_Food Products_New_Process_Natural Gas_Gas Boiler - Insulate Hot Water Lines_A_Technical Potential | F7 | Industrial | Food Products | New | Process | Natural Gas | Gas Boiler - Insulate Hot Water Lines | A | Cumulative Energy Savings (MWh or mTherms) | Technical Potential | 0 | 0 | 0 | 0 | 0 | 0.21584 | 0.47072 | 0.76454 | 1.097 | 1.4679 | 1.8781 | 2.3267 | 2.8136 | 3.3389 | 3.9023 | 4.5041 | 5.1442 | 5.8227 | 6.5395 | 7.2942 | 8.0872 | 8.9177 | 9.7855 | 10.6904 | 11.6322 | 11.6367 | 11.6408 | 11.6446 | 0 | 0 | 0
F8_Industrial_Food Products_New_Process_Natural Gas_Gas Boiler - Insulate Hot Water Lines_A_Technical Potential | F8 | Industrial | Food Products | New | Process | Natural Gas | Gas Boiler - Insulate Hot Water Lines | A | Cumulative Summer Peak Savings (MW) | Technical Potential | 0 | 0 | 0 | 0 | 0 | 0 | 0 | 0 | 0 | 0 | 0 | 0 | 0 | 0 | 0 | 0 | 0 | 0 | 0 | 0 | 0 | 0 | 0 | 0 | 0 | 0 | 0 | 0 | 0 | 0 | 0
F9_Industrial_Food Products_New_Process_Natural Gas_Gas Boiler - Insulate Hot Water Lines_A_Technical Potential | F9 | Industrial | Food Products | New | Process | Natural Gas | Gas Boiler - Insulate Hot Water Lines | A | Cumulative Winter Peak Savings (MW) | Technical Potential | 0 | 0 | 0 | 0 | 0 | 0 | 0 | 0 | 0 | 0 | 0 | 0 | 0 | 0 | 0 | 0 | 0 | 0 | 0 | 0 | 0 | 0 | 0 | 0 | 0 | 0 | 0 | 0 | 0 | 0 | 0
F10_Industrial_Food Products_New_Process_Natural Gas_Gas Boiler - Insulate Hot Water Lines_A_Technical Potential | F10 | Industrial | Food Products | New | Process | Natural Gas | Gas Boiler - Insulate Hot Water Lines | A | Purchases (Incremental) | Technical Potential | 0 | 0 | 0 | 0 | 0 | 0.50844 | 0.60237 | 0.69624 | 0.78956 | 0.88293 | 0.97637 | 1.0686 | 1.1606 | 1.2525 | 1.3428 | 1.4335 | 1.5234 | 1.6132 | 1.7026 | 1.7912 | 1.8799 | 1.9683 | 2.0563 | 2.144 | 2.2313 | 0.50844 | 0.60237 | 0.69624 | 0.78956 | 0.88293 | 0.97637
F11_Industrial_Food Products_New_Process_Natural Gas_Gas Boiler - Insulate Hot Water Lines_A_Technical Potential | F11 | Industrial | Food Products | New | Process | Natural Gas | Gas Boiler - Insulate Hot Water Lines | A | Purchases (Cumulative) | Technical Potential | 0 | 0 | 0 | 0 | 0 | 0.50844 | 1.1108 | 1.8071 | 2.5966 | 3.4795 | 4.4559 | 5.5245 | 6.6852 | 7.9376 | 9.2805 | 10.714 | 12.2374 | 13.8506 | 15.5532 | 17.3445 | 19.2244 | 21.1927 | 23.249 | 25.3929 | 27.6243 | 27.6243 | 27.6243 | 27.6243 | 27.6243 | 27.6243 | 27.6243
F1_Industrial_Food Products_New_Process_Natural Gas_Process - Insulate Heated Process Fluids_A_Technical Potential | F1 | Industrial | Food Products | New | Process | Natural Gas | Process - Insulate Heated Process Fluids | A | Integrated Unit Energy Savings (kWh or therms) | Technical Potential | 0 | 0 | 0 | 0 | 0 | 274.9367 | 274.3676 | 273.8511 | 273.377 | 272.9145 | 272.6082 | 272.3333 | 272.0916 | 271.8871 | 271.7221 | 271.6042 | 271.5302 | 271.4925 | 271.4793 | 271.4784 | 271.5033 | 271.5236 | 271.5374 | 271.5453 | 271.5482 | 271.6999 | 271.8403 | 271.9705 | 275.607 | 275.607 | 275.607
F2_Industrial_Food Products_New_Process_Natural Gas_Process - Insulate Heated Process Fluids_A_Technical Potential | F2 | Industrial | Food Products | New | Process | Natural Gas | Process - Insulate Heated Process Fluids | A | Integrated Unit Summer Peak Savings (kW) | Technical Potential | 0 | 0 | 0 | 0 | 0 | 0 | 0 | 0 | 0 | 0 | 0 | 0 | 0 | 0 | 0 | 0 | 0 | 0 | 0 | 0 | 0 | 0 | 0 | 0 | 0 | 0 | 0 | 0 | 0 | 0 | 0
F3_Industrial_Food Products_New_Process_Natural Gas_Process - Insulate Heated Process Fluids_A_Technical Potential | F3 | Industrial | Food Products | New | Process | Natural Gas | Process - Insulate Heated Process Fluids | A | Integrated Unit Winter Peak Savings (kW) | Technical Potential | 0 | 0 | 0 | 0 | 0 | 0 | 0 | 0 | 0 | 0 | 0 | 0 | 0 | 0 | 0 | 0 | 0 | 0 | 0 | 0 | 0 | 0 | 0 | 0 | 0 | 0 | 0 | 0 | 0 | 0 | 0
F4_Industrial_Food Products_New_Process_Natural Gas_Process - Insulate Heated Process Fluids_A_Technical Potential | F4 | Industrial | Food Products | New | Process | Natural Gas | Process - Insulate Heated Process Fluids | A | Incremental Energy Savings (MWh or mTherms) | Technical Potential | 0 | 0 | 0 | 0 | 0 | 0.30579 | 0.36153 | 0.41708 | 0.47216 | 0.52711 | 0.52402 | 0.45836 | 0.39791 | 0.34325 | 0.29423 | 0.25118 | 0.21348 | 0.18083 | 0.15267 | 0.12849 | 0.1079 | 0.00077058 | 0.00028753 | 0.0001022 | 3.4686e-05 | 0.30219 | 0.3582 | 0.41422 | 0.47602 | 0.53231 | 0.52978
F5_Industrial_Food Products_New_Process_Natural Gas_Process - Insulate Heated Process Fluids_A_Technical Potential | F5 | Industrial | Food Products | New | Process | Natural Gas | Process - Insulate Heated Process Fluids | A | Incremental Summer Peak Savings (MW) | Technical Potential | 0 | 0 | 0 | 0 | 0 | 0 | 0 | 0 | 0 | 0 | 0 | 0 | 0 | 0 | 0 | 0 | 0 | 0 | 0 | 0 | 0 | 0 | 0 | 0 | 0 | 0 | 0 | 0 | 0 | 0 | 0
F6_Industrial_Food Products_New_Process_Natural Gas_Process - Insulate Heated Process Fluids_A_Technical Potential | F6 | Industrial | Food Products | New | Process | Natural Gas | Process - Insulate Heated Process Fluids | A | Incremental Winter Peak Savings (MW) | Technical Potential | 0 | 0 | 0 | 0 | 0 | 0 | 0 | 0 | 0 | 0 | 0 | 0 | 0 | 0 | 0 | 0 | 0 | 0 | 0 | 0 | 0 | 0 | 0 | 0 | 0 | 0 | 0 | 0 | 0 | 0 | 0
F7_Industrial_Food Products_New_Process_Natural Gas_Process - Insulate Heated Process Fluids_A_Technical Potential | F7 | Industrial | Food Products | New | Process | Natural Gas | Process - Insulate Heated Process Fluids | A | Cumulative Energy Savings (MWh or mTherms) | Technical Potential | 0 | 0 | 0 | 0 | 0 | 0.30579 | 0.66668 | 1.0825 | 1.5528 | 2.0773 | 2.599 | 3.0547 | 3.4499 | 3.7906 | 4.0825 | 4.3319 | 4.5442 | 4.7244 | 4.8768 | 5.0053 | 5.1137 | 5.1148 | 5.1154 | 5.1156 | 5.1157 | 5.1186 | 5.1212 | 5.1237 | 0 | 0 | 0
F8_Industrial_Food Products_New_Process_Natural Gas_Process - Insulate Heated Process Fluids_A_Technical Potential | F8 | Industrial | Food Products | New | Process | Natural Gas | Process - Insulate Heated Process Fluids | A | Cumulative Summer Peak Savings (MW) | Technical Potential | 0 | 0 | 0 | 0 | 0 | 0 | 0 | 0 | 0 | 0 | 0 | 0 | 0 | 0 | 0 | 0 | 0 | 0 | 0 | 0 | 0 | 0 | 0 | 0 | 0 | 0 | 0 | 0 | 0 | 0 | 0
F9_Industrial_Food Products_New_Process_Natural Gas_Process - Insulate Heated Process Fluids_A_Technical Potential | F9 | Industrial | Food Products | New | Process | Natural Gas | Process - Insulate Heated Process Fluids | A | Cumulative Winter Peak Savings (MW) | Technical Potential | 0 | 0 | 0 | 0 | 0 | 0 | 0 | 0 | 0 | 0 | 0 | 0 | 0 | 0 | 0 | 0 | 0 | 0 | 0 | 0 | 0 | 0 | 0 | 0 | 0 | 0 | 0 | 0 | 0 | 0 | 0
F10_Industrial_Food Products_New_Process_Natural Gas_Process - Insulate Heated Process Fluids_A_Technical Potential | F10 | Industrial | Food Products | New | Process | Natural Gas | Process - Insulate Heated Process Fluids | A | Purchases (Incremental) | Technical Potential | 0 | 0 | 0 | 0 | 0 | 1.1122 | 1.3177 | 1.523 | 1.7272 | 1.9314 | 1.9222 | 1.6831 | 1.4624 | 1.2625 | 1.0828 | 0.9248 | 0.7862 | 0.66606 | 0.56238 | 0.47332 | 0.3974 | 0.002838 | 0.0010589 | 0.00037637 | 0.00012773 | 1.1122 | 1.3177 | 1.523 | 1.7272 | 1.9314 | 1.9222
F11_Industrial_Food Products_New_Process_Natural Gas_Process - Insulate Heated Process Fluids_A_Technical Potential | F11 | Industrial | Food Products | New | Process | Natural Gas | Process - Insulate Heated Process Fluids | A | Purchases (Cumulative) | Technical Potential | 0 | 0 | 0 | 0 | 0 | 1.1122 | 2.4299 | 3.9529 | 5.6801 | 7.6115 | 9.5337 | 11.2168 | 12.6792 | 13.9417 | 15.0245 | 15.9493 | 16.7355 | 17.4016 | 17.9639 | 18.4373 | 18.8347 | 18.8375 | 18.8386 | 18.8389 | 18.8391 | 18.8391 | 18.8391 | 18.8391 | 18.8391 | 18.8391 | 18.8391
F1_Industrial_Food Products_New_Process_Natural Gas_Process Heat Recovery_A_Technical Potential | F1 | Industrial | Food Products | New | Process | Natural Gas | Process Heat Recovery | A | Integrated Unit Energy Savings (kWh or therms) | Technical Potential | 0 | 0 | 0 | 0 | 0 | 3.2241 | 3.2142 | 3.2052 | 3.1968 | 3.1885 | 3.1822 | 3.1766 | 3.1716 | 3.1673 | 3.1637 | 3.161 | 3.159 | 3.1578 | 3.157 | 3.1566 | 3.1568 | 3.1571 | 3.1574 | 3.1576 | 3.1577 | 3.1606 | 3.1633 | 3.1658 | 0 | 0 | 0
F2_Industrial_Food Products_New_Process_Natural Gas_Process Heat Recovery_A_Technical Potential | F2 | Industrial | Food Products | New | Process | Natural Gas | Process Heat Recovery | A | Integrated Unit Summer Peak Savings (kW) | Technical Potential | 0 | 0 | 0 | 0 | 0 | 0 | 0 | 0 | 0 | 0 | 0 | 0 | 0 | 0 | 0 | 0 | 0 | 0 | 0 | 0 | 0 | 0 | 0 | 0 | 0 | 0 | 0 | 0 | 0 | 0 | 0
F3_Industrial_Food Products_New_Process_Natural Gas_Process Heat Recovery_A_Technical Potential | F3 | Industrial | Food Products | New | Process | Natural Gas | Process Heat Recovery | A | Integrated Unit Winter Peak Savings (kW) | Technical Potential | 0 | 0 | 0 | 0 | 0 | 0 | 0 | 0 | 0 | 0 | 0 | 0 | 0 | 0 | 0 | 0 | 0 | 0 | 0 | 0 | 0 | 0 | 0 | 0 | 0 | 0 | 0 | 0 | 0 | 0 | 0
F4_Industrial_Food Products_New_Process_Natural Gas_Process Heat Recovery_A_Technical Potential | F4 | Industrial | Food Products | New | Process | Natural Gas | Process Heat Recovery | A | Incremental Energy Savings (MWh or mTherms) | Technical Potential | 0 | 0 | 0 | 0 | 0 | 0.12909 | 0.15247 | 0.17574 | 0.19877 | 0.2217 | 0.22021 | 0.19247 | 0.16697 | 0.14395 | 0.12333 | 0.10524 | 0.089411 | 0.075717 | 0.063916 | 0.053787 | 0.1264 | 0.14976 | 0.17311 | 0.19633 | 0.21956 | 0.21871 | 0.19167 | 0.16667 | 0 | 0 | 0
F5_Industrial_Food Products_New_Process_Natural Gas_Process Heat Recovery_A_Technical Potential | F5 | Industrial | Food Products | New | Process | Natural Gas | Process Heat Recovery | A | Incremental Summer Peak Savings (MW) | Technical Potential | 0 | 0 | 0 | 0 | 0 | 0 | 0 | 0 | 0 | 0 | 0 | 0 | 0 | 0 | 0 | 0 | 0 | 0 | 0 | 0 | 0 | 0 | 0 | 0 | 0 | 0 | 0 | 0 | 0 | 0 | 0
F6_Industrial_Food Products_New_Process_Natural Gas_Process Heat Recovery_A_Technical Potential | F6 | Industrial | Food Products | New | Process | Natural Gas | Process Heat Recovery | A | Incremental Winter Peak Savings (MW) | Technical Potential | 0 | 0 | 0 | 0 | 0 | 0 | 0 | 0 | 0 | 0 | 0 | 0 | 0 | 0 | 0 | 0 | 0 | 0 | 0 | 0 | 0 | 0 | 0 | 0 | 0 | 0 | 0 | 0 | 0 | 0 | 0
F7_Industrial_Food Products_New_Process_Natural Gas_Process Heat Recovery_A_Technical Potential | F7 | Industrial | Food Products | New | Process | Natural Gas | Process Heat Recovery | A | Cumulative Energy Savings (MWh or mTherms) | Technical Potential | 0 | 0 | 0 | 0 | 0 | 0.12909 | 0.28117 | 0.45612 | 0.65369 | 0.87368 | 1.0922 | 1.2827 | 1.4477 | 1.5897 | 1.7112 | 1.815 | 1.9032 | 1.9782 | 2.0417 | 2.0952 | 2.0953 | 2.0955 | 2.0957 | 2.0958 | 2.0959 | 2.0978 | 2.0996 | 2.1013 | 0 | 0 | 0
F8_Industrial_Food Products_New_Process_Natural Gas_Process Heat Recovery_A_Technical Potential | F8 | Industrial | Food Products | New | Process | Natural Gas | Process Heat Recovery | A | Cumulative Summer Peak Savings (MW) | Technical Potential | 0 | 0 | 0 | 0 | 0 | 0 | 0 | 0 | 0 | 0 | 0 | 0 | 0 | 0 | 0 | 0 | 0 | 0 | 0 | 0 | 0 | 0 | 0 | 0 | 0 | 0 | 0 | 0 | 0 | 0 | 0
F9_Industrial_Food Products_New_Process_Natural Gas_Process Heat Recovery_A_Technical Potential | F9 | Industrial | Food Products | New | Process | Natural Gas | Process Heat Recovery | A | Cumulative Winter Peak Savings (MW) | Technical Potential | 0 | 0 | 0 | 0 | 0 | 0 | 0 | 0 | 0 | 0 | 0 | 0 | 0 | 0 | 0 | 0 | 0 | 0 | 0 | 0 | 0 | 0 | 0 | 0 | 0 | 0 | 0 | 0 | 0 | 0 | 0
F10_Industrial_Food Products_New_Process_Natural Gas_Process Heat Recovery_A_Technical Potential | F10 | Industrial | Food Products | New | Process | Natural Gas | Process Heat Recovery | A | Purchases (Incremental) | Technical Potential | 0 | 0 | 0 | 0 | 0 | 40.0399 | 47.4363 | 54.8287 | 62.1775 | 69.5303 | 69.2002 | 60.5912 | 52.6464 | 45.4491 | 38.9825 | 33.2926 | 28.3033 | 23.9782 | 20.2456 | 17.0394 | 40.0399 | 47.4363 | 54.8287 | 62.1775 | 69.5303 | 69.2002 | 60.5912 | 52.6464 | 45.4491 | 38.9825 | 33.2926
F11_Industrial_Food Products_New_Process_Natural Gas_Process Heat Recovery_A_Technical Potential | F11 | Industrial | Food Products | New | Process | Natural Gas | Process Heat Recovery | A | Purchases (Cumulative) | Technical Potential | 0 | 0 | 0 | 0 | 0 | 40.0399 | 87.4762 | 142.3049 | 204.4824 | 274.0126 | 343.2128 | 403.804 | 456.4505 | 501.8996 | 540.8821 | 574.1747 | 602.4781 | 626.4563 | 646.7019 | 663.7412 | 663.7412 | 663.7412 | 663.7412 | 663.7412 | 663.7412 | 663.7412 | 663.7412 | 663.7412 | 663.7412 | 663.7412 | 663.7412
F1_Industrial_Food Products_New_Space Heating_Natural Gas_Building Automation System_A_Technical Potential | F1 | Industrial | Food Products | New | Space Heating | Natural Gas | Building Automation System | A | Integrated Unit Energy Savings (kWh or therms) | Technical Potential | 0 | 0 | 0 | 0 | 0 | 0.014232 | 0.013809 | 0.013499 | 0.013263 | 0.013077 | 0.012928 | 0.012755 | 0.012573 | 0.012393 | 0.01222 | 0.012066 | 0.01193 | 0.011915 | 0.011833 | 0.011774 | 0.011732 | 0.011696 | 0.011683 | 0.011681 | 0.011686 | 0.011694 | 0.011703 | 0.011712 | 0 | 0 | 0
F2_Industrial_Food Products_New_Space Heating_Natural Gas_Building Automation System_A_Technical Potential | F2 | Industrial | Food Products | New | Space Heating | Natural Gas | Building Automation System | A | Integrated Unit Summer Peak Savings (kW) | Technical Potential | 0 | 0 | 0 | 0 | 0 | 0 | 0 | 0 | 0 | 0 | 0 | 0 | 0 | 0 | 0 | 0 | 0 | 0 | 0 | 0 | 0 | 0 | 0 | 0 | 0 | 0 | 0 | 0 | 0 | 0 | 0
F3_Industrial_Food Products_New_Space Heating_Natural Gas_Building Automation System_A_Technical Potential | F3 | Industrial | Food Products | New | Space Heating | Natural Gas | Building Automation System | A | Integrated Unit Winter Peak Savings (kW) | Technical Potential | 0 | 0 | 0 | 0 | 0 | 0 | 0 | 0 | 0 | 0 | 0 | 0 | 0 | 0 | 0 | 0 | 0 | 0 | 0 | 0 | 0 | 0 | 0 | 0 | 0 | 0 | 0 | 0 | 0 | 0 | 0
F4_Industrial_Food Products_New_Space Heating_Natural Gas_Building Automation System_A_Technical Potential | F4 | Industrial | Food Products | New | Space Heating | Natural Gas | Building Automation System | A | Incremental Energy Savings (MWh or mTherms) | Technical Potential | 0 | 0 | 0 | 0 | 0 | 0.00022952 | 0.00052737 | 0.001058 | 0.0019176 | 0.0032091 | 0.0050249 | 0.0073807 | 0.010244 | 0.013477 | 0.0168 | 0.019869 | 0.022208 | 0.023587 | 0.023305 | 0.021449 | 0.01855 | 0.014807 | 0.010697 | 0.0071244 | 0.0048376 | 0.0045451 | 0.0067717 | 0.0095423 | 0 | 0 | 0
F5_Industrial_Food Products_New_Space Heating_Natural Gas_Building Automation System_A_Technical Potential | F5 | Industrial | Food Products | New | Space Heating | Natural Gas | Building Automation System | A | Incremental Summer Peak Savings (MW) | Technical Potential | 0 | 0 | 0 | 0 | 0 | 0 | 0 | 0 | 0 | 0 | 0 | 0 | 0 | 0 | 0 | 0 | 0 | 0 | 0 | 0 | 0 | 0 | 0 | 0 | 0 | 0 | 0 | 0 | 0 | 0 | 0
F6_Industrial_Food Products_New_Space Heating_Natural Gas_Building Automation System_A_Technical Potential | F6 | Industrial | Food Products | New | Space Heating | Natural Gas | Building Automation System | A | Incremental Winter Peak Savings (MW) | Technical Potential | 0 | 0 | 0 | 0 | 0 | 0 | 0 | 0 | 0 | 0 | 0 | 0 | 0 | 0 | 0 | 0 | 0 | 0 | 0 | 0 | 0 | 0 | 0 | 0 | 0 | 0 | 0 | 0 | 0 | 0 | 0
F7_Industrial_Food Products_New_Space Heating_Natural Gas_Building Automation System_A_Technical Potential | F7 | Industrial | Food Products | New | Space Heating | Natural Gas | Building Automation System | A | Cumulative Energy Savings (MWh or mTherms) | Technical Potential | 0 | 0 | 0 | 0 | 0 | 0.00022952 | 0.00075006 | 0.0017912 | 0.0036776 | 0.0068351 | 0.011782 | 0.019005 | 0.028977 | 0.04204 | 0.058252 | 0.077388 | 0.098721 | 0.12219 | 0.14465 | 0.16538 | 0.18315 | 0.19695 | 0.20651 | 0.21191 | 0.21396 | 0.21411 | 0.21427 | 0.21445 | 0 | 0 | 0
F8_Industrial_Food Products_New_Space Heating_Natural Gas_Building Automation System_A_Technical Potential | F8 | Industrial | Food Products | New | Space Heating | Natural Gas | Building Automation System | A | Cumulative Summer Peak Savings (MW) | Technical Potential | 0 | 0 | 0 | 0 | 0 | 0 | 0 | 0 | 0 | 0 | 0 | 0 | 0 | 0 | 0 | 0 | 0 | 0 | 0 | 0 | 0 | 0 | 0 | 0 | 0 | 0 | 0 | 0 | 0 | 0 | 0
F9_Industrial_Food Products_New_Space Heating_Natural Gas_Building Automation System_A_Technical Potential | F9 | Industrial | Food Products | New | Space Heating | Natural Gas | Building Automation System | A | Cumulative Winter Peak Savings (MW) | Technical Potential | 0 | 0 | 0 | 0 | 0 | 0 | 0 | 0 | 0 | 0 | 0 | 0 | 0 | 0 | 0 | 0 | 0 | 0 | 0 | 0 | 0 | 0 | 0 | 0 | 0 | 0 | 0 | 0 | 0 | 0 | 0
F10_Industrial_Food Products_New_Space Heating_Natural Gas_Building Automation System_A_Technical Potential | F10 | Industrial | Food Products | New | Space Heating | Natural Gas | Building Automation System | A | Purchases (Incremental) | Technical Potential | 0 | 0 | 0 | 0 | 0 | 16.1267 | 38.1912 | 78.3777 | 144.58 | 245.4035 | 388.6687 | 578.6537 | 814.7302 | 1087.4004 | 1374.8188 | 1646.65 | 1861.5099 | 1979.5385 | 1969.4615 | 1821.709 | 1581.143 | 1265.928 | 915.5946 | 609.9056 | 413.976 | 388.6687 | 578.6537 | 814.7302 | 1087.4004 | 1374.8188 | 1646.65
F11_Industrial_Food Products_New_Space Heating_Natural Gas_Building Automation System_A_Technical Potential | F11 | Industrial | Food Products | New | Space Heating | Natural Gas | Building Automation System | A | Purchases (Cumulative) | Technical Potential | 0 | 0 | 0 | 0 | 0 | 16.1267 | 54.318 | 132.6957 | 277.2757 | 522.6792 | 911.348 | 1490.0017 | 2304.7319 | 3392.1323 | 4766.9511 | 6413.6012 | 8275.1111 | 10254.6496 | 12224.1111 | 14045.8202 | 15610.8364 | 16838.5732 | 17675.7901 | 18141.1157 | 18309.6881 | 18309.6881 | 18309.6881 | 18309.6881 | 18309.6881 | 18309.6881 | 18309.6881
F1_Industrial_Food Products_New_Space Heating_Natural Gas_Steam System Efficiency Improvements_A_Technical Potential | F1 | Industrial | Food Products | New | Space Heating | Natural Gas | Steam System Efficiency Improvements | A | Integrated Unit Energy Savings (kWh or therms) | Technical Potential | 0 | 0 | 0 | 0 | 0 | 0 | 0 | 0 | 0 | 0 | 0 | 0 | 0 | 0 | 0 | 0 | 0 | 0 | 0 | 0 | 0 | 0 | 0 | 0 | 0 | 0 | 0 | 0 | 0 | 0 | 0
F2_Industrial_Food Products_New_Space Heating_Natural Gas_Steam System Efficiency Improvements_A_Technical Potential | F2 | Industrial | Food Products | New | Space Heating | Natural Gas | Steam System Efficiency Improvements | A | Integrated Unit Summer Peak Savings (kW) | Technical Potential | 0 | 0 | 0 | 0 | 0 | 0 | 0 | 0 | 0 | 0 | 0 | 0 | 0 | 0 | 0 | 0 | 0 | 0 | 0 | 0 | 0 | 0 | 0 | 0 | 0 | 0 | 0 | 0 | 0 | 0 | 0
F3_Industrial_Food Products_New_Space Heating_Natural Gas_Steam System Efficiency Improvements_A_Technical Potential | F3 | Industrial | Food Products | New | Space Heating | Natural Gas | Steam System Efficiency Improvements | A | Integrated Unit Winter Peak Savings (kW) | Technical Potential | 0 | 0 | 0 | 0 | 0 | 0 | 0 | 0 | 0 | 0 | 0 | 0 | 0 | 0 | 0 | 0 | 0 | 0 | 0 | 0 | 0 | 0 | 0 | 0 | 0 | 0 | 0 | 0 | 0 | 0 | 0
F4_Industrial_Food Products_New_Space Heating_Natural Gas_Steam System Efficiency Improvements_A_Technical Potential | F4 | Industrial | Food Products | New | Space Heating | Natural Gas | Steam System Efficiency Improvements | A | Incremental Energy Savings (MWh or mTherms) | Technical Potential | 0 | 0 | 0 | 0 | 0 | 0 | 0 | 0 | 0 | 0 | 0 | 0 | 0 | 0 | 0 | 0 | 0 | 0 | 0 | 0 | 0 | 0 | 0 | 0 | 0 | 0 | 0 | 0 | 0 | 0 | 0
F5_Industrial_Food Products_New_Space Heating_Natural Gas_Steam System Efficiency Improvements_A_Technical Potential | F5 | Industrial | Food Products | New | Space Heating | Natural Gas | Steam System Efficiency Improvements | A | Incremental Summer Peak Savings (MW) | Technical Potential | 0 | 0 | 0 | 0 | 0 | 0 | 0 | 0 | 0 | 0 | 0 | 0 | 0 | 0 | 0 | 0 | 0 | 0 | 0 | 0 | 0 | 0 | 0 | 0 | 0 | 0 | 0 | 0 | 0 | 0 | 0
F6_Industrial_Food Products_New_Space Heating_Natural Gas_Steam System Efficiency Improvements_A_Technical Potential | F6 | Industrial | Food Products | New | Space Heating | Natural Gas | Steam System Efficiency Improvements | A | Incremental Winter Peak Savings (MW) | Technical Potential | 0 | 0 | 0 | 0 | 0 | 0 | 0 | 0 | 0 | 0 | 0 | 0 | 0 | 0 | 0 | 0 | 0 | 0 | 0 | 0 | 0 | 0 | 0 | 0 | 0 | 0 | 0 | 0 | 0 | 0 | 0
F7_Industrial_Food Products_New_Space Heating_Natural Gas_Steam System Efficiency Improvements_A_Technical Potential | F7 | Industrial | Food Products | New | Space Heating | Natural Gas | Steam System Efficiency Improvements | A | Cumulative Energy Savings (MWh or mTherms) | Technical Potential | 0 | 0 | 0 | 0 | 0 | 0 | 0 | 0 | 0 | 0 | 0 | 0 | 0 | 0 | 0 | 0 | 0 | 0 | 0 | 0 | 0 | 0 | 0 | 0 | 0 | 0 | 0 | 0 | 0 | 0 | 0
F8_Industrial_Food Products_New_Space Heating_Natural Gas_Steam System Efficiency Improvements_A_Technical Potential | F8 | Industrial | Food Products | New | Space Heating | Natural Gas | Steam System Efficiency Improvements | A | Cumulative Summer Peak Savings (MW) | Technical Potential | 0 | 0 | 0 | 0 | 0 | 0 | 0 | 0 | 0 | 0 | 0 | 0 | 0 | 0 | 0 | 0 | 0 | 0 | 0 | 0 | 0 | 0 | 0 | 0 | 0 | 0 | 0 | 0 | 0 | 0 | 0
F9_Industrial_Food Products_New_Space Heating_Natural Gas_Steam System Efficiency Improvements_A_Technical Potential | F9 | Industrial | Food Products | New | Space Heating | Natural Gas | Steam System Efficiency Improvements | A | Cumulative Winter Peak Savings (MW) | Technical Potential | 0 | 0 | 0 | 0 | 0 | 0 | 0 | 0 | 0 | 0 | 0 | 0 | 0 | 0 | 0 | 0 | 0 | 0 | 0 | 0 | 0 | 0 | 0 | 0 | 0 | 0 | 0 | 0 | 0 | 0 | 0
F10_Industrial_Food Products_New_Space Heating_Natural Gas_Steam System Efficiency Improvements_A_Technical Potential | F10 | Industrial | Food Products | New | Space Heating | Natural Gas | Steam System Efficiency Improvements | A | Purchases (Incremental) | Technical Potential | 0 | 0 | 0 | 0 | 0 | 0 | 0 | 0 | 0 | 0 | 0 | 0 | 0 | 0 | 0 | 0 | 0 | 0 | 0 | 0 | 0 | 0 | 0 | 0 | 0 | 0 | 0 | 0 | 0 | 0 | 0
F11_Industrial_Food Products_New_Space Heating_Natural Gas_Steam System Efficiency Improvements_A_Technical Potential | F11 | Industrial | Food Products | New | Space Heating | Natural Gas | Steam System Efficiency Improvements | A | Purchases (Cumulative) | Technical Potential | 0 | 0 | 0 | 0 | 0 | 0 | 0 | 0 | 0 | 0 | 0 | 0 | 0 | 0 | 0 | 0 | 0 | 0 | 0 | 0 | 0 | 0 | 0 | 0 | 0 | 0 | 0 | 0 | 0 | 0 | 0
F1_Industrial_Food Products_New_Process_Natural Gas_Steam System Efficiency Improvements_A_Technical Potential | F1 | Industrial | Food Products | New | Process | Natural Gas | Steam System Efficiency Improvements | A | Integrated Unit Energy Savings (kWh or therms) | Technical Potential | 0 | 0 | 0 | 0 | 0 | 5.0865 | 5.0831 | 5.0802 | 5.0779 | 5.0756 | 5.0738 | 5.0727 | 5.0721 | 5.0718 | 5.0717 | 5.0719 | 5.0721 | 5.0725 | 5.0729 | 5.0734 | 5.0742 | 5.0749 | 5.0756 | 5.0762 | 5.0768 | 5.0773 | 5.0778 | 5.0783 | 5.0908 | 5.0908 | 5.0908
F2_Industrial_Food Products_New_Process_Natural Gas_Steam System Efficiency Improvements_A_Technical Potential | F2 | Industrial | Food Products | New | Process | Natural Gas | Steam System Efficiency Improvements | A | Integrated Unit Summer Peak Savings (kW) | Technical Potential | 0 | 0 | 0 | 0 | 0 | 0 | 0 | 0 | 0 | 0 | 0 | 0 | 0 | 0 | 0 | 0 | 0 | 0 | 0 | 0 | 0 | 0 | 0 | 0 | 0 | 0 | 0 | 0 | 0 | 0 | 0
F3_Industrial_Food Products_New_Process_Natural Gas_Steam System Efficiency Improvements_A_Technical Potential | F3 | Industrial | Food Products | New | Process | Natural Gas | Steam System Efficiency Improvements | A | Integrated Unit Winter Peak Savings (kW) | Technical Potential | 0 | 0 | 0 | 0 | 0 | 0 | 0 | 0 | 0 | 0 | 0 | 0 | 0 | 0 | 0 | 0 | 0 | 0 | 0 | 0 | 0 | 0 | 0 | 0 | 0 | 0 | 0 | 0 | 0 | 0 | 0
F4_Industrial_Food Products_New_Process_Natural Gas_Steam System Efficiency Improvements_A_Technical Potential | F4 | Industrial | Food Products | New | Process | Natural Gas | Steam System Efficiency Improvements | A | Incremental Energy Savings (MWh or mTherms) | Technical Potential | 0 | 0 | 0 | 0 | 0 | 0.00079585 | 0.0018835 | 0.0038631 | 0.0071228 | 0.012085 | 0.019133 | 0.028479 | 0.040092 | 0.053507 | 0.06765 | 0.081028 | 0.091605 | 0.09742 | 0.096932 | 0.089668 | 0.081065 | 0.091656 | 0.09748 | 0.096996 | 0.089729 | 0.081115 | 0.091708 | 0.097531 | 0.097275 | 0.089977 | 0.08133
F5_Industrial_Food Products_New_Process_Natural Gas_Steam System Efficiency Improvements_A_Technical Potential | F5 | Industrial | Food Products | New | Process | Natural Gas | Steam System Efficiency Improvements | A | Incremental Summer Peak Savings (MW) | Technical Potential | 0 | 0 | 0 | 0 | 0 | 0 | 0 | 0 | 0 | 0 | 0 | 0 | 0 | 0 | 0 | 0 | 0 | 0 | 0 | 0 | 0 | 0 | 0 | 0 | 0 | 0 | 0 | 0 | 0 | 0 | 0
F6_Industrial_Food Products_New_Process_Natural Gas_Steam System Efficiency Improvements_A_Technical Potential | F6 | Industrial | Food Products | New | Process | Natural Gas | Steam System Efficiency Improvements | A | Incremental Winter Peak Savings (MW) | Technical Potential | 0 | 0 | 0 | 0 | 0 | 0 | 0 | 0 | 0 | 0 | 0 | 0 | 0 | 0 | 0 | 0 | 0 | 0 | 0 | 0 | 0 | 0 | 0 | 0 | 0 | 0 | 0 | 0 | 0 | 0 | 0
F7_Industrial_Food Products_New_Process_Natural Gas_Steam System Efficiency Improvements_A_Technical Potential | F7 | Industrial | Food Products | New | Process | Natural Gas | Steam System Efficiency Improvements | A | Cumulative Energy Savings (MWh or mTherms) | Technical Potential | 0 | 0 | 0 | 0 | 0 | 0.00079585 | 0.0026788 | 0.0065404 | 0.01366 | 0.025739 | 0.044069 | 0.070658 | 0.10688 | 0.15327 | 0.20884 | 0.27075 | 0.3339 | 0.39124 | 0.43469 | 0.45673 | 0.4568 | 0.45687 | 0.45693 | 0.45698 | 0.45703 | 0.45708 | 0.45713 | 0.45717 | 0 | 0 | 0
F8_Industrial_Food Products_New_Process_Natural Gas_Steam System Efficiency Improvements_A_Technical Potential | F8 | Industrial | Food Products | New | Process | Natural Gas | Steam System Efficiency Improvements | A | Cumulative Summer Peak Savings (MW) | Technical Potential | 0 | 0 | 0 | 0 | 0 | 0 | 0 | 0 | 0 | 0 | 0 | 0 | 0 | 0 | 0 | 0 | 0 | 0 | 0 | 0 | 0 | 0 | 0 | 0 | 0 | 0 | 0 | 0 | 0 | 0 | 0
F9_Industrial_Food Products_New_Process_Natural Gas_Steam System Efficiency Improvements_A_Technical Potential | F9 | Industrial | Food Products | New | Process | Natural Gas | Steam System Efficiency Improvements | A | Cumulative Winter Peak Savings (MW) | Technical Potential | 0 | 0 | 0 | 0 | 0 | 0 | 0 | 0 | 0 | 0 | 0 | 0 | 0 | 0 | 0 | 0 | 0 | 0 | 0 | 0 | 0 | 0 | 0 | 0 | 0 | 0 | 0 | 0 | 0 | 0 | 0
F10_Industrial_Food Products_New_Process_Natural Gas_Steam System Efficiency Improvements_A_Technical Potential | F10 | Industrial | Food Products | New | Process | Natural Gas | Steam System Efficiency Improvements | A | Purchases (Incremental) | Technical Potential | 0 | 0 | 0 | 0 | 0 | 0.15646 | 0.37053 | 0.76042 | 1.4027 | 2.3809 | 3.7709 | 5.6141 | 7.9046 | 10.55 | 13.3386 | 15.9759 | 18.0605 | 19.2056 | 19.1078 | 17.6743 | 15.9759 | 18.0605 | 19.2056 | 19.1078 | 17.6743 | 15.9759 | 18.0605 | 19.2056 | 19.1078 | 17.6743 | 15.9759
F11_Industrial_Food Products_New_Process_Natural Gas_Steam System Efficiency Improvements_A_Technical Potential | F11 | Industrial | Food Products | New | Process | Natural Gas | Steam System Efficiency Improvements | A | Purchases (Cumulative) | Technical Potential | 0 | 0 | 0 | 0 | 0 | 0.15646 | 0.527 | 1.2874 | 2.6901 | 5.0711 | 8.6855 | 13.9291 | 21.0732 | 30.2205 | 41.1781 | 53.3831 | 65.8294 | 77.1305 | 85.6883 | 90.024 | 90.024 | 90.024 | 90.024 | 90.024 | 90.024 | 90.024 | 90.024 | 90.024 | 90.024 | 90.024 | 90.024
F1_Industrial_Food Products_New_Space Heating_Natural Gas_Strategic Energy Management_A_Technical Potential | F1 | Industrial | Food Products | New | Space Heating | Natural Gas | Strategic Energy Management | A | Integrated Unit Energy Savings (kWh or therms) | Technical Potential | 0 | 0 | 0 | 0 | 0 | 7.2256 | 7.0129 | 6.8576 | 6.7398 | 6.6469 | 6.5717 | 6.4837 | 6.3913 | 6.3003 | 6.2122 | 6.1342 | 6.0649 | 6.0577 | 6.0159 | 5.986 | 5.9648 | 5.9466 | 5.94 | 5.9389 | 5.9413 | 5.945 | 5.9491 | 5.9536 | 0 | 0 | 0
F2_Industrial_Food Products_New_Space Heating_Natural Gas_Strategic Energy Management_A_Technical Potential | F2 | Industrial | Food Products | New | Space Heating | Natural Gas | Strategic Energy Management | A | Integrated Unit Summer Peak Savings (kW) | Technical Potential | 0 | 0 | 0 | 0 | 0 | 0 | 0 | 0 | 0 | 0 | 0 | 0 | 0 | 0 | 0 | 0 | 0 | 0 | 0 | 0 | 0 | 0 | 0 | 0 | 0 | 0 | 0 | 0 | 0 | 0 | 0
F3_Industrial_Food Products_New_Space Heating_Natural Gas_Strategic Energy Management_A_Technical Potential | F3 | Industrial | Food Products | New | Space Heating | Natural Gas | Strategic Energy Management | A | Integrated Unit Winter Peak Savings (kW) | Technical Potential | 0 | 0 | 0 | 0 | 0 | 0 | 0 | 0 | 0 | 0 | 0 | 0 | 0 | 0 | 0 | 0 | 0 | 0 | 0 | 0 | 0 | 0 | 0 | 0 | 0 | 0 | 0 | 0 | 0 | 0 | 0
F4_Industrial_Food Products_New_Space Heating_Natural Gas_Strategic Energy Management_A_Technical Potential | F4 | Industrial | Food Products | New | Space Heating | Natural Gas | Strategic Energy Management | A | Incremental Energy Savings (MWh or mTherms) | Technical Potential | 0 | 0 | 0 | 0 | 0 | 0.0014438 | 0.0016602 | 0.0018764 | 0.0020913 | 0.0023064 | 0.0025217 | 0.002723 | 0.0029153 | 0.0031011 | 0.0032784 | 0.0034559 | 0.003631 | 0.0038406 | 0.0040254 | 0.0042139 | 0.0044069 | 0.0046 | 0.0048002 | 0.005004 | 0.00521 | 0.0043923 | 0.0046018 | 0.0048113 | 0 | 0 | 0
F5_Industrial_Food Products_New_Space Heating_Natural Gas_Strategic Energy Management_A_Technical Potential | F5 | Industrial | Food Products | New | Space Heating | Natural Gas | Strategic Energy Management | A | Incremental Summer Peak Savings (MW) | Technical Potential | 0 | 0 | 0 | 0 | 0 | 0 | 0 | 0 | 0 | 0 | 0 | 0 | 0 | 0 | 0 | 0 | 0 | 0 | 0 | 0 | 0 | 0 | 0 | 0 | 0 | 0 | 0 | 0 | 0 | 0 | 0
F6_Industrial_Food Products_New_Space Heating_Natural Gas_Strategic Energy Management_A_Technical Potential | F6 | Industrial | Food Products | New | Space Heating | Natural Gas | Strategic Energy Management | A | Incremental Winter Peak Savings (MW) | Technical Potential | 0 | 0 | 0 | 0 | 0 | 0 | 0 | 0 | 0 | 0 | 0 | 0 | 0 | 0 | 0 | 0 | 0 | 0 | 0 | 0 | 0 | 0 | 0 | 0 | 0 | 0 | 0 | 0 | 0 | 0 | 0
F7_Industrial_Food Products_New_Space Heating_Natural Gas_Strategic Energy Management_A_Technical Potential | F7 | Industrial | Food Products | New | Space Heating | Natural Gas | Strategic Energy Management | A | Cumulative Energy Savings (MWh or mTherms) | Technical Potential | 0 | 0 | 0 | 0 | 0 | 0.0014438 | 0.0030615 | 0.0048701 | 0.0068778 | 0.0090894 | 0.010195 | 0.011247 | 0.012253 | 0.013225 | 0.014162 | 0.015087 | 0.016 | 0.017059 | 0.018005 | 0.018971 | 0.01995 | 0.020929 | 0.02194 | 0.022966 | 0.024003 | 0.024018 | 0.024034 | 0.024053 | 0 | 0 | 0
F8_Industrial_Food Products_New_Space Heating_Natural Gas_Strategic Energy Management_A_Technical Potential | F8 | Industrial | Food Products | New | Space Heating | Natural Gas | Strategic Energy Management | A | Cumulative Summer Peak Savings (MW) | Technical Potential | 0 | 0 | 0 | 0 | 0 | 0 | 0 | 0 | 0 | 0 | 0 | 0 | 0 | 0 | 0 | 0 | 0 | 0 | 0 | 0 | 0 | 0 | 0 | 0 | 0 | 0 | 0 | 0 | 0 | 0 | 0
F9_Industrial_Food Products_New_Space Heating_Natural Gas_Strategic Energy Management_A_Technical Potential | F9 | Industrial | Food Products | New | Space Heating | Natural Gas | Strategic Energy Management | A | Cumulative Winter Peak Savings (MW) | Technical Potential | 0 | 0 | 0 | 0 | 0 | 0 | 0 | 0 | 0 | 0 | 0 | 0 | 0 | 0 | 0 | 0 | 0 | 0 | 0 | 0 | 0 | 0 | 0 | 0 | 0 | 0 | 0 | 0 | 0 | 0 | 0
F10_Industrial_Food Products_New_Space Heating_Natural Gas_Strategic Energy Management_A_Technical Potential | F10 | Industrial | Food Products | New | Space Heating | Natural Gas | Strategic Energy Management | A | Purchases (Incremental) | Technical Potential | 0 | 0 | 0 | 0 | 0 | 0.19982 | 0.23673 | 0.27362 | 0.3103 | 0.34699 | 0.38372 | 0.41998 | 0.45613 | 0.49222 | 0.52773 | 0.56338 | 0.59869 | 0.634 | 0.66914 | 0.70396 | 0.73882 | 0.77354 | 0.80812 | 0.84258 | 0.87692 | 0.73882 | 0.77354 | 0.80812 | 0.84258 | 0.87692 | 0.73882
F11_Industrial_Food Products_New_Space Heating_Natural Gas_Strategic Energy Management_A_Technical Potential | F11 | Industrial | Food Products | New | Space Heating | Natural Gas | Strategic Energy Management | A | Purchases (Cumulative) | Technical Potential | 0 | 0 | 0 | 0 | 0 | 0.19982 | 0.43655 | 0.71018 | 1.0205 | 1.3675 | 1.5514 | 1.7346 | 1.9171 | 2.099 | 2.2798 | 2.4594 | 2.6382 | 2.816 | 2.9929 | 3.1692 | 3.3446 | 3.5195 | 3.6936 | 3.867 | 4.04 | 4.04 | 4.04 | 4.04 | 4.04 | 4.04 | 4.04
F1_Industrial_Food Products_New_Process_Natural Gas_Strategic Energy Management_A_Technical Potential | F1 | Industrial | Food Products | New | Process | Natural Gas | Strategic Energy Management | A | Integrated Unit Energy Savings (kWh or therms) | Technical Potential | 0 | 0 | 0 | 0 | 0 | 30.1822 | 30.1618 | 30.1444 | 30.1303 | 30.1167 | 30.1057 | 30.0984 | 30.0939 | 30.0914 | 30.0902 | 30.0902 | 30.091 | 30.0925 | 30.0946 | 30.0973 | 30.1025 | 30.1072 | 30.1115 | 30.1154 | 30.1191 | 30.1224 | 30.1255 | 30.1283 | 0 | 0 | 0
F2_Industrial_Food Products_New_Process_Natural Gas_Strategic Energy Management_A_Technical Potential | F2 | Industrial | Food Products | New | Process | Natural Gas | Strategic Energy Management | A | Integrated Unit Summer Peak Savings (kW) | Technical Potential | 0 | 0 | 0 | 0 | 0 | 0 | 0 | 0 | 0 | 0 | 0 | 0 | 0 | 0 | 0 | 0 | 0 | 0 | 0 | 0 | 0 | 0 | 0 | 0 | 0 | 0 | 0 | 0 | 0 | 0 | 0
F3_Industrial_Food Products_New_Process_Natural Gas_Strategic Energy Management_A_Technical Potential | F3 | Industrial | Food Products | New | Process | Natural Gas | Strategic Energy Management | A | Integrated Unit Winter Peak Savings (kW) | Technical Potential | 0 | 0 | 0 | 0 | 0 | 0 | 0 | 0 | 0 | 0 | 0 | 0 | 0 | 0 | 0 | 0 | 0 | 0 | 0 | 0 | 0 | 0 | 0 | 0 | 0 | 0 | 0 | 0 | 0 | 0 | 0
F4_Industrial_Food Products_New_Process_Natural Gas_Strategic Energy Management_A_Technical Potential | F4 | Industrial | Food Products | New | Process | Natural Gas | Strategic Energy Management | A | Incremental Energy Savings (MWh or mTherms) | Technical Potential | 0 | 0 | 0 | 0 | 0 | 0.55245 | 0.65407 | 0.75556 | 0.85643 | 0.95727 | 1.0582 | 1.1579 | 1.2574 | 1.3568 | 1.4546 | 1.5529 | 1.6502 | 1.7477 | 1.8446 | 1.9408 | 2.0373 | 2.1333 | 2.229 | 2.3244 | 2.4194 | 2.0386 | 2.1346 | 2.2303 | 0 | 0 | 0
F5_Industrial_Food Products_New_Process_Natural Gas_Strategic Energy Management_A_Technical Potential | F5 | Industrial | Food Products | New | Process | Natural Gas | Strategic Energy Management | A | Incremental Summer Peak Savings (MW) | Technical Potential | 0 | 0 | 0 | 0 | 0 | 0 | 0 | 0 | 0 | 0 | 0 | 0 | 0 | 0 | 0 | 0 | 0 | 0 | 0 | 0 | 0 | 0 | 0 | 0 | 0 | 0 | 0 | 0 | 0 | 0 | 0
F6_Industrial_Food Products_New_Process_Natural Gas_Strategic Energy Management_A_Technical Potential | F6 | Industrial | Food Products | New | Process | Natural Gas | Strategic Energy Management | A | Incremental Winter Peak Savings (MW) | Technical Potential | 0 | 0 | 0 | 0 | 0 | 0 | 0 | 0 | 0 | 0 | 0 | 0 | 0 | 0 | 0 | 0 | 0 | 0 | 0 | 0 | 0 | 0 | 0 | 0 | 0 | 0 | 0 | 0 | 0 | 0 | 0
F7_Industrial_Food Products_New_Process_Natural Gas_Strategic Energy Management_A_Technical Potential | F7 | Industrial | Food Products | New | Process | Natural Gas | Strategic Energy Management | A | Cumulative Energy Savings (MWh or mTherms) | Technical Potential | 0 | 0 | 0 | 0 | 0 | 0.55245 | 1.2061 | 1.961 | 2.8165 | 3.7725 | 4.2783 | 4.7825 | 5.2849 | 5.7859 | 6.2838 | 6.779 | 7.2718 | 7.7625 | 8.2508 | 8.7373 | 9.2226 | 9.7063 | 10.188 | 10.6678 | 11.1463 | 11.1475 | 11.1486 | 11.1497 | 0 | 0 | 0
F8_Industrial_Food Products_New_Process_Natural Gas_Strategic Energy Management_A_Technical Potential | F8 | Industrial | Food Products | New | Process | Natural Gas | Strategic Energy Management | A | Cumulative Summer Peak Savings (MW) | Technical Potential | 0 | 0 | 0 | 0 | 0 | 0 | 0 | 0 | 0 | 0 | 0 | 0 | 0 | 0 | 0 | 0 | 0 | 0 | 0 | 0 | 0 | 0 | 0 | 0 | 0 | 0 | 0 | 0 | 0 | 0 | 0
F9_Industrial_Food Products_New_Process_Natural Gas_Strategic Energy Management_A_Technical Potential | F9 | Industrial | Food Products | New | Process | Natural Gas | Strategic Energy Management | A | Cumulative Winter Peak Savings (MW) | Technical Potential | 0 | 0 | 0 | 0 | 0 | 0 | 0 | 0 | 0 | 0 | 0 | 0 | 0 | 0 | 0 | 0 | 0 | 0 | 0 | 0 | 0 | 0 | 0 | 0 | 0 | 0 | 0 | 0 | 0 | 0 | 0
F10_Industrial_Food Products_New_Process_Natural Gas_Strategic Energy Management_A_Technical Potential | F10 | Industrial | Food Products | New | Process | Natural Gas | Strategic Energy Management | A | Purchases (Incremental) | Technical Potential | 0 | 0 | 0 | 0 | 0 | 18.304 | 21.6852 | 25.0646 | 28.4241 | 31.7854 | 35.1494 | 38.4708 | 41.783 | 45.0886 | 48.3416 | 51.6071 | 54.8414 | 58.0761 | 61.2946 | 64.4844 | 67.6779 | 70.8582 | 74.0262 | 77.1826 | 80.3283 | 67.6779 | 70.8582 | 74.0262 | 77.1826 | 80.3283 | 67.6779
F11_Industrial_Food Products_New_Process_Natural Gas_Strategic Energy Management_A_Technical Potential | F11 | Industrial | Food Products | New | Process | Natural Gas | Strategic Energy Management | A | Purchases (Cumulative) | Technical Potential | 0 | 0 | 0 | 0 | 0 | 18.304 | 39.9893 | 65.0539 | 93.478 | 125.2634 | 142.1088 | 158.8943 | 175.6127 | 192.2772 | 208.8334 | 225.2911 | 241.6617 | 257.9548 | 274.1608 | 290.3036 | 306.3744 | 322.3912 | 338.3413 | 354.2293 | 370.0732 | 370.0732 | 370.0732 | 370.0732 | 370.0732 | 370.0732 | 370.0732
F1_Industrial_Food Products_New_Miscellaneous_Natural Gas_Strategic Energy Management_A_Technical Potential | F1 | Industrial | Food Products | New | Miscellaneous | Natural Gas | Strategic Energy Management | A | Integrated Unit Energy Savings (kWh or therms) | Technical Potential | 0 | 0 | 0 | 0 | 0 | 2.7925 | 2.7925 | 2.7925 | 2.7925 | 2.7925 | 2.7925 | 2.7925 | 2.7925 | 2.7925 | 2.7925 | 2.7925 | 2.7925 | 2.7925 | 2.7925 | 2.7925 | 2.7925 | 2.7925 | 2.7925 | 2.7925 | 2.7925 | 2.7925 | 2.7925 | 2.7925 | 0 | 0 | 0
F2_Industrial_Food Products_New_Miscellaneous_Natural Gas_Strategic Energy Management_A_Technical Potential | F2 | Industrial | Food Products | New | Miscellaneous | Natural Gas | Strategic Energy Management | A | Integrated Unit Summer Peak Savings (kW) | Technical Potential | 0 | 0 | 0 | 0 | 0 | 0 | 0 | 0 | 0 | 0 | 0 | 0 | 0 | 0 | 0 | 0 | 0 | 0 | 0 | 0 | 0 | 0 | 0 | 0 | 0 | 0 | 0 | 0 | 0 | 0 | 0
F3_Industrial_Food Products_New_Miscellaneous_Natural Gas_Strategic Energy Management_A_Technical Potential | F3 | Industrial | Food Products | New | Miscellaneous | Natural Gas | Strategic Energy Management | A | Integrated Unit Winter Peak Savings (kW) | Technical Potential | 0 | 0 | 0 | 0 | 0 | 0 | 0 | 0 | 0 | 0 | 0 | 0 | 0 | 0 | 0 | 0 | 0 | 0 | 0 | 0 | 0 | 0 | 0 | 0 | 0 | 0 | 0 | 0 | 0 | 0 | 0
F4_Industrial_Food Products_New_Miscellaneous_Natural Gas_Strategic Energy Management_A_Technical Potential | F4 | Industrial | Food Products | New | Miscellaneous | Natural Gas | Strategic Energy Management | A | Incremental Energy Savings (MWh or mTherms) | Technical Potential | 0 | 0 | 0 | 0 | 0 | 0.012778 | 0.015139 | 0.017498 | 0.019843 | 0.02219 | 0.024539 | 0.026857 | 0.02917 | 0.031477 | 0.033748 | 0.036028 | 0.038286 | 0.040544 | 0.042791 | 0.045018 | 0.047247 | 0.049468 | 0.051679 | 0.053883 | 0.056079 | 0.047247 | 0.049468 | 0.051679 | 0 | 0 | 0
F5_Industrial_Food Products_New_Miscellaneous_Natural Gas_Strategic Energy Management_A_Technical Potential | F5 | Industrial | Food Products | New | Miscellaneous | Natural Gas | Strategic Energy Management | A | Incremental Summer Peak Savings (MW) | Technical Potential | 0 | 0 | 0 | 0 | 0 | 0 | 0 | 0 | 0 | 0 | 0 | 0 | 0 | 0 | 0 | 0 | 0 | 0 | 0 | 0 | 0 | 0 | 0 | 0 | 0 | 0 | 0 | 0 | 0 | 0 | 0
F6_Industrial_Food Products_New_Miscellaneous_Natural Gas_Strategic Energy Management_A_Technical Potential | F6 | Industrial | Food Products | New | Miscellaneous | Natural Gas | Strategic Energy Management | A | Incremental Winter Peak Savings (MW) | Technical Potential | 0 | 0 | 0 | 0 | 0 | 0 | 0 | 0 | 0 | 0 | 0 | 0 | 0 | 0 | 0 | 0 | 0 | 0 | 0 | 0 | 0 | 0 | 0 | 0 | 0 | 0 | 0 | 0 | 0 | 0 | 0
F7_Industrial_Food Products_New_Miscellaneous_Natural Gas_Strategic Energy Management_A_Technical Potential | F7 | Industrial | Food Products | New | Miscellaneous | Natural Gas | Strategic Energy Management | A | Cumulative Energy Savings (MWh or mTherms) | Technical Potential | 0 | 0 | 0 | 0 | 0 | 0.012778 | 0.027917 | 0.045416 | 0.065259 | 0.087449 | 0.099209 | 0.11093 | 0.1226 | 0.13423 | 0.14579 | 0.15728 | 0.16871 | 0.18008 | 0.1914 | 0.20267 | 0.21389 | 0.22507 | 0.2362 | 0.2473 | 0.25836 | 0.25836 | 0.25836 | 0.25836 | 0 | 0 | 0
F8_Industrial_Food Products_New_Miscellaneous_Natural Gas_Strategic Energy Management_A_Technical Potential | F8 | Industrial | Food Products | New | Miscellaneous | Natural Gas | Strategic Energy Management | A | Cumulative Summer Peak Savings (MW) | Technical Potential | 0 | 0 | 0 | 0 | 0 | 0 | 0 | 0 | 0 | 0 | 0 | 0 | 0 | 0 | 0 | 0 | 0 | 0 | 0 | 0 | 0 | 0 | 0 | 0 | 0 | 0 | 0 | 0 | 0 | 0 | 0
F9_Industrial_Food Products_New_Miscellaneous_Natural Gas_Strategic Energy Management_A_Technical Potential | F9 | Industrial | Food Products | New | Miscellaneous | Natural Gas | Strategic Energy Management | A | Cumulative Winter Peak Savings (MW) | Technical Potential | 0 | 0 | 0 | 0 | 0 | 0 | 0 | 0 | 0 | 0 | 0 | 0 | 0 | 0 | 0 | 0 | 0 | 0 | 0 | 0 | 0 | 0 | 0 | 0 | 0 | 0 | 0 | 0 | 0 | 0 | 0
F10_Industrial_Food Products_New_Miscellaneous_Natural Gas_Strategic Energy Management_A_Technical Potential | F10 | Industrial | Food Products | New | Miscellaneous | Natural Gas | Strategic Energy Management | A | Purchases (Incremental) | Technical Potential | 0 | 0 | 0 | 0 | 0 | 4.576 | 5.4213 | 6.2662 | 7.106 | 7.9463 | 8.7874 | 9.6177 | 10.4458 | 11.2721 | 12.0854 | 12.9018 | 13.7104 | 14.519 | 15.3237 | 16.1211 | 16.9195 | 17.7146 | 18.5065 | 19.2956 | 20.0821 | 16.9195 | 17.7146 | 18.5065 | 19.2956 | 20.0821 | 16.9195
F11_Industrial_Food Products_New_Miscellaneous_Natural Gas_Strategic Energy Management_A_Technical Potential | F11 | Industrial | Food Products | New | Miscellaneous | Natural Gas | Strategic Energy Management | A | Purchases (Cumulative) | Technical Potential | 0 | 0 | 0 | 0 | 0 | 4.576 | 9.9973 | 16.2635 | 23.3695 | 31.3158 | 35.5272 | 39.7236 | 43.9032 | 48.0693 | 52.2084 | 56.3228 | 60.4154 | 64.4887 | 68.5402 | 72.5759 | 76.5936 | 80.5978 | 84.5853 | 88.5573 | 92.5183 | 92.5183 | 92.5183 | 92.5183 | 92.5183 | 92.5183 | 92.5183
F1_Industrial_Food Products_New_Space Heating_Natural Gas_Commissioning_A_Technical Potential | F1 | Industrial | Food Products | New | Space Heating | Natural Gas | Commissioning | A | Integrated Unit Energy Savings (kWh or therms) | Technical Potential | 0 | 0 | 0 | 0 | 0 | 9.8032 | 9.5146 | 9.3039 | 9.1441 | 9.018 | 8.916 | 8.7966 | 8.6714 | 8.5478 | 8.4283 | 8.3225 | 8.2285 | 8.2187 | 8.162 | 8.1214 | 8.0926 | 8.068 | 8.0589 | 8.0576 | 8.0607 | 8.0658 | 8.0713 | 8.0775 | 0 | 0 | 0
F2_Industrial_Food Products_New_Space Heating_Natural Gas_Commissioning_A_Technical Potential | F2 | Industrial | Food Products | New | Space Heating | Natural Gas | Commissioning | A | Integrated Unit Summer Peak Savings (kW) | Technical Potential | 0 | 0 | 0 | 0 | 0 | 0 | 0 | 0 | 0 | 0 | 0 | 0 | 0 | 0 | 0 | 0 | 0 | 0 | 0 | 0 | 0 | 0 | 0 | 0 | 0 | 0 | 0 | 0 | 0 | 0 | 0
F3_Industrial_Food Products_New_Space Heating_Natural Gas_Commissioning_A_Technical Potential | F3 | Industrial | Food Products | New | Space Heating | Natural Gas | Commissioning | A | Integrated Unit Winter Peak Savings (kW) | Technical Potential | 0 | 0 | 0 | 0 | 0 | 0 | 0 | 0 | 0 | 0 | 0 | 0 | 0 | 0 | 0 | 0 | 0 | 0 | 0 | 0 | 0 | 0 | 0 | 0 | 0 | 0 | 0 | 0 | 0 | 0 | 0
F4_Industrial_Food Products_New_Space Heating_Natural Gas_Commissioning_A_Technical Potential | F4 | Industrial | Food Products | New | Space Heating | Natural Gas | Commissioning | A | Incremental Energy Savings (MWh or mTherms) | Technical Potential | 0 | 0 | 0 | 0 | 0 | 0 | 0 | 0 | 0 | 0 | 0 | 0 | 0 | 0 | 0 | 0 | 0 | 0 | 0 | 0 | 0 | 0 | 0 | 0 | 0 | 0 | 0 | 0 | 0 | 0 | 0
F5_Industrial_Food Products_New_Space Heating_Natural Gas_Commissioning_A_Technical Potential | F5 | Industrial | Food Products | New | Space Heating | Natural Gas | Commissioning | A | Incremental Summer Peak Savings (MW) | Technical Potential | 0 | 0 | 0 | 0 | 0 | 0 | 0 | 0 | 0 | 0 | 0 | 0 | 0 | 0 | 0 | 0 | 0 | 0 | 0 | 0 | 0 | 0 | 0 | 0 | 0 | 0 | 0 | 0 | 0 | 0 | 0
F6_Industrial_Food Products_New_Space Heating_Natural Gas_Commissioning_A_Technical Potential | F6 | Industrial | Food Products | New | Space Heating | Natural Gas | Commissioning | A | Incremental Winter Peak Savings (MW) | Technical Potential | 0 | 0 | 0 | 0 | 0 | 0 | 0 | 0 | 0 | 0 | 0 | 0 | 0 | 0 | 0 | 0 | 0 | 0 | 0 | 0 | 0 | 0 | 0 | 0 | 0 | 0 | 0 | 0 | 0 | 0 | 0
F7_Industrial_Food Products_New_Space Heating_Natural Gas_Commissioning_A_Technical Potential | F7 | Industrial | Food Products | New | Space Heating | Natural Gas | Commissioning | A | Cumulative Energy Savings (MWh or mTherms) | Technical Potential | 0 | 0 | 0 | 0 | 0 | 0 | 0 | 0 | 0 | 0 | 0 | 0 | 0 | 0 | 0 | 0 | 0 | 0 | 0 | 0 | 0 | 0 | 0 | 0 | 0 | 0 | 0 | 0 | 0 | 0 | 0
F8_Industrial_Food Products_New_Space Heating_Natural Gas_Commissioning_A_Technical Potential | F8 | Industrial | Food Products | New | Space Heating | Natural Gas | Commissioning | A | Cumulative Summer Peak Savings (MW) | Technical Potential | 0 | 0 | 0 | 0 | 0 | 0 | 0 | 0 | 0 | 0 | 0 | 0 | 0 | 0 | 0 | 0 | 0 | 0 | 0 | 0 | 0 | 0 | 0 | 0 | 0 | 0 | 0 | 0 | 0 | 0 | 0
F9_Industrial_Food Products_New_Space Heating_Natural Gas_Commissioning_A_Technical Potential | F9 | Industrial | Food Products | New | Space Heating | Natural Gas | Commissioning | A | Cumulative Winter Peak Savings (MW) | Technical Potential | 0 | 0 | 0 | 0 | 0 | 0 | 0 | 0 | 0 | 0 | 0 | 0 | 0 | 0 | 0 | 0 | 0 | 0 | 0 | 0 | 0 | 0 | 0 | 0 | 0 | 0 | 0 | 0 | 0 | 0 | 0
F10_Industrial_Food Products_New_Space Heating_Natural Gas_Commissioning_A_Technical Potential | F10 | Industrial | Food Products | New | Space Heating | Natural Gas | Commissioning | A | Purchases (Incremental) | Technical Potential | 0 | 0 | 0 | 0 | 0 | 0 | 0 | 0 | 0 | 0 | 0 | 0 | 0 | 0 | 0 | 0 | 0 | 0 | 0 | 0 | 0 | 0 | 0 | 0 | 0 | 0 | 0 | 0 | 0 | 0 | 0
F11_Industrial_Food Products_New_Space Heating_Natural Gas_Commissioning_A_Technical Potential | F11 | Industrial | Food Products | New | Space Heating | Natural Gas | Commissioning | A | Purchases (Cumulative) | Technical Potential | 0 | 0 | 0 | 0 | 0 | 0 | 0 | 0 | 0 | 0 | 0 | 0 | 0 | 0 | 0 | 0 | 0 | 0 | 0 | 0 | 0 | 0 | 0 | 0 | 0 | 0 | 0 | 0 | 0 | 0 | 0
F1_Industrial_Food Products_New_Process_Natural Gas_Commissioning_A_Technical Potential | F1 | Industrial | Food Products | New | Process | Natural Gas | Commissioning | A | Integrated Unit Energy Savings (kWh or therms) | Technical Potential | 0 | 0 | 0 | 0 | 0 | 168.6012 | 168.6012 | 168.6012 | 168.6012 | 168.6012 | 168.6012 | 168.6012 | 168.6012 | 168.6012 | 168.6012 | 168.6012 | 168.6012 | 168.6012 | 168.6012 | 168.6012 | 168.6012 | 168.6012 | 168.6012 | 168.6012 | 168.6012 | 168.6012 | 168.6012 | 168.6012 | 0 | 0 | 0
F2_Industrial_Food Products_New_Process_Natural Gas_Commissioning_A_Technical Potential | F2 | Industrial | Food Products | New | Process | Natural Gas | Commissioning | A | Integrated Unit Summer Peak Savings (kW) | Technical Potential | 0 | 0 | 0 | 0 | 0 | 0 | 0 | 0 | 0 | 0 | 0 | 0 | 0 | 0 | 0 | 0 | 0 | 0 | 0 | 0 | 0 | 0 | 0 | 0 | 0 | 0 | 0 | 0 | 0 | 0 | 0
F3_Industrial_Food Products_New_Process_Natural Gas_Commissioning_A_Technical Potential | F3 | Industrial | Food Products | New | Process | Natural Gas | Commissioning | A | Integrated Unit Winter Peak Savings (kW) | Technical Potential | 0 | 0 | 0 | 0 | 0 | 0 | 0 | 0 | 0 | 0 | 0 | 0 | 0 | 0 | 0 | 0 | 0 | 0 | 0 | 0 | 0 | 0 | 0 | 0 | 0 | 0 | 0 | 0 | 0 | 0 | 0
F4_Industrial_Food Products_New_Process_Natural Gas_Commissioning_A_Technical Potential | F4 | Industrial | Food Products | New | Process | Natural Gas | Commissioning | A | Incremental Energy Savings (MWh or mTherms) | Technical Potential | 0 | 0 | 0 | 0 | 0 | 0 | 0 | 0 | 0 | 0 | 0 | 0 | 0 | 0 | 0 | 0 | 0 | 0 | 0 | 0 | 0 | 0 | 0 | 0 | 0 | 0 | 0 | 0 | 0 | 0 | 0
F5_Industrial_Food Products_New_Process_Natural Gas_Commissioning_A_Technical Potential | F5 | Industrial | Food Products | New | Process | Natural Gas | Commissioning | A | Incremental Summer Peak Savings (MW) | Technical Potential | 0 | 0 | 0 | 0 | 0 | 0 | 0 | 0 | 0 | 0 | 0 | 0 | 0 | 0 | 0 | 0 | 0 | 0 | 0 | 0 | 0 | 0 | 0 | 0 | 0 | 0 | 0 | 0 | 0 | 0 | 0
F6_Industrial_Food Products_New_Process_Natural Gas_Commissioning_A_Technical Potential | F6 | Industrial | Food Products | New | Process | Natural Gas | Commissioning | A | Incremental Winter Peak Savings (MW) | Technical Potential | 0 | 0 | 0 | 0 | 0 | 0 | 0 | 0 | 0 | 0 | 0 | 0 | 0 | 0 | 0 | 0 | 0 | 0 | 0 | 0 | 0 | 0 | 0 | 0 | 0 | 0 | 0 | 0 | 0 | 0 | 0
F7_Industrial_Food Products_New_Process_Natural Gas_Commissioning_A_Technical Potential | F7 | Industrial | Food Products | New | Process | Natural Gas | Commissioning | A | Cumulative Energy Savings (MWh or mTherms) | Technical Potential | 0 | 0 | 0 | 0 | 0 | 0 | 0 | 0 | 0 | 0 | 0 | 0 | 0 | 0 | 0 | 0 | 0 | 0 | 0 | 0 | 0 | 0 | 0 | 0 | 0 | 0 | 0 | 0 | 0 | 0 | 0
F8_Industrial_Food Products_New_Process_Natural Gas_Commissioning_A_Technical Potential | F8 | Industrial | Food Products | New | Process | Natural Gas | Commissioning | A | Cumulative Summer Peak Savings (MW) | Technical Potential | 0 | 0 | 0 | 0 | 0 | 0 | 0 | 0 | 0 | 0 | 0 | 0 | 0 | 0 | 0 | 0 | 0 | 0 | 0 | 0 | 0 | 0 | 0 | 0 | 0 | 0 | 0 | 0 | 0 | 0 | 0
F9_Industrial_Food Products_New_Process_Natural Gas_Commissioning_A_Technical Potential | F9 | Industrial | Food Products | New | Process | Natural Gas | Commissioning | A | Cumulative Winter Peak Savings (MW) | Technical Potential | 0 | 0 | 0 | 0 | 0 | 0 | 0 | 0 | 0 | 0 | 0 | 0 | 0 | 0 | 0 | 0 | 0 | 0 | 0 | 0 | 0 | 0 | 0 | 0 | 0 | 0 | 0 | 0 | 0 | 0 | 0
F10_Industrial_Food Products_New_Process_Natural Gas_Commissioning_A_Technical Potential | F10 | Industrial | Food Products | New | Process | Natural Gas | Commissioning | A | Purchases (Incremental) | Technical Potential | 0 | 0 | 0 | 0 | 0 | 0 | 0 | 0 | 0 | 0 | 0 | 0 | 0 | 0 | 0 | 0 | 0 | 0 | 0 | 0 | 0 | 0 | 0 | 0 | 0 | 0 | 0 | 0 | 0 | 0 | 0
F11_Industrial_Food Products_New_Process_Natural Gas_Commissioning_A_Technical Potential | F11 | Industrial | Food Products | New | Process | Natural Gas | Commissioning | A | Purchases (Cumulative) | Technical Potential | 0 | 0 | 0 | 0 | 0 | 0 | 0 | 0 | 0 | 0 | 0 | 0 | 0 | 0 | 0 | 0 | 0 | 0 | 0 | 0 | 0 | 0 | 0 | 0 | 0 | 0 | 0 | 0 | 0 | 0 | 0
F1_Industrial_Food Products_New_Space Heating_Natural Gas_Retrocommissioning_A_Technical Potential | F1 | Industrial | Food Products | New | Space Heating | Natural Gas | Retrocommissioning | A | Integrated Unit Energy Savings (kWh or therms) | Technical Potential | 0 | 0 | 0 | 0 | 0 | 0 | 0 | 0 | 0 | 0 | 0 | 0 | 0 | 0 | 0 | 0 | 0 | 0 | 0 | 0 | 0 | 0 | 0 | 0 | 0 | 0 | 0 | 0 | 0 | 0 | 0
F2_Industrial_Food Products_New_Space Heating_Natural Gas_Retrocommissioning_A_Technical Potential | F2 | Industrial | Food Products | New | Space Heating | Natural Gas | Retrocommissioning | A | Integrated Unit Summer Peak Savings (kW) | Technical Potential | 0 | 0 | 0 | 0 | 0 | 0 | 0 | 0 | 0 | 0 | 0 | 0 | 0 | 0 | 0 | 0 | 0 | 0 | 0 | 0 | 0 | 0 | 0 | 0 | 0 | 0 | 0 | 0 | 0 | 0 | 0
F3_Industrial_Food Products_New_Space Heating_Natural Gas_Retrocommissioning_A_Technical Potential | F3 | Industrial | Food Products | New | Space Heating | Natural Gas | Retrocommissioning | A | Integrated Unit Winter Peak Savings (kW) | Technical Potential | 0 | 0 | 0 | 0 | 0 | 0 | 0 | 0 | 0 | 0 | 0 | 0 | 0 | 0 | 0 | 0 | 0 | 0 | 0 | 0 | 0 | 0 | 0 | 0 | 0 | 0 | 0 | 0 | 0 | 0 | 0
F4_Industrial_Food Products_New_Space Heating_Natural Gas_Retrocommissioning_A_Technical Potential | F4 | Industrial | Food Products | New | Space Heating | Natural Gas | Retrocommissioning | A | Incremental Energy Savings (MWh or mTherms) | Technical Potential | 0 | 0 | 0 | 0 | 0 | 0 | 0 | 0 | 0 | 0 | 0 | 0 | 0 | 0 | 0 | 0 | 0 | 0 | 0 | 0 | 0 | 0 | 0 | 0 | 0 | 0 | 0 | 0 | 0 | 0 | 0
F5_Industrial_Food Products_New_Space Heating_Natural Gas_Retrocommissioning_A_Technical Potential | F5 | Industrial | Food Products | New | Space Heating | Natural Gas | Retrocommissioning | A | Incremental Summer Peak Savings (MW) | Technical Potential | 0 | 0 | 0 | 0 | 0 | 0 | 0 | 0 | 0 | 0 | 0 | 0 | 0 | 0 | 0 | 0 | 0 | 0 | 0 | 0 | 0 | 0 | 0 | 0 | 0 | 0 | 0 | 0 | 0 | 0 | 0
F6_Industrial_Food Products_New_Space Heating_Natural Gas_Retrocommissioning_A_Technical Potential | F6 | Industrial | Food Products | New | Space Heating | Natural Gas | Retrocommissioning | A | Incremental Winter Peak Savings (MW) | Technical Potential | 0 | 0 | 0 | 0 | 0 | 0 | 0 | 0 | 0 | 0 | 0 | 0 | 0 | 0 | 0 | 0 | 0 | 0 | 0 | 0 | 0 | 0 | 0 | 0 | 0 | 0 | 0 | 0 | 0 | 0 | 0
F7_Industrial_Food Products_New_Space Heating_Natural Gas_Retrocommissioning_A_Technical Potential | F7 | Industrial | Food Products | New | Space Heating | Natural Gas | Retrocommissioning | A | Cumulative Energy Savings (MWh or mTherms) | Technical Potential | 0 | 0 | 0 | 0 | 0 | 0 | 0 | 0 | 0 | 0 | 0 | 0 | 0 | 0 | 0 | 0 | 0 | 0 | 0 | 0 | 0 | 0 | 0 | 0 | 0 | 0 | 0 | 0 | 0 | 0 | 0
F8_Industrial_Food Products_New_Space Heating_Natural Gas_Retrocommissioning_A_Technical Potential | F8 | Industrial | Food Products | New | Space Heating | Natural Gas | Retrocommissioning | A | Cumulative Summer Peak Savings (MW) | Technical Potential | 0 | 0 | 0 | 0 | 0 | 0 | 0 | 0 | 0 | 0 | 0 | 0 | 0 | 0 | 0 | 0 | 0 | 0 | 0 | 0 | 0 | 0 | 0 | 0 | 0 | 0 | 0 | 0 | 0 | 0 | 0
F9_Industrial_Food Products_New_Space Heating_Natural Gas_Retrocommissioning_A_Technical Potential | F9 | Industrial | Food Products | New | Space Heating | Natural Gas | Retrocommissioning | A | Cumulative Winter Peak Savings (MW) | Technical Potential | 0 | 0 | 0 | 0 | 0 | 0 | 0 | 0 | 0 | 0 | 0 | 0 | 0 | 0 | 0 | 0 | 0 | 0 | 0 | 0 | 0 | 0 | 0 | 0 | 0 | 0 | 0 | 0 | 0 | 0 | 0
F10_Industrial_Food Products_New_Space Heating_Natural Gas_Retrocommissioning_A_Technical Potential | F10 | Industrial | Food Products | New | Space Heating | Natural Gas | Retrocommissioning | A | Purchases (Incremental) | Technical Potential | 0 | 0 | 0 | 0 | 0 | 0 | 0 | 0 | 0 | 0 | 0 | 0 | 0 | 0 | 0 | 0 | 0 | 0 | 0 | 0 | 0 | 0 | 0 | 0 | 0 | 0 | 0 | 0 | 0 | 0 | 0
F11_Industrial_Food Products_New_Space Heating_Natural Gas_Retrocommissioning_A_Technical Potential | F11 | Industrial | Food Products | New | Space Heating | Natural Gas | Retrocommissioning | A | Purchases (Cumulative) | Technical Potential | 0 | 0 | 0 | 0 | 0 | 0 | 0 | 0 | 0 | 0 | 0 | 0 | 0 | 0 | 0 | 0 | 0 | 0 | 0 | 0 | 0 | 0 | 0 | 0 | 0 | 0 | 0 | 0 | 0 | 0 | 0
F1_Industrial_Food Products_New_Process_Natural Gas_Retrocommissioning_A_Technical Potential | F1 | Industrial | Food Products | New | Process | Natural Gas | Retrocommissioning | A | Integrated Unit Energy Savings (kWh or therms) | Technical Potential | 0 | 0 | 0 | 0 | 0 | 0 | 0 | 0 | 0 | 0 | 0 | 0 | 0 | 0 | 0 | 0 | 0 | 0 | 0 | 0 | 0 | 0 | 0 | 0 | 0 | 0 | 0 | 0 | 0 | 0 | 0
F2_Industrial_Food Products_New_Process_Natural Gas_Retrocommissioning_A_Technical Potential | F2 | Industrial | Food Products | New | Process | Natural Gas | Retrocommissioning | A | Integrated Unit Summer Peak Savings (kW) | Technical Potential | 0 | 0 | 0 | 0 | 0 | 0 | 0 | 0 | 0 | 0 | 0 | 0 | 0 | 0 | 0 | 0 | 0 | 0 | 0 | 0 | 0 | 0 | 0 | 0 | 0 | 0 | 0 | 0 | 0 | 0 | 0
F3_Industrial_Food Products_New_Process_Natural Gas_Retrocommissioning_A_Technical Potential | F3 | Industrial | Food Products | New | Process | Natural Gas | Retrocommissioning | A | Integrated Unit Winter Peak Savings (kW) | Technical Potential | 0 | 0 | 0 | 0 | 0 | 0 | 0 | 0 | 0 | 0 | 0 | 0 | 0 | 0 | 0 | 0 | 0 | 0 | 0 | 0 | 0 | 0 | 0 | 0 | 0 | 0 | 0 | 0 | 0 | 0 | 0
F4_Industrial_Food Products_New_Process_Natural Gas_Retrocommissioning_A_Technical Potential | F4 | Industrial | Food Products | New | Process | Natural Gas | Retrocommissioning | A | Incremental Energy Savings (MWh or mTherms) | Technical Potential | 0 | 0 | 0 | 0 | 0 | 0 | 0 | 0 | 0 | 0 | 0 | 0 | 0 | 0 | 0 | 0 | 0 | 0 | 0 | 0 | 0 | 0 | 0 | 0 | 0 | 0 | 0 | 0 | 0 | 0 | 0
F5_Industrial_Food Products_New_Process_Natural Gas_Retrocommissioning_A_Technical Potential | F5 | Industrial | Food Products | New | Process | Natural Gas | Retrocommissioning | A | Incremental Summer Peak Savings (MW) | Technical Potential | 0 | 0 | 0 | 0 | 0 | 0 | 0 | 0 | 0 | 0 | 0 | 0 | 0 | 0 | 0 | 0 | 0 | 0 | 0 | 0 | 0 | 0 | 0 | 0 | 0 | 0 | 0 | 0 | 0 | 0 | 0
F6_Industrial_Food Products_New_Process_Natural Gas_Retrocommissioning_A_Technical Potential | F6 | Industrial | Food Products | New | Process | Natural Gas | Retrocommissioning | A | Incremental Winter Peak Savings (MW) | Technical Potential | 0 | 0 | 0 | 0 | 0 | 0 | 0 | 0 | 0 | 0 | 0 | 0 | 0 | 0 | 0 | 0 | 0 | 0 | 0 | 0 | 0 | 0 | 0 | 0 | 0 | 0 | 0 | 0 | 0 | 0 | 0
F7_Industrial_Food Products_New_Process_Natural Gas_Retrocommissioning_A_Technical Potential | F7 | Industrial | Food Products | New | Process | Natural Gas | Retrocommissioning | A | Cumulative Energy Savings (MWh or mTherms) | Technical Potential | 0 | 0 | 0 | 0 | 0 | 0 | 0 | 0 | 0 | 0 | 0 | 0 | 0 | 0 | 0 | 0 | 0 | 0 | 0 | 0 | 0 | 0 | 0 | 0 | 0 | 0 | 0 | 0 | 0 | 0 | 0
F8_Industrial_Food Products_New_Process_Natural Gas_Retrocommissioning_A_Technical Potential | F8 | Industrial | Food Products | New | Process | Natural Gas | Retrocommissioning | A | Cumulative Summer Peak Savings (MW) | Technical Potential | 0 | 0 | 0 | 0 | 0 | 0 | 0 | 0 | 0 | 0 | 0 | 0 | 0 | 0 | 0 | 0 | 0 | 0 | 0 | 0 | 0 | 0 | 0 | 0 | 0 | 0 | 0 | 0 | 0 | 0 | 0
F9_Industrial_Food Products_New_Process_Natural Gas_Retrocommissioning_A_Technical Potential | F9 | Industrial | Food Products | New | Process | Natural Gas | Retrocommissioning | A | Cumulative Winter Peak Savings (MW) | Technical Potential | 0 | 0 | 0 | 0 | 0 | 0 | 0 | 0 | 0 | 0 | 0 | 0 | 0 | 0 | 0 | 0 | 0 | 0 | 0 | 0 | 0 | 0 | 0 | 0 | 0 | 0 | 0 | 0 | 0 | 0 | 0
F10_Industrial_Food Products_New_Process_Natural Gas_Retrocommissioning_A_Technical Potential | F10 | Industrial | Food Products | New | Process | Natural Gas | Retrocommissioning | A | Purchases (Incremental) | Technical Potential | 0 | 0 | 0 | 0 | 0 | 0 | 0 | 0 | 0 | 0 | 0 | 0 | 0 | 0 | 0 | 0 | 0 | 0 | 0 | 0 | 0 | 0 | 0 | 0 | 0 | 0 | 0 | 0 | 0 | 0 | 0
F11_Industrial_Food Products_New_Process_Natural Gas_Retrocommissioning_A_Technical Potential | F11 | Industrial | Food Products | New | Process | Natural Gas | Retrocommissioning | A | Purchases (Cumulative) | Technical Potential | 0 | 0 | 0 | 0 | 0 | 0 | 0 | 0 | 0 | 0 | 0 | 0 | 0 | 0 | 0 | 0 | 0 | 0 | 0 | 0 | 0 | 0 | 0 | 0 | 0 | 0 | 0 | 0 | 0 | 0 | 0
F1_Industrial_Agriculture_Existing_Space Heating_Natural Gas_Insulation - Roof/Ceiling_A_Technical Potential | F1 | Industrial | Agriculture | Existing | Space Heating | Natural Gas | Insulation - Roof/Ceiling | A | Integrated Unit Energy Savings (kWh or therms) | Technical Potential | 0 | 0 | 0 | 0 | 0 | 0.099235 | 0.098354 | 0.097257 | 0.096062 | 0.094762 | 0.093349 | 0.091856 | 0.090288 | 0.088576 | 0.086788 | 0.084958 | 0.083172 | 0.081501 | 0.079915 | 0.078537 | 0.077258 | 0.076055 | 0.075037 | 0.074132 | 0.0733 | 0.0727 | 0.072177 | 0.071674 | 0 | 0 | 0
F2_Industrial_Agriculture_Existing_Space Heating_Natural Gas_Insulation - Roof/Ceiling_A_Technical Potential | F2 | Industrial | Agriculture | Existing | Space Heating | Natural Gas | Insulation - Roof/Ceiling | A | Integrated Unit Summer Peak Savings (kW) | Technical Potential | 0 | 0 | 0 | 0 | 0 | 0 | 0 | 0 | 0 | 0 | 0 | 0 | 0 | 0 | 0 | 0 | 0 | 0 | 0 | 0 | 0 | 0 | 0 | 0 | 0 | 0 | 0 | 0 | 0 | 0 | 0
F3_Industrial_Agriculture_Existing_Space Heating_Natural Gas_Insulation - Roof/Ceiling_A_Technical Potential | F3 | Industrial | Agriculture | Existing | Space Heating | Natural Gas | Insulation - Roof/Ceiling | A | Integrated Unit Winter Peak Savings (kW) | Technical Potential | 0 | 0 | 0 | 0 | 0 | 0 | 0 | 0 | 0 | 0 | 0 | 0 | 0 | 0 | 0 | 0 | 0 | 0 | 0 | 0 | 0 | 0 | 0 | 0 | 0 | 0 | 0 | 0 | 0 | 0 | 0
F4_Industrial_Agriculture_Existing_Space Heating_Natural Gas_Insulation - Roof/Ceiling_A_Technical Potential | F4 | Industrial | Agriculture | Existing | Space Heating | Natural Gas | Insulation - Roof/Ceiling | A | Incremental Energy Savings (MWh or mTherms) | Technical Potential | 0 | 0 | 0 | 0 | 0 | 1.1497 | 1.9929 | 3.0474 | 4.2163 | 5.2979 | 6.0115 | 6.353 | 6.2318 | 5.6154 | 4.8327 | 3.8588 | 2.9386 | 2.1111 | 1.4361 | 0.942 | 0.58725 | 0.35052 | 0.2333 | 0 | 0 | 0 | 0 | 0 | 0 | 0 | 0
F5_Industrial_Agriculture_Existing_Space Heating_Natural Gas_Insulation - Roof/Ceiling_A_Technical Potential | F5 | Industrial | Agriculture | Existing | Space Heating | Natural Gas | Insulation - Roof/Ceiling | A | Incremental Summer Peak Savings (MW) | Technical Potential | 0 | 0 | 0 | 0 | 0 | 0 | 0 | 0 | 0 | 0 | 0 | 0 | 0 | 0 | 0 | 0 | 0 | 0 | 0 | 0 | 0 | 0 | 0 | 0 | 0 | 0 | 0 | 0 | 0 | 0 | 0
F6_Industrial_Agriculture_Existing_Space Heating_Natural Gas_Insulation - Roof/Ceiling_A_Technical Potential | F6 | Industrial | Agriculture | Existing | Space Heating | Natural Gas | Insulation - Roof/Ceiling | A | Incremental Winter Peak Savings (MW) | Technical Potential | 0 | 0 | 0 | 0 | 0 | 0 | 0 | 0 | 0 | 0 | 0 | 0 | 0 | 0 | 0 | 0 | 0 | 0 | 0 | 0 | 0 | 0 | 0 | 0 | 0 | 0 | 0 | 0 | 0 | 0 | 0
F7_Industrial_Agriculture_Existing_Space Heating_Natural Gas_Insulation - Roof/Ceiling_A_Technical Potential | F7 | Industrial | Agriculture | Existing | Space Heating | Natural Gas | Insulation - Roof/Ceiling | A | Cumulative Energy Savings (MWh or mTherms) | Technical Potential | 0 | 0 | 0 | 0 | 0 | 1.1497 | 3.1324 | 6.1449 | 10.2857 | 15.4444 | 21.2257 | 27.2392 | 33.0057 | 37.9954 | 42.0614 | 45.033 | 47.0252 | 48.1912 | 48.6898 | 48.7922 | 48.5847 | 48.1789 | 47.767 | 47.1909 | 46.6613 | 46.2793 | 45.9467 | 45.6267 | 0 | 0 | 0
F8_Industrial_Agriculture_Existing_Space Heating_Natural Gas_Insulation - Roof/Ceiling_A_Technical Potential | F8 | Industrial | Agriculture | Existing | Space Heating | Natural Gas | Insulation - Roof/Ceiling | A | Cumulative Summer Peak Savings (MW) | Technical Potential | 0 | 0 | 0 | 0 | 0 | 0 | 0 | 0 | 0 | 0 | 0 | 0 | 0 | 0 | 0 | 0 | 0 | 0 | 0 | 0 | 0 | 0 | 0 | 0 | 0 | 0 | 0 | 0 | 0 | 0 | 0
F9_Industrial_Agriculture_Existing_Space Heating_Natural Gas_Insulation - Roof/Ceiling_A_Technical Potential | F9 | Industrial | Agriculture | Existing | Space Heating | Natural Gas | Insulation - Roof/Ceiling | A | Cumulative Winter Peak Savings (MW) | Technical Potential | 0 | 0 | 0 | 0 | 0 | 0 | 0 | 0 | 0 | 0 | 0 | 0 | 0 | 0 | 0 | 0 | 0 | 0 | 0 | 0 | 0 | 0 | 0 | 0 | 0 | 0 | 0 | 0 | 0 | 0 | 0
F10_Industrial_Agriculture_Existing_Space Heating_Natural Gas_Insulation - Roof/Ceiling_A_Technical Potential | F10 | Industrial | Agriculture | Existing | Space Heating | Natural Gas | Insulation - Roof/Ceiling | A | Purchases (Incremental) | Technical Potential | 0 | 0 | 0 | 0 | 0 | 11585.1237 | 20262.8394 | 31334.0878 | 43891.4397 | 55908.0234 | 64397.7238 | 69161.8804 | 69021.4519 | 63397.0541 | 55684.2179 | 45420.2793 | 35331.4685 | 25902.6848 | 17970.1441 | 11994.2871 | 7601.165 | 4608.801 | 3109.1738 | 0 | 0 | 0 | 0 | 0 | 0 | 0 | 0
F11_Industrial_Agriculture_Existing_Space Heating_Natural Gas_Insulation - Roof/Ceiling_A_Technical Potential | F11 | Industrial | Agriculture | Existing | Space Heating | Natural Gas | Insulation - Roof/Ceiling | A | Purchases (Cumulative) | Technical Potential | 0 | 0 | 0 | 0 | 0 | 11585.1237 | 31847.9632 | 63182.051 | 107073.4907 | 162981.5141 | 227379.2379 | 296541.1183 | 365562.5702 | 428959.6243 | 484643.8422 | 530064.1216 | 565395.59 | 591298.2748 | 609268.4189 | 621262.706 | 628863.8711 | 633472.672 | 636581.8458 | 636581.8458 | 636581.8458 | 636581.8458 | 636581.8458 | 636581.8458 | 636581.8458 | 636581.8458 | 636581.8458
F1_Industrial_Agriculture_Existing_Space Heating_Natural Gas_Insulation - Wall Cavity_A_Technical Potential | F1 | Industrial | Agriculture | Existing | Space Heating | Natural Gas | Insulation - Wall Cavity | A | Integrated Unit Energy Savings (kWh or therms) | Technical Potential | 0 | 0 | 0 | 0 | 0 | 0.017846 | 0.017644 | 0.017381 | 0.017077 | 0.016732 | 0.016349 | 0.015949 | 0.01554 | 0.01511 | 0.014702 | 0.014297 | 0.013931 | 0.013598 | 0.013291 | 0.013041 | 0.012811 | 0.012598 | 0.01242 | 0.012266 | 0.012124 | 0.012022 | 0.011933 | 0.011847 | 0 | 0 | 0
F2_Industrial_Agriculture_Existing_Space Heating_Natural Gas_Insulation - Wall Cavity_A_Technical Potential | F2 | Industrial | Agriculture | Existing | Space Heating | Natural Gas | Insulation - Wall Cavity | A | Integrated Unit Summer Peak Savings (kW) | Technical Potential | 0 | 0 | 0 | 0 | 0 | 0 | 0 | 0 | 0 | 0 | 0 | 0 | 0 | 0 | 0 | 0 | 0 | 0 | 0 | 0 | 0 | 0 | 0 | 0 | 0 | 0 | 0 | 0 | 0 | 0 | 0
F3_Industrial_Agriculture_Existing_Space Heating_Natural Gas_Insulation - Wall Cavity_A_Technical Potential | F3 | Industrial | Agriculture | Existing | Space Heating | Natural Gas | Insulation - Wall Cavity | A | Integrated Unit Winter Peak Savings (kW) | Technical Potential | 0 | 0 | 0 | 0 | 0 | 0 | 0 | 0 | 0 | 0 | 0 | 0 | 0 | 0 | 0 | 0 | 0 | 0 | 0 | 0 | 0 | 0 | 0 | 0 | 0 | 0 | 0 | 0 | 0 | 0 | 0
F4_Industrial_Agriculture_Existing_Space Heating_Natural Gas_Insulation - Wall Cavity_A_Technical Potential | F4 | Industrial | Agriculture | Existing | Space Heating | Natural Gas | Insulation - Wall Cavity | A | Incremental Energy Savings (MWh or mTherms) | Technical Potential | 0 | 0 | 0 | 0 | 0 | 0.20674 | 0.35751 | 0.5446 | 0.74952 | 0.93548 | 1.0528 | 1.103 | 1.0726 | 0.95791 | 0.81865 | 0.64936 | 0.49219 | 0.35222 | 0.23884 | 0.15642 | 0.097375 | 0.058064 | 0.038616 | 0 | 0 | 0 | 0 | 0 | 0 | 0 | 0
F5_Industrial_Agriculture_Existing_Space Heating_Natural Gas_Insulation - Wall Cavity_A_Technical Potential | F5 | Industrial | Agriculture | Existing | Space Heating | Natural Gas | Insulation - Wall Cavity | A | Incremental Summer Peak Savings (MW) | Technical Potential | 0 | 0 | 0 | 0 | 0 | 0 | 0 | 0 | 0 | 0 | 0 | 0 | 0 | 0 | 0 | 0 | 0 | 0 | 0 | 0 | 0 | 0 | 0 | 0 | 0 | 0 | 0 | 0 | 0 | 0 | 0
F6_Industrial_Agriculture_Existing_Space Heating_Natural Gas_Insulation - Wall Cavity_A_Technical Potential | F6 | Industrial | Agriculture | Existing | Space Heating | Natural Gas | Insulation - Wall Cavity | A | Incremental Winter Peak Savings (MW) | Technical Potential | 0 | 0 | 0 | 0 | 0 | 0 | 0 | 0 | 0 | 0 | 0 | 0 | 0 | 0 | 0 | 0 | 0 | 0 | 0 | 0 | 0 | 0 | 0 | 0 | 0 | 0 | 0 | 0 | 0 | 0 | 0
F7_Industrial_Agriculture_Existing_Space Heating_Natural Gas_Insulation - Wall Cavity_A_Technical Potential | F7 | Industrial | Agriculture | Existing | Space Heating | Natural Gas | Insulation - Wall Cavity | A | Cumulative Energy Savings (MWh or mTherms) | Technical Potential | 0 | 0 | 0 | 0 | 0 | 0.20674 | 0.56192 | 1.0981 | 1.8285 | 2.7271 | 3.7174 | 4.7294 | 5.6807 | 6.4815 | 7.125 | 7.5782 | 7.8764 | 8.0404 | 8.0978 | 8.1021 | 8.0561 | 7.9808 | 7.9063 | 7.8083 | 7.7182 | 7.653 | 7.5963 | 7.5418 | 0 | 0 | 0
F8_Industrial_Agriculture_Existing_Space Heating_Natural Gas_Insulation - Wall Cavity_A_Technical Potential | F8 | Industrial | Agriculture | Existing | Space Heating | Natural Gas | Insulation - Wall Cavity | A | Cumulative Summer Peak Savings (MW) | Technical Potential | 0 | 0 | 0 | 0 | 0 | 0 | 0 | 0 | 0 | 0 | 0 | 0 | 0 | 0 | 0 | 0 | 0 | 0 | 0 | 0 | 0 | 0 | 0 | 0 | 0 | 0 | 0 | 0 | 0 | 0 | 0
F9_Industrial_Agriculture_Existing_Space Heating_Natural Gas_Insulation - Wall Cavity_A_Technical Potential | F9 | Industrial | Agriculture | Existing | Space Heating | Natural Gas | Insulation - Wall Cavity | A | Cumulative Winter Peak Savings (MW) | Technical Potential | 0 | 0 | 0 | 0 | 0 | 0 | 0 | 0 | 0 | 0 | 0 | 0 | 0 | 0 | 0 | 0 | 0 | 0 | 0 | 0 | 0 | 0 | 0 | 0 | 0 | 0 | 0 | 0 | 0 | 0 | 0
F10_Industrial_Agriculture_Existing_Space Heating_Natural Gas_Insulation - Wall Cavity_A_Technical Potential | F10 | Industrial | Agriculture | Existing | Space Heating | Natural Gas | Insulation - Wall Cavity | A | Purchases (Incremental) | Technical Potential | 0 | 0 | 0 | 0 | 0 | 11585.1237 | 20262.8394 | 31334.0878 | 43891.4397 | 55908.0234 | 64397.7238 | 69161.8804 | 69021.4519 | 63397.0541 | 55684.2179 | 45420.2793 | 35331.4685 | 25902.6848 | 17970.1441 | 11994.2871 | 7601.165 | 4608.801 | 3109.1738 | 0 | 0 | 0 | 0 | 0 | 0 | 0 | 0
F11_Industrial_Agriculture_Existing_Space Heating_Natural Gas_Insulation - Wall Cavity_A_Technical Potential | F11 | Industrial | Agriculture | Existing | Space Heating | Natural Gas | Insulation - Wall Cavity | A | Purchases (Cumulative) | Technical Potential | 0 | 0 | 0 | 0 | 0 | 11585.1237 | 31847.9632 | 63182.051 | 107073.4907 | 162981.5141 | 227379.2379 | 296541.1183 | 365562.5702 | 428959.6243 | 484643.8422 | 530064.1216 | 565395.59 | 591298.2748 | 609268.4189 | 621262.706 | 628863.8711 | 633472.672 | 636581.8458 | 636581.8458 | 636581.8458 | 636581.8458 | 636581.8458 | 636581.8458 | 636581.8458 | 636581.8458 | 636581.8458
F1_Industrial_Agriculture_Existing_Space Heating_Natural Gas_Insulation - Ducting_A_Technical Potential | F1 | Industrial | Agriculture | Existing | Space Heating | Natural Gas | Insulation - Ducting | A | Integrated Unit Energy Savings (kWh or therms) | Technical Potential | 0 | 0 | 0 | 0 | 0 | 0.001619 | 0.0015901 | 0.0015534 | 0.0015133 | 0.0014701 | 0.0014239 | 0.0013771 | 0.001331 | 0.0012841 | 0.001241 | 0.0011994 | 0.0011625 | 0.0011288 | 0.0010975 | 0.0010716 | 0.0010473 | 0.0010249 | 0.0010047 | 0.00098674 | 0.00097001 | 0.00095869 | 0.00094859 | 0.00093894 | 0.00131 | 0.0013019 | 0.0012943
F2_Industrial_Agriculture_Existing_Space Heating_Natural Gas_Insulation - Ducting_A_Technical Potential | F2 | Industrial | Agriculture | Existing | Space Heating | Natural Gas | Insulation - Ducting | A | Integrated Unit Summer Peak Savings (kW) | Technical Potential | 0 | 0 | 0 | 0 | 0 | 0 | 0 | 0 | 0 | 0 | 0 | 0 | 0 | 0 | 0 | 0 | 0 | 0 | 0 | 0 | 0 | 0 | 0 | 0 | 0 | 0 | 0 | 0 | 0 | 0 | 0
F3_Industrial_Agriculture_Existing_Space Heating_Natural Gas_Insulation - Ducting_A_Technical Potential | F3 | Industrial | Agriculture | Existing | Space Heating | Natural Gas | Insulation - Ducting | A | Integrated Unit Winter Peak Savings (kW) | Technical Potential | 0 | 0 | 0 | 0 | 0 | 0 | 0 | 0 | 0 | 0 | 0 | 0 | 0 | 0 | 0 | 0 | 0 | 0 | 0 | 0 | 0 | 0 | 0 | 0 | 0 | 0 | 0 | 0 | 0 | 0 | 0
F4_Industrial_Agriculture_Existing_Space Heating_Natural Gas_Insulation - Ducting_A_Technical Potential | F4 | Industrial | Agriculture | Existing | Space Heating | Natural Gas | Insulation - Ducting | A | Incremental Energy Savings (MWh or mTherms) | Technical Potential | 0 | 0 | 0 | 0 | 0 | 0.0078942 | 0.0095145 | 0.011307 | 0.012794 | 0.014188 | 0.015862 | 0.016783 | 0.016538 | 0.014797 | 0.01234 | 0.0091402 | 0.005864 | 0.0032894 | 0.0015262 | 0.00063122 | 0.00022339 | 6.8023e-05 | 1.448e-05 | 2.3297e-06 | 2.7403e-07 | 0 | 0 | 0 | 0 | 0 | 0
F5_Industrial_Agriculture_Existing_Space Heating_Natural Gas_Insulation - Ducting_A_Technical Potential | F5 | Industrial | Agriculture | Existing | Space Heating | Natural Gas | Insulation - Ducting | A | Incremental Summer Peak Savings (MW) | Technical Potential | 0 | 0 | 0 | 0 | 0 | 0 | 0 | 0 | 0 | 0 | 0 | 0 | 0 | 0 | 0 | 0 | 0 | 0 | 0 | 0 | 0 | 0 | 0 | 0 | 0 | 0 | 0 | 0 | 0 | 0 | 0
F6_Industrial_Agriculture_Existing_Space Heating_Natural Gas_Insulation - Ducting_A_Technical Potential | F6 | Industrial | Agriculture | Existing | Space Heating | Natural Gas | Insulation - Ducting | A | Incremental Winter Peak Savings (MW) | Technical Potential | 0 | 0 | 0 | 0 | 0 | 0 | 0 | 0 | 0 | 0 | 0 | 0 | 0 | 0 | 0 | 0 | 0 | 0 | 0 | 0 | 0 | 0 | 0 | 0 | 0 | 0 | 0 | 0 | 0 | 0 | 0
F7_Industrial_Agriculture_Existing_Space Heating_Natural Gas_Insulation - Ducting_A_Technical Potential | F7 | Industrial | Agriculture | Existing | Space Heating | Natural Gas | Insulation - Ducting | A | Cumulative Energy Savings (MWh or mTherms) | Technical Potential | 0 | 0 | 0 | 0 | 0 | 0.0078942 | 0.017268 | 0.028176 | 0.040243 | 0.053282 | 0.067467 | 0.082035 | 0.095828 | 0.10725 | 0.11599 | 0.12124 | 0.12337 | 0.12308 | 0.1212 | 0.11897 | 0.11649 | 0.11407 | 0.11184 | 0.10984 | 0.10798 | 0.10672 | 0.10559 | 0.10452 | 0 | 0 | 0
F8_Industrial_Agriculture_Existing_Space Heating_Natural Gas_Insulation - Ducting_A_Technical Potential | F8 | Industrial | Agriculture | Existing | Space Heating | Natural Gas | Insulation - Ducting | A | Cumulative Summer Peak Savings (MW) | Technical Potential | 0 | 0 | 0 | 0 | 0 | 0 | 0 | 0 | 0 | 0 | 0 | 0 | 0 | 0 | 0 | 0 | 0 | 0 | 0 | 0 | 0 | 0 | 0 | 0 | 0 | 0 | 0 | 0 | 0 | 0 | 0
F9_Industrial_Agriculture_Existing_Space Heating_Natural Gas_Insulation - Ducting_A_Technical Potential | F9 | Industrial | Agriculture | Existing | Space Heating | Natural Gas | Insulation - Ducting | A | Cumulative Winter Peak Savings (MW) | Technical Potential | 0 | 0 | 0 | 0 | 0 | 0 | 0 | 0 | 0 | 0 | 0 | 0 | 0 | 0 | 0 | 0 | 0 | 0 | 0 | 0 | 0 | 0 | 0 | 0 | 0 | 0 | 0 | 0 | 0 | 0 | 0
F10_Industrial_Agriculture_Existing_Space Heating_Natural Gas_Insulation - Ducting_A_Technical Potential | F10 | Industrial | Agriculture | Existing | Space Heating | Natural Gas | Insulation - Ducting | A | Purchases (Incremental) | Technical Potential | 0 | 0 | 0 | 0 | 0 | 4875.869 | 5983.5037 | 7278.8767 | 8454.1972 | 9651.0561 | 11139.9591 | 12187.3129 | 12424.9218 | 11523.0628 | 9942.8663 | 7620.8354 | 5044.2851 | 2914.1983 | 1390.6166 | 589.0347 | 213.3087 | 66.3689 | 14.4127 | 2.361 | 0.28251 | 0 | 0 | 0 | 0 | 0 | 0
F11_Industrial_Agriculture_Existing_Space Heating_Natural Gas_Insulation - Ducting_A_Technical Potential | F11 | Industrial | Agriculture | Existing | Space Heating | Natural Gas | Insulation - Ducting | A | Purchases (Cumulative) | Technical Potential | 0 | 0 | 0 | 0 | 0 | 4875.869 | 10859.3726 | 18138.2493 | 26592.4465 | 36243.5026 | 47383.4617 | 59570.7746 | 71995.6964 | 83518.7592 | 93461.6255 | 101082.4609 | 106126.746 | 109040.9443 | 110431.5609 | 111020.5957 | 111233.9044 | 111300.2733 | 111314.686 | 111317.047 | 111317.3295 | 111317.3295 | 111317.3295 | 111317.3295 | 111317.3295 | 111317.3295 | 111317.3295
F1_Industrial_Agriculture_Existing_Space Heating_Natural Gas_HVAC - Duct Repair and Sealing_A_Technical Potential | F1 | Industrial | Agriculture | Existing | Space Heating | Natural Gas | HVAC - Duct Repair and Sealing | A | Integrated Unit Energy Savings (kWh or therms) | Technical Potential | 0 | 0 | 0 | 0 | 0 | 0.0038204 | 0.0037616 | 0.0036851 | 0.0036011 | 0.0035099 | 0.0034122 | 0.0033127 | 0.0032141 | 0.0031138 | 0.0030199 | 0.0029295 | 0.0028486 | 0.002775 | 0.0027069 | 0.00265 | 0.0025968 | 0.002548 | 0.002504 | 0.0024651 | 0.002429 | 0.002401 | 0.0023761 | 0.0023523 | 0.0030839 | 0.0030649 | 0.0030471
F2_Industrial_Agriculture_Existing_Space Heating_Natural Gas_HVAC - Duct Repair and Sealing_A_Technical Potential | F2 | Industrial | Agriculture | Existing | Space Heating | Natural Gas | HVAC - Duct Repair and Sealing | A | Integrated Unit Summer Peak Savings (kW) | Technical Potential | 0 | 0 | 0 | 0 | 0 | 0 | 0 | 0 | 0 | 0 | 0 | 0 | 0 | 0 | 0 | 0 | 0 | 0 | 0 | 0 | 0 | 0 | 0 | 0 | 0 | 0 | 0 | 0 | 0 | 0 | 0
F3_Industrial_Agriculture_Existing_Space Heating_Natural Gas_HVAC - Duct Repair and Sealing_A_Technical Potential | F3 | Industrial | Agriculture | Existing | Space Heating | Natural Gas | HVAC - Duct Repair and Sealing | A | Integrated Unit Winter Peak Savings (kW) | Technical Potential | 0 | 0 | 0 | 0 | 0 | 0 | 0 | 0 | 0 | 0 | 0 | 0 | 0 | 0 | 0 | 0 | 0 | 0 | 0 | 0 | 0 | 0 | 0 | 0 | 0 | 0 | 0 | 0 | 0 | 0 | 0
F4_Industrial_Agriculture_Existing_Space Heating_Natural Gas_HVAC - Duct Repair and Sealing_A_Technical Potential | F4 | Industrial | Agriculture | Existing | Space Heating | Natural Gas | HVAC - Duct Repair and Sealing | A | Incremental Energy Savings (MWh or mTherms) | Technical Potential | 0 | 0 | 0 | 0 | 0 | 0.037905 | 0.037302 | 0.036328 | 0.035518 | 0.034647 | 0.033256 | 0.032197 | 0.031176 | 0.029723 | 0.028937 | 0.027803 | 0.027039 | 0.026207 | 0.025336 | 0.024833 | 0.024234 | 0.023686 | 0.023192 | 0.022754 | 0.02235 | 0 | 0 | 0 | 0 | 0 | 0
F5_Industrial_Agriculture_Existing_Space Heating_Natural Gas_HVAC - Duct Repair and Sealing_A_Technical Potential | F5 | Industrial | Agriculture | Existing | Space Heating | Natural Gas | HVAC - Duct Repair and Sealing | A | Incremental Summer Peak Savings (MW) | Technical Potential | 0 | 0 | 0 | 0 | 0 | 0 | 0 | 0 | 0 | 0 | 0 | 0 | 0 | 0 | 0 | 0 | 0 | 0 | 0 | 0 | 0 | 0 | 0 | 0 | 0 | 0 | 0 | 0 | 0 | 0 | 0
F6_Industrial_Agriculture_Existing_Space Heating_Natural Gas_HVAC - Duct Repair and Sealing_A_Technical Potential | F6 | Industrial | Agriculture | Existing | Space Heating | Natural Gas | HVAC - Duct Repair and Sealing | A | Incremental Winter Peak Savings (MW) | Technical Potential | 0 | 0 | 0 | 0 | 0 | 0 | 0 | 0 | 0 | 0 | 0 | 0 | 0 | 0 | 0 | 0 | 0 | 0 | 0 | 0 | 0 | 0 | 0 | 0 | 0 | 0 | 0 | 0 | 0 | 0 | 0
F7_Industrial_Agriculture_Existing_Space Heating_Natural Gas_HVAC - Duct Repair and Sealing_A_Technical Potential | F7 | Industrial | Agriculture | Existing | Space Heating | Natural Gas | HVAC - Duct Repair and Sealing | A | Cumulative Energy Savings (MWh or mTherms) | Technical Potential | 0 | 0 | 0 | 0 | 0 | 0.037905 | 0.074624 | 0.10943 | 0.14246 | 0.1735 | 0.20192 | 0.22823 | 0.25262 | 0.27446 | 0.29511 | 0.31408 | 0.33245 | 0.35006 | 0.36681 | 0.38393 | 0.40046 | 0.41662 | 0.43262 | 0.44865 | 0.46443 | 0.45909 | 0.45433 | 0.44977 | 0 | 0 | 0
F8_Industrial_Agriculture_Existing_Space Heating_Natural Gas_HVAC - Duct Repair and Sealing_A_Technical Potential | F8 | Industrial | Agriculture | Existing | Space Heating | Natural Gas | HVAC - Duct Repair and Sealing | A | Cumulative Summer Peak Savings (MW) | Technical Potential | 0 | 0 | 0 | 0 | 0 | 0 | 0 | 0 | 0 | 0 | 0 | 0 | 0 | 0 | 0 | 0 | 0 | 0 | 0 | 0 | 0 | 0 | 0 | 0 | 0 | 0 | 0 | 0 | 0 | 0 | 0
F9_Industrial_Agriculture_Existing_Space Heating_Natural Gas_HVAC - Duct Repair and Sealing_A_Technical Potential | F9 | Industrial | Agriculture | Existing | Space Heating | Natural Gas | HVAC - Duct Repair and Sealing | A | Cumulative Winter Peak Savings (MW) | Technical Potential | 0 | 0 | 0 | 0 | 0 | 0 | 0 | 0 | 0 | 0 | 0 | 0 | 0 | 0 | 0 | 0 | 0 | 0 | 0 | 0 | 0 | 0 | 0 | 0 | 0 | 0 | 0 | 0 | 0 | 0 | 0
F10_Industrial_Agriculture_Existing_Space Heating_Natural Gas_HVAC - Duct Repair and Sealing_A_Technical Potential | F10 | Industrial | Agriculture | Existing | Space Heating | Natural Gas | HVAC - Duct Repair and Sealing | A | Purchases (Incremental) | Technical Potential | 0 | 0 | 0 | 0 | 0 | 9921.8264 | 9916.3809 | 9857.9004 | 9863.23 | 9871.3857 | 9746.0293 | 9719.3966 | 9699.662 | 9545.6347 | 9582.0803 | 9490.7027 | 9491.9343 | 9444.161 | 9359.9197 | 9371.007 | 9332.2556 | 9295.9594 | 9262.0882 | 9230.6127 | 9201.5044 | 0 | 0 | 0 | 0 | 0 | 0
F11_Industrial_Agriculture_Existing_Space Heating_Natural Gas_HVAC - Duct Repair and Sealing_A_Technical Potential | F11 | Industrial | Agriculture | Existing | Space Heating | Natural Gas | HVAC - Duct Repair and Sealing | A | Purchases (Cumulative) | Technical Potential | 0 | 0 | 0 | 0 | 0 | 9921.8264 | 19838.2072 | 29696.1077 | 39559.3377 | 49430.7234 | 59176.7527 | 68896.1493 | 78595.8113 | 88141.4461 | 97723.5264 | 107214.2291 | 116706.1634 | 126150.3244 | 135510.2441 | 144881.2511 | 154213.5067 | 163509.4661 | 172771.5543 | 182002.167 | 191203.6714 | 191203.6714 | 191203.6714 | 191203.6714 | 191203.6714 | 191203.6714 | 191203.6714
F1_Industrial_Agriculture_Existing_Space Heating_Natural Gas_Windows - High Efficiency_A_Technical Potential | F1 | Industrial | Agriculture | Existing | Space Heating | Natural Gas | Windows - High Efficiency | A | Integrated Unit Energy Savings (kWh or therms) | Technical Potential | 0 | 0 | 0 | 0 | 0 | 0.0056506 | 0.0055728 | 0.0054745 | 0.0053625 | 0.005237 | 0.0050979 | 0.0049544 | 0.004809 | 0.0046567 | 0.0045152 | 0.0043745 | 0.0042488 | 0.004134 | 0.0040278 | 0.003942 | 0.0038618 | 0.0037882 | 0.0037253 | 0.0036706 | 0.0036199 | 0.0035887 | 0.0035615 | 0.0035355 | 0 | 0 | 0
F2_Industrial_Agriculture_Existing_Space Heating_Natural Gas_Windows - High Efficiency_A_Technical Potential | F2 | Industrial | Agriculture | Existing | Space Heating | Natural Gas | Windows - High Efficiency | A | Integrated Unit Summer Peak Savings (kW) | Technical Potential | 0 | 0 | 0 | 0 | 0 | 0 | 0 | 0 | 0 | 0 | 0 | 0 | 0 | 0 | 0 | 0 | 0 | 0 | 0 | 0 | 0 | 0 | 0 | 0 | 0 | 0 | 0 | 0 | 0 | 0 | 0
F3_Industrial_Agriculture_Existing_Space Heating_Natural Gas_Windows - High Efficiency_A_Technical Potential | F3 | Industrial | Agriculture | Existing | Space Heating | Natural Gas | Windows - High Efficiency | A | Integrated Unit Winter Peak Savings (kW) | Technical Potential | 0 | 0 | 0 | 0 | 0 | 0 | 0 | 0 | 0 | 0 | 0 | 0 | 0 | 0 | 0 | 0 | 0 | 0 | 0 | 0 | 0 | 0 | 0 | 0 | 0 | 0 | 0 | 0 | 0 | 0 | 0
F4_Industrial_Agriculture_Existing_Space Heating_Natural Gas_Windows - High Efficiency_A_Technical Potential | F4 | Industrial | Agriculture | Existing | Space Heating | Natural Gas | Windows - High Efficiency | A | Incremental Energy Savings (MWh or mTherms) | Technical Potential | 0 | 0 | 0 | 0 | 0 | 0.04424 | 0.087168 | 0.15114 | 0.24096 | 0.35748 | 0.49205 | 0.64871 | 0.81463 | 0.96015 | 1.102 | 1.1864 | 1.2261 | 1.1919 | 1.0849 | 0.93466 | 0.75411 | 0.56348 | 0.38223 | 0.23979 | 0.15374 | 0 | 0 | 0 | 0 | 0 | 0
F5_Industrial_Agriculture_Existing_Space Heating_Natural Gas_Windows - High Efficiency_A_Technical Potential | F5 | Industrial | Agriculture | Existing | Space Heating | Natural Gas | Windows - High Efficiency | A | Incremental Summer Peak Savings (MW) | Technical Potential | 0 | 0 | 0 | 0 | 0 | 0 | 0 | 0 | 0 | 0 | 0 | 0 | 0 | 0 | 0 | 0 | 0 | 0 | 0 | 0 | 0 | 0 | 0 | 0 | 0 | 0 | 0 | 0 | 0 | 0 | 0
F6_Industrial_Agriculture_Existing_Space Heating_Natural Gas_Windows - High Efficiency_A_Technical Potential | F6 | Industrial | Agriculture | Existing | Space Heating | Natural Gas | Windows - High Efficiency | A | Incremental Winter Peak Savings (MW) | Technical Potential | 0 | 0 | 0 | 0 | 0 | 0 | 0 | 0 | 0 | 0 | 0 | 0 | 0 | 0 | 0 | 0 | 0 | 0 | 0 | 0 | 0 | 0 | 0 | 0 | 0 | 0 | 0 | 0 | 0 | 0 | 0
F7_Industrial_Agriculture_Existing_Space Heating_Natural Gas_Windows - High Efficiency_A_Technical Potential | F7 | Industrial | Agriculture | Existing | Space Heating | Natural Gas | Windows - High Efficiency | A | Cumulative Energy Savings (MWh or mTherms) | Technical Potential | 0 | 0 | 0 | 0 | 0 | 0.04424 | 0.1308 | 0.27963 | 0.51487 | 0.8603 | 1.3295 | 1.9408 | 2.6985 | 3.5732 | 4.5666 | 5.6107 | 6.6756 | 7.6871 | 8.5745 | 9.3265 | 9.891 | 10.2658 | 10.4778 | 10.5635 | 10.5714 | 10.4804 | 10.401 | 10.3248 | 0 | 0 | 0
F8_Industrial_Agriculture_Existing_Space Heating_Natural Gas_Windows - High Efficiency_A_Technical Potential | F8 | Industrial | Agriculture | Existing | Space Heating | Natural Gas | Windows - High Efficiency | A | Cumulative Summer Peak Savings (MW) | Technical Potential | 0 | 0 | 0 | 0 | 0 | 0 | 0 | 0 | 0 | 0 | 0 | 0 | 0 | 0 | 0 | 0 | 0 | 0 | 0 | 0 | 0 | 0 | 0 | 0 | 0 | 0 | 0 | 0 | 0 | 0 | 0
F9_Industrial_Agriculture_Existing_Space Heating_Natural Gas_Windows - High Efficiency_A_Technical Potential | F9 | Industrial | Agriculture | Existing | Space Heating | Natural Gas | Windows - High Efficiency | A | Cumulative Winter Peak Savings (MW) | Technical Potential | 0 | 0 | 0 | 0 | 0 | 0 | 0 | 0 | 0 | 0 | 0 | 0 | 0 | 0 | 0 | 0 | 0 | 0 | 0 | 0 | 0 | 0 | 0 | 0 | 0 | 0 | 0 | 0 | 0 | 0 | 0
F10_Industrial_Agriculture_Existing_Space Heating_Natural Gas_Windows - High Efficiency_A_Technical Potential | F10 | Industrial | Agriculture | Existing | Space Heating | Natural Gas | Windows - High Efficiency | A | Purchases (Incremental) | Technical Potential | 0 | 0 | 0 | 0 | 0 | 7829.3269 | 15641.7215 | 27608.7998 | 44933.777 | 68259.5934 | 96520.8423 | 130936.0667 | 169395.787 | 206186.393 | 244071.0645 | 271220.529 | 288565.0216 | 288311.3187 | 269357.7611 | 237106.2484 | 195273.3924 | 148745.9308 | 102602.7365 | 65328.9827 | 42471.5028 | 0 | 0 | 0 | 0 | 0 | 0
F11_Industrial_Agriculture_Existing_Space Heating_Natural Gas_Windows - High Efficiency_A_Technical Potential | F11 | Industrial | Agriculture | Existing | Space Heating | Natural Gas | Windows - High Efficiency | A | Purchases (Cumulative) | Technical Potential | 0 | 0 | 0 | 0 | 0 | 7829.3269 | 23471.0484 | 51079.8482 | 96013.6252 | 164273.2186 | 260794.0609 | 391730.1276 | 561125.9145 | 767312.3076 | 1011383.3721 | 1282603.901 | 1571168.9226 | 1859480.2414 | 2128838.0025 | 2365944.2509 | 2561217.6432 | 2709963.574 | 2812566.3106 | 2877895.2933 | 2920366.7961 | 2920366.7961 | 2920366.7961 | 2920366.7961 | 2920366.7961 | 2920366.7961 | 2920366.7961
F1_Industrial_Agriculture_Existing_Space Heating_Natural Gas_Gas Boiler - Maintenance_A_Technical Potential | F1 | Industrial | Agriculture | Existing | Space Heating | Natural Gas | Gas Boiler - Maintenance | A | Integrated Unit Energy Savings (kWh or therms) | Technical Potential | 0 | 0 | 0 | 0 | 0 | 1.1512 | 1.1413 | 1.1305 | 1.1193 | 1.1076 | 1.0958 | 1.0837 | 1.0716 | 1.0588 | 1.0453 | 1.0322 | 1.0192 | 1.0073 | 0.9957 | 0.98495 | 0.97469 | 0.96414 | 0.95448 | 0.94529 | 0.93619 | 0.92777 | 0.92046 | 0.91351 | 0.99593 | 0.99184 | 0.9881
F2_Industrial_Agriculture_Existing_Space Heating_Natural Gas_Gas Boiler - Maintenance_A_Technical Potential | F2 | Industrial | Agriculture | Existing | Space Heating | Natural Gas | Gas Boiler - Maintenance | A | Integrated Unit Summer Peak Savings (kW) | Technical Potential | 0 | 0 | 0 | 0 | 0 | 0 | 0 | 0 | 0 | 0 | 0 | 0 | 0 | 0 | 0 | 0 | 0 | 0 | 0 | 0 | 0 | 0 | 0 | 0 | 0 | 0 | 0 | 0 | 0 | 0 | 0
F3_Industrial_Agriculture_Existing_Space Heating_Natural Gas_Gas Boiler - Maintenance_A_Technical Potential | F3 | Industrial | Agriculture | Existing | Space Heating | Natural Gas | Gas Boiler - Maintenance | A | Integrated Unit Winter Peak Savings (kW) | Technical Potential | 0 | 0 | 0 | 0 | 0 | 0 | 0 | 0 | 0 | 0 | 0 | 0 | 0 | 0 | 0 | 0 | 0 | 0 | 0 | 0 | 0 | 0 | 0 | 0 | 0 | 0 | 0 | 0 | 0 | 0 | 0
F4_Industrial_Agriculture_Existing_Space Heating_Natural Gas_Gas Boiler - Maintenance_A_Technical Potential | F4 | Industrial | Agriculture | Existing | Space Heating | Natural Gas | Gas Boiler - Maintenance | A | Incremental Energy Savings (MWh or mTherms) | Technical Potential | 0 | 0 | 0 | 0 | 0 | 0.042143 | 0.029269 | 0.019952 | 0.015393 | 0.013357 | 0.011289 | 0.009539 | 0.0079969 | 0.0065608 | 0.0054532 | 0.0044503 | 0.0034229 | 0.0026212 | 0.002 | 0.0015426 | 0.0013959 | 0.0010764 | 0.00091426 | 0.00075683 | 0.0006035 | 0 | 0 | 0 | 0 | 0 | 0
F5_Industrial_Agriculture_Existing_Space Heating_Natural Gas_Gas Boiler - Maintenance_A_Technical Potential | F5 | Industrial | Agriculture | Existing | Space Heating | Natural Gas | Gas Boiler - Maintenance | A | Incremental Summer Peak Savings (MW) | Technical Potential | 0 | 0 | 0 | 0 | 0 | 0 | 0 | 0 | 0 | 0 | 0 | 0 | 0 | 0 | 0 | 0 | 0 | 0 | 0 | 0 | 0 | 0 | 0 | 0 | 0 | 0 | 0 | 0 | 0 | 0 | 0
F6_Industrial_Agriculture_Existing_Space Heating_Natural Gas_Gas Boiler - Maintenance_A_Technical Potential | F6 | Industrial | Agriculture | Existing | Space Heating | Natural Gas | Gas Boiler - Maintenance | A | Incremental Winter Peak Savings (MW) | Technical Potential | 0 | 0 | 0 | 0 | 0 | 0 | 0 | 0 | 0 | 0 | 0 | 0 | 0 | 0 | 0 | 0 | 0 | 0 | 0 | 0 | 0 | 0 | 0 | 0 | 0 | 0 | 0 | 0 | 0 | 0 | 0
F7_Industrial_Agriculture_Existing_Space Heating_Natural Gas_Gas Boiler - Maintenance_A_Technical Potential | F7 | Industrial | Agriculture | Existing | Space Heating | Natural Gas | Gas Boiler - Maintenance | A | Cumulative Energy Savings (MWh or mTherms) | Technical Potential | 0 | 0 | 0 | 0 | 0 | 0.042143 | 0.07105 | 0.090331 | 0.10483 | 0.11709 | 0.12713 | 0.13527 | 0.14175 | 0.14662 | 0.1502 | 0.15277 | 0.15427 | 0.15509 | 0.1553 | 0.15517 | 0.15495 | 0.15435 | 0.15372 | 0.15299 | 0.15213 | 0.15076 | 0.14957 | 0.14844 | 0 | 0 | 0
F8_Industrial_Agriculture_Existing_Space Heating_Natural Gas_Gas Boiler - Maintenance_A_Technical Potential | F8 | Industrial | Agriculture | Existing | Space Heating | Natural Gas | Gas Boiler - Maintenance | A | Cumulative Summer Peak Savings (MW) | Technical Potential | 0 | 0 | 0 | 0 | 0 | 0 | 0 | 0 | 0 | 0 | 0 | 0 | 0 | 0 | 0 | 0 | 0 | 0 | 0 | 0 | 0 | 0 | 0 | 0 | 0 | 0 | 0 | 0 | 0 | 0 | 0
F9_Industrial_Agriculture_Existing_Space Heating_Natural Gas_Gas Boiler - Maintenance_A_Technical Potential | F9 | Industrial | Agriculture | Existing | Space Heating | Natural Gas | Gas Boiler - Maintenance | A | Cumulative Winter Peak Savings (MW) | Technical Potential | 0 | 0 | 0 | 0 | 0 | 0 | 0 | 0 | 0 | 0 | 0 | 0 | 0 | 0 | 0 | 0 | 0 | 0 | 0 | 0 | 0 | 0 | 0 | 0 | 0 | 0 | 0 | 0 | 0 | 0 | 0
F10_Industrial_Agriculture_Existing_Space Heating_Natural Gas_Gas Boiler - Maintenance_A_Technical Potential | F10 | Industrial | Agriculture | Existing | Space Heating | Natural Gas | Gas Boiler - Maintenance | A | Purchases (Incremental) | Technical Potential | 0 | 0 | 0 | 0 | 0 | 36.6082 | 25.6454 | 17.6488 | 13.7523 | 12.0591 | 10.3026 | 8.8019 | 7.4629 | 6.1965 | 5.2169 | 4.3116 | 3.3583 | 2.6023 | 2.0086 | 1.5662 | 1.4321 | 1.1164 | 0.95787 | 0.80064 | 0.64463 | 0 | 0 | 0 | 0 | 0 | 0
F11_Industrial_Agriculture_Existing_Space Heating_Natural Gas_Gas Boiler - Maintenance_A_Technical Potential | F11 | Industrial | Agriculture | Existing | Space Heating | Natural Gas | Gas Boiler - Maintenance | A | Purchases (Cumulative) | Technical Potential | 0 | 0 | 0 | 0 | 0 | 36.6082 | 62.2536 | 79.9024 | 93.6547 | 105.7138 | 116.0164 | 124.8183 | 132.2812 | 138.4777 | 143.6946 | 148.0063 | 151.3646 | 153.9669 | 155.9755 | 157.5417 | 158.9738 | 160.0902 | 161.0481 | 161.8487 | 162.4933 | 162.4933 | 162.4933 | 162.4933 | 162.4933 | 162.4933 | 162.4933
F1_Industrial_Agriculture_Existing_Process_Natural Gas_Gas Boiler - Maintenance_A_Technical Potential | F1 | Industrial | Agriculture | Existing | Process | Natural Gas | Gas Boiler - Maintenance | A | Integrated Unit Energy Savings (kWh or therms) | Technical Potential | 0 | 0 | 0 | 0 | 0 | 1.5559 | 1.5559 | 1.5559 | 1.5559 | 1.5559 | 1.5559 | 1.5559 | 1.5559 | 1.5559 | 1.5559 | 1.5559 | 1.5559 | 1.5559 | 1.5559 | 1.5559 | 1.5559 | 1.5559 | 1.5559 | 1.5559 | 1.5559 | 1.5559 | 1.5559 | 1.5559 | 1.5559 | 1.5559 | 1.5559
F2_Industrial_Agriculture_Existing_Process_Natural Gas_Gas Boiler - Maintenance_A_Technical Potential | F2 | Industrial | Agriculture | Existing | Process | Natural Gas | Gas Boiler - Maintenance | A | Integrated Unit Summer Peak Savings (kW) | Technical Potential | 0 | 0 | 0 | 0 | 0 | 0 | 0 | 0 | 0 | 0 | 0 | 0 | 0 | 0 | 0 | 0 | 0 | 0 | 0 | 0 | 0 | 0 | 0 | 0 | 0 | 0 | 0 | 0 | 0 | 0 | 0
F3_Industrial_Agriculture_Existing_Process_Natural Gas_Gas Boiler - Maintenance_A_Technical Potential | F3 | Industrial | Agriculture | Existing | Process | Natural Gas | Gas Boiler - Maintenance | A | Integrated Unit Winter Peak Savings (kW) | Technical Potential | 0 | 0 | 0 | 0 | 0 | 0 | 0 | 0 | 0 | 0 | 0 | 0 | 0 | 0 | 0 | 0 | 0 | 0 | 0 | 0 | 0 | 0 | 0 | 0 | 0 | 0 | 0 | 0 | 0 | 0 | 0
F4_Industrial_Agriculture_Existing_Process_Natural Gas_Gas Boiler - Maintenance_A_Technical Potential | F4 | Industrial | Agriculture | Existing | Process | Natural Gas | Gas Boiler - Maintenance | A | Incremental Energy Savings (MWh or mTherms) | Technical Potential | 0 | 0 | 0 | 0 | 0 | 0.47115 | 0.33006 | 0.22714 | 0.17699 | 0.1552 | 0.1326 | 0.11328 | 0.096049 | 0.07975 | 0.067142 | 0.055491 | 0.043222 | 0.033492 | 0.025851 | 0.020157 | 0.018432 | 0.014369 | 0.012328 | 0.010304 | 0.0082965 | 0 | 0 | 0 | 0 | 0 | 0
F5_Industrial_Agriculture_Existing_Process_Natural Gas_Gas Boiler - Maintenance_A_Technical Potential | F5 | Industrial | Agriculture | Existing | Process | Natural Gas | Gas Boiler - Maintenance | A | Incremental Summer Peak Savings (MW) | Technical Potential | 0 | 0 | 0 | 0 | 0 | 0 | 0 | 0 | 0 | 0 | 0 | 0 | 0 | 0 | 0 | 0 | 0 | 0 | 0 | 0 | 0 | 0 | 0 | 0 | 0 | 0 | 0 | 0 | 0 | 0 | 0
F6_Industrial_Agriculture_Existing_Process_Natural Gas_Gas Boiler - Maintenance_A_Technical Potential | F6 | Industrial | Agriculture | Existing | Process | Natural Gas | Gas Boiler - Maintenance | A | Incremental Winter Peak Savings (MW) | Technical Potential | 0 | 0 | 0 | 0 | 0 | 0 | 0 | 0 | 0 | 0 | 0 | 0 | 0 | 0 | 0 | 0 | 0 | 0 | 0 | 0 | 0 | 0 | 0 | 0 | 0 | 0 | 0 | 0 | 0 | 0 | 0
F7_Industrial_Agriculture_Existing_Process_Natural Gas_Gas Boiler - Maintenance_A_Technical Potential | F7 | Industrial | Agriculture | Existing | Process | Natural Gas | Gas Boiler - Maintenance | A | Cumulative Energy Savings (MWh or mTherms) | Technical Potential | 0 | 0 | 0 | 0 | 0 | 0.47115 | 0.80121 | 1.0284 | 1.2053 | 1.3606 | 1.4931 | 1.6064 | 1.7025 | 1.7822 | 1.8494 | 1.9049 | 1.9481 | 1.9816 | 2.0074 | 2.0276 | 2.046 | 2.0604 | 2.0727 | 2.083 | 2.0913 | 2.0913 | 2.0913 | 2.0913 | 0 | 0 | 0
F8_Industrial_Agriculture_Existing_Process_Natural Gas_Gas Boiler - Maintenance_A_Technical Potential | F8 | Industrial | Agriculture | Existing | Process | Natural Gas | Gas Boiler - Maintenance | A | Cumulative Summer Peak Savings (MW) | Technical Potential | 0 | 0 | 0 | 0 | 0 | 0 | 0 | 0 | 0 | 0 | 0 | 0 | 0 | 0 | 0 | 0 | 0 | 0 | 0 | 0 | 0 | 0 | 0 | 0 | 0 | 0 | 0 | 0 | 0 | 0 | 0
F9_Industrial_Agriculture_Existing_Process_Natural Gas_Gas Boiler - Maintenance_A_Technical Potential | F9 | Industrial | Agriculture | Existing | Process | Natural Gas | Gas Boiler - Maintenance | A | Cumulative Winter Peak Savings (MW) | Technical Potential | 0 | 0 | 0 | 0 | 0 | 0 | 0 | 0 | 0 | 0 | 0 | 0 | 0 | 0 | 0 | 0 | 0 | 0 | 0 | 0 | 0 | 0 | 0 | 0 | 0 | 0 | 0 | 0 | 0 | 0 | 0
F10_Industrial_Agriculture_Existing_Process_Natural Gas_Gas Boiler - Maintenance_A_Technical Potential | F10 | Industrial | Agriculture | Existing | Process | Natural Gas | Gas Boiler - Maintenance | A | Purchases (Incremental) | Technical Potential | 0 | 0 | 0 | 0 | 0 | 302.8219 | 212.1376 | 145.9899 | 113.7585 | 99.752 | 85.2227 | 72.8091 | 61.7331 | 51.2572 | 43.154 | 35.6656 | 27.78 | 21.5262 | 16.6151 | 12.9552 | 11.8464 | 9.235 | 7.9234 | 6.6229 | 5.3324 | 0 | 0 | 0 | 0 | 0 | 0
F11_Industrial_Agriculture_Existing_Process_Natural Gas_Gas Boiler - Maintenance_A_Technical Potential | F11 | Industrial | Agriculture | Existing | Process | Natural Gas | Gas Boiler - Maintenance | A | Purchases (Cumulative) | Technical Potential | 0 | 0 | 0 | 0 | 0 | 302.8219 | 514.9596 | 660.9495 | 774.708 | 874.46 | 959.6827 | 1032.4919 | 1094.225 | 1145.4822 | 1188.6362 | 1224.3017 | 1252.0817 | 1273.6079 | 1290.2229 | 1303.1781 | 1315.0245 | 1324.2595 | 1332.183 | 1338.8058 | 1344.1382 | 1344.1382 | 1344.1382 | 1344.1382 | 1344.1382 | 1344.1382 | 1344.1382
F1_Industrial_Agriculture_Existing_Space Heating_Natural Gas_Gas Furnace - Maintenance_A_Technical Potential | F1 | Industrial | Agriculture | Existing | Space Heating | Natural Gas | Gas Furnace - Maintenance | A | Integrated Unit Energy Savings (kWh or therms) | Technical Potential | 0 | 0 | 0 | 0 | 0 | 0.0091767 | 0.0090745 | 0.0089428 | 0.0088066 | 0.008667 | 0.0085265 | 0.0083859 | 0.00825 | 0.0081149 | 0.0079775 | 0.0078495 | 0.0077275 | 0.0076168 | 0.0075125 | 0.0074142 | 0.0073199 | 0.007226 | 0.0071353 | 0.0070493 | 0.0069667 | 0.0068902 | 0.006822 | 0.0067565 | 0.0073847 | 0.0073392 | 0.0072965
F2_Industrial_Agriculture_Existing_Space Heating_Natural Gas_Gas Furnace - Maintenance_A_Technical Potential | F2 | Industrial | Agriculture | Existing | Space Heating | Natural Gas | Gas Furnace - Maintenance | A | Integrated Unit Summer Peak Savings (kW) | Technical Potential | 0 | 0 | 0 | 0 | 0 | 0 | 0 | 0 | 0 | 0 | 0 | 0 | 0 | 0 | 0 | 0 | 0 | 0 | 0 | 0 | 0 | 0 | 0 | 0 | 0 | 0 | 0 | 0 | 0 | 0 | 0
F3_Industrial_Agriculture_Existing_Space Heating_Natural Gas_Gas Furnace - Maintenance_A_Technical Potential | F3 | Industrial | Agriculture | Existing | Space Heating | Natural Gas | Gas Furnace - Maintenance | A | Integrated Unit Winter Peak Savings (kW) | Technical Potential | 0 | 0 | 0 | 0 | 0 | 0 | 0 | 0 | 0 | 0 | 0 | 0 | 0 | 0 | 0 | 0 | 0 | 0 | 0 | 0 | 0 | 0 | 0 | 0 | 0 | 0 | 0 | 0 | 0 | 0 | 0
F4_Industrial_Agriculture_Existing_Space Heating_Natural Gas_Gas Furnace - Maintenance_A_Technical Potential | F4 | Industrial | Agriculture | Existing | Space Heating | Natural Gas | Gas Furnace - Maintenance | A | Incremental Energy Savings (MWh or mTherms) | Technical Potential | 0 | 0 | 0 | 0 | 0 | 0.00067904 | 0.00047039 | 0.00031902 | 0.0002448 | 0.00021126 | 0.00017756 | 0.0001492 | 0.00012445 | 0.00010164 | 8.4121e-05 | 6.8409e-05 | 5.2455e-05 | 4.0065e-05 | 3.05e-05 | 2.3471e-05 | 2.1189e-05 | 1.6306e-05 | 1.3815e-05 | 1.1408e-05 | 9.0776e-06 | 0 | 0 | 0 | 0 | 0 | 0
F5_Industrial_Agriculture_Existing_Space Heating_Natural Gas_Gas Furnace - Maintenance_A_Technical Potential | F5 | Industrial | Agriculture | Existing | Space Heating | Natural Gas | Gas Furnace - Maintenance | A | Incremental Summer Peak Savings (MW) | Technical Potential | 0 | 0 | 0 | 0 | 0 | 0 | 0 | 0 | 0 | 0 | 0 | 0 | 0 | 0 | 0 | 0 | 0 | 0 | 0 | 0 | 0 | 0 | 0 | 0 | 0 | 0 | 0 | 0 | 0 | 0 | 0
F6_Industrial_Agriculture_Existing_Space Heating_Natural Gas_Gas Furnace - Maintenance_A_Technical Potential | F6 | Industrial | Agriculture | Existing | Space Heating | Natural Gas | Gas Furnace - Maintenance | A | Incremental Winter Peak Savings (MW) | Technical Potential | 0 | 0 | 0 | 0 | 0 | 0 | 0 | 0 | 0 | 0 | 0 | 0 | 0 | 0 | 0 | 0 | 0 | 0 | 0 | 0 | 0 | 0 | 0 | 0 | 0 | 0 | 0 | 0 | 0 | 0 | 0
F7_Industrial_Agriculture_Existing_Space Heating_Natural Gas_Gas Furnace - Maintenance_A_Technical Potential | F7 | Industrial | Agriculture | Existing | Space Heating | Natural Gas | Gas Furnace - Maintenance | A | Cumulative Energy Savings (MWh or mTherms) | Technical Potential | 0 | 0 | 0 | 0 | 0 | 0.00067904 | 0.0011419 | 0.0014443 | 0.0016671 | 0.0018519 | 0.0019995 | 0.0021157 | 0.0022059 | 0.0022714 | 0.002317 | 0.0023483 | 0.0023642 | 0.0023704 | 0.0023685 | 0.002361 | 0.0023521 | 0.0023382 | 0.0023227 | 0.0023061 | 0.0022882 | 0.0022631 | 0.0022406 | 0.0022191 | 0 | 0 | 0
F8_Industrial_Agriculture_Existing_Space Heating_Natural Gas_Gas Furnace - Maintenance_A_Technical Potential | F8 | Industrial | Agriculture | Existing | Space Heating | Natural Gas | Gas Furnace - Maintenance | A | Cumulative Summer Peak Savings (MW) | Technical Potential | 0 | 0 | 0 | 0 | 0 | 0 | 0 | 0 | 0 | 0 | 0 | 0 | 0 | 0 | 0 | 0 | 0 | 0 | 0 | 0 | 0 | 0 | 0 | 0 | 0 | 0 | 0 | 0 | 0 | 0 | 0
F9_Industrial_Agriculture_Existing_Space Heating_Natural Gas_Gas Furnace - Maintenance_A_Technical Potential | F9 | Industrial | Agriculture | Existing | Space Heating | Natural Gas | Gas Furnace - Maintenance | A | Cumulative Winter Peak Savings (MW) | Technical Potential | 0 | 0 | 0 | 0 | 0 | 0 | 0 | 0 | 0 | 0 | 0 | 0 | 0 | 0 | 0 | 0 | 0 | 0 | 0 | 0 | 0 | 0 | 0 | 0 | 0 | 0 | 0 | 0 | 0 | 0 | 0
F10_Industrial_Agriculture_Existing_Space Heating_Natural Gas_Gas Furnace - Maintenance_A_Technical Potential | F10 | Industrial | Agriculture | Existing | Space Heating | Natural Gas | Gas Furnace - Maintenance | A | Purchases (Incremental) | Technical Potential | 0 | 0 | 0 | 0 | 0 | 73.9957 | 51.8367 | 35.6732 | 27.7973 | 24.3748 | 20.8245 | 17.7912 | 15.0847 | 12.5249 | 10.5448 | 8.715 | 6.7881 | 5.26 | 4.06 | 3.1656 | 2.8947 | 2.2566 | 1.9361 | 1.6183 | 1.303 | 0 | 0 | 0 | 0 | 0 | 0
F11_Industrial_Agriculture_Existing_Space Heating_Natural Gas_Gas Furnace - Maintenance_A_Technical Potential | F11 | Industrial | Agriculture | Existing | Space Heating | Natural Gas | Gas Furnace - Maintenance | A | Purchases (Cumulative) | Technical Potential | 0 | 0 | 0 | 0 | 0 | 73.9957 | 125.8324 | 161.5056 | 189.303 | 213.6778 | 234.5023 | 252.2935 | 267.3782 | 279.9031 | 290.4479 | 299.163 | 305.9511 | 311.2111 | 315.2711 | 318.4367 | 321.3314 | 323.588 | 325.5242 | 327.1425 | 328.4455 | 328.4455 | 328.4455 | 328.4455 | 328.4455 | 328.4455 | 328.4455
F1_Industrial_Agriculture_Existing_Space Heating_Natural Gas_Gas Boiler - Hot Water Reset_A_Technical Potential | F1 | Industrial | Agriculture | Existing | Space Heating | Natural Gas | Gas Boiler - Hot Water Reset | A | Integrated Unit Energy Savings (kWh or therms) | Technical Potential | 0 | 0 | 0 | 0 | 0 | 4.1849 | 4.1476 | 4.1073 | 4.0654 | 4.022 | 3.9777 | 3.9331 | 3.888 | 3.8407 | 3.791 | 3.7425 | 3.6948 | 3.6508 | 3.6081 | 3.5686 | 3.5307 | 3.4919 | 3.4563 | 3.4224 | 3.3888 | 3.3583 | 3.3318 | 3.3066 | 3.6216 | 3.6067 | 3.5931
F2_Industrial_Agriculture_Existing_Space Heating_Natural Gas_Gas Boiler - Hot Water Reset_A_Technical Potential | F2 | Industrial | Agriculture | Existing | Space Heating | Natural Gas | Gas Boiler - Hot Water Reset | A | Integrated Unit Summer Peak Savings (kW) | Technical Potential | 0 | 0 | 0 | 0 | 0 | 0 | 0 | 0 | 0 | 0 | 0 | 0 | 0 | 0 | 0 | 0 | 0 | 0 | 0 | 0 | 0 | 0 | 0 | 0 | 0 | 0 | 0 | 0 | 0 | 0 | 0
F3_Industrial_Agriculture_Existing_Space Heating_Natural Gas_Gas Boiler - Hot Water Reset_A_Technical Potential | F3 | Industrial | Agriculture | Existing | Space Heating | Natural Gas | Gas Boiler - Hot Water Reset | A | Integrated Unit Winter Peak Savings (kW) | Technical Potential | 0 | 0 | 0 | 0 | 0 | 0 | 0 | 0 | 0 | 0 | 0 | 0 | 0 | 0 | 0 | 0 | 0 | 0 | 0 | 0 | 0 | 0 | 0 | 0 | 0 | 0 | 0 | 0 | 0 | 0 | 0
F4_Industrial_Agriculture_Existing_Space Heating_Natural Gas_Gas Boiler - Hot Water Reset_A_Technical Potential | F4 | Industrial | Agriculture | Existing | Space Heating | Natural Gas | Gas Boiler - Hot Water Reset | A | Incremental Energy Savings (MWh or mTherms) | Technical Potential | 0 | 0 | 0 | 0 | 0 | 0.074454 | 0.090554 | 0.10909 | 0.12541 | 0.14163 | 0.16169 | 0.1749 | 0.17627 | 0.16148 | 0.13754 | 0.10407 | 0.068006 | 0.03882 | 0.018308 | 0.0076698 | 0.002748 | 0.00084562 | 0.00018176 | 2.9483e-05 | 3.4933e-06 | 0 | 0 | 0 | 0 | 0 | 0
F5_Industrial_Agriculture_Existing_Space Heating_Natural Gas_Gas Boiler - Hot Water Reset_A_Technical Potential | F5 | Industrial | Agriculture | Existing | Space Heating | Natural Gas | Gas Boiler - Hot Water Reset | A | Incremental Summer Peak Savings (MW) | Technical Potential | 0 | 0 | 0 | 0 | 0 | 0 | 0 | 0 | 0 | 0 | 0 | 0 | 0 | 0 | 0 | 0 | 0 | 0 | 0 | 0 | 0 | 0 | 0 | 0 | 0 | 0 | 0 | 0 | 0 | 0 | 0
F6_Industrial_Agriculture_Existing_Space Heating_Natural Gas_Gas Boiler - Hot Water Reset_A_Technical Potential | F6 | Industrial | Agriculture | Existing | Space Heating | Natural Gas | Gas Boiler - Hot Water Reset | A | Incremental Winter Peak Savings (MW) | Technical Potential | 0 | 0 | 0 | 0 | 0 | 0 | 0 | 0 | 0 | 0 | 0 | 0 | 0 | 0 | 0 | 0 | 0 | 0 | 0 | 0 | 0 | 0 | 0 | 0 | 0 | 0 | 0 | 0 | 0 | 0 | 0
F7_Industrial_Agriculture_Existing_Space Heating_Natural Gas_Gas Boiler - Hot Water Reset_A_Technical Potential | F7 | Industrial | Agriculture | Existing | Space Heating | Natural Gas | Gas Boiler - Hot Water Reset | A | Cumulative Energy Savings (MWh or mTherms) | Technical Potential | 0 | 0 | 0 | 0 | 0 | 0.074454 | 0.16435 | 0.27183 | 0.39447 | 0.53189 | 0.68772 | 0.85491 | 1.0214 | 1.1704 | 1.2928 | 1.3803 | 1.4308 | 1.4525 | 1.4539 | 1.4456 | 1.433 | 1.4181 | 1.4038 | 1.3901 | 1.3765 | 1.3641 | 1.3533 | 1.3431 | 0 | 0 | 0
F8_Industrial_Agriculture_Existing_Space Heating_Natural Gas_Gas Boiler - Hot Water Reset_A_Technical Potential | F8 | Industrial | Agriculture | Existing | Space Heating | Natural Gas | Gas Boiler - Hot Water Reset | A | Cumulative Summer Peak Savings (MW) | Technical Potential | 0 | 0 | 0 | 0 | 0 | 0 | 0 | 0 | 0 | 0 | 0 | 0 | 0 | 0 | 0 | 0 | 0 | 0 | 0 | 0 | 0 | 0 | 0 | 0 | 0 | 0 | 0 | 0 | 0 | 0 | 0
F9_Industrial_Agriculture_Existing_Space Heating_Natural Gas_Gas Boiler - Hot Water Reset_A_Technical Potential | F9 | Industrial | Agriculture | Existing | Space Heating | Natural Gas | Gas Boiler - Hot Water Reset | A | Cumulative Winter Peak Savings (MW) | Technical Potential | 0 | 0 | 0 | 0 | 0 | 0 | 0 | 0 | 0 | 0 | 0 | 0 | 0 | 0 | 0 | 0 | 0 | 0 | 0 | 0 | 0 | 0 | 0 | 0 | 0 | 0 | 0 | 0 | 0 | 0 | 0
F10_Industrial_Agriculture_Existing_Space Heating_Natural Gas_Gas Boiler - Hot Water Reset_A_Technical Potential | F10 | Industrial | Agriculture | Existing | Space Heating | Natural Gas | Gas Boiler - Hot Water Reset | A | Purchases (Incremental) | Technical Potential | 0 | 0 | 0 | 0 | 0 | 17.7911 | 21.8327 | 26.5593 | 30.8478 | 35.2149 | 40.6476 | 44.4692 | 45.3362 | 42.0455 | 36.2797 | 27.807 | 18.4057 | 10.6334 | 5.0741 | 2.1493 | 0.77832 | 0.24217 | 0.052589 | 0.0086148 | 0.0010308 | 0 | 0 | 0 | 0 | 0 | 0
F11_Industrial_Agriculture_Existing_Space Heating_Natural Gas_Gas Boiler - Hot Water Reset_A_Technical Potential | F11 | Industrial | Agriculture | Existing | Space Heating | Natural Gas | Gas Boiler - Hot Water Reset | A | Purchases (Cumulative) | Technical Potential | 0 | 0 | 0 | 0 | 0 | 17.7911 | 39.6238 | 66.1831 | 97.0309 | 132.2458 | 172.8935 | 217.3627 | 262.6989 | 304.7444 | 341.0241 | 368.8311 | 387.2368 | 397.8702 | 402.9443 | 405.0935 | 405.8719 | 406.114 | 406.1666 | 406.1752 | 406.1763 | 406.1763 | 406.1763 | 406.1763 | 406.1763 | 406.1763 | 406.1763
F1_Industrial_Agriculture_Existing_Process_Natural Gas_Gas Boiler - Hot Water Reset_A_Technical Potential | F1 | Industrial | Agriculture | Existing | Process | Natural Gas | Gas Boiler - Hot Water Reset | A | Integrated Unit Energy Savings (kWh or therms) | Technical Potential | 0 | 0 | 0 | 0 | 0 | 2.8259 | 2.8232 | 2.8207 | 2.8182 | 2.8158 | 2.8134 | 2.8115 | 2.81 | 2.8084 | 2.8074 | 2.8063 | 2.8055 | 2.8047 | 2.8039 | 2.8034 | 2.8028 | 2.8024 | 2.8021 | 2.8017 | 2.8013 | 2.8013 | 2.8012 | 2.8011 | 2.8289 | 2.8289 | 2.8289
F2_Industrial_Agriculture_Existing_Process_Natural Gas_Gas Boiler - Hot Water Reset_A_Technical Potential | F2 | Industrial | Agriculture | Existing | Process | Natural Gas | Gas Boiler - Hot Water Reset | A | Integrated Unit Summer Peak Savings (kW) | Technical Potential | 0 | 0 | 0 | 0 | 0 | 0 | 0 | 0 | 0 | 0 | 0 | 0 | 0 | 0 | 0 | 0 | 0 | 0 | 0 | 0 | 0 | 0 | 0 | 0 | 0 | 0 | 0 | 0 | 0 | 0 | 0
F3_Industrial_Agriculture_Existing_Process_Natural Gas_Gas Boiler - Hot Water Reset_A_Technical Potential | F3 | Industrial | Agriculture | Existing | Process | Natural Gas | Gas Boiler - Hot Water Reset | A | Integrated Unit Winter Peak Savings (kW) | Technical Potential | 0 | 0 | 0 | 0 | 0 | 0 | 0 | 0 | 0 | 0 | 0 | 0 | 0 | 0 | 0 | 0 | 0 | 0 | 0 | 0 | 0 | 0 | 0 | 0 | 0 | 0 | 0 | 0 | 0 | 0 | 0
F4_Industrial_Agriculture_Existing_Process_Natural Gas_Gas Boiler - Hot Water Reset_A_Technical Potential | F4 | Industrial | Agriculture | Existing | Process | Natural Gas | Gas Boiler - Hot Water Reset | A | Incremental Energy Savings (MWh or mTherms) | Technical Potential | 0 | 0 | 0 | 0 | 0 | 0.41589 | 0.50987 | 0.61969 | 0.71912 | 0.82022 | 0.94597 | 1.0342 | 1.0538 | 0.97676 | 0.84251 | 0.6455 | 0.42714 | 0.2467 | 0.11769 | 0.049841 | 0.018045 | 0.0056139 | 0.0012189 | 0.00019965 | 2.3887e-05 | 0 | 0 | 0 | 0 | 0 | 0
F5_Industrial_Agriculture_Existing_Process_Natural Gas_Gas Boiler - Hot Water Reset_A_Technical Potential | F5 | Industrial | Agriculture | Existing | Process | Natural Gas | Gas Boiler - Hot Water Reset | A | Incremental Summer Peak Savings (MW) | Technical Potential | 0 | 0 | 0 | 0 | 0 | 0 | 0 | 0 | 0 | 0 | 0 | 0 | 0 | 0 | 0 | 0 | 0 | 0 | 0 | 0 | 0 | 0 | 0 | 0 | 0 | 0 | 0 | 0 | 0 | 0 | 0
F6_Industrial_Agriculture_Existing_Process_Natural Gas_Gas Boiler - Hot Water Reset_A_Technical Potential | F6 | Industrial | Agriculture | Existing | Process | Natural Gas | Gas Boiler - Hot Water Reset | A | Incremental Winter Peak Savings (MW) | Technical Potential | 0 | 0 | 0 | 0 | 0 | 0 | 0 | 0 | 0 | 0 | 0 | 0 | 0 | 0 | 0 | 0 | 0 | 0 | 0 | 0 | 0 | 0 | 0 | 0 | 0 | 0 | 0 | 0 | 0 | 0 | 0
F7_Industrial_Agriculture_Existing_Process_Natural Gas_Gas Boiler - Hot Water Reset_A_Technical Potential | F7 | Industrial | Agriculture | Existing | Process | Natural Gas | Gas Boiler - Hot Water Reset | A | Cumulative Energy Savings (MWh or mTherms) | Technical Potential | 0 | 0 | 0 | 0 | 0 | 0.41589 | 0.92536 | 1.5442 | 2.262 | 3.0803 | 4.0236 | 5.0552 | 6.1062 | 7.0795 | 7.9195 | 8.5618 | 8.9866 | 9.2308 | 9.3458 | 9.394 | 9.4101 | 9.4144 | 9.4144 | 9.4134 | 9.4122 | 9.4119 | 9.4117 | 9.4114 | 0 | 0 | 0
F8_Industrial_Agriculture_Existing_Process_Natural Gas_Gas Boiler - Hot Water Reset_A_Technical Potential | F8 | Industrial | Agriculture | Existing | Process | Natural Gas | Gas Boiler - Hot Water Reset | A | Cumulative Summer Peak Savings (MW) | Technical Potential | 0 | 0 | 0 | 0 | 0 | 0 | 0 | 0 | 0 | 0 | 0 | 0 | 0 | 0 | 0 | 0 | 0 | 0 | 0 | 0 | 0 | 0 | 0 | 0 | 0 | 0 | 0 | 0 | 0 | 0 | 0
F9_Industrial_Agriculture_Existing_Process_Natural Gas_Gas Boiler - Hot Water Reset_A_Technical Potential | F9 | Industrial | Agriculture | Existing | Process | Natural Gas | Gas Boiler - Hot Water Reset | A | Cumulative Winter Peak Savings (MW) | Technical Potential | 0 | 0 | 0 | 0 | 0 | 0 | 0 | 0 | 0 | 0 | 0 | 0 | 0 | 0 | 0 | 0 | 0 | 0 | 0 | 0 | 0 | 0 | 0 | 0 | 0 | 0 | 0 | 0 | 0 | 0 | 0
F10_Industrial_Agriculture_Existing_Process_Natural Gas_Gas Boiler - Hot Water Reset_A_Technical Potential | F10 | Industrial | Agriculture | Existing | Process | Natural Gas | Gas Boiler - Hot Water Reset | A | Purchases (Incremental) | Technical Potential | 0 | 0 | 0 | 0 | 0 | 147.1676 | 180.5992 | 219.6972 | 255.1717 | 291.2963 | 336.2356 | 367.8477 | 375.0195 | 347.7988 | 300.104 | 230.0185 | 152.2509 | 87.9588 | 41.9728 | 17.7787 | 6.4383 | 2.0032 | 0.43502 | 0.071262 | 0.0085268 | 0 | 0 | 0 | 0 | 0 | 0
F11_Industrial_Agriculture_Existing_Process_Natural Gas_Gas Boiler - Hot Water Reset_A_Technical Potential | F11 | Industrial | Agriculture | Existing | Process | Natural Gas | Gas Boiler - Hot Water Reset | A | Purchases (Cumulative) | Technical Potential | 0 | 0 | 0 | 0 | 0 | 147.1676 | 327.7667 | 547.4639 | 802.6356 | 1093.9319 | 1430.1676 | 1798.0153 | 2173.0348 | 2520.8336 | 2820.9375 | 3050.956 | 3203.2069 | 3291.1657 | 3333.1384 | 3350.9172 | 3357.3554 | 3359.3586 | 3359.7937 | 3359.8649 | 3359.8734 | 3359.8734 | 3359.8734 | 3359.8734 | 3359.8734 | 3359.8734 | 3359.8734
F1_Industrial_Agriculture_Existing_Space Heating_Natural Gas_Steam Trap Maintenance_A_Technical Potential | F1 | Industrial | Agriculture | Existing | Space Heating | Natural Gas | Steam Trap Maintenance | A | Integrated Unit Energy Savings (kWh or therms) | Technical Potential | 0 | 0 | 0 | 0 | 0 | 1.4785 | 1.4653 | 1.4511 | 1.4363 | 1.421 | 1.4054 | 1.3897 | 1.3737 | 1.3571 | 1.3395 | 1.3224 | 1.3056 | 1.2901 | 1.275 | 1.261 | 1.2477 | 1.234 | 1.2214 | 1.2095 | 1.1976 | 1.1868 | 1.1775 | 1.1686 | 1.2794 | 1.2742 | 1.2694
F2_Industrial_Agriculture_Existing_Space Heating_Natural Gas_Steam Trap Maintenance_A_Technical Potential | F2 | Industrial | Agriculture | Existing | Space Heating | Natural Gas | Steam Trap Maintenance | A | Integrated Unit Summer Peak Savings (kW) | Technical Potential | 0 | 0 | 0 | 0 | 0 | 0 | 0 | 0 | 0 | 0 | 0 | 0 | 0 | 0 | 0 | 0 | 0 | 0 | 0 | 0 | 0 | 0 | 0 | 0 | 0 | 0 | 0 | 0 | 0 | 0 | 0
F3_Industrial_Agriculture_Existing_Space Heating_Natural Gas_Steam Trap Maintenance_A_Technical Potential | F3 | Industrial | Agriculture | Existing | Space Heating | Natural Gas | Steam Trap Maintenance | A | Integrated Unit Winter Peak Savings (kW) | Technical Potential | 0 | 0 | 0 | 0 | 0 | 0 | 0 | 0 | 0 | 0 | 0 | 0 | 0 | 0 | 0 | 0 | 0 | 0 | 0 | 0 | 0 | 0 | 0 | 0 | 0 | 0 | 0 | 0 | 0 | 0 | 0
F4_Industrial_Agriculture_Existing_Space Heating_Natural Gas_Steam Trap Maintenance_A_Technical Potential | F4 | Industrial | Agriculture | Existing | Space Heating | Natural Gas | Steam Trap Maintenance | A | Incremental Energy Savings (MWh or mTherms) | Technical Potential | 0 | 0 | 0 | 0 | 0 | 0.014681 | 0.014543 | 0.014317 | 0.014178 | 0.014039 | 0.013708 | 0.013518 | 0.013336 | 0.012965 | 0.012846 | 0.012561 | 0.012403 | 0.012193 | 0.011944 | 0.011827 | 0.011653 | 0.01148 | 0.011322 | 0.011173 | 0.011029 | 0 | 0 | 0 | 0 | 0 | 0
F5_Industrial_Agriculture_Existing_Space Heating_Natural Gas_Steam Trap Maintenance_A_Technical Potential | F5 | Industrial | Agriculture | Existing | Space Heating | Natural Gas | Steam Trap Maintenance | A | Incremental Summer Peak Savings (MW) | Technical Potential | 0 | 0 | 0 | 0 | 0 | 0 | 0 | 0 | 0 | 0 | 0 | 0 | 0 | 0 | 0 | 0 | 0 | 0 | 0 | 0 | 0 | 0 | 0 | 0 | 0 | 0 | 0 | 0 | 0 | 0 | 0
F6_Industrial_Agriculture_Existing_Space Heating_Natural Gas_Steam Trap Maintenance_A_Technical Potential | F6 | Industrial | Agriculture | Existing | Space Heating | Natural Gas | Steam Trap Maintenance | A | Incremental Winter Peak Savings (MW) | Technical Potential | 0 | 0 | 0 | 0 | 0 | 0 | 0 | 0 | 0 | 0 | 0 | 0 | 0 | 0 | 0 | 0 | 0 | 0 | 0 | 0 | 0 | 0 | 0 | 0 | 0 | 0 | 0 | 0 | 0 | 0 | 0
F7_Industrial_Agriculture_Existing_Space Heating_Natural Gas_Steam Trap Maintenance_A_Technical Potential | F7 | Industrial | Agriculture | Existing | Space Heating | Natural Gas | Steam Trap Maintenance | A | Cumulative Energy Savings (MWh or mTherms) | Technical Potential | 0 | 0 | 0 | 0 | 0 | 0.014681 | 0.029093 | 0.043127 | 0.056866 | 0.070299 | 0.083235 | 0.09582 | 0.10806 | 0.11971 | 0.13101 | 0.1419 | 0.1525 | 0.16287 | 0.17292 | 0.18285 | 0.19257 | 0.20193 | 0.2112 | 0.2203 | 0.22918 | 0.22711 | 0.22532 | 0.22362 | 0 | 0 | 0
F8_Industrial_Agriculture_Existing_Space Heating_Natural Gas_Steam Trap Maintenance_A_Technical Potential | F8 | Industrial | Agriculture | Existing | Space Heating | Natural Gas | Steam Trap Maintenance | A | Cumulative Summer Peak Savings (MW) | Technical Potential | 0 | 0 | 0 | 0 | 0 | 0 | 0 | 0 | 0 | 0 | 0 | 0 | 0 | 0 | 0 | 0 | 0 | 0 | 0 | 0 | 0 | 0 | 0 | 0 | 0 | 0 | 0 | 0 | 0 | 0 | 0
F9_Industrial_Agriculture_Existing_Space Heating_Natural Gas_Steam Trap Maintenance_A_Technical Potential | F9 | Industrial | Agriculture | Existing | Space Heating | Natural Gas | Steam Trap Maintenance | A | Cumulative Winter Peak Savings (MW) | Technical Potential | 0 | 0 | 0 | 0 | 0 | 0 | 0 | 0 | 0 | 0 | 0 | 0 | 0 | 0 | 0 | 0 | 0 | 0 | 0 | 0 | 0 | 0 | 0 | 0 | 0 | 0 | 0 | 0 | 0 | 0 | 0
F10_Industrial_Agriculture_Existing_Space Heating_Natural Gas_Steam Trap Maintenance_A_Technical Potential | F10 | Industrial | Agriculture | Existing | Space Heating | Natural Gas | Steam Trap Maintenance | A | Purchases (Incremental) | Technical Potential | 0 | 0 | 0 | 0 | 0 | 9.9299 | 9.9245 | 9.866 | 9.8713 | 9.8795 | 9.754 | 9.7273 | 9.7076 | 9.5534 | 9.5899 | 9.4985 | 9.4997 | 9.4519 | 9.3676 | 9.3787 | 9.3399 | 9.3036 | 9.2697 | 9.2382 | 9.209 | 0 | 0 | 0 | 0 | 0 | 0
F11_Industrial_Agriculture_Existing_Space Heating_Natural Gas_Steam Trap Maintenance_A_Technical Potential | F11 | Industrial | Agriculture | Existing | Space Heating | Natural Gas | Steam Trap Maintenance | A | Purchases (Cumulative) | Technical Potential | 0 | 0 | 0 | 0 | 0 | 9.9299 | 19.8544 | 29.7204 | 39.5917 | 49.4711 | 59.2251 | 68.9525 | 78.6601 | 88.2135 | 97.8034 | 107.3019 | 116.8016 | 126.2535 | 135.621 | 144.9997 | 154.3396 | 163.6432 | 172.9128 | 182.151 | 191.36 | 191.36 | 191.36 | 191.36 | 191.36 | 191.36 | 191.36
F1_Industrial_Agriculture_Existing_Process_Natural Gas_Steam Trap Maintenance_A_Technical Potential | F1 | Industrial | Agriculture | Existing | Process | Natural Gas | Steam Trap Maintenance | A | Integrated Unit Energy Savings (kWh or therms) | Technical Potential | 0 | 0 | 0 | 0 | 0 | 1.9969 | 1.9951 | 1.9935 | 1.9919 | 1.9904 | 1.9889 | 1.9878 | 1.9869 | 1.986 | 1.9855 | 1.9849 | 1.9845 | 1.9841 | 1.9838 | 1.9836 | 1.9834 | 1.9833 | 1.9832 | 1.9832 | 1.9831 | 1.983 | 1.983 | 1.983 | 1.9988 | 1.9988 | 1.9988
F2_Industrial_Agriculture_Existing_Process_Natural Gas_Steam Trap Maintenance_A_Technical Potential | F2 | Industrial | Agriculture | Existing | Process | Natural Gas | Steam Trap Maintenance | A | Integrated Unit Summer Peak Savings (kW) | Technical Potential | 0 | 0 | 0 | 0 | 0 | 0 | 0 | 0 | 0 | 0 | 0 | 0 | 0 | 0 | 0 | 0 | 0 | 0 | 0 | 0 | 0 | 0 | 0 | 0 | 0 | 0 | 0 | 0 | 0 | 0 | 0
F3_Industrial_Agriculture_Existing_Process_Natural Gas_Steam Trap Maintenance_A_Technical Potential | F3 | Industrial | Agriculture | Existing | Process | Natural Gas | Steam Trap Maintenance | A | Integrated Unit Winter Peak Savings (kW) | Technical Potential | 0 | 0 | 0 | 0 | 0 | 0 | 0 | 0 | 0 | 0 | 0 | 0 | 0 | 0 | 0 | 0 | 0 | 0 | 0 | 0 | 0 | 0 | 0 | 0 | 0 | 0 | 0 | 0 | 0 | 0 | 0
F4_Industrial_Agriculture_Existing_Process_Natural Gas_Steam Trap Maintenance_A_Technical Potential | F4 | Industrial | Agriculture | Existing | Process | Natural Gas | Steam Trap Maintenance | A | Incremental Energy Savings (MWh or mTherms) | Technical Potential | 0 | 0 | 0 | 0 | 0 | 0.16402 | 0.16379 | 0.16269 | 0.16265 | 0.16266 | 0.16048 | 0.15995 | 0.15955 | 0.15694 | 0.1575 | 0.15595 | 0.15594 | 0.15513 | 0.15372 | 0.15389 | 0.15323 | 0.15263 | 0.15207 | 0.15155 | 0.15107 | 0 | 0 | 0 | 0 | 0 | 0
F5_Industrial_Agriculture_Existing_Process_Natural Gas_Steam Trap Maintenance_A_Technical Potential | F5 | Industrial | Agriculture | Existing | Process | Natural Gas | Steam Trap Maintenance | A | Incremental Summer Peak Savings (MW) | Technical Potential | 0 | 0 | 0 | 0 | 0 | 0 | 0 | 0 | 0 | 0 | 0 | 0 | 0 | 0 | 0 | 0 | 0 | 0 | 0 | 0 | 0 | 0 | 0 | 0 | 0 | 0 | 0 | 0 | 0 | 0 | 0
F6_Industrial_Agriculture_Existing_Process_Natural Gas_Steam Trap Maintenance_A_Technical Potential | F6 | Industrial | Agriculture | Existing | Process | Natural Gas | Steam Trap Maintenance | A | Incremental Winter Peak Savings (MW) | Technical Potential | 0 | 0 | 0 | 0 | 0 | 0 | 0 | 0 | 0 | 0 | 0 | 0 | 0 | 0 | 0 | 0 | 0 | 0 | 0 | 0 | 0 | 0 | 0 | 0 | 0 | 0 | 0 | 0 | 0 | 0 | 0
F7_Industrial_Agriculture_Existing_Process_Natural Gas_Steam Trap Maintenance_A_Technical Potential | F7 | Industrial | Agriculture | Existing | Process | Natural Gas | Steam Trap Maintenance | A | Cumulative Energy Savings (MWh or mTherms) | Technical Potential | 0 | 0 | 0 | 0 | 0 | 0.16402 | 0.32767 | 0.49009 | 0.65236 | 0.81453 | 0.9744 | 1.1338 | 1.2928 | 1.4492 | 1.6063 | 1.7618 | 1.9174 | 2.0721 | 2.2255 | 2.3792 | 2.5321 | 2.6847 | 2.8367 | 2.9881 | 3.1391 | 3.139 | 3.1389 | 3.1389 | 0 | 0 | 0
F8_Industrial_Agriculture_Existing_Process_Natural Gas_Steam Trap Maintenance_A_Technical Potential | F8 | Industrial | Agriculture | Existing | Process | Natural Gas | Steam Trap Maintenance | A | Cumulative Summer Peak Savings (MW) | Technical Potential | 0 | 0 | 0 | 0 | 0 | 0 | 0 | 0 | 0 | 0 | 0 | 0 | 0 | 0 | 0 | 0 | 0 | 0 | 0 | 0 | 0 | 0 | 0 | 0 | 0 | 0 | 0 | 0 | 0 | 0 | 0
F9_Industrial_Agriculture_Existing_Process_Natural Gas_Steam Trap Maintenance_A_Technical Potential | F9 | Industrial | Agriculture | Existing | Process | Natural Gas | Steam Trap Maintenance | A | Cumulative Winter Peak Savings (MW) | Technical Potential | 0 | 0 | 0 | 0 | 0 | 0 | 0 | 0 | 0 | 0 | 0 | 0 | 0 | 0 | 0 | 0 | 0 | 0 | 0 | 0 | 0 | 0 | 0 | 0 | 0 | 0 | 0 | 0 | 0 | 0 | 0
F10_Industrial_Agriculture_Existing_Process_Natural Gas_Steam Trap Maintenance_A_Technical Potential | F10 | Industrial | Agriculture | Existing | Process | Natural Gas | Steam Trap Maintenance | A | Purchases (Incremental) | Technical Potential | 0 | 0 | 0 | 0 | 0 | 82.14 | 82.095 | 81.6108 | 81.6549 | 81.7225 | 80.6847 | 80.4642 | 80.3008 | 79.0257 | 79.3274 | 78.5709 | 78.5811 | 78.1856 | 77.4882 | 77.58 | 77.2592 | 76.9587 | 76.6783 | 76.4177 | 76.1767 | 0 | 0 | 0 | 0 | 0 | 0
F11_Industrial_Agriculture_Existing_Process_Natural Gas_Steam Trap Maintenance_A_Technical Potential | F11 | Industrial | Agriculture | Existing | Process | Natural Gas | Steam Trap Maintenance | A | Purchases (Cumulative) | Technical Potential | 0 | 0 | 0 | 0 | 0 | 82.14 | 164.235 | 245.8458 | 327.5008 | 409.2232 | 489.9079 | 570.3721 | 650.6729 | 729.6986 | 809.026 | 887.5969 | 966.1779 | 1044.3635 | 1121.8517 | 1199.4317 | 1276.6908 | 1353.6495 | 1430.3278 | 1506.7454 | 1582.9222 | 1582.9222 | 1582.9222 | 1582.9222 | 1582.9222 | 1582.9222 | 1582.9222
F1_Industrial_Agriculture_Existing_Space Heating_Natural Gas_Gas Boiler - High Turndown_A_Technical Potential | F1 | Industrial | Agriculture | Existing | Space Heating | Natural Gas | Gas Boiler - High Turndown | A | Integrated Unit Energy Savings (kWh or therms) | Technical Potential | 0 | 0 | 0 | 0 | 0 | 1.5645 | 1.5441 | 1.5201 | 1.4931 | 1.4631 | 1.43 | 1.3959 | 1.361 | 1.3243 | 1.2897 | 1.2553 | 1.2243 | 1.1956 | 1.1687 | 1.1466 | 1.1261 | 1.107 | 1.0905 | 1.076 | 1.0623 | 1.0521 | 1.0434 | 1.035 | 1.3581 | 1.3525 | 1.3474
F2_Industrial_Agriculture_Existing_Space Heating_Natural Gas_Gas Boiler - High Turndown_A_Technical Potential | F2 | Industrial | Agriculture | Existing | Space Heating | Natural Gas | Gas Boiler - High Turndown | A | Integrated Unit Summer Peak Savings (kW) | Technical Potential | 0 | 0 | 0 | 0 | 0 | 0 | 0 | 0 | 0 | 0 | 0 | 0 | 0 | 0 | 0 | 0 | 0 | 0 | 0 | 0 | 0 | 0 | 0 | 0 | 0 | 0 | 0 | 0 | 0 | 0 | 0
F3_Industrial_Agriculture_Existing_Space Heating_Natural Gas_Gas Boiler - High Turndown_A_Technical Potential | F3 | Industrial | Agriculture | Existing | Space Heating | Natural Gas | Gas Boiler - High Turndown | A | Integrated Unit Winter Peak Savings (kW) | Technical Potential | 0 | 0 | 0 | 0 | 0 | 0 | 0 | 0 | 0 | 0 | 0 | 0 | 0 | 0 | 0 | 0 | 0 | 0 | 0 | 0 | 0 | 0 | 0 | 0 | 0 | 0 | 0 | 0 | 0 | 0 | 0
F4_Industrial_Agriculture_Existing_Space Heating_Natural Gas_Gas Boiler - High Turndown_A_Technical Potential | F4 | Industrial | Agriculture | Existing | Space Heating | Natural Gas | Gas Boiler - High Turndown | A | Incremental Energy Savings (MWh or mTherms) | Technical Potential | 0 | 0 | 0 | 0 | 0 | 0.042481 | 0.041902 | 0.041008 | 0.040302 | 0.039524 | 0.034327 | 0.026732 | 0.020809 | 0.015941 | 0.012467 | 0.0096154 | 0.007503 | 0.0058322 | 0.0045202 | 0.003552 | 0.0027791 | 1.8562e-05 | 6.5065e-06 | 2.1812e-06 | 6.9999e-07 | 5.8761e-07 | 5.8115e-07 | 5.7511e-07 | 7.5297e-07 | 7.4842e-07 | 7.4434e-07
F5_Industrial_Agriculture_Existing_Space Heating_Natural Gas_Gas Boiler - High Turndown_A_Technical Potential | F5 | Industrial | Agriculture | Existing | Space Heating | Natural Gas | Gas Boiler - High Turndown | A | Incremental Summer Peak Savings (MW) | Technical Potential | 0 | 0 | 0 | 0 | 0 | 0 | 0 | 0 | 0 | 0 | 0 | 0 | 0 | 0 | 0 | 0 | 0 | 0 | 0 | 0 | 0 | 0 | 0 | 0 | 0 | 0 | 0 | 0 | 0 | 0 | 0
F6_Industrial_Agriculture_Existing_Space Heating_Natural Gas_Gas Boiler - High Turndown_A_Technical Potential | F6 | Industrial | Agriculture | Existing | Space Heating | Natural Gas | Gas Boiler - High Turndown | A | Incremental Winter Peak Savings (MW) | Technical Potential | 0 | 0 | 0 | 0 | 0 | 0 | 0 | 0 | 0 | 0 | 0 | 0 | 0 | 0 | 0 | 0 | 0 | 0 | 0 | 0 | 0 | 0 | 0 | 0 | 0 | 0 | 0 | 0 | 0 | 0 | 0
F7_Industrial_Agriculture_Existing_Space Heating_Natural Gas_Gas Boiler - High Turndown_A_Technical Potential | F7 | Industrial | Agriculture | Existing | Space Heating | Natural Gas | Gas Boiler - High Turndown | A | Cumulative Energy Savings (MWh or mTherms) | Technical Potential | 0 | 0 | 0 | 0 | 0 | 0.042481 | 0.083826 | 0.12353 | 0.16164 | 0.19791 | 0.22777 | 0.24906 | 0.26365 | 0.27248 | 0.27783 | 0.28004 | 0.28062 | 0.27987 | 0.2781 | 0.2764 | 0.27422 | 0.26959 | 0.26557 | 0.26205 | 0.25871 | 0.25625 | 0.2541 | 0.25208 | 0 | 0 | 0
F8_Industrial_Agriculture_Existing_Space Heating_Natural Gas_Gas Boiler - High Turndown_A_Technical Potential | F8 | Industrial | Agriculture | Existing | Space Heating | Natural Gas | Gas Boiler - High Turndown | A | Cumulative Summer Peak Savings (MW) | Technical Potential | 0 | 0 | 0 | 0 | 0 | 0 | 0 | 0 | 0 | 0 | 0 | 0 | 0 | 0 | 0 | 0 | 0 | 0 | 0 | 0 | 0 | 0 | 0 | 0 | 0 | 0 | 0 | 0 | 0 | 0 | 0
F9_Industrial_Agriculture_Existing_Space Heating_Natural Gas_Gas Boiler - High Turndown_A_Technical Potential | F9 | Industrial | Agriculture | Existing | Space Heating | Natural Gas | Gas Boiler - High Turndown | A | Cumulative Winter Peak Savings (MW) | Technical Potential | 0 | 0 | 0 | 0 | 0 | 0 | 0 | 0 | 0 | 0 | 0 | 0 | 0 | 0 | 0 | 0 | 0 | 0 | 0 | 0 | 0 | 0 | 0 | 0 | 0 | 0 | 0 | 0 | 0 | 0 | 0
F10_Industrial_Agriculture_Existing_Space Heating_Natural Gas_Gas Boiler - High Turndown_A_Technical Potential | F10 | Industrial | Agriculture | Existing | Space Heating | Natural Gas | Gas Boiler - High Turndown | A | Purchases (Incremental) | Technical Potential | 0 | 0 | 0 | 0 | 0 | 27.1521 | 27.1372 | 26.9771 | 26.9917 | 27.014 | 24.0039 | 19.1506 | 15.2894 | 12.0373 | 9.6666 | 7.6595 | 6.1284 | 4.8781 | 3.8676 | 3.0978 | 2.468 | 0.016768 | 0.0059668 | 0.0020272 | 0.00065896 | 0.00055849 | 0.000557 | 0.00055565 | 0.00055444 | 0.00055336 | 0.00055242
F11_Industrial_Agriculture_Existing_Space Heating_Natural Gas_Gas Boiler - High Turndown_A_Technical Potential | F11 | Industrial | Agriculture | Existing | Space Heating | Natural Gas | Gas Boiler - High Turndown | A | Purchases (Cumulative) | Technical Potential | 0 | 0 | 0 | 0 | 0 | 27.1521 | 54.2893 | 81.2664 | 108.2581 | 135.2721 | 159.276 | 178.4267 | 193.7161 | 205.7534 | 215.42 | 223.0795 | 229.2079 | 234.086 | 237.9536 | 241.0514 | 243.5194 | 243.5361 | 243.5421 | 243.5441 | 243.5448 | 243.5453 | 243.5459 | 243.5465 | 243.547 | 243.5476 | 243.5481
F1_Industrial_Agriculture_Existing_Process_Natural Gas_Gas Boiler - High Turndown_A_Technical Potential | F1 | Industrial | Agriculture | Existing | Process | Natural Gas | Gas Boiler - High Turndown | A | Integrated Unit Energy Savings (kWh or therms) | Technical Potential | 0 | 0 | 0 | 0 | 0 | 2.1135 | 2.1054 | 2.0972 | 2.0891 | 2.081 | 2.0724 | 2.0647 | 2.0574 | 2.0495 | 2.0434 | 2.0367 | 2.0312 | 2.0257 | 2.0199 | 2.0154 | 2.0103 | 2.0056 | 2.0009 | 1.9962 | 1.9915 | 1.9912 | 1.9908 | 1.9905 | 2.1216 | 2.1216 | 2.1216
F2_Industrial_Agriculture_Existing_Process_Natural Gas_Gas Boiler - High Turndown_A_Technical Potential | F2 | Industrial | Agriculture | Existing | Process | Natural Gas | Gas Boiler - High Turndown | A | Integrated Unit Summer Peak Savings (kW) | Technical Potential | 0 | 0 | 0 | 0 | 0 | 0 | 0 | 0 | 0 | 0 | 0 | 0 | 0 | 0 | 0 | 0 | 0 | 0 | 0 | 0 | 0 | 0 | 0 | 0 | 0 | 0 | 0 | 0 | 0 | 0 | 0
F3_Industrial_Agriculture_Existing_Process_Natural Gas_Gas Boiler - High Turndown_A_Technical Potential | F3 | Industrial | Agriculture | Existing | Process | Natural Gas | Gas Boiler - High Turndown | A | Integrated Unit Winter Peak Savings (kW) | Technical Potential | 0 | 0 | 0 | 0 | 0 | 0 | 0 | 0 | 0 | 0 | 0 | 0 | 0 | 0 | 0 | 0 | 0 | 0 | 0 | 0 | 0 | 0 | 0 | 0 | 0 | 0 | 0 | 0 | 0 | 0 | 0
F4_Industrial_Agriculture_Existing_Process_Natural Gas_Gas Boiler - High Turndown_A_Technical Potential | F4 | Industrial | Agriculture | Existing | Process | Natural Gas | Gas Boiler - High Turndown | A | Incremental Energy Savings (MWh or mTherms) | Technical Potential | 0 | 0 | 0 | 0 | 0 | 0.47469 | 0.47261 | 0.468 | 0.46645 | 0.46502 | 0.4115 | 0.32708 | 0.2602 | 0.20407 | 0.16339 | 0.12905 | 0.10297 | 0.081737 | 0.064624 | 0.051643 | 0.041041 | 0.00027819 | 9.8757e-05 | 3.3474e-05 | 1.0856e-05 | 9.1987e-06 | 9.1726e-06 | 9.149e-06 | 9.7305e-06 | 9.7116e-06 | 9.6951e-06
F5_Industrial_Agriculture_Existing_Process_Natural Gas_Gas Boiler - High Turndown_A_Technical Potential | F5 | Industrial | Agriculture | Existing | Process | Natural Gas | Gas Boiler - High Turndown | A | Incremental Summer Peak Savings (MW) | Technical Potential | 0 | 0 | 0 | 0 | 0 | 0 | 0 | 0 | 0 | 0 | 0 | 0 | 0 | 0 | 0 | 0 | 0 | 0 | 0 | 0 | 0 | 0 | 0 | 0 | 0 | 0 | 0 | 0 | 0 | 0 | 0
F6_Industrial_Agriculture_Existing_Process_Natural Gas_Gas Boiler - High Turndown_A_Technical Potential | F6 | Industrial | Agriculture | Existing | Process | Natural Gas | Gas Boiler - High Turndown | A | Incremental Winter Peak Savings (MW) | Technical Potential | 0 | 0 | 0 | 0 | 0 | 0 | 0 | 0 | 0 | 0 | 0 | 0 | 0 | 0 | 0 | 0 | 0 | 0 | 0 | 0 | 0 | 0 | 0 | 0 | 0 | 0 | 0 | 0 | 0 | 0 | 0
F7_Industrial_Agriculture_Existing_Process_Natural Gas_Gas Boiler - High Turndown_A_Technical Potential | F7 | Industrial | Agriculture | Existing | Process | Natural Gas | Gas Boiler - High Turndown | A | Cumulative Energy Savings (MWh or mTherms) | Technical Potential | 0 | 0 | 0 | 0 | 0 | 0.47469 | 0.94549 | 1.4098 | 1.8708 | 2.3286 | 2.7305 | 3.0474 | 3.2967 | 3.4882 | 3.6412 | 3.7584 | 3.8512 | 3.9224 | 3.9759 | 4.0186 | 4.0496 | 4.0403 | 4.0309 | 4.0215 | 4.0121 | 4.0114 | 4.0107 | 4.0101 | 0 | 0 | 0
F8_Industrial_Agriculture_Existing_Process_Natural Gas_Gas Boiler - High Turndown_A_Technical Potential | F8 | Industrial | Agriculture | Existing | Process | Natural Gas | Gas Boiler - High Turndown | A | Cumulative Summer Peak Savings (MW) | Technical Potential | 0 | 0 | 0 | 0 | 0 | 0 | 0 | 0 | 0 | 0 | 0 | 0 | 0 | 0 | 0 | 0 | 0 | 0 | 0 | 0 | 0 | 0 | 0 | 0 | 0 | 0 | 0 | 0 | 0 | 0 | 0
F9_Industrial_Agriculture_Existing_Process_Natural Gas_Gas Boiler - High Turndown_A_Technical Potential | F9 | Industrial | Agriculture | Existing | Process | Natural Gas | Gas Boiler - High Turndown | A | Cumulative Winter Peak Savings (MW) | Technical Potential | 0 | 0 | 0 | 0 | 0 | 0 | 0 | 0 | 0 | 0 | 0 | 0 | 0 | 0 | 0 | 0 | 0 | 0 | 0 | 0 | 0 | 0 | 0 | 0 | 0 | 0 | 0 | 0 | 0 | 0 | 0
F10_Industrial_Agriculture_Existing_Process_Natural Gas_Gas Boiler - High Turndown_A_Technical Potential | F10 | Industrial | Agriculture | Existing | Process | Natural Gas | Gas Boiler - High Turndown | A | Purchases (Incremental) | Technical Potential | 0 | 0 | 0 | 0 | 0 | 224.6009 | 224.4776 | 223.1538 | 223.2744 | 223.459 | 198.5592 | 158.4133 | 126.4733 | 99.572 | 79.9617 | 63.3593 | 50.694 | 40.3511 | 31.993 | 25.6247 | 20.415 | 0.1387 | 0.049357 | 0.016769 | 0.0054509 | 0.0046198 | 0.0046075 | 0.0045963 | 0.0045863 | 0.0045774 | 0.0045696
F11_Industrial_Agriculture_Existing_Process_Natural Gas_Gas Boiler - High Turndown_A_Technical Potential | F11 | Industrial | Agriculture | Existing | Process | Natural Gas | Gas Boiler - High Turndown | A | Purchases (Cumulative) | Technical Potential | 0 | 0 | 0 | 0 | 0 | 224.6009 | 449.0785 | 672.2322 | 895.5066 | 1118.9657 | 1317.5249 | 1475.9382 | 1602.4115 | 1701.9834 | 1781.9451 | 1845.3045 | 1895.9985 | 1936.3496 | 1968.3426 | 1993.9673 | 2014.3822 | 2014.5209 | 2014.5703 | 2014.5871 | 2014.5925 | 2014.5971 | 2014.6017 | 2014.6063 | 2014.6109 | 2014.6155 | 2014.6201
F1_Industrial_Agriculture_Existing_Space Heating_Natural Gas_Gas Boiler - Burner Control Optimization_A_Technical Potential | F1 | Industrial | Agriculture | Existing | Space Heating | Natural Gas | Gas Boiler - Burner Control Optimization | A | Integrated Unit Energy Savings (kWh or therms) | Technical Potential | 0 | 0 | 0 | 0 | 0 | 0.4537 | 0.44774 | 0.44077 | 0.43292 | 0.42419 | 0.41459 | 0.40467 | 0.39455 | 0.3839 | 0.37386 | 0.3639 | 0.35489 | 0.34657 | 0.33877 | 0.33237 | 0.3264 | 0.32087 | 0.31608 | 0.31188 | 0.30791 | 0.30498 | 0.30243 | 0.30001 | 0.39384 | 0.39223 | 0.39075
F2_Industrial_Agriculture_Existing_Space Heating_Natural Gas_Gas Boiler - Burner Control Optimization_A_Technical Potential | F2 | Industrial | Agriculture | Existing | Space Heating | Natural Gas | Gas Boiler - Burner Control Optimization | A | Integrated Unit Summer Peak Savings (kW) | Technical Potential | 0 | 0 | 0 | 0 | 0 | 0 | 0 | 0 | 0 | 0 | 0 | 0 | 0 | 0 | 0 | 0 | 0 | 0 | 0 | 0 | 0 | 0 | 0 | 0 | 0 | 0 | 0 | 0 | 0 | 0 | 0
F3_Industrial_Agriculture_Existing_Space Heating_Natural Gas_Gas Boiler - Burner Control Optimization_A_Technical Potential | F3 | Industrial | Agriculture | Existing | Space Heating | Natural Gas | Gas Boiler - Burner Control Optimization | A | Integrated Unit Winter Peak Savings (kW) | Technical Potential | 0 | 0 | 0 | 0 | 0 | 0 | 0 | 0 | 0 | 0 | 0 | 0 | 0 | 0 | 0 | 0 | 0 | 0 | 0 | 0 | 0 | 0 | 0 | 0 | 0 | 0 | 0 | 0 | 0 | 0 | 0
F4_Industrial_Agriculture_Existing_Space Heating_Natural Gas_Gas Boiler - Burner Control Optimization_A_Technical Potential | F4 | Industrial | Agriculture | Existing | Space Heating | Natural Gas | Gas Boiler - Burner Control Optimization | A | Incremental Energy Savings (MWh or mTherms) | Technical Potential | 0 | 0 | 0 | 0 | 0 | 0.003323 | 0.0051521 | 0.010084 | 0.017342 | 0.026454 | 0.035738 | 0.044276 | 0.050261 | 0.05183 | 0.050667 | 0.04559 | 0.038909 | 0.031134 | 0.023459 | 0.016979 | 0.011624 | 0.0075883 | 0.0047395 | 0.0028369 | 0.0018904 | 0 | 0 | 0 | 0 | 0 | 0
F5_Industrial_Agriculture_Existing_Space Heating_Natural Gas_Gas Boiler - Burner Control Optimization_A_Technical Potential | F5 | Industrial | Agriculture | Existing | Space Heating | Natural Gas | Gas Boiler - Burner Control Optimization | A | Incremental Summer Peak Savings (MW) | Technical Potential | 0 | 0 | 0 | 0 | 0 | 0 | 0 | 0 | 0 | 0 | 0 | 0 | 0 | 0 | 0 | 0 | 0 | 0 | 0 | 0 | 0 | 0 | 0 | 0 | 0 | 0 | 0 | 0 | 0 | 0 | 0
F6_Industrial_Agriculture_Existing_Space Heating_Natural Gas_Gas Boiler - Burner Control Optimization_A_Technical Potential | F6 | Industrial | Agriculture | Existing | Space Heating | Natural Gas | Gas Boiler - Burner Control Optimization | A | Incremental Winter Peak Savings (MW) | Technical Potential | 0 | 0 | 0 | 0 | 0 | 0 | 0 | 0 | 0 | 0 | 0 | 0 | 0 | 0 | 0 | 0 | 0 | 0 | 0 | 0 | 0 | 0 | 0 | 0 | 0 | 0 | 0 | 0 | 0 | 0 | 0
F7_Industrial_Agriculture_Existing_Space Heating_Natural Gas_Gas Boiler - Burner Control Optimization_A_Technical Potential | F7 | Industrial | Agriculture | Existing | Space Heating | Natural Gas | Gas Boiler - Burner Control Optimization | A | Cumulative Energy Savings (MWh or mTherms) | Technical Potential | 0 | 0 | 0 | 0 | 0 | 0.003323 | 0.0084315 | 0.018384 | 0.035399 | 0.061139 | 0.095494 | 0.13749 | 0.18431 | 0.23116 | 0.27579 | 0.31402 | 0.34516 | 0.3682 | 0.38338 | 0.39311 | 0.39768 | 0.39853 | 0.39732 | 0.39487 | 0.39173 | 0.388 | 0.38476 | 0.38169 | 0 | 0 | 0
F8_Industrial_Agriculture_Existing_Space Heating_Natural Gas_Gas Boiler - Burner Control Optimization_A_Technical Potential | F8 | Industrial | Agriculture | Existing | Space Heating | Natural Gas | Gas Boiler - Burner Control Optimization | A | Cumulative Summer Peak Savings (MW) | Technical Potential | 0 | 0 | 0 | 0 | 0 | 0 | 0 | 0 | 0 | 0 | 0 | 0 | 0 | 0 | 0 | 0 | 0 | 0 | 0 | 0 | 0 | 0 | 0 | 0 | 0 | 0 | 0 | 0 | 0 | 0 | 0
F9_Industrial_Agriculture_Existing_Space Heating_Natural Gas_Gas Boiler - Burner Control Optimization_A_Technical Potential | F9 | Industrial | Agriculture | Existing | Space Heating | Natural Gas | Gas Boiler - Burner Control Optimization | A | Cumulative Winter Peak Savings (MW) | Technical Potential | 0 | 0 | 0 | 0 | 0 | 0 | 0 | 0 | 0 | 0 | 0 | 0 | 0 | 0 | 0 | 0 | 0 | 0 | 0 | 0 | 0 | 0 | 0 | 0 | 0 | 0 | 0 | 0 | 0 | 0 | 0
F10_Industrial_Agriculture_Existing_Space Heating_Natural Gas_Gas Boiler - Burner Control Optimization_A_Technical Potential | F10 | Industrial | Agriculture | Existing | Space Heating | Natural Gas | Gas Boiler - Burner Control Optimization | A | Purchases (Incremental) | Technical Potential | 0 | 0 | 0 | 0 | 0 | 7.3244 | 11.5069 | 22.8782 | 40.0584 | 62.3646 | 86.2017 | 109.4115 | 127.3876 | 135.0081 | 135.5236 | 125.2824 | 109.6364 | 89.8343 | 69.2479 | 51.0852 | 35.6118 | 23.6488 | 14.9944 | 9.096 | 6.1394 | 0 | 0 | 0 | 0 | 0 | 0
F11_Industrial_Agriculture_Existing_Space Heating_Natural Gas_Gas Boiler - Burner Control Optimization_A_Technical Potential | F11 | Industrial | Agriculture | Existing | Space Heating | Natural Gas | Gas Boiler - Burner Control Optimization | A | Purchases (Cumulative) | Technical Potential | 0 | 0 | 0 | 0 | 0 | 7.3244 | 18.8313 | 41.7095 | 81.7679 | 144.1325 | 230.3343 | 339.7458 | 467.1333 | 602.1414 | 737.665 | 862.9475 | 972.5839 | 1062.4182 | 1131.6661 | 1182.7513 | 1218.3631 | 1242.012 | 1257.0064 | 1266.1024 | 1272.2418 | 1272.2418 | 1272.2418 | 1272.2418 | 1272.2418 | 1272.2418 | 1272.2418
F1_Industrial_Agriculture_Existing_Process_Natural Gas_Gas Boiler - Burner Control Optimization_A_Technical Potential | F1 | Industrial | Agriculture | Existing | Process | Natural Gas | Gas Boiler - Burner Control Optimization | A | Integrated Unit Energy Savings (kWh or therms) | Technical Potential | 0 | 0 | 0 | 0 | 0 | 0.61275 | 0.61024 | 0.60771 | 0.6052 | 0.60268 | 0.60006 | 0.59769 | 0.59547 | 0.59311 | 0.59129 | 0.5893 | 0.58768 | 0.58602 | 0.58433 | 0.58299 | 0.58152 | 0.58014 | 0.57877 | 0.57741 | 0.57606 | 0.57595 | 0.57584 | 0.57575 | 0.61528 | 0.61528 | 0.61528
F2_Industrial_Agriculture_Existing_Process_Natural Gas_Gas Boiler - Burner Control Optimization_A_Technical Potential | F2 | Industrial | Agriculture | Existing | Process | Natural Gas | Gas Boiler - Burner Control Optimization | A | Integrated Unit Summer Peak Savings (kW) | Technical Potential | 0 | 0 | 0 | 0 | 0 | 0 | 0 | 0 | 0 | 0 | 0 | 0 | 0 | 0 | 0 | 0 | 0 | 0 | 0 | 0 | 0 | 0 | 0 | 0 | 0 | 0 | 0 | 0 | 0 | 0 | 0
F3_Industrial_Agriculture_Existing_Process_Natural Gas_Gas Boiler - Burner Control Optimization_A_Technical Potential | F3 | Industrial | Agriculture | Existing | Process | Natural Gas | Gas Boiler - Burner Control Optimization | A | Integrated Unit Winter Peak Savings (kW) | Technical Potential | 0 | 0 | 0 | 0 | 0 | 0 | 0 | 0 | 0 | 0 | 0 | 0 | 0 | 0 | 0 | 0 | 0 | 0 | 0 | 0 | 0 | 0 | 0 | 0 | 0 | 0 | 0 | 0 | 0 | 0 | 0
F4_Industrial_Agriculture_Existing_Process_Natural Gas_Gas Boiler - Burner Control Optimization_A_Technical Potential | F4 | Industrial | Agriculture | Existing | Process | Natural Gas | Gas Boiler - Burner Control Optimization | A | Incremental Energy Savings (MWh or mTherms) | Technical Potential | 0 | 0 | 0 | 0 | 0 | 0.037125 | 0.058086 | 0.11501 | 0.20054 | 0.31091 | 0.42787 | 0.54094 | 0.62748 | 0.66238 | 0.66286 | 0.61071 | 0.53297 | 0.43548 | 0.33472 | 0.24636 | 0.1713 | 0.11349 | 0.071787 | 0.043446 | 0.029255 | 0 | 0 | 0 | 0 | 0 | 0
F5_Industrial_Agriculture_Existing_Process_Natural Gas_Gas Boiler - Burner Control Optimization_A_Technical Potential | F5 | Industrial | Agriculture | Existing | Process | Natural Gas | Gas Boiler - Burner Control Optimization | A | Incremental Summer Peak Savings (MW) | Technical Potential | 0 | 0 | 0 | 0 | 0 | 0 | 0 | 0 | 0 | 0 | 0 | 0 | 0 | 0 | 0 | 0 | 0 | 0 | 0 | 0 | 0 | 0 | 0 | 0 | 0 | 0 | 0 | 0 | 0 | 0 | 0
F6_Industrial_Agriculture_Existing_Process_Natural Gas_Gas Boiler - Burner Control Optimization_A_Technical Potential | F6 | Industrial | Agriculture | Existing | Process | Natural Gas | Gas Boiler - Burner Control Optimization | A | Incremental Winter Peak Savings (MW) | Technical Potential | 0 | 0 | 0 | 0 | 0 | 0 | 0 | 0 | 0 | 0 | 0 | 0 | 0 | 0 | 0 | 0 | 0 | 0 | 0 | 0 | 0 | 0 | 0 | 0 | 0 | 0 | 0 | 0 | 0 | 0 | 0
F7_Industrial_Agriculture_Existing_Process_Natural Gas_Gas Boiler - Burner Control Optimization_A_Technical Potential | F7 | Industrial | Agriculture | Existing | Process | Natural Gas | Gas Boiler - Burner Control Optimization | A | Cumulative Energy Savings (MWh or mTherms) | Technical Potential | 0 | 0 | 0 | 0 | 0 | 0.037125 | 0.095058 | 0.20967 | 0.40935 | 0.71855 | 1.1433 | 1.6797 | 2.301 | 2.9542 | 3.608 | 4.2066 | 4.728 | 5.1501 | 5.47 | 5.7038 | 5.8607 | 5.9603 | 6.018 | 6.0473 | 6.0624 | 6.0612 | 6.0601 | 6.0592 | 0 | 0 | 0
F8_Industrial_Agriculture_Existing_Process_Natural Gas_Gas Boiler - Burner Control Optimization_A_Technical Potential | F8 | Industrial | Agriculture | Existing | Process | Natural Gas | Gas Boiler - Burner Control Optimization | A | Cumulative Summer Peak Savings (MW) | Technical Potential | 0 | 0 | 0 | 0 | 0 | 0 | 0 | 0 | 0 | 0 | 0 | 0 | 0 | 0 | 0 | 0 | 0 | 0 | 0 | 0 | 0 | 0 | 0 | 0 | 0 | 0 | 0 | 0 | 0 | 0 | 0
F9_Industrial_Agriculture_Existing_Process_Natural Gas_Gas Boiler - Burner Control Optimization_A_Technical Potential | F9 | Industrial | Agriculture | Existing | Process | Natural Gas | Gas Boiler - Burner Control Optimization | A | Cumulative Winter Peak Savings (MW) | Technical Potential | 0 | 0 | 0 | 0 | 0 | 0 | 0 | 0 | 0 | 0 | 0 | 0 | 0 | 0 | 0 | 0 | 0 | 0 | 0 | 0 | 0 | 0 | 0 | 0 | 0 | 0 | 0 | 0 | 0 | 0 | 0
F10_Industrial_Agriculture_Existing_Process_Natural Gas_Gas Boiler - Burner Control Optimization_A_Technical Potential | F10 | Industrial | Agriculture | Existing | Process | Natural Gas | Gas Boiler - Burner Control Optimization | A | Purchases (Incremental) | Technical Potential | 0 | 0 | 0 | 0 | 0 | 60.587 | 95.1849 | 189.2472 | 331.3616 | 515.8777 | 713.0572 | 905.0473 | 1053.7447 | 1116.7817 | 1121.0456 | 1036.3313 | 906.9076 | 743.106 | 572.8159 | 422.5748 | 294.5792 | 195.6223 | 124.0333 | 75.242 | 50.7845 | 0 | 0 | 0 | 0 | 0 | 0
F11_Industrial_Agriculture_Existing_Process_Natural Gas_Gas Boiler - Burner Control Optimization_A_Technical Potential | F11 | Industrial | Agriculture | Existing | Process | Natural Gas | Gas Boiler - Burner Control Optimization | A | Purchases (Cumulative) | Technical Potential | 0 | 0 | 0 | 0 | 0 | 60.587 | 155.772 | 345.0192 | 676.3808 | 1192.2585 | 1905.3157 | 2810.363 | 3864.1077 | 4980.8894 | 6101.9349 | 7138.2662 | 8045.1738 | 8788.2798 | 9361.0957 | 9783.6706 | 10078.2498 | 10273.8721 | 10397.9054 | 10473.1474 | 10523.9318 | 10523.9318 | 10523.9318 | 10523.9318 | 10523.9318 | 10523.9318 | 10523.9318
F1_Industrial_Agriculture_Existing_Space Heating_Natural Gas_HVAC - Demand Controlled Ventilation_A_Technical Potential | F1 | Industrial | Agriculture | Existing | Space Heating | Natural Gas | HVAC - Demand Controlled Ventilation | A | Integrated Unit Energy Savings (kWh or therms) | Technical Potential | 0 | 0 | 0 | 0 | 0 | 0.045612 | 0.045079 | 0.044388 | 0.043661 | 0.042897 | 0.042103 | 0.041284 | 0.04046 | 0.039606 | 0.038729 | 0.037871 | 0.037047 | 0.036278 | 0.035552 | 0.034903 | 0.034298 | 0.033734 | 0.033222 | 0.032762 | 0.032336 | 0.031974 | 0.031651 | 0.031342 | 0.036718 | 0.036492 | 0.03628
F2_Industrial_Agriculture_Existing_Space Heating_Natural Gas_HVAC - Demand Controlled Ventilation_A_Technical Potential | F2 | Industrial | Agriculture | Existing | Space Heating | Natural Gas | HVAC - Demand Controlled Ventilation | A | Integrated Unit Summer Peak Savings (kW) | Technical Potential | 0 | 0 | 0 | 0 | 0 | 0 | 0 | 0 | 0 | 0 | 0 | 0 | 0 | 0 | 0 | 0 | 0 | 0 | 0 | 0 | 0 | 0 | 0 | 0 | 0 | 0 | 0 | 0 | 0 | 0 | 0
F3_Industrial_Agriculture_Existing_Space Heating_Natural Gas_HVAC - Demand Controlled Ventilation_A_Technical Potential | F3 | Industrial | Agriculture | Existing | Space Heating | Natural Gas | HVAC - Demand Controlled Ventilation | A | Integrated Unit Winter Peak Savings (kW) | Technical Potential | 0 | 0 | 0 | 0 | 0 | 0 | 0 | 0 | 0 | 0 | 0 | 0 | 0 | 0 | 0 | 0 | 0 | 0 | 0 | 0 | 0 | 0 | 0 | 0 | 0 | 0 | 0 | 0 | 0 | 0 | 0
F4_Industrial_Agriculture_Existing_Space Heating_Natural Gas_HVAC - Demand Controlled Ventilation_A_Technical Potential | F4 | Industrial | Agriculture | Existing | Space Heating | Natural Gas | HVAC - Demand Controlled Ventilation | A | Incremental Energy Savings (MWh or mTherms) | Technical Potential | 0 | 0 | 0 | 0 | 0 | 0.2586 | 0.25544 | 0.25004 | 0.24608 | 0.24197 | 0.23448 | 0.22929 | 0.22426 | 0.21603 | 0.21206 | 0.20538 | 0.20094 | 0.19578 | 0.19015 | 0.1869 | 0.1829 | 0.17919 | 0.17583 | 0.17281 | 0.17002 | 0 | 0 | 0 | 0 | 0 | 0
F5_Industrial_Agriculture_Existing_Space Heating_Natural Gas_HVAC - Demand Controlled Ventilation_A_Technical Potential | F5 | Industrial | Agriculture | Existing | Space Heating | Natural Gas | HVAC - Demand Controlled Ventilation | A | Incremental Summer Peak Savings (MW) | Technical Potential | 0 | 0 | 0 | 0 | 0 | 0 | 0 | 0 | 0 | 0 | 0 | 0 | 0 | 0 | 0 | 0 | 0 | 0 | 0 | 0 | 0 | 0 | 0 | 0 | 0 | 0 | 0 | 0 | 0 | 0 | 0
F6_Industrial_Agriculture_Existing_Space Heating_Natural Gas_HVAC - Demand Controlled Ventilation_A_Technical Potential | F6 | Industrial | Agriculture | Existing | Space Heating | Natural Gas | HVAC - Demand Controlled Ventilation | A | Incremental Winter Peak Savings (MW) | Technical Potential | 0 | 0 | 0 | 0 | 0 | 0 | 0 | 0 | 0 | 0 | 0 | 0 | 0 | 0 | 0 | 0 | 0 | 0 | 0 | 0 | 0 | 0 | 0 | 0 | 0 | 0 | 0 | 0 | 0 | 0 | 0
F7_Industrial_Agriculture_Existing_Space Heating_Natural Gas_HVAC - Demand Controlled Ventilation_A_Technical Potential | F7 | Industrial | Agriculture | Existing | Space Heating | Natural Gas | HVAC - Demand Controlled Ventilation | A | Cumulative Energy Savings (MWh or mTherms) | Technical Potential | 0 | 0 | 0 | 0 | 0 | 0.2586 | 0.51102 | 0.75323 | 0.98696 | 1.2117 | 1.4237 | 1.6253 | 1.8171 | 1.9948 | 2.1627 | 2.3202 | 2.4706 | 2.6151 | 2.753 | 2.8896 | 3.0224 | 3.1519 | 3.2799 | 3.4072 | 3.533 | 3.4934 | 3.4582 | 3.4244 | 0 | 0 | 0
F8_Industrial_Agriculture_Existing_Space Heating_Natural Gas_HVAC - Demand Controlled Ventilation_A_Technical Potential | F8 | Industrial | Agriculture | Existing | Space Heating | Natural Gas | HVAC - Demand Controlled Ventilation | A | Cumulative Summer Peak Savings (MW) | Technical Potential | 0 | 0 | 0 | 0 | 0 | 0 | 0 | 0 | 0 | 0 | 0 | 0 | 0 | 0 | 0 | 0 | 0 | 0 | 0 | 0 | 0 | 0 | 0 | 0 | 0 | 0 | 0 | 0 | 0 | 0 | 0
F9_Industrial_Agriculture_Existing_Space Heating_Natural Gas_HVAC - Demand Controlled Ventilation_A_Technical Potential | F9 | Industrial | Agriculture | Existing | Space Heating | Natural Gas | HVAC - Demand Controlled Ventilation | A | Cumulative Winter Peak Savings (MW) | Technical Potential | 0 | 0 | 0 | 0 | 0 | 0 | 0 | 0 | 0 | 0 | 0 | 0 | 0 | 0 | 0 | 0 | 0 | 0 | 0 | 0 | 0 | 0 | 0 | 0 | 0 | 0 | 0 | 0 | 0 | 0 | 0
F10_Industrial_Agriculture_Existing_Space Heating_Natural Gas_HVAC - Demand Controlled Ventilation_A_Technical Potential | F10 | Industrial | Agriculture | Existing | Space Heating | Natural Gas | HVAC - Demand Controlled Ventilation | A | Purchases (Incremental) | Technical Potential | 0 | 0 | 0 | 0 | 0 | 5669.6151 | 5666.5034 | 5633.086 | 5636.1314 | 5640.7918 | 5569.1596 | 5553.9409 | 5542.664 | 5454.6484 | 5475.4745 | 5423.2587 | 5423.9625 | 5396.6634 | 5348.5255 | 5354.8611 | 5332.7175 | 5311.9768 | 5292.6218 | 5274.6358 | 5258.0025 | 0 | 0 | 0 | 0 | 0 | 0
F11_Industrial_Agriculture_Existing_Space Heating_Natural Gas_HVAC - Demand Controlled Ventilation_A_Technical Potential | F11 | Industrial | Agriculture | Existing | Space Heating | Natural Gas | HVAC - Demand Controlled Ventilation | A | Purchases (Cumulative) | Technical Potential | 0 | 0 | 0 | 0 | 0 | 5669.6151 | 11336.1184 | 16969.2044 | 22605.3358 | 28246.1277 | 33815.2873 | 39369.2282 | 44911.8922 | 50366.5406 | 55842.0151 | 61265.2737 | 66689.2362 | 72085.8997 | 77434.4252 | 82789.2863 | 88122.0038 | 93433.9806 | 98726.6025 | 104001.2383 | 109259.2408 | 109259.2408 | 109259.2408 | 109259.2408 | 109259.2408 | 109259.2408 | 109259.2408
F1_Industrial_Agriculture_Existing_Space Heating_Natural Gas_Gas Boiler - Stack Economizer_A_Technical Potential | F1 | Industrial | Agriculture | Existing | Space Heating | Natural Gas | Gas Boiler - Stack Economizer | A | Integrated Unit Energy Savings (kWh or therms) | Technical Potential | 0 | 0 | 0 | 0 | 0 | 1.1459 | 1.136 | 1.1253 | 1.1141 | 1.1025 | 1.0906 | 1.0786 | 1.0665 | 1.0538 | 1.0403 | 1.0273 | 1.0144 | 1.0025 | 0.99095 | 0.98026 | 0.97004 | 0.95954 | 0.94992 | 0.94077 | 0.93172 | 0.92333 | 0.91606 | 0.90914 | 0.9914 | 0.98733 | 0.98361
F2_Industrial_Agriculture_Existing_Space Heating_Natural Gas_Gas Boiler - Stack Economizer_A_Technical Potential | F2 | Industrial | Agriculture | Existing | Space Heating | Natural Gas | Gas Boiler - Stack Economizer | A | Integrated Unit Summer Peak Savings (kW) | Technical Potential | 0 | 0 | 0 | 0 | 0 | 0 | 0 | 0 | 0 | 0 | 0 | 0 | 0 | 0 | 0 | 0 | 0 | 0 | 0 | 0 | 0 | 0 | 0 | 0 | 0 | 0 | 0 | 0 | 0 | 0 | 0
F3_Industrial_Agriculture_Existing_Space Heating_Natural Gas_Gas Boiler - Stack Economizer_A_Technical Potential | F3 | Industrial | Agriculture | Existing | Space Heating | Natural Gas | Gas Boiler - Stack Economizer | A | Integrated Unit Winter Peak Savings (kW) | Technical Potential | 0 | 0 | 0 | 0 | 0 | 0 | 0 | 0 | 0 | 0 | 0 | 0 | 0 | 0 | 0 | 0 | 0 | 0 | 0 | 0 | 0 | 0 | 0 | 0 | 0 | 0 | 0 | 0 | 0 | 0 | 0
F4_Industrial_Agriculture_Existing_Space Heating_Natural Gas_Gas Boiler - Stack Economizer_A_Technical Potential | F4 | Industrial | Agriculture | Existing | Space Heating | Natural Gas | Gas Boiler - Stack Economizer | A | Incremental Energy Savings (MWh or mTherms) | Technical Potential | 0 | 0 | 0 | 0 | 0 | 0.08297 | 0.082208 | 0.08095 | 0.080187 | 0.079418 | 0.06981 | 0.055084 | 0.043483 | 0.033826 | 0.026817 | 0.020982 | 0.016577 | 0.01304 | 0.01022 | 0.0080976 | 0.0063841 | 4.2905e-05 | 1.5115e-05 | 5.0857e-06 | 1.6372e-06 | 1.3751e-06 | 1.3606e-06 | 1.3471e-06 | 1.4658e-06 | 1.4569e-06 | 1.449e-06
F5_Industrial_Agriculture_Existing_Space Heating_Natural Gas_Gas Boiler - Stack Economizer_A_Technical Potential | F5 | Industrial | Agriculture | Existing | Space Heating | Natural Gas | Gas Boiler - Stack Economizer | A | Incremental Summer Peak Savings (MW) | Technical Potential | 0 | 0 | 0 | 0 | 0 | 0 | 0 | 0 | 0 | 0 | 0 | 0 | 0 | 0 | 0 | 0 | 0 | 0 | 0 | 0 | 0 | 0 | 0 | 0 | 0 | 0 | 0 | 0 | 0 | 0 | 0
F6_Industrial_Agriculture_Existing_Space Heating_Natural Gas_Gas Boiler - Stack Economizer_A_Technical Potential | F6 | Industrial | Agriculture | Existing | Space Heating | Natural Gas | Gas Boiler - Stack Economizer | A | Incremental Winter Peak Savings (MW) | Technical Potential | 0 | 0 | 0 | 0 | 0 | 0 | 0 | 0 | 0 | 0 | 0 | 0 | 0 | 0 | 0 | 0 | 0 | 0 | 0 | 0 | 0 | 0 | 0 | 0 | 0 | 0 | 0 | 0 | 0 | 0 | 0
F7_Industrial_Agriculture_Existing_Space Heating_Natural Gas_Gas Boiler - Stack Economizer_A_Technical Potential | F7 | Industrial | Agriculture | Existing | Space Heating | Natural Gas | Gas Boiler - Stack Economizer | A | Cumulative Energy Savings (MWh or mTherms) | Technical Potential | 0 | 0 | 0 | 0 | 0 | 0.08297 | 0.16446 | 0.24385 | 0.32162 | 0.39768 | 0.46322 | 0.51322 | 0.55092 | 0.57818 | 0.59762 | 0.61109 | 0.62 | 0.62577 | 0.6288 | 0.63011 | 0.62993 | 0.62315 | 0.61692 | 0.61098 | 0.60511 | 0.59966 | 0.59494 | 0.59045 | 0 | 0 | 0
F8_Industrial_Agriculture_Existing_Space Heating_Natural Gas_Gas Boiler - Stack Economizer_A_Technical Potential | F8 | Industrial | Agriculture | Existing | Space Heating | Natural Gas | Gas Boiler - Stack Economizer | A | Cumulative Summer Peak Savings (MW) | Technical Potential | 0 | 0 | 0 | 0 | 0 | 0 | 0 | 0 | 0 | 0 | 0 | 0 | 0 | 0 | 0 | 0 | 0 | 0 | 0 | 0 | 0 | 0 | 0 | 0 | 0 | 0 | 0 | 0 | 0 | 0 | 0
F9_Industrial_Agriculture_Existing_Space Heating_Natural Gas_Gas Boiler - Stack Economizer_A_Technical Potential | F9 | Industrial | Agriculture | Existing | Space Heating | Natural Gas | Gas Boiler - Stack Economizer | A | Cumulative Winter Peak Savings (MW) | Technical Potential | 0 | 0 | 0 | 0 | 0 | 0 | 0 | 0 | 0 | 0 | 0 | 0 | 0 | 0 | 0 | 0 | 0 | 0 | 0 | 0 | 0 | 0 | 0 | 0 | 0 | 0 | 0 | 0 | 0 | 0 | 0
F10_Industrial_Agriculture_Existing_Space Heating_Natural Gas_Gas Boiler - Stack Economizer_A_Technical Potential | F10 | Industrial | Agriculture | Existing | Space Heating | Natural Gas | Gas Boiler - Stack Economizer | A | Purchases (Incremental) | Technical Potential | 0 | 0 | 0 | 0 | 0 | 72.4055 | 72.3658 | 71.939 | 71.9779 | 72.0374 | 64.0104 | 51.0684 | 40.7717 | 32.0994 | 25.7776 | 20.4254 | 16.3425 | 13.0082 | 10.3137 | 8.2607 | 6.5813 | 0.044715 | 0.015911 | 0.0054059 | 0.0017572 | 0.0014893 | 0.0014853 | 0.0014817 | 0.0014785 | 0.0014756 | 0.0014731
F11_Industrial_Agriculture_Existing_Space Heating_Natural Gas_Gas Boiler - Stack Economizer_A_Technical Potential | F11 | Industrial | Agriculture | Existing | Space Heating | Natural Gas | Gas Boiler - Stack Economizer | A | Purchases (Cumulative) | Technical Potential | 0 | 0 | 0 | 0 | 0 | 72.4055 | 144.7713 | 216.7104 | 288.6883 | 360.7257 | 424.7361 | 475.8045 | 516.5762 | 548.6756 | 574.4532 | 594.8787 | 611.2211 | 624.2293 | 634.543 | 642.8037 | 649.385 | 649.4297 | 649.4456 | 649.451 | 649.4528 | 649.4543 | 649.4557 | 649.4572 | 649.4587 | 649.4602 | 649.4617
F1_Industrial_Agriculture_Existing_Process_Natural Gas_Gas Boiler - Stack Economizer_A_Technical Potential | F1 | Industrial | Agriculture | Existing | Process | Natural Gas | Gas Boiler - Stack Economizer | A | Integrated Unit Energy Savings (kWh or therms) | Technical Potential | 0 | 0 | 0 | 0 | 0 | 2.0362 | 2.0359 | 2.0356 | 2.0354 | 2.0352 | 2.0351 | 2.0349 | 2.0348 | 2.0347 | 2.0346 | 2.0345 | 2.0345 | 2.0344 | 2.0344 | 2.0343 | 2.0343 | 2.0343 | 2.0343 | 2.0342 | 2.0342 | 2.0342 | 2.0342 | 2.0342 | 2.0368 | 2.0368 | 2.0368
F2_Industrial_Agriculture_Existing_Process_Natural Gas_Gas Boiler - Stack Economizer_A_Technical Potential | F2 | Industrial | Agriculture | Existing | Process | Natural Gas | Gas Boiler - Stack Economizer | A | Integrated Unit Summer Peak Savings (kW) | Technical Potential | 0 | 0 | 0 | 0 | 0 | 0 | 0 | 0 | 0 | 0 | 0 | 0 | 0 | 0 | 0 | 0 | 0 | 0 | 0 | 0 | 0 | 0 | 0 | 0 | 0 | 0 | 0 | 0 | 0 | 0 | 0
F3_Industrial_Agriculture_Existing_Process_Natural Gas_Gas Boiler - Stack Economizer_A_Technical Potential | F3 | Industrial | Agriculture | Existing | Process | Natural Gas | Gas Boiler - Stack Economizer | A | Integrated Unit Winter Peak Savings (kW) | Technical Potential | 0 | 0 | 0 | 0 | 0 | 0 | 0 | 0 | 0 | 0 | 0 | 0 | 0 | 0 | 0 | 0 | 0 | 0 | 0 | 0 | 0 | 0 | 0 | 0 | 0 | 0 | 0 | 0 | 0 | 0 | 0
F4_Industrial_Agriculture_Existing_Process_Natural Gas_Gas Boiler - Stack Economizer_A_Technical Potential | F4 | Industrial | Agriculture | Existing | Process | Natural Gas | Gas Boiler - Stack Economizer | A | Incremental Energy Savings (MWh or mTherms) | Technical Potential | 0 | 0 | 0 | 0 | 0 | 1.2196 | 1.2187 | 1.2113 | 1.2119 | 1.2128 | 1.0775 | 0.85962 | 0.68626 | 0.54026 | 0.43384 | 0.34375 | 0.27503 | 0.21891 | 0.17356 | 0.13901 | 0.11075 | 0.00075244 | 0.00026774 | 9.0966e-05 | 2.9569e-05 | 2.506e-05 | 2.4993e-05 | 2.4933e-05 | 2.491e-05 | 2.4862e-05 | 2.4819e-05
F5_Industrial_Agriculture_Existing_Process_Natural Gas_Gas Boiler - Stack Economizer_A_Technical Potential | F5 | Industrial | Agriculture | Existing | Process | Natural Gas | Gas Boiler - Stack Economizer | A | Incremental Summer Peak Savings (MW) | Technical Potential | 0 | 0 | 0 | 0 | 0 | 0 | 0 | 0 | 0 | 0 | 0 | 0 | 0 | 0 | 0 | 0 | 0 | 0 | 0 | 0 | 0 | 0 | 0 | 0 | 0 | 0 | 0 | 0 | 0 | 0 | 0
F6_Industrial_Agriculture_Existing_Process_Natural Gas_Gas Boiler - Stack Economizer_A_Technical Potential | F6 | Industrial | Agriculture | Existing | Process | Natural Gas | Gas Boiler - Stack Economizer | A | Incremental Winter Peak Savings (MW) | Technical Potential | 0 | 0 | 0 | 0 | 0 | 0 | 0 | 0 | 0 | 0 | 0 | 0 | 0 | 0 | 0 | 0 | 0 | 0 | 0 | 0 | 0 | 0 | 0 | 0 | 0 | 0 | 0 | 0 | 0 | 0 | 0
F7_Industrial_Agriculture_Existing_Process_Natural Gas_Gas Boiler - Stack Economizer_A_Technical Potential | F7 | Industrial | Agriculture | Existing | Process | Natural Gas | Gas Boiler - Stack Economizer | A | Cumulative Energy Savings (MWh or mTherms) | Technical Potential | 0 | 0 | 0 | 0 | 0 | 1.2196 | 2.438 | 3.6491 | 4.8606 | 6.0729 | 7.15 | 8.0091 | 8.6949 | 9.2346 | 9.6681 | 10.0115 | 10.2863 | 10.5049 | 10.6782 | 10.8171 | 10.9277 | 10.9283 | 10.9284 | 10.9284 | 10.9283 | 10.9283 | 10.9283 | 10.9283 | 0 | 0 | 0
F8_Industrial_Agriculture_Existing_Process_Natural Gas_Gas Boiler - Stack Economizer_A_Technical Potential | F8 | Industrial | Agriculture | Existing | Process | Natural Gas | Gas Boiler - Stack Economizer | A | Cumulative Summer Peak Savings (MW) | Technical Potential | 0 | 0 | 0 | 0 | 0 | 0 | 0 | 0 | 0 | 0 | 0 | 0 | 0 | 0 | 0 | 0 | 0 | 0 | 0 | 0 | 0 | 0 | 0 | 0 | 0 | 0 | 0 | 0 | 0 | 0 | 0
F9_Industrial_Agriculture_Existing_Process_Natural Gas_Gas Boiler - Stack Economizer_A_Technical Potential | F9 | Industrial | Agriculture | Existing | Process | Natural Gas | Gas Boiler - Stack Economizer | A | Cumulative Winter Peak Savings (MW) | Technical Potential | 0 | 0 | 0 | 0 | 0 | 0 | 0 | 0 | 0 | 0 | 0 | 0 | 0 | 0 | 0 | 0 | 0 | 0 | 0 | 0 | 0 | 0 | 0 | 0 | 0 | 0 | 0 | 0 | 0 | 0 | 0
F10_Industrial_Agriculture_Existing_Process_Natural Gas_Gas Boiler - Stack Economizer_A_Technical Potential | F10 | Industrial | Agriculture | Existing | Process | Natural Gas | Gas Boiler - Stack Economizer | A | Purchases (Incremental) | Technical Potential | 0 | 0 | 0 | 0 | 0 | 598.9356 | 598.6069 | 595.0767 | 595.3984 | 595.8908 | 529.4912 | 422.4354 | 337.2622 | 265.5252 | 213.2312 | 168.9582 | 135.1841 | 107.603 | 85.3145 | 68.3325 | 54.4399 | 0.36988 | 0.13162 | 0.044717 | 0.014536 | 0.012319 | 0.012287 | 0.012257 | 0.01223 | 0.012206 | 0.012186
F11_Industrial_Agriculture_Existing_Process_Natural Gas_Gas Boiler - Stack Economizer_A_Technical Potential | F11 | Industrial | Agriculture | Existing | Process | Natural Gas | Gas Boiler - Stack Economizer | A | Purchases (Cumulative) | Technical Potential | 0 | 0 | 0 | 0 | 0 | 598.9356 | 1197.5425 | 1792.6193 | 2388.0177 | 2983.9084 | 3513.3996 | 3935.8351 | 4273.0972 | 4538.6225 | 4751.8537 | 4920.8119 | 5055.996 | 5163.599 | 5248.9136 | 5317.246 | 5371.686 | 5372.0558 | 5372.1875 | 5372.2322 | 5372.2467 | 5372.259 | 5372.2713 | 5372.2836 | 5372.2958 | 5372.308 | 5372.3202
F1_Industrial_Agriculture_Existing_Space Heating_Natural Gas_Gas Furnace Tube Inserts_A_Technical Potential | F1 | Industrial | Agriculture | Existing | Space Heating | Natural Gas | Gas Furnace Tube Inserts | A | Integrated Unit Energy Savings (kWh or therms) | Technical Potential | 0 | 0 | 0 | 0 | 0 | 0.086046 | 0.085101 | 0.08388 | 0.082616 | 0.08132 | 0.080015 | 0.078709 | 0.077446 | 0.076192 | 0.074913 | 0.073725 | 0.072591 | 0.071564 | 0.070596 | 0.069684 | 0.068809 | 0.067938 | 0.067097 | 0.0663 | 0.065535 | 0.064816 | 0.064174 | 0.063559 | 0.069231 | 0.068805 | 0.068405
F2_Industrial_Agriculture_Existing_Space Heating_Natural Gas_Gas Furnace Tube Inserts_A_Technical Potential | F2 | Industrial | Agriculture | Existing | Space Heating | Natural Gas | Gas Furnace Tube Inserts | A | Integrated Unit Summer Peak Savings (kW) | Technical Potential | 0 | 0 | 0 | 0 | 0 | 0 | 0 | 0 | 0 | 0 | 0 | 0 | 0 | 0 | 0 | 0 | 0 | 0 | 0 | 0 | 0 | 0 | 0 | 0 | 0 | 0 | 0 | 0 | 0 | 0 | 0
F3_Industrial_Agriculture_Existing_Space Heating_Natural Gas_Gas Furnace Tube Inserts_A_Technical Potential | F3 | Industrial | Agriculture | Existing | Space Heating | Natural Gas | Gas Furnace Tube Inserts | A | Integrated Unit Winter Peak Savings (kW) | Technical Potential | 0 | 0 | 0 | 0 | 0 | 0 | 0 | 0 | 0 | 0 | 0 | 0 | 0 | 0 | 0 | 0 | 0 | 0 | 0 | 0 | 0 | 0 | 0 | 0 | 0 | 0 | 0 | 0 | 0 | 0 | 0
F4_Industrial_Agriculture_Existing_Space Heating_Natural Gas_Gas Furnace Tube Inserts_A_Technical Potential | F4 | Industrial | Agriculture | Existing | Space Heating | Natural Gas | Gas Furnace Tube Inserts | A | Incremental Energy Savings (MWh or mTherms) | Technical Potential | 0 | 0 | 0 | 0 | 0 | 0 | 0 | 0 | 0 | 0 | 0 | 0 | 0 | 0 | 0 | 0 | 0 | 0 | 0 | 0 | 0 | 0 | 0 | 0 | 0 | 0 | 0 | 0 | 0 | 0 | 0
F5_Industrial_Agriculture_Existing_Space Heating_Natural Gas_Gas Furnace Tube Inserts_A_Technical Potential | F5 | Industrial | Agriculture | Existing | Space Heating | Natural Gas | Gas Furnace Tube Inserts | A | Incremental Summer Peak Savings (MW) | Technical Potential | 0 | 0 | 0 | 0 | 0 | 0 | 0 | 0 | 0 | 0 | 0 | 0 | 0 | 0 | 0 | 0 | 0 | 0 | 0 | 0 | 0 | 0 | 0 | 0 | 0 | 0 | 0 | 0 | 0 | 0 | 0
F6_Industrial_Agriculture_Existing_Space Heating_Natural Gas_Gas Furnace Tube Inserts_A_Technical Potential | F6 | Industrial | Agriculture | Existing | Space Heating | Natural Gas | Gas Furnace Tube Inserts | A | Incremental Winter Peak Savings (MW) | Technical Potential | 0 | 0 | 0 | 0 | 0 | 0 | 0 | 0 | 0 | 0 | 0 | 0 | 0 | 0 | 0 | 0 | 0 | 0 | 0 | 0 | 0 | 0 | 0 | 0 | 0 | 0 | 0 | 0 | 0 | 0 | 0
F7_Industrial_Agriculture_Existing_Space Heating_Natural Gas_Gas Furnace Tube Inserts_A_Technical Potential | F7 | Industrial | Agriculture | Existing | Space Heating | Natural Gas | Gas Furnace Tube Inserts | A | Cumulative Energy Savings (MWh or mTherms) | Technical Potential | 0 | 0 | 0 | 0 | 0 | 0 | 0 | 0 | 0 | 0 | 0 | 0 | 0 | 0 | 0 | 0 | 0 | 0 | 0 | 0 | 0 | 0 | 0 | 0 | 0 | 0 | 0 | 0 | 0 | 0 | 0
F8_Industrial_Agriculture_Existing_Space Heating_Natural Gas_Gas Furnace Tube Inserts_A_Technical Potential | F8 | Industrial | Agriculture | Existing | Space Heating | Natural Gas | Gas Furnace Tube Inserts | A | Cumulative Summer Peak Savings (MW) | Technical Potential | 0 | 0 | 0 | 0 | 0 | 0 | 0 | 0 | 0 | 0 | 0 | 0 | 0 | 0 | 0 | 0 | 0 | 0 | 0 | 0 | 0 | 0 | 0 | 0 | 0 | 0 | 0 | 0 | 0 | 0 | 0
F9_Industrial_Agriculture_Existing_Space Heating_Natural Gas_Gas Furnace Tube Inserts_A_Technical Potential | F9 | Industrial | Agriculture | Existing | Space Heating | Natural Gas | Gas Furnace Tube Inserts | A | Cumulative Winter Peak Savings (MW) | Technical Potential | 0 | 0 | 0 | 0 | 0 | 0 | 0 | 0 | 0 | 0 | 0 | 0 | 0 | 0 | 0 | 0 | 0 | 0 | 0 | 0 | 0 | 0 | 0 | 0 | 0 | 0 | 0 | 0 | 0 | 0 | 0
F10_Industrial_Agriculture_Existing_Space Heating_Natural Gas_Gas Furnace Tube Inserts_A_Technical Potential | F10 | Industrial | Agriculture | Existing | Space Heating | Natural Gas | Gas Furnace Tube Inserts | A | Purchases (Incremental) | Technical Potential | 0 | 0 | 0 | 0 | 0 | 0 | 0 | 0 | 0 | 0 | 0 | 0 | 0 | 0 | 0 | 0 | 0 | 0 | 0 | 0 | 0 | 0 | 0 | 0 | 0 | 0 | 0 | 0 | 0 | 0 | 0
F11_Industrial_Agriculture_Existing_Space Heating_Natural Gas_Gas Furnace Tube Inserts_A_Technical Potential | F11 | Industrial | Agriculture | Existing | Space Heating | Natural Gas | Gas Furnace Tube Inserts | A | Purchases (Cumulative) | Technical Potential | 0 | 0 | 0 | 0 | 0 | 0 | 0 | 0 | 0 | 0 | 0 | 0 | 0 | 0 | 0 | 0 | 0 | 0 | 0 | 0 | 0 | 0 | 0 | 0 | 0 | 0 | 0 | 0 | 0 | 0 | 0
F1_Industrial_Agriculture_Existing_Space Heating_Natural Gas_Space Heating - Heat Recovery Ventilator_A_Technical Potential | F1 | Industrial | Agriculture | Existing | Space Heating | Natural Gas | Space Heating - Heat Recovery Ventilator | A | Integrated Unit Energy Savings (kWh or therms) | Technical Potential | 0 | 0 | 0 | 0 | 0 | 0.013155 | 0.013001 | 0.012798 | 0.012562 | 0.012293 | 0.011993 | 0.01168 | 0.011361 | 0.011027 | 0.010713 | 0.010403 | 0.010125 | 0.0098725 | 0.009641 | 0.0094545 | 0.0092826 | 0.0091255 | 0.0089938 | 0.008881 | 0.0087776 | 0.0087031 | 0.0086381 | 0.0085757 | 0 | 0 | 0
F2_Industrial_Agriculture_Existing_Space Heating_Natural Gas_Space Heating - Heat Recovery Ventilator_A_Technical Potential | F2 | Industrial | Agriculture | Existing | Space Heating | Natural Gas | Space Heating - Heat Recovery Ventilator | A | Integrated Unit Summer Peak Savings (kW) | Technical Potential | 0 | 0 | 0 | 0 | 0 | 0 | 0 | 0 | 0 | 0 | 0 | 0 | 0 | 0 | 0 | 0 | 0 | 0 | 0 | 0 | 0 | 0 | 0 | 0 | 0 | 0 | 0 | 0 | 0 | 0 | 0
F3_Industrial_Agriculture_Existing_Space Heating_Natural Gas_Space Heating - Heat Recovery Ventilator_A_Technical Potential | F3 | Industrial | Agriculture | Existing | Space Heating | Natural Gas | Space Heating - Heat Recovery Ventilator | A | Integrated Unit Winter Peak Savings (kW) | Technical Potential | 0 | 0 | 0 | 0 | 0 | 0 | 0 | 0 | 0 | 0 | 0 | 0 | 0 | 0 | 0 | 0 | 0 | 0 | 0 | 0 | 0 | 0 | 0 | 0 | 0 | 0 | 0 | 0 | 0 | 0 | 0
F4_Industrial_Agriculture_Existing_Space Heating_Natural Gas_Space Heating - Heat Recovery Ventilator_A_Technical Potential | F4 | Industrial | Agriculture | Existing | Space Heating | Natural Gas | Space Heating - Heat Recovery Ventilator | A | Incremental Energy Savings (MWh or mTherms) | Technical Potential | 0 | 0 | 0 | 0 | 0 | 0.18257 | 0.18032 | 0.17646 | 0.1733 | 0.16973 | 0.16348 | 0.15878 | 0.15413 | 0.14722 | 0.14358 | 0.13809 | 0.13442 | 0.13041 | 0.12622 | 0.12392 | 0.12117 | 0.11865 | 0.11651 | 0.11466 | 0.11297 | 0 | 0 | 0 | 0 | 0 | 0
F5_Industrial_Agriculture_Existing_Space Heating_Natural Gas_Space Heating - Heat Recovery Ventilator_A_Technical Potential | F5 | Industrial | Agriculture | Existing | Space Heating | Natural Gas | Space Heating - Heat Recovery Ventilator | A | Incremental Summer Peak Savings (MW) | Technical Potential | 0 | 0 | 0 | 0 | 0 | 0 | 0 | 0 | 0 | 0 | 0 | 0 | 0 | 0 | 0 | 0 | 0 | 0 | 0 | 0 | 0 | 0 | 0 | 0 | 0 | 0 | 0 | 0 | 0 | 0 | 0
F6_Industrial_Agriculture_Existing_Space Heating_Natural Gas_Space Heating - Heat Recovery Ventilator_A_Technical Potential | F6 | Industrial | Agriculture | Existing | Space Heating | Natural Gas | Space Heating - Heat Recovery Ventilator | A | Incremental Winter Peak Savings (MW) | Technical Potential | 0 | 0 | 0 | 0 | 0 | 0 | 0 | 0 | 0 | 0 | 0 | 0 | 0 | 0 | 0 | 0 | 0 | 0 | 0 | 0 | 0 | 0 | 0 | 0 | 0 | 0 | 0 | 0 | 0 | 0 | 0
F7_Industrial_Agriculture_Existing_Space Heating_Natural Gas_Space Heating - Heat Recovery Ventilator_A_Technical Potential | F7 | Industrial | Agriculture | Existing | Space Heating | Natural Gas | Space Heating - Heat Recovery Ventilator | A | Cumulative Energy Savings (MWh or mTherms) | Technical Potential | 0 | 0 | 0 | 0 | 0 | 0.18257 | 0.36074 | 0.53158 | 0.69507 | 0.84993 | 0.99265 | 1.1255 | 1.2489 | 1.3594 | 1.4643 | 1.56 | 1.6527 | 1.742 | 1.8273 | 1.9159 | 2.0022 | 2.087 | 2.1734 | 2.2608 | 2.3474 | 2.3275 | 2.3101 | 2.2935 | 0 | 0 | 0
F8_Industrial_Agriculture_Existing_Space Heating_Natural Gas_Space Heating - Heat Recovery Ventilator_A_Technical Potential | F8 | Industrial | Agriculture | Existing | Space Heating | Natural Gas | Space Heating - Heat Recovery Ventilator | A | Cumulative Summer Peak Savings (MW) | Technical Potential | 0 | 0 | 0 | 0 | 0 | 0 | 0 | 0 | 0 | 0 | 0 | 0 | 0 | 0 | 0 | 0 | 0 | 0 | 0 | 0 | 0 | 0 | 0 | 0 | 0 | 0 | 0 | 0 | 0 | 0 | 0
F9_Industrial_Agriculture_Existing_Space Heating_Natural Gas_Space Heating - Heat Recovery Ventilator_A_Technical Potential | F9 | Industrial | Agriculture | Existing | Space Heating | Natural Gas | Space Heating - Heat Recovery Ventilator | A | Cumulative Winter Peak Savings (MW) | Technical Potential | 0 | 0 | 0 | 0 | 0 | 0 | 0 | 0 | 0 | 0 | 0 | 0 | 0 | 0 | 0 | 0 | 0 | 0 | 0 | 0 | 0 | 0 | 0 | 0 | 0 | 0 | 0 | 0 | 0 | 0 | 0
F10_Industrial_Agriculture_Existing_Space Heating_Natural Gas_Space Heating - Heat Recovery Ventilator_A_Technical Potential | F10 | Industrial | Agriculture | Existing | Space Heating | Natural Gas | Space Heating - Heat Recovery Ventilator | A | Purchases (Incremental) | Technical Potential | 0 | 0 | 0 | 0 | 0 | 13877.6673 | 13870.0508 | 13788.2541 | 13795.7086 | 13807.116 | 13631.7798 | 13594.5286 | 13566.9259 | 13351.4878 | 13402.4642 | 13274.6543 | 13276.377 | 13209.5564 | 13091.7279 | 13107.2358 | 13053.0342 | 13002.2667 | 12954.891 | 12910.8662 | 12870.1524 | 0 | 0 | 0 | 0 | 0 | 0
F11_Industrial_Agriculture_Existing_Space Heating_Natural Gas_Space Heating - Heat Recovery Ventilator_A_Technical Potential | F11 | Industrial | Agriculture | Existing | Space Heating | Natural Gas | Space Heating - Heat Recovery Ventilator | A | Purchases (Cumulative) | Technical Potential | 0 | 0 | 0 | 0 | 0 | 13877.6673 | 27747.7181 | 41535.9722 | 55331.6807 | 69138.7967 | 82770.5765 | 96365.1052 | 109932.0311 | 123283.5189 | 136685.9831 | 149960.6373 | 163237.0143 | 176446.5707 | 189538.2987 | 202645.5345 | 215698.5687 | 228700.8354 | 241655.7264 | 254566.5925 | 267436.7449 | 267436.7449 | 267436.7449 | 267436.7449 | 267436.7449 | 267436.7449 | 267436.7449
F1_Industrial_Agriculture_Existing_Space Heating_Natural Gas_Thermostat - Programmable_A_Technical Potential | F1 | Industrial | Agriculture | Existing | Space Heating | Natural Gas | Thermostat - Programmable | A | Integrated Unit Energy Savings (kWh or therms) | Technical Potential | 0 | 0 | 0 | 0 | 0 | 0.0065291 | 0.0064462 | 0.0063394 | 0.0062165 | 0.0060776 | 0.005923 | 0.0057627 | 0.0055999 | 0.0054292 | 0.0052698 | 0.0051117 | 0.0049702 | 0.0048415 | 0.0047228 | 0.0046271 | 0.0045382 | 0.0044568 | 0.0043879 | 0.0043284 | 0.0042735 | 0.004237 | 0.0042052 | 0.0041746 | 0 | 0 | 0
F2_Industrial_Agriculture_Existing_Space Heating_Natural Gas_Thermostat - Programmable_A_Technical Potential | F2 | Industrial | Agriculture | Existing | Space Heating | Natural Gas | Thermostat - Programmable | A | Integrated Unit Summer Peak Savings (kW) | Technical Potential | 0 | 0 | 0 | 0 | 0 | 0 | 0 | 0 | 0 | 0 | 0 | 0 | 0 | 0 | 0 | 0 | 0 | 0 | 0 | 0 | 0 | 0 | 0 | 0 | 0 | 0 | 0 | 0 | 0 | 0 | 0
F3_Industrial_Agriculture_Existing_Space Heating_Natural Gas_Thermostat - Programmable_A_Technical Potential | F3 | Industrial | Agriculture | Existing | Space Heating | Natural Gas | Thermostat - Programmable | A | Integrated Unit Winter Peak Savings (kW) | Technical Potential | 0 | 0 | 0 | 0 | 0 | 0 | 0 | 0 | 0 | 0 | 0 | 0 | 0 | 0 | 0 | 0 | 0 | 0 | 0 | 0 | 0 | 0 | 0 | 0 | 0 | 0 | 0 | 0 | 0 | 0 | 0
F4_Industrial_Agriculture_Existing_Space Heating_Natural Gas_Thermostat - Programmable_A_Technical Potential | F4 | Industrial | Agriculture | Existing | Space Heating | Natural Gas | Thermostat - Programmable | A | Incremental Energy Savings (MWh or mTherms) | Technical Potential | 0 | 0 | 0 | 0 | 0 | 0.27183 | 0.26823 | 0.26223 | 0.25728 | 0.25174 | 0.24222 | 0.23502 | 0.22792 | 0.21747 | 0.21188 | 0.20357 | 0.19796 | 0.19186 | 0.18549 | 0.18194 | 0.17771 | 0.17385 | 0.17054 | 0.16765 | 0.165 | 0 | 0 | 0 | 0 | 0 | 0
F5_Industrial_Agriculture_Existing_Space Heating_Natural Gas_Thermostat - Programmable_A_Technical Potential | F5 | Industrial | Agriculture | Existing | Space Heating | Natural Gas | Thermostat - Programmable | A | Incremental Summer Peak Savings (MW) | Technical Potential | 0 | 0 | 0 | 0 | 0 | 0 | 0 | 0 | 0 | 0 | 0 | 0 | 0 | 0 | 0 | 0 | 0 | 0 | 0 | 0 | 0 | 0 | 0 | 0 | 0 | 0 | 0 | 0 | 0 | 0 | 0
F6_Industrial_Agriculture_Existing_Space Heating_Natural Gas_Thermostat - Programmable_A_Technical Potential | F6 | Industrial | Agriculture | Existing | Space Heating | Natural Gas | Thermostat - Programmable | A | Incremental Winter Peak Savings (MW) | Technical Potential | 0 | 0 | 0 | 0 | 0 | 0 | 0 | 0 | 0 | 0 | 0 | 0 | 0 | 0 | 0 | 0 | 0 | 0 | 0 | 0 | 0 | 0 | 0 | 0 | 0 | 0 | 0 | 0 | 0 | 0 | 0
F7_Industrial_Agriculture_Existing_Space Heating_Natural Gas_Thermostat - Programmable_A_Technical Potential | F7 | Industrial | Agriculture | Existing | Space Heating | Natural Gas | Thermostat - Programmable | A | Cumulative Energy Savings (MWh or mTherms) | Technical Potential | 0 | 0 | 0 | 0 | 0 | 0.27183 | 0.5366 | 0.78994 | 1.0319 | 1.2606 | 1.4708 | 1.666 | 1.8468 | 2.008 | 2.1609 | 2.2997 | 2.434 | 2.5628 | 2.6855 | 2.813 | 2.9367 | 3.0578 | 3.1811 | 3.3056 | 3.4287 | 3.3994 | 3.3738 | 3.3493 | 0 | 0 | 0
F8_Industrial_Agriculture_Existing_Space Heating_Natural Gas_Thermostat - Programmable_A_Technical Potential | F8 | Industrial | Agriculture | Existing | Space Heating | Natural Gas | Thermostat - Programmable | A | Cumulative Summer Peak Savings (MW) | Technical Potential | 0 | 0 | 0 | 0 | 0 | 0 | 0 | 0 | 0 | 0 | 0 | 0 | 0 | 0 | 0 | 0 | 0 | 0 | 0 | 0 | 0 | 0 | 0 | 0 | 0 | 0 | 0 | 0 | 0 | 0 | 0
F9_Industrial_Agriculture_Existing_Space Heating_Natural Gas_Thermostat - Programmable_A_Technical Potential | F9 | Industrial | Agriculture | Existing | Space Heating | Natural Gas | Thermostat - Programmable | A | Cumulative Winter Peak Savings (MW) | Technical Potential | 0 | 0 | 0 | 0 | 0 | 0 | 0 | 0 | 0 | 0 | 0 | 0 | 0 | 0 | 0 | 0 | 0 | 0 | 0 | 0 | 0 | 0 | 0 | 0 | 0 | 0 | 0 | 0 | 0 | 0 | 0
F10_Industrial_Agriculture_Existing_Space Heating_Natural Gas_Thermostat - Programmable_A_Technical Potential | F10 | Industrial | Agriculture | Existing | Space Heating | Natural Gas | Thermostat - Programmable | A | Purchases (Incremental) | Technical Potential | 0 | 0 | 0 | 0 | 0 | 41633.002 | 41610.1523 | 41364.7622 | 41387.1257 | 41421.3479 | 40895.3394 | 40783.5859 | 40700.7777 | 40054.4634 | 40207.3927 | 39823.9628 | 39829.1309 | 39628.6692 | 39275.1838 | 39321.7074 | 39159.1027 | 39006.8 | 38864.6729 | 38732.5985 | 38610.4571 | 0 | 0 | 0 | 0 | 0 | 0
F11_Industrial_Agriculture_Existing_Space Heating_Natural Gas_Thermostat - Programmable_A_Technical Potential | F11 | Industrial | Agriculture | Existing | Space Heating | Natural Gas | Thermostat - Programmable | A | Purchases (Cumulative) | Technical Potential | 0 | 0 | 0 | 0 | 0 | 41633.002 | 83243.1543 | 124607.9165 | 165995.0422 | 207416.3902 | 248311.7296 | 289095.3155 | 329796.0932 | 369850.5566 | 410057.9493 | 449881.912 | 489711.043 | 529339.7122 | 568614.896 | 607936.6034 | 647095.7062 | 686102.5062 | 724967.1791 | 763699.7776 | 802310.2347 | 802310.2347 | 802310.2347 | 802310.2347 | 802310.2347 | 802310.2347 | 802310.2347
F1_Industrial_Agriculture_Existing_Space Heating_Natural Gas_ENERGY STAR Connected Thermostat_A_Technical Potential | F1 | Industrial | Agriculture | Existing | Space Heating | Natural Gas | ENERGY STAR Connected Thermostat | A | Integrated Unit Energy Savings (kWh or therms) | Technical Potential | 0 | 0 | 0 | 0 | 0 | 0.015365 | 0.015165 | 0.014909 | 0.014615 | 0.014284 | 0.013916 | 0.013535 | 0.013148 | 0.012743 | 0.012365 | 0.01199 | 0.011654 | 0.011349 | 0.011066 | 0.010839 | 0.010627 | 0.010433 | 0.010268 | 0.010125 | 0.0099934 | 0.0099078 | 0.0098331 | 0.0097615 | 0 | 0 | 0
F2_Industrial_Agriculture_Existing_Space Heating_Natural Gas_ENERGY STAR Connected Thermostat_A_Technical Potential | F2 | Industrial | Agriculture | Existing | Space Heating | Natural Gas | ENERGY STAR Connected Thermostat | A | Integrated Unit Summer Peak Savings (kW) | Technical Potential | 0 | 0 | 0 | 0 | 0 | 0 | 0 | 0 | 0 | 0 | 0 | 0 | 0 | 0 | 0 | 0 | 0 | 0 | 0 | 0 | 0 | 0 | 0 | 0 | 0 | 0 | 0 | 0 | 0 | 0 | 0
F3_Industrial_Agriculture_Existing_Space Heating_Natural Gas_ENERGY STAR Connected Thermostat_A_Technical Potential | F3 | Industrial | Agriculture | Existing | Space Heating | Natural Gas | ENERGY STAR Connected Thermostat | A | Integrated Unit Winter Peak Savings (kW) | Technical Potential | 0 | 0 | 0 | 0 | 0 | 0 | 0 | 0 | 0 | 0 | 0 | 0 | 0 | 0 | 0 | 0 | 0 | 0 | 0 | 0 | 0 | 0 | 0 | 0 | 0 | 0 | 0 | 0 | 0 | 0 | 0
F4_Industrial_Agriculture_Existing_Space Heating_Natural Gas_ENERGY STAR Connected Thermostat_A_Technical Potential | F4 | Industrial | Agriculture | Existing | Space Heating | Natural Gas | ENERGY STAR Connected Thermostat | A | Incremental Energy Savings (MWh or mTherms) | Technical Potential | 0 | 0 | 0 | 0 | 0 | 0.63968 | 0.63101 | 0.6167 | 0.60487 | 0.59166 | 0.5691 | 0.552 | 0.53514 | 0.51041 | 0.49716 | 0.47748 | 0.46418 | 0.44973 | 0.43463 | 0.42619 | 0.41614 | 0.40694 | 0.39906 | 0.39217 | 0.38585 | 0 | 0 | 0 | 0 | 0 | 0
F5_Industrial_Agriculture_Existing_Space Heating_Natural Gas_ENERGY STAR Connected Thermostat_A_Technical Potential | F5 | Industrial | Agriculture | Existing | Space Heating | Natural Gas | ENERGY STAR Connected Thermostat | A | Incremental Summer Peak Savings (MW) | Technical Potential | 0 | 0 | 0 | 0 | 0 | 0 | 0 | 0 | 0 | 0 | 0 | 0 | 0 | 0 | 0 | 0 | 0 | 0 | 0 | 0 | 0 | 0 | 0 | 0 | 0 | 0 | 0 | 0 | 0 | 0 | 0
F6_Industrial_Agriculture_Existing_Space Heating_Natural Gas_ENERGY STAR Connected Thermostat_A_Technical Potential | F6 | Industrial | Agriculture | Existing | Space Heating | Natural Gas | ENERGY STAR Connected Thermostat | A | Incremental Winter Peak Savings (MW) | Technical Potential | 0 | 0 | 0 | 0 | 0 | 0 | 0 | 0 | 0 | 0 | 0 | 0 | 0 | 0 | 0 | 0 | 0 | 0 | 0 | 0 | 0 | 0 | 0 | 0 | 0 | 0 | 0 | 0 | 0 | 0 | 0
F7_Industrial_Agriculture_Existing_Space Heating_Natural Gas_ENERGY STAR Connected Thermostat_A_Technical Potential | F7 | Industrial | Agriculture | Existing | Space Heating | Natural Gas | ENERGY STAR Connected Thermostat | A | Cumulative Energy Savings (MWh or mTherms) | Technical Potential | 0 | 0 | 0 | 0 | 0 | 0.63968 | 1.2624 | 1.8577 | 2.426 | 2.9627 | 3.4555 | 3.9129 | 4.3362 | 4.713 | 5.0703 | 5.3939 | 5.7072 | 6.0072 | 6.2925 | 6.5892 | 6.8766 | 7.1578 | 7.4439 | 7.7325 | 8.0178 | 7.9491 | 7.8892 | 7.8318 | 0 | 0 | 0
F8_Industrial_Agriculture_Existing_Space Heating_Natural Gas_ENERGY STAR Connected Thermostat_A_Technical Potential | F8 | Industrial | Agriculture | Existing | Space Heating | Natural Gas | ENERGY STAR Connected Thermostat | A | Cumulative Summer Peak Savings (MW) | Technical Potential | 0 | 0 | 0 | 0 | 0 | 0 | 0 | 0 | 0 | 0 | 0 | 0 | 0 | 0 | 0 | 0 | 0 | 0 | 0 | 0 | 0 | 0 | 0 | 0 | 0 | 0 | 0 | 0 | 0 | 0 | 0
F9_Industrial_Agriculture_Existing_Space Heating_Natural Gas_ENERGY STAR Connected Thermostat_A_Technical Potential | F9 | Industrial | Agriculture | Existing | Space Heating | Natural Gas | ENERGY STAR Connected Thermostat | A | Cumulative Winter Peak Savings (MW) | Technical Potential | 0 | 0 | 0 | 0 | 0 | 0 | 0 | 0 | 0 | 0 | 0 | 0 | 0 | 0 | 0 | 0 | 0 | 0 | 0 | 0 | 0 | 0 | 0 | 0 | 0 | 0 | 0 | 0 | 0 | 0 | 0
F10_Industrial_Agriculture_Existing_Space Heating_Natural Gas_ENERGY STAR Connected Thermostat_A_Technical Potential | F10 | Industrial | Agriculture | Existing | Space Heating | Natural Gas | ENERGY STAR Connected Thermostat | A | Purchases (Incremental) | Technical Potential | 0 | 0 | 0 | 0 | 0 | 41633.002 | 41610.1523 | 41364.7622 | 41387.1257 | 41421.3479 | 40895.3394 | 40783.5859 | 40700.7777 | 40054.4634 | 40207.3927 | 39823.9628 | 39829.1309 | 39628.6692 | 39275.1838 | 39321.7074 | 39159.1027 | 39006.8 | 38864.6729 | 38732.5985 | 38610.4571 | 0 | 0 | 0 | 0 | 0 | 0
F11_Industrial_Agriculture_Existing_Space Heating_Natural Gas_ENERGY STAR Connected Thermostat_A_Technical Potential | F11 | Industrial | Agriculture | Existing | Space Heating | Natural Gas | ENERGY STAR Connected Thermostat | A | Purchases (Cumulative) | Technical Potential | 0 | 0 | 0 | 0 | 0 | 41633.002 | 83243.1543 | 124607.9165 | 165995.0422 | 207416.3902 | 248311.7296 | 289095.3155 | 329796.0932 | 369850.5566 | 410057.9493 | 449881.912 | 489711.043 | 529339.7122 | 568614.896 | 607936.6034 | 647095.7062 | 686102.5062 | 724967.1791 | 763699.7776 | 802310.2347 | 802310.2347 | 802310.2347 | 802310.2347 | 802310.2347 | 802310.2347 | 802310.2347
F1_Industrial_Agriculture_Existing_Space Heating_Natural Gas_Destratification Fans (HVLS)_A_Technical Potential | F1 | Industrial | Agriculture | Existing | Space Heating | Natural Gas | Destratification Fans (HVLS) | A | Integrated Unit Energy Savings (kWh or therms) | Technical Potential | 0 | 0 | 0 | 0 | 0 | 0.015381 | 0.015197 | 0.014957 | 0.014678 | 0.014361 | 0.014007 | 0.013638 | 0.013263 | 0.01287 | 0.012501 | 0.012136 | 0.011809 | 0.011512 | 0.01124 | 0.01102 | 0.010817 | 0.010632 | 0.010476 | 0.010342 | 0.010219 | 0.010132 | 0.010057 | 0.0099839 | 0 | 0 | 0
F2_Industrial_Agriculture_Existing_Space Heating_Natural Gas_Destratification Fans (HVLS)_A_Technical Potential | F2 | Industrial | Agriculture | Existing | Space Heating | Natural Gas | Destratification Fans (HVLS) | A | Integrated Unit Summer Peak Savings (kW) | Technical Potential | 0 | 0 | 0 | 0 | 0 | 0 | 0 | 0 | 0 | 0 | 0 | 0 | 0 | 0 | 0 | 0 | 0 | 0 | 0 | 0 | 0 | 0 | 0 | 0 | 0 | 0 | 0 | 0 | 0 | 0 | 0
F3_Industrial_Agriculture_Existing_Space Heating_Natural Gas_Destratification Fans (HVLS)_A_Technical Potential | F3 | Industrial | Agriculture | Existing | Space Heating | Natural Gas | Destratification Fans (HVLS) | A | Integrated Unit Winter Peak Savings (kW) | Technical Potential | 0 | 0 | 0 | 0 | 0 | 0 | 0 | 0 | 0 | 0 | 0 | 0 | 0 | 0 | 0 | 0 | 0 | 0 | 0 | 0 | 0 | 0 | 0 | 0 | 0 | 0 | 0 | 0 | 0 | 0 | 0
F4_Industrial_Agriculture_Existing_Space Heating_Natural Gas_Destratification Fans (HVLS)_A_Technical Potential | F4 | Industrial | Agriculture | Existing | Space Heating | Natural Gas | Destratification Fans (HVLS) | A | Incremental Energy Savings (MWh or mTherms) | Technical Potential | 0 | 0 | 0 | 0 | 0 | 0.64037 | 0.63236 | 0.61869 | 0.60747 | 0.59484 | 0.57281 | 0.55621 | 0.53981 | 0.51549 | 0.50262 | 0.4833 | 0.47034 | 0.45622 | 0.44144 | 0.43333 | 0.42359 | 0.41471 | 0.40714 | 0.40057 | 0.39457 | 0 | 0 | 0 | 0 | 0 | 0
F5_Industrial_Agriculture_Existing_Space Heating_Natural Gas_Destratification Fans (HVLS)_A_Technical Potential | F5 | Industrial | Agriculture | Existing | Space Heating | Natural Gas | Destratification Fans (HVLS) | A | Incremental Summer Peak Savings (MW) | Technical Potential | 0 | 0 | 0 | 0 | 0 | 0 | 0 | 0 | 0 | 0 | 0 | 0 | 0 | 0 | 0 | 0 | 0 | 0 | 0 | 0 | 0 | 0 | 0 | 0 | 0 | 0 | 0 | 0 | 0 | 0 | 0
F6_Industrial_Agriculture_Existing_Space Heating_Natural Gas_Destratification Fans (HVLS)_A_Technical Potential | F6 | Industrial | Agriculture | Existing | Space Heating | Natural Gas | Destratification Fans (HVLS) | A | Incremental Winter Peak Savings (MW) | Technical Potential | 0 | 0 | 0 | 0 | 0 | 0 | 0 | 0 | 0 | 0 | 0 | 0 | 0 | 0 | 0 | 0 | 0 | 0 | 0 | 0 | 0 | 0 | 0 | 0 | 0 | 0 | 0 | 0 | 0 | 0 | 0
F7_Industrial_Agriculture_Existing_Space Heating_Natural Gas_Destratification Fans (HVLS)_A_Technical Potential | F7 | Industrial | Agriculture | Existing | Space Heating | Natural Gas | Destratification Fans (HVLS) | A | Cumulative Energy Savings (MWh or mTherms) | Technical Potential | 0 | 0 | 0 | 0 | 0 | 0.64037 | 1.2651 | 1.8637 | 2.4364 | 2.9787 | 3.478 | 3.9427 | 4.374 | 4.7599 | 5.126 | 5.4597 | 5.783 | 6.094 | 6.391 | 6.6995 | 6.9997 | 7.2944 | 7.5946 | 7.8982 | 8.199 | 8.1293 | 8.0685 | 8.0102 | 0 | 0 | 0
F8_Industrial_Agriculture_Existing_Space Heating_Natural Gas_Destratification Fans (HVLS)_A_Technical Potential | F8 | Industrial | Agriculture | Existing | Space Heating | Natural Gas | Destratification Fans (HVLS) | A | Cumulative Summer Peak Savings (MW) | Technical Potential | 0 | 0 | 0 | 0 | 0 | 0 | 0 | 0 | 0 | 0 | 0 | 0 | 0 | 0 | 0 | 0 | 0 | 0 | 0 | 0 | 0 | 0 | 0 | 0 | 0 | 0 | 0 | 0 | 0 | 0 | 0
F9_Industrial_Agriculture_Existing_Space Heating_Natural Gas_Destratification Fans (HVLS)_A_Technical Potential | F9 | Industrial | Agriculture | Existing | Space Heating | Natural Gas | Destratification Fans (HVLS) | A | Cumulative Winter Peak Savings (MW) | Technical Potential | 0 | 0 | 0 | 0 | 0 | 0 | 0 | 0 | 0 | 0 | 0 | 0 | 0 | 0 | 0 | 0 | 0 | 0 | 0 | 0 | 0 | 0 | 0 | 0 | 0 | 0 | 0 | 0 | 0 | 0 | 0
F10_Industrial_Agriculture_Existing_Space Heating_Natural Gas_Destratification Fans (HVLS)_A_Technical Potential | F10 | Industrial | Agriculture | Existing | Space Heating | Natural Gas | Destratification Fans (HVLS) | A | Purchases (Incremental) | Technical Potential | 0 | 0 | 0 | 0 | 0 | 41633.002 | 41610.1523 | 41364.7622 | 41387.1257 | 41421.3479 | 40895.3394 | 40783.5859 | 40700.7777 | 40054.4634 | 40207.3927 | 39823.9628 | 39829.1309 | 39628.6692 | 39275.1838 | 39321.7074 | 39159.1027 | 39006.8 | 38864.6729 | 38732.5985 | 38610.4571 | 0 | 0 | 0 | 0 | 0 | 0
F11_Industrial_Agriculture_Existing_Space Heating_Natural Gas_Destratification Fans (HVLS)_A_Technical Potential | F11 | Industrial | Agriculture | Existing | Space Heating | Natural Gas | Destratification Fans (HVLS) | A | Purchases (Cumulative) | Technical Potential | 0 | 0 | 0 | 0 | 0 | 41633.002 | 83243.1543 | 124607.9165 | 165995.0422 | 207416.3902 | 248311.7296 | 289095.3155 | 329796.0932 | 369850.5566 | 410057.9493 | 449881.912 | 489711.043 | 529339.7122 | 568614.896 | 607936.6034 | 647095.7062 | 686102.5062 | 724967.1791 | 763699.7776 | 802310.2347 | 802310.2347 | 802310.2347 | 802310.2347 | 802310.2347 | 802310.2347 | 802310.2347
F1_Industrial_Agriculture_Existing_Space Heating_Natural Gas_Gas Boiler - Insulate Steam Lines/Condensate Tank_A_Technical Potential | F1 | Industrial | Agriculture | Existing | Space Heating | Natural Gas | Gas Boiler - Insulate Steam Lines/Condensate Tank | A | Integrated Unit Energy Savings (kWh or therms) | Technical Potential | 0 | 0 | 0 | 0 | 0 | 12.455 | 12.3337 | 12.2001 | 12.0578 | 11.906 | 11.7439 | 11.5738 | 11.394 | 11.1975 | 10.991 | 10.7798 | 10.5724 | 10.3751 | 10.185 | 10.0177 | 9.8624 | 9.7152 | 9.5878 | 9.4737 | 9.366 | 9.2797 | 9.2048 | 9.1337 | 10.7858 | 10.7415 | 10.701
F2_Industrial_Agriculture_Existing_Space Heating_Natural Gas_Gas Boiler - Insulate Steam Lines/Condensate Tank_A_Technical Potential | F2 | Industrial | Agriculture | Existing | Space Heating | Natural Gas | Gas Boiler - Insulate Steam Lines/Condensate Tank | A | Integrated Unit Summer Peak Savings (kW) | Technical Potential | 0 | 0 | 0 | 0 | 0 | 0 | 0 | 0 | 0 | 0 | 0 | 0 | 0 | 0 | 0 | 0 | 0 | 0 | 0 | 0 | 0 | 0 | 0 | 0 | 0 | 0 | 0 | 0 | 0 | 0 | 0
F3_Industrial_Agriculture_Existing_Space Heating_Natural Gas_Gas Boiler - Insulate Steam Lines/Condensate Tank_A_Technical Potential | F3 | Industrial | Agriculture | Existing | Space Heating | Natural Gas | Gas Boiler - Insulate Steam Lines/Condensate Tank | A | Integrated Unit Winter Peak Savings (kW) | Technical Potential | 0 | 0 | 0 | 0 | 0 | 0 | 0 | 0 | 0 | 0 | 0 | 0 | 0 | 0 | 0 | 0 | 0 | 0 | 0 | 0 | 0 | 0 | 0 | 0 | 0 | 0 | 0 | 0 | 0 | 0 | 0
F4_Industrial_Agriculture_Existing_Space Heating_Natural Gas_Gas Boiler - Insulate Steam Lines/Condensate Tank_A_Technical Potential | F4 | Industrial | Agriculture | Existing | Space Heating | Natural Gas | Gas Boiler - Insulate Steam Lines/Condensate Tank | A | Incremental Energy Savings (MWh or mTherms) | Technical Potential | 0 | 0 | 0 | 0 | 0 | 0.051532 | 0.051002 | 0.050152 | 0.049594 | 0.04901 | 0.047729 | 0.046909 | 0.046087 | 0.044573 | 0.043918 | 0.042663 | 0.041848 | 0.04086 | 0.039754 | 0.039147 | 0.038381 | 0.037661 | 0.037032 | 0.036467 | 0.035938 | 0 | 0 | 0 | 0 | 0 | 0
F5_Industrial_Agriculture_Existing_Space Heating_Natural Gas_Gas Boiler - Insulate Steam Lines/Condensate Tank_A_Technical Potential | F5 | Industrial | Agriculture | Existing | Space Heating | Natural Gas | Gas Boiler - Insulate Steam Lines/Condensate Tank | A | Incremental Summer Peak Savings (MW) | Technical Potential | 0 | 0 | 0 | 0 | 0 | 0 | 0 | 0 | 0 | 0 | 0 | 0 | 0 | 0 | 0 | 0 | 0 | 0 | 0 | 0 | 0 | 0 | 0 | 0 | 0 | 0 | 0 | 0 | 0 | 0 | 0
F6_Industrial_Agriculture_Existing_Space Heating_Natural Gas_Gas Boiler - Insulate Steam Lines/Condensate Tank_A_Technical Potential | F6 | Industrial | Agriculture | Existing | Space Heating | Natural Gas | Gas Boiler - Insulate Steam Lines/Condensate Tank | A | Incremental Winter Peak Savings (MW) | Technical Potential | 0 | 0 | 0 | 0 | 0 | 0 | 0 | 0 | 0 | 0 | 0 | 0 | 0 | 0 | 0 | 0 | 0 | 0 | 0 | 0 | 0 | 0 | 0 | 0 | 0 | 0 | 0 | 0 | 0 | 0 | 0
F7_Industrial_Agriculture_Existing_Space Heating_Natural Gas_Gas Boiler - Insulate Steam Lines/Condensate Tank_A_Technical Potential | F7 | Industrial | Agriculture | Existing | Space Heating | Natural Gas | Gas Boiler - Insulate Steam Lines/Condensate Tank | A | Cumulative Energy Savings (MWh or mTherms) | Technical Potential | 0 | 0 | 0 | 0 | 0 | 0.051532 | 0.10203 | 0.15108 | 0.19891 | 0.24542 | 0.28981 | 0.33252 | 0.37344 | 0.41157 | 0.4479 | 0.48196 | 0.51453 | 0.54579 | 0.57554 | 0.60524 | 0.63423 | 0.66243 | 0.69077 | 0.71902 | 0.74678 | 0.7399 | 0.73393 | 0.72826 | 0 | 0 | 0
F8_Industrial_Agriculture_Existing_Space Heating_Natural Gas_Gas Boiler - Insulate Steam Lines/Condensate Tank_A_Technical Potential | F8 | Industrial | Agriculture | Existing | Space Heating | Natural Gas | Gas Boiler - Insulate Steam Lines/Condensate Tank | A | Cumulative Summer Peak Savings (MW) | Technical Potential | 0 | 0 | 0 | 0 | 0 | 0 | 0 | 0 | 0 | 0 | 0 | 0 | 0 | 0 | 0 | 0 | 0 | 0 | 0 | 0 | 0 | 0 | 0 | 0 | 0 | 0 | 0 | 0 | 0 | 0 | 0
F9_Industrial_Agriculture_Existing_Space Heating_Natural Gas_Gas Boiler - Insulate Steam Lines/Condensate Tank_A_Technical Potential | F9 | Industrial | Agriculture | Existing | Space Heating | Natural Gas | Gas Boiler - Insulate Steam Lines/Condensate Tank | A | Cumulative Winter Peak Savings (MW) | Technical Potential | 0 | 0 | 0 | 0 | 0 | 0 | 0 | 0 | 0 | 0 | 0 | 0 | 0 | 0 | 0 | 0 | 0 | 0 | 0 | 0 | 0 | 0 | 0 | 0 | 0 | 0 | 0 | 0 | 0 | 0 | 0
F10_Industrial_Agriculture_Existing_Space Heating_Natural Gas_Gas Boiler - Insulate Steam Lines/Condensate Tank_A_Technical Potential | F10 | Industrial | Agriculture | Existing | Space Heating | Natural Gas | Gas Boiler - Insulate Steam Lines/Condensate Tank | A | Purchases (Incremental) | Technical Potential | 0 | 0 | 0 | 0 | 0 | 4.1375 | 4.1352 | 4.1108 | 4.113 | 4.1164 | 4.0642 | 4.0531 | 4.0448 | 3.9806 | 3.9958 | 3.9577 | 3.9582 | 3.9383 | 3.9032 | 3.9078 | 3.8916 | 3.8765 | 3.8624 | 3.8492 | 3.8371 | 0 | 0 | 0 | 0 | 0 | 0
F11_Industrial_Agriculture_Existing_Space Heating_Natural Gas_Gas Boiler - Insulate Steam Lines/Condensate Tank_A_Technical Potential | F11 | Industrial | Agriculture | Existing | Space Heating | Natural Gas | Gas Boiler - Insulate Steam Lines/Condensate Tank | A | Purchases (Cumulative) | Technical Potential | 0 | 0 | 0 | 0 | 0 | 4.1375 | 8.2727 | 12.3835 | 16.4965 | 20.613 | 24.6771 | 28.7302 | 32.775 | 36.7556 | 40.7514 | 44.7091 | 48.6673 | 52.6056 | 56.5088 | 60.4165 | 64.3082 | 68.1846 | 72.047 | 75.8962 | 79.7333 | 79.7333 | 79.7333 | 79.7333 | 79.7333 | 79.7333 | 79.7333
F1_Industrial_Agriculture_Existing_Process_Natural Gas_Gas Boiler - Insulate Steam Lines/Condensate Tank_A_Technical Potential | F1 | Industrial | Agriculture | Existing | Process | Natural Gas | Gas Boiler - Insulate Steam Lines/Condensate Tank | A | Integrated Unit Energy Savings (kWh or therms) | Technical Potential | 0 | 0 | 0 | 0 | 0 | 16.8163 | 16.7832 | 16.7496 | 16.716 | 16.6818 | 16.6454 | 16.612 | 16.5803 | 16.5469 | 16.5214 | 16.4945 | 16.4737 | 16.4533 | 16.433 | 16.4179 | 16.4011 | 16.3855 | 16.3701 | 16.3548 | 16.3396 | 16.3382 | 16.3368 | 16.3356 | 16.8499 | 16.8499 | 16.8499
F2_Industrial_Agriculture_Existing_Process_Natural Gas_Gas Boiler - Insulate Steam Lines/Condensate Tank_A_Technical Potential | F2 | Industrial | Agriculture | Existing | Process | Natural Gas | Gas Boiler - Insulate Steam Lines/Condensate Tank | A | Integrated Unit Summer Peak Savings (kW) | Technical Potential | 0 | 0 | 0 | 0 | 0 | 0 | 0 | 0 | 0 | 0 | 0 | 0 | 0 | 0 | 0 | 0 | 0 | 0 | 0 | 0 | 0 | 0 | 0 | 0 | 0 | 0 | 0 | 0 | 0 | 0 | 0
F3_Industrial_Agriculture_Existing_Process_Natural Gas_Gas Boiler - Insulate Steam Lines/Condensate Tank_A_Technical Potential | F3 | Industrial | Agriculture | Existing | Process | Natural Gas | Gas Boiler - Insulate Steam Lines/Condensate Tank | A | Integrated Unit Winter Peak Savings (kW) | Technical Potential | 0 | 0 | 0 | 0 | 0 | 0 | 0 | 0 | 0 | 0 | 0 | 0 | 0 | 0 | 0 | 0 | 0 | 0 | 0 | 0 | 0 | 0 | 0 | 0 | 0 | 0 | 0 | 0 | 0 | 0 | 0
F4_Industrial_Agriculture_Existing_Process_Natural Gas_Gas Boiler - Insulate Steam Lines/Condensate Tank_A_Technical Potential | F4 | Industrial | Agriculture | Existing | Process | Natural Gas | Gas Boiler - Insulate Steam Lines/Condensate Tank | A | Incremental Energy Savings (MWh or mTherms) | Technical Potential | 0 | 0 | 0 | 0 | 0 | 0.57554 | 0.57409 | 0.56956 | 0.56873 | 0.56803 | 0.5596 | 0.55695 | 0.55476 | 0.54484 | 0.54608 | 0.53999 | 0.53938 | 0.536 | 0.53057 | 0.53071 | 0.52797 | 0.52542 | 0.52301 | 0.52075 | 0.51862 | 0 | 0 | 0 | 0 | 0 | 0
F5_Industrial_Agriculture_Existing_Process_Natural Gas_Gas Boiler - Insulate Steam Lines/Condensate Tank_A_Technical Potential | F5 | Industrial | Agriculture | Existing | Process | Natural Gas | Gas Boiler - Insulate Steam Lines/Condensate Tank | A | Incremental Summer Peak Savings (MW) | Technical Potential | 0 | 0 | 0 | 0 | 0 | 0 | 0 | 0 | 0 | 0 | 0 | 0 | 0 | 0 | 0 | 0 | 0 | 0 | 0 | 0 | 0 | 0 | 0 | 0 | 0 | 0 | 0 | 0 | 0 | 0 | 0
F6_Industrial_Agriculture_Existing_Process_Natural Gas_Gas Boiler - Insulate Steam Lines/Condensate Tank_A_Technical Potential | F6 | Industrial | Agriculture | Existing | Process | Natural Gas | Gas Boiler - Insulate Steam Lines/Condensate Tank | A | Incremental Winter Peak Savings (MW) | Technical Potential | 0 | 0 | 0 | 0 | 0 | 0 | 0 | 0 | 0 | 0 | 0 | 0 | 0 | 0 | 0 | 0 | 0 | 0 | 0 | 0 | 0 | 0 | 0 | 0 | 0 | 0 | 0 | 0 | 0 | 0 | 0
F7_Industrial_Agriculture_Existing_Process_Natural Gas_Gas Boiler - Insulate Steam Lines/Condensate Tank_A_Technical Potential | F7 | Industrial | Agriculture | Existing | Process | Natural Gas | Gas Boiler - Insulate Steam Lines/Condensate Tank | A | Cumulative Energy Savings (MWh or mTherms) | Technical Potential | 0 | 0 | 0 | 0 | 0 | 0.57554 | 1.1485 | 1.7158 | 2.281 | 2.8444 | 3.3978 | 3.9479 | 4.4952 | 5.0309 | 5.5693 | 6.1002 | 6.6319 | 7.1597 | 7.6814 | 8.2051 | 8.7246 | 9.2418 | 9.7561 | 10.2677 | 10.7768 | 10.7758 | 10.775 | 10.7741 | 0 | 0 | 0
F8_Industrial_Agriculture_Existing_Process_Natural Gas_Gas Boiler - Insulate Steam Lines/Condensate Tank_A_Technical Potential | F8 | Industrial | Agriculture | Existing | Process | Natural Gas | Gas Boiler - Insulate Steam Lines/Condensate Tank | A | Cumulative Summer Peak Savings (MW) | Technical Potential | 0 | 0 | 0 | 0 | 0 | 0 | 0 | 0 | 0 | 0 | 0 | 0 | 0 | 0 | 0 | 0 | 0 | 0 | 0 | 0 | 0 | 0 | 0 | 0 | 0 | 0 | 0 | 0 | 0 | 0 | 0
F9_Industrial_Agriculture_Existing_Process_Natural Gas_Gas Boiler - Insulate Steam Lines/Condensate Tank_A_Technical Potential | F9 | Industrial | Agriculture | Existing | Process | Natural Gas | Gas Boiler - Insulate Steam Lines/Condensate Tank | A | Cumulative Winter Peak Savings (MW) | Technical Potential | 0 | 0 | 0 | 0 | 0 | 0 | 0 | 0 | 0 | 0 | 0 | 0 | 0 | 0 | 0 | 0 | 0 | 0 | 0 | 0 | 0 | 0 | 0 | 0 | 0 | 0 | 0 | 0 | 0 | 0 | 0
F10_Industrial_Agriculture_Existing_Process_Natural Gas_Gas Boiler - Insulate Steam Lines/Condensate Tank_A_Technical Potential | F10 | Industrial | Agriculture | Existing | Process | Natural Gas | Gas Boiler - Insulate Steam Lines/Condensate Tank | A | Purchases (Incremental) | Technical Potential | 0 | 0 | 0 | 0 | 0 | 34.225 | 34.2062 | 34.0045 | 34.0229 | 34.051 | 33.6186 | 33.5267 | 33.4587 | 32.9274 | 33.0531 | 32.7379 | 32.7421 | 32.5773 | 32.2867 | 32.325 | 32.1913 | 32.0661 | 31.9493 | 31.8407 | 31.7403 | 0 | 0 | 0 | 0 | 0 | 0
F11_Industrial_Agriculture_Existing_Process_Natural Gas_Gas Boiler - Insulate Steam Lines/Condensate Tank_A_Technical Potential | F11 | Industrial | Agriculture | Existing | Process | Natural Gas | Gas Boiler - Insulate Steam Lines/Condensate Tank | A | Purchases (Cumulative) | Technical Potential | 0 | 0 | 0 | 0 | 0 | 34.225 | 68.4313 | 102.4358 | 136.4587 | 170.5097 | 204.1283 | 237.655 | 271.1137 | 304.0411 | 337.0942 | 369.832 | 402.5741 | 435.1515 | 467.4382 | 499.7632 | 531.9545 | 564.0206 | 595.9699 | 627.8106 | 659.5509 | 659.5509 | 659.5509 | 659.5509 | 659.5509 | 659.5509 | 659.5509
F1_Industrial_Agriculture_Existing_Space Heating_Natural Gas_Gas Boiler - Insulate Hot Water Lines_A_Technical Potential | F1 | Industrial | Agriculture | Existing | Space Heating | Natural Gas | Gas Boiler - Insulate Hot Water Lines | A | Integrated Unit Energy Savings (kWh or therms) | Technical Potential | 0 | 0 | 0 | 0 | 0 | 14.0864 | 13.9596 | 13.822 | 13.6788 | 13.5305 | 13.3788 | 13.2258 | 13.0709 | 12.909 | 12.7396 | 12.5747 | 12.4134 | 12.2646 | 12.1207 | 11.9877 | 11.8604 | 11.7298 | 11.6101 | 11.4962 | 11.3836 | 11.2809 | 11.1919 | 11.1073 | 12.1913 | 12.1412 | 12.0955
F2_Industrial_Agriculture_Existing_Space Heating_Natural Gas_Gas Boiler - Insulate Hot Water Lines_A_Technical Potential | F2 | Industrial | Agriculture | Existing | Space Heating | Natural Gas | Gas Boiler - Insulate Hot Water Lines | A | Integrated Unit Summer Peak Savings (kW) | Technical Potential | 0 | 0 | 0 | 0 | 0 | 0 | 0 | 0 | 0 | 0 | 0 | 0 | 0 | 0 | 0 | 0 | 0 | 0 | 0 | 0 | 0 | 0 | 0 | 0 | 0 | 0 | 0 | 0 | 0 | 0 | 0
F3_Industrial_Agriculture_Existing_Space Heating_Natural Gas_Gas Boiler - Insulate Hot Water Lines_A_Technical Potential | F3 | Industrial | Agriculture | Existing | Space Heating | Natural Gas | Gas Boiler - Insulate Hot Water Lines | A | Integrated Unit Winter Peak Savings (kW) | Technical Potential | 0 | 0 | 0 | 0 | 0 | 0 | 0 | 0 | 0 | 0 | 0 | 0 | 0 | 0 | 0 | 0 | 0 | 0 | 0 | 0 | 0 | 0 | 0 | 0 | 0 | 0 | 0 | 0 | 0 | 0 | 0
F4_Industrial_Agriculture_Existing_Space Heating_Natural Gas_Gas Boiler - Insulate Hot Water Lines_A_Technical Potential | F4 | Industrial | Agriculture | Existing | Space Heating | Natural Gas | Gas Boiler - Insulate Hot Water Lines | A | Incremental Energy Savings (MWh or mTherms) | Technical Potential | 0 | 0 | 0 | 0 | 0 | 0.11656 | 0.11545 | 0.11364 | 0.11252 | 0.1114 | 0.10875 | 0.10721 | 0.10574 | 0.10277 | 0.10181 | 0.099533 | 0.09827 | 0.096603 | 0.094618 | 0.093691 | 0.092312 | 0.090941 | 0.089685 | 0.088503 | 0.08736 | 0 | 0 | 0 | 0 | 0 | 0
F5_Industrial_Agriculture_Existing_Space Heating_Natural Gas_Gas Boiler - Insulate Hot Water Lines_A_Technical Potential | F5 | Industrial | Agriculture | Existing | Space Heating | Natural Gas | Gas Boiler - Insulate Hot Water Lines | A | Incremental Summer Peak Savings (MW) | Technical Potential | 0 | 0 | 0 | 0 | 0 | 0 | 0 | 0 | 0 | 0 | 0 | 0 | 0 | 0 | 0 | 0 | 0 | 0 | 0 | 0 | 0 | 0 | 0 | 0 | 0 | 0 | 0 | 0 | 0 | 0 | 0
F6_Industrial_Agriculture_Existing_Space Heating_Natural Gas_Gas Boiler - Insulate Hot Water Lines_A_Technical Potential | F6 | Industrial | Agriculture | Existing | Space Heating | Natural Gas | Gas Boiler - Insulate Hot Water Lines | A | Incremental Winter Peak Savings (MW) | Technical Potential | 0 | 0 | 0 | 0 | 0 | 0 | 0 | 0 | 0 | 0 | 0 | 0 | 0 | 0 | 0 | 0 | 0 | 0 | 0 | 0 | 0 | 0 | 0 | 0 | 0 | 0 | 0 | 0 | 0 | 0 | 0
F7_Industrial_Agriculture_Existing_Space Heating_Natural Gas_Gas Boiler - Insulate Hot Water Lines_A_Technical Potential | F7 | Industrial | Agriculture | Existing | Space Heating | Natural Gas | Gas Boiler - Insulate Hot Water Lines | A | Cumulative Energy Savings (MWh or mTherms) | Technical Potential | 0 | 0 | 0 | 0 | 0 | 0.11656 | 0.23097 | 0.34233 | 0.45131 | 0.55781 | 0.6603 | 0.75996 | 0.8568 | 0.94895 | 1.0383 | 1.1244 | 1.2083 | 1.2904 | 1.3699 | 1.4485 | 1.5254 | 1.5996 | 1.673 | 1.745 | 1.8153 | 1.7989 | 1.7847 | 1.7712 | 0 | 0 | 0
F8_Industrial_Agriculture_Existing_Space Heating_Natural Gas_Gas Boiler - Insulate Hot Water Lines_A_Technical Potential | F8 | Industrial | Agriculture | Existing | Space Heating | Natural Gas | Gas Boiler - Insulate Hot Water Lines | A | Cumulative Summer Peak Savings (MW) | Technical Potential | 0 | 0 | 0 | 0 | 0 | 0 | 0 | 0 | 0 | 0 | 0 | 0 | 0 | 0 | 0 | 0 | 0 | 0 | 0 | 0 | 0 | 0 | 0 | 0 | 0 | 0 | 0 | 0 | 0 | 0 | 0
F9_Industrial_Agriculture_Existing_Space Heating_Natural Gas_Gas Boiler - Insulate Hot Water Lines_A_Technical Potential | F9 | Industrial | Agriculture | Existing | Space Heating | Natural Gas | Gas Boiler - Insulate Hot Water Lines | A | Cumulative Winter Peak Savings (MW) | Technical Potential | 0 | 0 | 0 | 0 | 0 | 0 | 0 | 0 | 0 | 0 | 0 | 0 | 0 | 0 | 0 | 0 | 0 | 0 | 0 | 0 | 0 | 0 | 0 | 0 | 0 | 0 | 0 | 0 | 0 | 0 | 0
F10_Industrial_Agriculture_Existing_Space Heating_Natural Gas_Gas Boiler - Insulate Hot Water Lines_A_Technical Potential | F10 | Industrial | Agriculture | Existing | Space Heating | Natural Gas | Gas Boiler - Insulate Hot Water Lines | A | Purchases (Incremental) | Technical Potential | 0 | 0 | 0 | 0 | 0 | 8.2749 | 8.2704 | 8.2216 | 8.2261 | 8.2329 | 8.1283 | 8.1061 | 8.0897 | 7.9612 | 7.9916 | 7.9154 | 7.9164 | 7.8766 | 7.8063 | 7.8156 | 7.7832 | 7.753 | 7.7247 | 7.6985 | 7.6742 | 0 | 0 | 0 | 0 | 0 | 0
F11_Industrial_Agriculture_Existing_Space Heating_Natural Gas_Gas Boiler - Insulate Hot Water Lines_A_Technical Potential | F11 | Industrial | Agriculture | Existing | Space Heating | Natural Gas | Gas Boiler - Insulate Hot Water Lines | A | Purchases (Cumulative) | Technical Potential | 0 | 0 | 0 | 0 | 0 | 8.2749 | 16.5454 | 24.767 | 32.9931 | 41.226 | 49.3543 | 57.4604 | 65.5501 | 73.5113 | 81.5029 | 89.4182 | 97.3347 | 105.2112 | 113.0175 | 120.8331 | 128.6163 | 136.3693 | 144.094 | 151.7925 | 159.4667 | 159.4667 | 159.4667 | 159.4667 | 159.4667 | 159.4667 | 159.4667
F1_Industrial_Agriculture_Existing_Process_Natural Gas_Gas Boiler - Insulate Hot Water Lines_A_Technical Potential | F1 | Industrial | Agriculture | Existing | Process | Natural Gas | Gas Boiler - Insulate Hot Water Lines | A | Integrated Unit Energy Savings (kWh or therms) | Technical Potential | 0 | 0 | 0 | 0 | 0 | 19.0216 | 18.9979 | 18.9739 | 18.9497 | 18.9246 | 18.898 | 18.8742 | 18.8521 | 18.8297 | 18.814 | 18.7985 | 18.7885 | 18.78 | 18.7723 | 18.7686 | 18.764 | 18.761 | 18.7581 | 18.7553 | 18.7525 | 18.7517 | 18.7509 | 18.7502 | 19.0457 | 19.0457 | 19.0457
F2_Industrial_Agriculture_Existing_Process_Natural Gas_Gas Boiler - Insulate Hot Water Lines_A_Technical Potential | F2 | Industrial | Agriculture | Existing | Process | Natural Gas | Gas Boiler - Insulate Hot Water Lines | A | Integrated Unit Summer Peak Savings (kW) | Technical Potential | 0 | 0 | 0 | 0 | 0 | 0 | 0 | 0 | 0 | 0 | 0 | 0 | 0 | 0 | 0 | 0 | 0 | 0 | 0 | 0 | 0 | 0 | 0 | 0 | 0 | 0 | 0 | 0 | 0 | 0 | 0
F3_Industrial_Agriculture_Existing_Process_Natural Gas_Gas Boiler - Insulate Hot Water Lines_A_Technical Potential | F3 | Industrial | Agriculture | Existing | Process | Natural Gas | Gas Boiler - Insulate Hot Water Lines | A | Integrated Unit Winter Peak Savings (kW) | Technical Potential | 0 | 0 | 0 | 0 | 0 | 0 | 0 | 0 | 0 | 0 | 0 | 0 | 0 | 0 | 0 | 0 | 0 | 0 | 0 | 0 | 0 | 0 | 0 | 0 | 0 | 0 | 0 | 0 | 0 | 0 | 0
F4_Industrial_Agriculture_Existing_Process_Natural Gas_Gas Boiler - Insulate Hot Water Lines_A_Technical Potential | F4 | Industrial | Agriculture | Existing | Process | Natural Gas | Gas Boiler - Insulate Hot Water Lines | A | Incremental Energy Savings (MWh or mTherms) | Technical Potential | 0 | 0 | 0 | 0 | 0 | 1.302 | 1.2997 | 1.2904 | 1.2894 | 1.2888 | 1.2707 | 1.2656 | 1.2615 | 1.24 | 1.2437 | 1.2308 | 1.2304 | 1.2236 | 1.2122 | 1.2134 | 1.2081 | 1.2032 | 1.1986 | 1.1944 | 1.1904 | 0 | 0 | 0 | 0 | 0 | 0
F5_Industrial_Agriculture_Existing_Process_Natural Gas_Gas Boiler - Insulate Hot Water Lines_A_Technical Potential | F5 | Industrial | Agriculture | Existing | Process | Natural Gas | Gas Boiler - Insulate Hot Water Lines | A | Incremental Summer Peak Savings (MW) | Technical Potential | 0 | 0 | 0 | 0 | 0 | 0 | 0 | 0 | 0 | 0 | 0 | 0 | 0 | 0 | 0 | 0 | 0 | 0 | 0 | 0 | 0 | 0 | 0 | 0 | 0 | 0 | 0 | 0 | 0 | 0 | 0
F6_Industrial_Agriculture_Existing_Process_Natural Gas_Gas Boiler - Insulate Hot Water Lines_A_Technical Potential | F6 | Industrial | Agriculture | Existing | Process | Natural Gas | Gas Boiler - Insulate Hot Water Lines | A | Incremental Winter Peak Savings (MW) | Technical Potential | 0 | 0 | 0 | 0 | 0 | 0 | 0 | 0 | 0 | 0 | 0 | 0 | 0 | 0 | 0 | 0 | 0 | 0 | 0 | 0 | 0 | 0 | 0 | 0 | 0 | 0 | 0 | 0 | 0 | 0 | 0
F7_Industrial_Agriculture_Existing_Process_Natural Gas_Gas Boiler - Insulate Hot Water Lines_A_Technical Potential | F7 | Industrial | Agriculture | Existing | Process | Natural Gas | Gas Boiler - Insulate Hot Water Lines | A | Cumulative Energy Savings (MWh or mTherms) | Technical Potential | 0 | 0 | 0 | 0 | 0 | 1.302 | 2.6001 | 3.8872 | 5.1717 | 6.4537 | 7.7153 | 8.9711 | 10.2222 | 11.45 | 12.6842 | 13.9046 | 15.1276 | 16.3443 | 17.5498 | 18.7597 | 19.9632 | 21.1632 | 22.3585 | 23.5495 | 24.7365 | 24.7354 | 24.7343 | 24.7334 | 0 | 0 | 0
F8_Industrial_Agriculture_Existing_Process_Natural Gas_Gas Boiler - Insulate Hot Water Lines_A_Technical Potential | F8 | Industrial | Agriculture | Existing | Process | Natural Gas | Gas Boiler - Insulate Hot Water Lines | A | Cumulative Summer Peak Savings (MW) | Technical Potential | 0 | 0 | 0 | 0 | 0 | 0 | 0 | 0 | 0 | 0 | 0 | 0 | 0 | 0 | 0 | 0 | 0 | 0 | 0 | 0 | 0 | 0 | 0 | 0 | 0 | 0 | 0 | 0 | 0 | 0 | 0
F9_Industrial_Agriculture_Existing_Process_Natural Gas_Gas Boiler - Insulate Hot Water Lines_A_Technical Potential | F9 | Industrial | Agriculture | Existing | Process | Natural Gas | Gas Boiler - Insulate Hot Water Lines | A | Cumulative Winter Peak Savings (MW) | Technical Potential | 0 | 0 | 0 | 0 | 0 | 0 | 0 | 0 | 0 | 0 | 0 | 0 | 0 | 0 | 0 | 0 | 0 | 0 | 0 | 0 | 0 | 0 | 0 | 0 | 0 | 0 | 0 | 0 | 0 | 0 | 0
F10_Industrial_Agriculture_Existing_Process_Natural Gas_Gas Boiler - Insulate Hot Water Lines_A_Technical Potential | F10 | Industrial | Agriculture | Existing | Process | Natural Gas | Gas Boiler - Insulate Hot Water Lines | A | Purchases (Incremental) | Technical Potential | 0 | 0 | 0 | 0 | 0 | 68.45 | 68.4125 | 68.009 | 68.0458 | 68.1021 | 67.2372 | 67.0535 | 66.9173 | 65.8547 | 66.1062 | 65.4757 | 65.4842 | 65.1547 | 64.5735 | 64.65 | 64.3826 | 64.1322 | 63.8985 | 63.6814 | 63.4806 | 0 | 0 | 0 | 0 | 0 | 0
F11_Industrial_Agriculture_Existing_Process_Natural Gas_Gas Boiler - Insulate Hot Water Lines_A_Technical Potential | F11 | Industrial | Agriculture | Existing | Process | Natural Gas | Gas Boiler - Insulate Hot Water Lines | A | Purchases (Cumulative) | Technical Potential | 0 | 0 | 0 | 0 | 0 | 68.45 | 136.8625 | 204.8715 | 272.9173 | 341.0194 | 408.2566 | 475.3101 | 542.2274 | 608.0821 | 674.1883 | 739.664 | 805.1483 | 870.3029 | 934.8764 | 999.5264 | 1063.909 | 1128.0413 | 1191.9398 | 1255.6212 | 1319.1018 | 1319.1018 | 1319.1018 | 1319.1018 | 1319.1018 | 1319.1018 | 1319.1018
F1_Industrial_Agriculture_Existing_Process_Natural Gas_Process - Insulate Heated Process Fluids_A_Technical Potential | F1 | Industrial | Agriculture | Existing | Process | Natural Gas | Process - Insulate Heated Process Fluids | A | Integrated Unit Energy Savings (kWh or therms) | Technical Potential | 0 | 0 | 0 | 0 | 0 | 13.5777 | 13.5466 | 13.515 | 13.4836 | 13.4517 | 13.4177 | 13.3864 | 13.3565 | 13.3247 | 13.3001 | 13.2737 | 13.2526 | 13.2317 | 13.2106 | 13.1943 | 13.1762 | 13.1592 | 13.1423 | 13.1255 | 13.1088 | 13.1073 | 13.106 | 13.1048 | 13.6092 | 13.6092 | 13.6092
F2_Industrial_Agriculture_Existing_Process_Natural Gas_Process - Insulate Heated Process Fluids_A_Technical Potential | F2 | Industrial | Agriculture | Existing | Process | Natural Gas | Process - Insulate Heated Process Fluids | A | Integrated Unit Summer Peak Savings (kW) | Technical Potential | 0 | 0 | 0 | 0 | 0 | 0 | 0 | 0 | 0 | 0 | 0 | 0 | 0 | 0 | 0 | 0 | 0 | 0 | 0 | 0 | 0 | 0 | 0 | 0 | 0 | 0 | 0 | 0 | 0 | 0 | 0
F3_Industrial_Agriculture_Existing_Process_Natural Gas_Process - Insulate Heated Process Fluids_A_Technical Potential | F3 | Industrial | Agriculture | Existing | Process | Natural Gas | Process - Insulate Heated Process Fluids | A | Integrated Unit Winter Peak Savings (kW) | Technical Potential | 0 | 0 | 0 | 0 | 0 | 0 | 0 | 0 | 0 | 0 | 0 | 0 | 0 | 0 | 0 | 0 | 0 | 0 | 0 | 0 | 0 | 0 | 0 | 0 | 0 | 0 | 0 | 0 | 0 | 0 | 0
F4_Industrial_Agriculture_Existing_Process_Natural Gas_Process - Insulate Heated Process Fluids_A_Technical Potential | F4 | Industrial | Agriculture | Existing | Process | Natural Gas | Process - Insulate Heated Process Fluids | A | Incremental Energy Savings (MWh or mTherms) | Technical Potential | 0 | 0 | 0 | 0 | 0 | 1.0165 | 1.0136 | 1.0053 | 1.0035 | 1.002 | 0.88807 | 0.70686 | 0.56308 | 0.44226 | 0.3545 | 0.28034 | 0.22394 | 0.17797 | 0.14088 | 0.1127 | 0.089664 | 0.00060841 | 0.00021622 | 7.3367e-05 | 2.3818e-05 | 2.0184e-05 | 2.0129e-05 | 2.0078e-05 | 2.0805e-05 | 2.0765e-05 | 2.073e-05
F5_Industrial_Agriculture_Existing_Process_Natural Gas_Process - Insulate Heated Process Fluids_A_Technical Potential | F5 | Industrial | Agriculture | Existing | Process | Natural Gas | Process - Insulate Heated Process Fluids | A | Incremental Summer Peak Savings (MW) | Technical Potential | 0 | 0 | 0 | 0 | 0 | 0 | 0 | 0 | 0 | 0 | 0 | 0 | 0 | 0 | 0 | 0 | 0 | 0 | 0 | 0 | 0 | 0 | 0 | 0 | 0 | 0 | 0 | 0 | 0 | 0 | 0
F6_Industrial_Agriculture_Existing_Process_Natural Gas_Process - Insulate Heated Process Fluids_A_Technical Potential | F6 | Industrial | Agriculture | Existing | Process | Natural Gas | Process - Insulate Heated Process Fluids | A | Incremental Winter Peak Savings (MW) | Technical Potential | 0 | 0 | 0 | 0 | 0 | 0 | 0 | 0 | 0 | 0 | 0 | 0 | 0 | 0 | 0 | 0 | 0 | 0 | 0 | 0 | 0 | 0 | 0 | 0 | 0 | 0 | 0 | 0 | 0 | 0 | 0
F7_Industrial_Agriculture_Existing_Process_Natural Gas_Process - Insulate Heated Process Fluids_A_Technical Potential | F7 | Industrial | Agriculture | Existing | Process | Natural Gas | Process - Insulate Heated Process Fluids | A | Cumulative Energy Savings (MWh or mTherms) | Technical Potential | 0 | 0 | 0 | 0 | 0 | 1.0165 | 2.0278 | 3.0284 | 4.0249 | 5.0173 | 5.8927 | 6.5858 | 7.1342 | 7.5595 | 7.9 | 8.1647 | 8.3757 | 8.5404 | 8.6677 | 8.7696 | 8.8473 | 8.8365 | 8.8254 | 8.8142 | 8.803 | 8.802 | 8.8011 | 8.8003 | 0 | 0 | 0
F8_Industrial_Agriculture_Existing_Process_Natural Gas_Process - Insulate Heated Process Fluids_A_Technical Potential | F8 | Industrial | Agriculture | Existing | Process | Natural Gas | Process - Insulate Heated Process Fluids | A | Cumulative Summer Peak Savings (MW) | Technical Potential | 0 | 0 | 0 | 0 | 0 | 0 | 0 | 0 | 0 | 0 | 0 | 0 | 0 | 0 | 0 | 0 | 0 | 0 | 0 | 0 | 0 | 0 | 0 | 0 | 0 | 0 | 0 | 0 | 0 | 0 | 0
F9_Industrial_Agriculture_Existing_Process_Natural Gas_Process - Insulate Heated Process Fluids_A_Technical Potential | F9 | Industrial | Agriculture | Existing | Process | Natural Gas | Process - Insulate Heated Process Fluids | A | Cumulative Winter Peak Savings (MW) | Technical Potential | 0 | 0 | 0 | 0 | 0 | 0 | 0 | 0 | 0 | 0 | 0 | 0 | 0 | 0 | 0 | 0 | 0 | 0 | 0 | 0 | 0 | 0 | 0 | 0 | 0 | 0 | 0 | 0 | 0 | 0 | 0
F10_Industrial_Agriculture_Existing_Process_Natural Gas_Process - Insulate Heated Process Fluids_A_Technical Potential | F10 | Industrial | Agriculture | Existing | Process | Natural Gas | Process - Insulate Heated Process Fluids | A | Purchases (Incremental) | Technical Potential | 0 | 0 | 0 | 0 | 0 | 74.867 | 74.8259 | 74.3846 | 74.4248 | 74.4863 | 66.1864 | 52.8044 | 42.1578 | 33.1907 | 26.6539 | 21.1198 | 16.898 | 13.4504 | 10.6643 | 8.5416 | 6.805 | 0.046235 | 0.016452 | 0.0055897 | 0.001817 | 0.0015399 | 0.0015358 | 0.0015321 | 0.0015288 | 0.0015258 | 0.0015232
F11_Industrial_Agriculture_Existing_Process_Natural Gas_Process - Insulate Heated Process Fluids_A_Technical Potential | F11 | Industrial | Agriculture | Existing | Process | Natural Gas | Process - Insulate Heated Process Fluids | A | Purchases (Cumulative) | Technical Potential | 0 | 0 | 0 | 0 | 0 | 74.867 | 149.6928 | 224.0774 | 298.5022 | 372.9886 | 439.175 | 491.9794 | 534.1372 | 567.3278 | 593.9817 | 615.1015 | 631.9995 | 645.4499 | 656.1142 | 664.6558 | 671.4607 | 671.507 | 671.5234 | 671.529 | 671.5308 | 671.5324 | 671.5339 | 671.5354 | 671.537 | 671.5385 | 671.54
F1_Industrial_Agriculture_Existing_Process_Natural Gas_Process Heat Recovery_A_Technical Potential | F1 | Industrial | Agriculture | Existing | Process | Natural Gas | Process Heat Recovery | A | Integrated Unit Energy Savings (kWh or therms) | Technical Potential | 0 | 0 | 0 | 0 | 0 | 0.13573 | 0.13517 | 0.1346 | 0.13403 | 0.13345 | 0.13283 | 0.13226 | 0.13172 | 0.13114 | 0.13068 | 0.13018 | 0.12977 | 0.12937 | 0.12896 | 0.12864 | 0.12829 | 0.12798 | 0.12766 | 0.12736 | 0.12705 | 0.12703 | 0.127 | 0.12698 | 0 | 0 | 0
F2_Industrial_Agriculture_Existing_Process_Natural Gas_Process Heat Recovery_A_Technical Potential | F2 | Industrial | Agriculture | Existing | Process | Natural Gas | Process Heat Recovery | A | Integrated Unit Summer Peak Savings (kW) | Technical Potential | 0 | 0 | 0 | 0 | 0 | 0 | 0 | 0 | 0 | 0 | 0 | 0 | 0 | 0 | 0 | 0 | 0 | 0 | 0 | 0 | 0 | 0 | 0 | 0 | 0 | 0 | 0 | 0 | 0 | 0 | 0
F3_Industrial_Agriculture_Existing_Process_Natural Gas_Process Heat Recovery_A_Technical Potential | F3 | Industrial | Agriculture | Existing | Process | Natural Gas | Process Heat Recovery | A | Integrated Unit Winter Peak Savings (kW) | Technical Potential | 0 | 0 | 0 | 0 | 0 | 0 | 0 | 0 | 0 | 0 | 0 | 0 | 0 | 0 | 0 | 0 | 0 | 0 | 0 | 0 | 0 | 0 | 0 | 0 | 0 | 0 | 0 | 0 | 0 | 0 | 0
F4_Industrial_Agriculture_Existing_Process_Natural Gas_Process Heat Recovery_A_Technical Potential | F4 | Industrial | Agriculture | Existing | Process | Natural Gas | Process Heat Recovery | A | Incremental Energy Savings (MWh or mTherms) | Technical Potential | 0 | 0 | 0 | 0 | 0 | 0.36582 | 0.36411 | 0.36044 | 0.3591 | 0.35784 | 0.31649 | 0.25142 | 0.19991 | 0.15669 | 0.12539 | 0.098978 | 0.078945 | 0.062641 | 0.049509 | 0.039556 | 0.031429 | 0.00021301 | 7.5613e-05 | 2.5628e-05 | 8.3106e-06 | 7.042e-06 | 7.0219e-06 | 7.0037e-06 | 0 | 0 | 0
F5_Industrial_Agriculture_Existing_Process_Natural Gas_Process Heat Recovery_A_Technical Potential | F5 | Industrial | Agriculture | Existing | Process | Natural Gas | Process Heat Recovery | A | Incremental Summer Peak Savings (MW) | Technical Potential | 0 | 0 | 0 | 0 | 0 | 0 | 0 | 0 | 0 | 0 | 0 | 0 | 0 | 0 | 0 | 0 | 0 | 0 | 0 | 0 | 0 | 0 | 0 | 0 | 0 | 0 | 0 | 0 | 0 | 0 | 0
F6_Industrial_Agriculture_Existing_Process_Natural Gas_Process Heat Recovery_A_Technical Potential | F6 | Industrial | Agriculture | Existing | Process | Natural Gas | Process Heat Recovery | A | Incremental Winter Peak Savings (MW) | Technical Potential | 0 | 0 | 0 | 0 | 0 | 0 | 0 | 0 | 0 | 0 | 0 | 0 | 0 | 0 | 0 | 0 | 0 | 0 | 0 | 0 | 0 | 0 | 0 | 0 | 0 | 0 | 0 | 0 | 0 | 0 | 0
F7_Industrial_Agriculture_Existing_Process_Natural Gas_Process Heat Recovery_A_Technical Potential | F7 | Industrial | Agriculture | Existing | Process | Natural Gas | Process Heat Recovery | A | Cumulative Energy Savings (MWh or mTherms) | Technical Potential | 0 | 0 | 0 | 0 | 0 | 0.36582 | 0.72843 | 1.0858 | 1.4403 | 1.7919 | 2.1001 | 2.3425 | 2.5328 | 2.6783 | 2.7943 | 2.8827 | 2.9526 | 3.006 | 3.046 | 3.078 | 3.1012 | 3.0937 | 3.0863 | 3.0789 | 3.0715 | 3.0709 | 3.0703 | 3.0698 | 0 | 0 | 0
F8_Industrial_Agriculture_Existing_Process_Natural Gas_Process Heat Recovery_A_Technical Potential | F8 | Industrial | Agriculture | Existing | Process | Natural Gas | Process Heat Recovery | A | Cumulative Summer Peak Savings (MW) | Technical Potential | 0 | 0 | 0 | 0 | 0 | 0 | 0 | 0 | 0 | 0 | 0 | 0 | 0 | 0 | 0 | 0 | 0 | 0 | 0 | 0 | 0 | 0 | 0 | 0 | 0 | 0 | 0 | 0 | 0 | 0 | 0
F9_Industrial_Agriculture_Existing_Process_Natural Gas_Process Heat Recovery_A_Technical Potential | F9 | Industrial | Agriculture | Existing | Process | Natural Gas | Process Heat Recovery | A | Cumulative Winter Peak Savings (MW) | Technical Potential | 0 | 0 | 0 | 0 | 0 | 0 | 0 | 0 | 0 | 0 | 0 | 0 | 0 | 0 | 0 | 0 | 0 | 0 | 0 | 0 | 0 | 0 | 0 | 0 | 0 | 0 | 0 | 0 | 0 | 0 | 0
F10_Industrial_Agriculture_Existing_Process_Natural Gas_Process Heat Recovery_A_Technical Potential | F10 | Industrial | Agriculture | Existing | Process | Natural Gas | Process Heat Recovery | A | Purchases (Incremental) | Technical Potential | 0 | 0 | 0 | 0 | 0 | 2695.2103 | 2693.7311 | 2677.8452 | 2679.293 | 2681.5084 | 2382.7104 | 1900.9594 | 1517.6797 | 1194.8636 | 959.5405 | 760.312 | 608.3285 | 484.2134 | 383.9154 | 307.4962 | 244.9797 | 1.6645 | 0.59228 | 0.20123 | 0.065411 | 0.055437 | 0.05529 | 0.055156 | 1.0948e-06 | 1.0948e-06 | 1.0948e-06
F11_Industrial_Agriculture_Existing_Process_Natural Gas_Process Heat Recovery_A_Technical Potential | F11 | Industrial | Agriculture | Existing | Process | Natural Gas | Process Heat Recovery | A | Purchases (Cumulative) | Technical Potential | 0 | 0 | 0 | 0 | 0 | 2695.2103 | 5388.9414 | 8066.7866 | 10746.0796 | 13427.588 | 15810.2984 | 17711.2578 | 19228.9375 | 20423.8011 | 21383.3416 | 22143.6536 | 22751.9821 | 23236.1956 | 23620.111 | 23927.6072 | 24172.5868 | 24174.2513 | 24174.8436 | 24175.0448 | 24175.1102 | 24175.1656 | 24175.2209 | 24175.2761 | 24175.2761 | 24175.2761 | 24175.2761
F1_Industrial_Agriculture_Existing_Space Heating_Natural Gas_Building Automation System_A_Technical Potential | F1 | Industrial | Agriculture | Existing | Space Heating | Natural Gas | Building Automation System | A | Integrated Unit Energy Savings (kWh or therms) | Technical Potential | 0 | 0 | 0 | 0 | 0 | 0.015434 | 0.015322 | 0.015179 | 0.015026 | 0.014862 | 0.01469 | 0.014513 | 0.014334 | 0.014146 | 0.013948 | 0.013754 | 0.013566 | 0.013396 | 0.013237 | 0.013093 | 0.012956 | 0.012817 | 0.012695 | 0.012581 | 0.012471 | 0.012372 | 0.012286 | 0.012203 | 0 | 0 | 0
F2_Industrial_Agriculture_Existing_Space Heating_Natural Gas_Building Automation System_A_Technical Potential | F2 | Industrial | Agriculture | Existing | Space Heating | Natural Gas | Building Automation System | A | Integrated Unit Summer Peak Savings (kW) | Technical Potential | 0 | 0 | 0 | 0 | 0 | 0 | 0 | 0 | 0 | 0 | 0 | 0 | 0 | 0 | 0 | 0 | 0 | 0 | 0 | 0 | 0 | 0 | 0 | 0 | 0 | 0 | 0 | 0 | 0 | 0 | 0
F3_Industrial_Agriculture_Existing_Space Heating_Natural Gas_Building Automation System_A_Technical Potential | F3 | Industrial | Agriculture | Existing | Space Heating | Natural Gas | Building Automation System | A | Integrated Unit Winter Peak Savings (kW) | Technical Potential | 0 | 0 | 0 | 0 | 0 | 0 | 0 | 0 | 0 | 0 | 0 | 0 | 0 | 0 | 0 | 0 | 0 | 0 | 0 | 0 | 0 | 0 | 0 | 0 | 0 | 0 | 0 | 0 | 0 | 0 | 0
F4_Industrial_Agriculture_Existing_Space Heating_Natural Gas_Building Automation System_A_Technical Potential | F4 | Industrial | Agriculture | Existing | Space Heating | Natural Gas | Building Automation System | A | Incremental Energy Savings (MWh or mTherms) | Technical Potential | 0 | 0 | 0 | 0 | 0 | 0.13182 | 0.26144 | 0.45718 | 0.73655 | 1.1067 | 1.5468 | 2.0731 | 2.6488 | 3.1819 | 3.7137 | 4.0696 | 4.2704 | 4.2134 | 3.8897 | 3.3866 | 2.7599 | 2.0798 | 1.421 | 0.89661 | 0.57783 | 0 | 0 | 0 | 0 | 0 | 0
F5_Industrial_Agriculture_Existing_Space Heating_Natural Gas_Building Automation System_A_Technical Potential | F5 | Industrial | Agriculture | Existing | Space Heating | Natural Gas | Building Automation System | A | Incremental Summer Peak Savings (MW) | Technical Potential | 0 | 0 | 0 | 0 | 0 | 0 | 0 | 0 | 0 | 0 | 0 | 0 | 0 | 0 | 0 | 0 | 0 | 0 | 0 | 0 | 0 | 0 | 0 | 0 | 0 | 0 | 0 | 0 | 0 | 0 | 0
F6_Industrial_Agriculture_Existing_Space Heating_Natural Gas_Building Automation System_A_Technical Potential | F6 | Industrial | Agriculture | Existing | Space Heating | Natural Gas | Building Automation System | A | Incremental Winter Peak Savings (MW) | Technical Potential | 0 | 0 | 0 | 0 | 0 | 0 | 0 | 0 | 0 | 0 | 0 | 0 | 0 | 0 | 0 | 0 | 0 | 0 | 0 | 0 | 0 | 0 | 0 | 0 | 0 | 0 | 0 | 0 | 0 | 0 | 0
F7_Industrial_Agriculture_Existing_Space Heating_Natural Gas_Building Automation System_A_Technical Potential | F7 | Industrial | Agriculture | Existing | Space Heating | Natural Gas | Building Automation System | A | Cumulative Energy Savings (MWh or mTherms) | Technical Potential | 0 | 0 | 0 | 0 | 0 | 0.13182 | 0.39231 | 0.84584 | 1.5738 | 2.6634 | 4.1794 | 6.2021 | 8.7743 | 11.8412 | 15.3889 | 19.2452 | 23.2516 | 27.1749 | 30.7417 | 33.7928 | 36.1996 | 37.892 | 38.9521 | 39.4976 | 39.7323 | 39.417 | 39.1428 | 38.8784 | 0 | 0 | 0
F8_Industrial_Agriculture_Existing_Space Heating_Natural Gas_Building Automation System_A_Technical Potential | F8 | Industrial | Agriculture | Existing | Space Heating | Natural Gas | Building Automation System | A | Cumulative Summer Peak Savings (MW) | Technical Potential | 0 | 0 | 0 | 0 | 0 | 0 | 0 | 0 | 0 | 0 | 0 | 0 | 0 | 0 | 0 | 0 | 0 | 0 | 0 | 0 | 0 | 0 | 0 | 0 | 0 | 0 | 0 | 0 | 0 | 0 | 0
F9_Industrial_Agriculture_Existing_Space Heating_Natural Gas_Building Automation System_A_Technical Potential | F9 | Industrial | Agriculture | Existing | Space Heating | Natural Gas | Building Automation System | A | Cumulative Winter Peak Savings (MW) | Technical Potential | 0 | 0 | 0 | 0 | 0 | 0 | 0 | 0 | 0 | 0 | 0 | 0 | 0 | 0 | 0 | 0 | 0 | 0 | 0 | 0 | 0 | 0 | 0 | 0 | 0 | 0 | 0 | 0 | 0 | 0 | 0
F10_Industrial_Agriculture_Existing_Space Heating_Natural Gas_Building Automation System_A_Technical Potential | F10 | Industrial | Agriculture | Existing | Space Heating | Natural Gas | Building Automation System | A | Purchases (Incremental) | Technical Potential | 0 | 0 | 0 | 0 | 0 | 8541.0839 | 17063.6961 | 30118.6907 | 49018.6658 | 74465.0109 | 105295.4643 | 142839.3455 | 184795.404 | 224930.6106 | 266259.3431 | 295876.9407 | 314798.2054 | 314521.4386 | 293844.8303 | 258661.3619 | 213025.5189 | 162268.2882 | 111930.258 | 71267.9812 | 46332.5485 | 0 | 0 | 0 | 0 | 0 | 0
F11_Industrial_Agriculture_Existing_Space Heating_Natural Gas_Building Automation System_A_Technical Potential | F11 | Industrial | Agriculture | Existing | Space Heating | Natural Gas | Building Automation System | A | Purchases (Cumulative) | Technical Potential | 0 | 0 | 0 | 0 | 0 | 8541.0839 | 25604.78 | 55723.4708 | 104742.1366 | 179207.1475 | 284502.6119 | 427341.9574 | 612137.3613 | 837067.9719 | 1103327.315 | 1399204.2557 | 1714002.4611 | 2028523.8997 | 2322368.73 | 2581030.0919 | 2794055.6108 | 2956323.899 | 3068254.157 | 3139522.1381 | 3185854.6866 | 3185854.6866 | 3185854.6866 | 3185854.6866 | 3185854.6866 | 3185854.6866 | 3185854.6866
F1_Industrial_Agriculture_Existing_Space Heating_Natural Gas_Steam System Efficiency Improvements_A_Technical Potential | F1 | Industrial | Agriculture | Existing | Space Heating | Natural Gas | Steam System Efficiency Improvements | A | Integrated Unit Energy Savings (kWh or therms) | Technical Potential | 0 | 0 | 0 | 0 | 0 | 0.13707 | 0.13521 | 0.13301 | 0.13051 | 0.12772 | 0.12464 | 0.12146 | 0.11823 | 0.11486 | 0.11171 | 0.1086 | 0.10581 | 0.10326 | 0.10087 | 0.098935 | 0.09713 | 0.095464 | 0.094022 | 0.092763 | 0.091573 | 0.090697 | 0.089935 | 0.089214 | 0.11902 | 0.11854 | 0.11809
F2_Industrial_Agriculture_Existing_Space Heating_Natural Gas_Steam System Efficiency Improvements_A_Technical Potential | F2 | Industrial | Agriculture | Existing | Space Heating | Natural Gas | Steam System Efficiency Improvements | A | Integrated Unit Summer Peak Savings (kW) | Technical Potential | 0 | 0 | 0 | 0 | 0 | 0 | 0 | 0 | 0 | 0 | 0 | 0 | 0 | 0 | 0 | 0 | 0 | 0 | 0 | 0 | 0 | 0 | 0 | 0 | 0 | 0 | 0 | 0 | 0 | 0 | 0
F3_Industrial_Agriculture_Existing_Space Heating_Natural Gas_Steam System Efficiency Improvements_A_Technical Potential | F3 | Industrial | Agriculture | Existing | Space Heating | Natural Gas | Steam System Efficiency Improvements | A | Integrated Unit Winter Peak Savings (kW) | Technical Potential | 0 | 0 | 0 | 0 | 0 | 0 | 0 | 0 | 0 | 0 | 0 | 0 | 0 | 0 | 0 | 0 | 0 | 0 | 0 | 0 | 0 | 0 | 0 | 0 | 0 | 0 | 0 | 0 | 0 | 0 | 0
F4_Industrial_Agriculture_Existing_Space Heating_Natural Gas_Steam System Efficiency Improvements_A_Technical Potential | F4 | Industrial | Agriculture | Existing | Space Heating | Natural Gas | Steam System Efficiency Improvements | A | Incremental Energy Savings (MWh or mTherms) | Technical Potential | 0 | 0 | 0 | 0 | 0 | 0.0082972 | 0.016351 | 0.028391 | 0.045339 | 0.067402 | 0.093011 | 0.12296 | 0.15485 | 0.18309 | 0.21079 | 0.22772 | 0.23607 | 0.23017 | 0.21007 | 0.18136 | 0.14664 | 0.10978 | 0.074584 | 0.046853 | 0.030069 | 0 | 0 | 0 | 0 | 0 | 0
F5_Industrial_Agriculture_Existing_Space Heating_Natural Gas_Steam System Efficiency Improvements_A_Technical Potential | F5 | Industrial | Agriculture | Existing | Space Heating | Natural Gas | Steam System Efficiency Improvements | A | Incremental Summer Peak Savings (MW) | Technical Potential | 0 | 0 | 0 | 0 | 0 | 0 | 0 | 0 | 0 | 0 | 0 | 0 | 0 | 0 | 0 | 0 | 0 | 0 | 0 | 0 | 0 | 0 | 0 | 0 | 0 | 0 | 0 | 0 | 0 | 0 | 0
F6_Industrial_Agriculture_Existing_Space Heating_Natural Gas_Steam System Efficiency Improvements_A_Technical Potential | F6 | Industrial | Agriculture | Existing | Space Heating | Natural Gas | Steam System Efficiency Improvements | A | Incremental Winter Peak Savings (MW) | Technical Potential | 0 | 0 | 0 | 0 | 0 | 0 | 0 | 0 | 0 | 0 | 0 | 0 | 0 | 0 | 0 | 0 | 0 | 0 | 0 | 0 | 0 | 0 | 0 | 0 | 0 | 0 | 0 | 0 | 0 | 0 | 0
F7_Industrial_Agriculture_Existing_Space Heating_Natural Gas_Steam System Efficiency Improvements_A_Technical Potential | F7 | Industrial | Agriculture | Existing | Space Heating | Natural Gas | Steam System Efficiency Improvements | A | Cumulative Energy Savings (MWh or mTherms) | Technical Potential | 0 | 0 | 0 | 0 | 0 | 0.0082972 | 0.024535 | 0.052527 | 0.096879 | 0.16221 | 0.25131 | 0.36787 | 0.51294 | 0.68137 | 0.87349 | 1.0769 | 1.2854 | 1.4845 | 1.6603 | 1.8097 | 1.9234 | 2.0001 | 2.0445 | 2.064 | 2.0676 | 2.0478 | 2.0306 | 2.0143 | 0 | 0 | 0
F8_Industrial_Agriculture_Existing_Space Heating_Natural Gas_Steam System Efficiency Improvements_A_Technical Potential | F8 | Industrial | Agriculture | Existing | Space Heating | Natural Gas | Steam System Efficiency Improvements | A | Cumulative Summer Peak Savings (MW) | Technical Potential | 0 | 0 | 0 | 0 | 0 | 0 | 0 | 0 | 0 | 0 | 0 | 0 | 0 | 0 | 0 | 0 | 0 | 0 | 0 | 0 | 0 | 0 | 0 | 0 | 0 | 0 | 0 | 0 | 0 | 0 | 0
F9_Industrial_Agriculture_Existing_Space Heating_Natural Gas_Steam System Efficiency Improvements_A_Technical Potential | F9 | Industrial | Agriculture | Existing | Space Heating | Natural Gas | Steam System Efficiency Improvements | A | Cumulative Winter Peak Savings (MW) | Technical Potential | 0 | 0 | 0 | 0 | 0 | 0 | 0 | 0 | 0 | 0 | 0 | 0 | 0 | 0 | 0 | 0 | 0 | 0 | 0 | 0 | 0 | 0 | 0 | 0 | 0 | 0 | 0 | 0 | 0 | 0 | 0
F10_Industrial_Agriculture_Existing_Space Heating_Natural Gas_Steam System Efficiency Improvements_A_Technical Potential | F10 | Industrial | Agriculture | Existing | Space Heating | Natural Gas | Steam System Efficiency Improvements | A | Purchases (Incremental) | Technical Potential | 0 | 0 | 0 | 0 | 0 | 60.5317 | 120.9325 | 213.4548 | 347.4013 | 527.7426 | 746.2418 | 1012.3199 | 1309.6676 | 1594.1108 | 1887.0125 | 2096.9161 | 2231.0134 | 2229.0519 | 2082.5143 | 1833.1647 | 1509.7379 | 1150.0152 | 793.2634 | 505.0849 | 328.3644 | 0 | 0 | 0 | 0 | 0 | 0
F11_Industrial_Agriculture_Existing_Space Heating_Natural Gas_Steam System Efficiency Improvements_A_Technical Potential | F11 | Industrial | Agriculture | Existing | Space Heating | Natural Gas | Steam System Efficiency Improvements | A | Purchases (Cumulative) | Technical Potential | 0 | 0 | 0 | 0 | 0 | 60.5317 | 181.4642 | 394.9191 | 742.3203 | 1270.063 | 2016.3048 | 3028.6247 | 4338.2924 | 5932.4031 | 7819.4156 | 9916.3317 | 12147.3451 | 14376.397 | 16458.9113 | 18292.076 | 19801.8139 | 20951.8291 | 21745.0925 | 22250.1774 | 22578.5419 | 22578.5419 | 22578.5419 | 22578.5419 | 22578.5419 | 22578.5419 | 22578.5419
F1_Industrial_Agriculture_Existing_Process_Natural Gas_Steam System Efficiency Improvements_A_Technical Potential | F1 | Industrial | Agriculture | Existing | Process | Natural Gas | Steam System Efficiency Improvements | A | Integrated Unit Energy Savings (kWh or therms) | Technical Potential | 0 | 0 | 0 | 0 | 0 | 0.18517 | 0.18441 | 0.18363 | 0.18286 | 0.18206 | 0.18122 | 0.18045 | 0.17971 | 0.17893 | 0.17831 | 0.17764 | 0.17709 | 0.17654 | 0.17599 | 0.17556 | 0.17509 | 0.17467 | 0.17424 | 0.17383 | 0.17341 | 0.17338 | 0.17334 | 0.17331 | 0.18594 | 0.18594 | 0.18594
F2_Industrial_Agriculture_Existing_Process_Natural Gas_Steam System Efficiency Improvements_A_Technical Potential | F2 | Industrial | Agriculture | Existing | Process | Natural Gas | Steam System Efficiency Improvements | A | Integrated Unit Summer Peak Savings (kW) | Technical Potential | 0 | 0 | 0 | 0 | 0 | 0 | 0 | 0 | 0 | 0 | 0 | 0 | 0 | 0 | 0 | 0 | 0 | 0 | 0 | 0 | 0 | 0 | 0 | 0 | 0 | 0 | 0 | 0 | 0 | 0 | 0
F3_Industrial_Agriculture_Existing_Process_Natural Gas_Steam System Efficiency Improvements_A_Technical Potential | F3 | Industrial | Agriculture | Existing | Process | Natural Gas | Steam System Efficiency Improvements | A | Integrated Unit Winter Peak Savings (kW) | Technical Potential | 0 | 0 | 0 | 0 | 0 | 0 | 0 | 0 | 0 | 0 | 0 | 0 | 0 | 0 | 0 | 0 | 0 | 0 | 0 | 0 | 0 | 0 | 0 | 0 | 0 | 0 | 0 | 0 | 0 | 0 | 0
F4_Industrial_Agriculture_Existing_Process_Natural Gas_Steam System Efficiency Improvements_A_Technical Potential | F4 | Industrial | Agriculture | Existing | Process | Natural Gas | Steam System Efficiency Improvements | A | Incremental Energy Savings (MWh or mTherms) | Technical Potential | 0 | 0 | 0 | 0 | 0 | 0.0019503 | 0.0038802 | 0.00682 | 0.011053 | 0.016717 | 0.02353 | 0.031784 | 0.040952 | 0.049627 | 0.058542 | 0.06481 | 0.068742 | 0.068469 | 0.063768 | 0.055996 | 0.045994 | 0.034949 | 0.024049 | 0.015276 | 0.0099075 | 0 | 0 | 0 | 0 | 0 | 0
F5_Industrial_Agriculture_Existing_Process_Natural Gas_Steam System Efficiency Improvements_A_Technical Potential | F5 | Industrial | Agriculture | Existing | Process | Natural Gas | Steam System Efficiency Improvements | A | Incremental Summer Peak Savings (MW) | Technical Potential | 0 | 0 | 0 | 0 | 0 | 0 | 0 | 0 | 0 | 0 | 0 | 0 | 0 | 0 | 0 | 0 | 0 | 0 | 0 | 0 | 0 | 0 | 0 | 0 | 0 | 0 | 0 | 0 | 0 | 0 | 0
F6_Industrial_Agriculture_Existing_Process_Natural Gas_Steam System Efficiency Improvements_A_Technical Potential | F6 | Industrial | Agriculture | Existing | Process | Natural Gas | Steam System Efficiency Improvements | A | Incremental Winter Peak Savings (MW) | Technical Potential | 0 | 0 | 0 | 0 | 0 | 0 | 0 | 0 | 0 | 0 | 0 | 0 | 0 | 0 | 0 | 0 | 0 | 0 | 0 | 0 | 0 | 0 | 0 | 0 | 0 | 0 | 0 | 0 | 0 | 0 | 0
F7_Industrial_Agriculture_Existing_Process_Natural Gas_Steam System Efficiency Improvements_A_Technical Potential | F7 | Industrial | Agriculture | Existing | Process | Natural Gas | Steam System Efficiency Improvements | A | Cumulative Energy Savings (MWh or mTherms) | Technical Potential | 0 | 0 | 0 | 0 | 0 | 0.0019503 | 0.0058224 | 0.012618 | 0.023617 | 0.040232 | 0.063576 | 0.09509 | 0.13565 | 0.18469 | 0.24259 | 0.30649 | 0.37428 | 0.44159 | 0.50398 | 0.55875 | 0.60326 | 0.63673 | 0.65924 | 0.67294 | 0.68124 | 0.6811 | 0.68098 | 0.68086 | 0 | 0 | 0
F8_Industrial_Agriculture_Existing_Process_Natural Gas_Steam System Efficiency Improvements_A_Technical Potential | F8 | Industrial | Agriculture | Existing | Process | Natural Gas | Steam System Efficiency Improvements | A | Cumulative Summer Peak Savings (MW) | Technical Potential | 0 | 0 | 0 | 0 | 0 | 0 | 0 | 0 | 0 | 0 | 0 | 0 | 0 | 0 | 0 | 0 | 0 | 0 | 0 | 0 | 0 | 0 | 0 | 0 | 0 | 0 | 0 | 0 | 0 | 0 | 0
F9_Industrial_Agriculture_Existing_Process_Natural Gas_Steam System Efficiency Improvements_A_Technical Potential | F9 | Industrial | Agriculture | Existing | Process | Natural Gas | Steam System Efficiency Improvements | A | Cumulative Winter Peak Savings (MW) | Technical Potential | 0 | 0 | 0 | 0 | 0 | 0 | 0 | 0 | 0 | 0 | 0 | 0 | 0 | 0 | 0 | 0 | 0 | 0 | 0 | 0 | 0 | 0 | 0 | 0 | 0 | 0 | 0 | 0 | 0 | 0 | 0
F10_Industrial_Agriculture_Existing_Process_Natural Gas_Steam System Efficiency Improvements_A_Technical Potential | F10 | Industrial | Agriculture | Existing | Process | Natural Gas | Steam System Efficiency Improvements | A | Purchases (Incremental) | Technical Potential | 0 | 0 | 0 | 0 | 0 | 10.532 | 21.0412 | 37.1393 | 60.4448 | 91.8226 | 129.8395 | 176.1348 | 227.8707 | 277.3613 | 328.3236 | 364.845 | 388.1767 | 387.8354 | 362.3392 | 318.9545 | 262.6811 | 200.0925 | 138.0209 | 87.8803 | 57.1325 | 0 | 0 | 0 | 0 | 0 | 0
F11_Industrial_Agriculture_Existing_Process_Natural Gas_Steam System Efficiency Improvements_A_Technical Potential | F11 | Industrial | Agriculture | Existing | Process | Natural Gas | Steam System Efficiency Improvements | A | Purchases (Cumulative) | Technical Potential | 0 | 0 | 0 | 0 | 0 | 10.532 | 31.5732 | 68.7124 | 129.1572 | 220.9798 | 350.8193 | 526.9541 | 754.8247 | 1032.186 | 1360.5096 | 1725.3546 | 2113.5313 | 2501.3667 | 2863.7059 | 3182.6605 | 3445.3416 | 3645.4341 | 3783.455 | 3871.3353 | 3928.4679 | 3928.4679 | 3928.4679 | 3928.4679 | 3928.4679 | 3928.4679 | 3928.4679
F1_Industrial_Agriculture_Existing_Space Heating_Natural Gas_Strategic Energy Management_A_Technical Potential | F1 | Industrial | Agriculture | Existing | Space Heating | Natural Gas | Strategic Energy Management | A | Integrated Unit Energy Savings (kWh or therms) | Technical Potential | 0 | 0 | 0 | 0 | 0 | 4.0676 | 4.0354 | 3.9942 | 3.949 | 3.8993 | 3.8452 | 3.7874 | 3.7264 | 3.6598 | 3.5894 | 3.5174 | 3.4469 | 3.3811 | 3.319 | 3.2649 | 3.2151 | 3.1683 | 3.1292 | 3.0947 | 3.0632 | 3.0383 | 3.0166 | 2.9957 | 0 | 0 | 0
F2_Industrial_Agriculture_Existing_Space Heating_Natural Gas_Strategic Energy Management_A_Technical Potential | F2 | Industrial | Agriculture | Existing | Space Heating | Natural Gas | Strategic Energy Management | A | Integrated Unit Summer Peak Savings (kW) | Technical Potential | 0 | 0 | 0 | 0 | 0 | 0 | 0 | 0 | 0 | 0 | 0 | 0 | 0 | 0 | 0 | 0 | 0 | 0 | 0 | 0 | 0 | 0 | 0 | 0 | 0 | 0 | 0 | 0 | 0 | 0 | 0
F3_Industrial_Agriculture_Existing_Space Heating_Natural Gas_Strategic Energy Management_A_Technical Potential | F3 | Industrial | Agriculture | Existing | Space Heating | Natural Gas | Strategic Energy Management | A | Integrated Unit Winter Peak Savings (kW) | Technical Potential | 0 | 0 | 0 | 0 | 0 | 0 | 0 | 0 | 0 | 0 | 0 | 0 | 0 | 0 | 0 | 0 | 0 | 0 | 0 | 0 | 0 | 0 | 0 | 0 | 0 | 0 | 0 | 0 | 0 | 0 | 0
F4_Industrial_Agriculture_Existing_Space Heating_Natural Gas_Strategic Energy Management_A_Technical Potential | F4 | Industrial | Agriculture | Existing | Space Heating | Natural Gas | Strategic Energy Management | A | Incremental Energy Savings (MWh or mTherms) | Technical Potential | 0 | 0 | 0 | 0 | 0 | 0.82845 | 0.82145 | 0.80828 | 0.79956 | 0.79015 | 0.76928 | 0.75566 | 0.74198 | 0.71714 | 0.70602 | 0.68527 | 0.67161 | 0.65549 | 0.6377 | 0.62805 | 0.61591 | 0.6046 | 0.59495 | 0.58639 | 0.57859 | 0 | 0 | 0 | 0 | 0 | 0
F5_Industrial_Agriculture_Existing_Space Heating_Natural Gas_Strategic Energy Management_A_Technical Potential | F5 | Industrial | Agriculture | Existing | Space Heating | Natural Gas | Strategic Energy Management | A | Incremental Summer Peak Savings (MW) | Technical Potential | 0 | 0 | 0 | 0 | 0 | 0 | 0 | 0 | 0 | 0 | 0 | 0 | 0 | 0 | 0 | 0 | 0 | 0 | 0 | 0 | 0 | 0 | 0 | 0 | 0 | 0 | 0 | 0 | 0 | 0 | 0
F6_Industrial_Agriculture_Existing_Space Heating_Natural Gas_Strategic Energy Management_A_Technical Potential | F6 | Industrial | Agriculture | Existing | Space Heating | Natural Gas | Strategic Energy Management | A | Incremental Winter Peak Savings (MW) | Technical Potential | 0 | 0 | 0 | 0 | 0 | 0 | 0 | 0 | 0 | 0 | 0 | 0 | 0 | 0 | 0 | 0 | 0 | 0 | 0 | 0 | 0 | 0 | 0 | 0 | 0 | 0 | 0 | 0 | 0 | 0 | 0
F7_Industrial_Agriculture_Existing_Space Heating_Natural Gas_Strategic Energy Management_A_Technical Potential | F7 | Industrial | Agriculture | Existing | Space Heating | Natural Gas | Strategic Energy Management | A | Cumulative Energy Savings (MWh or mTherms) | Technical Potential | 0 | 0 | 0 | 0 | 0 | 0.82845 | 1.6433 | 2.4349 | 3.2069 | 3.9567 | 4.671 | 5.3565 | 6.0122 | 6.6219 | 7.2004 | 7.7414 | 8.2577 | 8.7556 | 9.2325 | 9.7101 | 10.1778 | 10.6345 | 11.098 | 11.562 | 12.0229 | 11.9252 | 11.8401 | 11.7582 | 0 | 0 | 0
F8_Industrial_Agriculture_Existing_Space Heating_Natural Gas_Strategic Energy Management_A_Technical Potential | F8 | Industrial | Agriculture | Existing | Space Heating | Natural Gas | Strategic Energy Management | A | Cumulative Summer Peak Savings (MW) | Technical Potential | 0 | 0 | 0 | 0 | 0 | 0 | 0 | 0 | 0 | 0 | 0 | 0 | 0 | 0 | 0 | 0 | 0 | 0 | 0 | 0 | 0 | 0 | 0 | 0 | 0 | 0 | 0 | 0 | 0 | 0 | 0
F9_Industrial_Agriculture_Existing_Space Heating_Natural Gas_Strategic Energy Management_A_Technical Potential | F9 | Industrial | Agriculture | Existing | Space Heating | Natural Gas | Strategic Energy Management | A | Cumulative Winter Peak Savings (MW) | Technical Potential | 0 | 0 | 0 | 0 | 0 | 0 | 0 | 0 | 0 | 0 | 0 | 0 | 0 | 0 | 0 | 0 | 0 | 0 | 0 | 0 | 0 | 0 | 0 | 0 | 0 | 0 | 0 | 0 | 0 | 0 | 0
F10_Industrial_Agriculture_Existing_Space Heating_Natural Gas_Strategic Energy Management_A_Technical Potential | F10 | Industrial | Agriculture | Existing | Space Heating | Natural Gas | Strategic Energy Management | A | Purchases (Incremental) | Technical Potential | 0 | 0 | 0 | 0 | 0 | 203.6727 | 203.5609 | 202.3605 | 202.4699 | 202.6373 | 200.064 | 199.5173 | 199.1122 | 195.9504 | 196.6985 | 194.8227 | 194.848 | 193.8673 | 192.138 | 192.3656 | 191.5702 | 190.8251 | 190.1298 | 189.4837 | 188.8861 | 0 | 0 | 0 | 0 | 0 | 0
F11_Industrial_Agriculture_Existing_Space Heating_Natural Gas_Strategic Energy Management_A_Technical Potential | F11 | Industrial | Agriculture | Existing | Space Heating | Natural Gas | Strategic Energy Management | A | Purchases (Cumulative) | Technical Potential | 0 | 0 | 0 | 0 | 0 | 203.6727 | 407.2337 | 609.5941 | 812.064 | 1014.7013 | 1214.7653 | 1414.2826 | 1613.3947 | 1809.3451 | 2006.0436 | 2200.8663 | 2395.7143 | 2589.5817 | 2781.7197 | 2974.0853 | 3165.6555 | 3356.4806 | 3546.6104 | 3736.094 | 3924.9801 | 3924.9801 | 3924.9801 | 3924.9801 | 3924.9801 | 3924.9801 | 3924.9801
F1_Industrial_Agriculture_Existing_Process_Natural Gas_Strategic Energy Management_A_Technical Potential | F1 | Industrial | Agriculture | Existing | Process | Natural Gas | Strategic Energy Management | A | Integrated Unit Energy Savings (kWh or therms) | Technical Potential | 0 | 0 | 0 | 0 | 0 | 1.4025 | 1.3985 | 1.3944 | 1.3904 | 1.3863 | 1.3821 | 1.3783 | 1.3747 | 1.371 | 1.3682 | 1.3652 | 1.3628 | 1.3605 | 1.3582 | 1.3564 | 1.3544 | 1.3526 | 1.3509 | 1.3491 | 1.3474 | 1.3472 | 1.3471 | 1.3469 | 0 | 0 | 0
F2_Industrial_Agriculture_Existing_Process_Natural Gas_Strategic Energy Management_A_Technical Potential | F2 | Industrial | Agriculture | Existing | Process | Natural Gas | Strategic Energy Management | A | Integrated Unit Summer Peak Savings (kW) | Technical Potential | 0 | 0 | 0 | 0 | 0 | 0 | 0 | 0 | 0 | 0 | 0 | 0 | 0 | 0 | 0 | 0 | 0 | 0 | 0 | 0 | 0 | 0 | 0 | 0 | 0 | 0 | 0 | 0 | 0 | 0 | 0
F3_Industrial_Agriculture_Existing_Process_Natural Gas_Strategic Energy Management_A_Technical Potential | F3 | Industrial | Agriculture | Existing | Process | Natural Gas | Strategic Energy Management | A | Integrated Unit Winter Peak Savings (kW) | Technical Potential | 0 | 0 | 0 | 0 | 0 | 0 | 0 | 0 | 0 | 0 | 0 | 0 | 0 | 0 | 0 | 0 | 0 | 0 | 0 | 0 | 0 | 0 | 0 | 0 | 0 | 0 | 0 | 0 | 0 | 0 | 0
F4_Industrial_Agriculture_Existing_Process_Natural Gas_Strategic Energy Management_A_Technical Potential | F4 | Industrial | Agriculture | Existing | Process | Natural Gas | Strategic Energy Management | A | Incremental Energy Savings (MWh or mTherms) | Technical Potential | 0 | 0 | 0 | 0 | 0 | 1.728 | 1.7221 | 1.707 | 1.703 | 1.6994 | 1.6727 | 1.6635 | 1.6559 | 1.6251 | 1.628 | 1.6089 | 1.6064 | 1.5956 | 1.5786 | 1.5784 | 1.5696 | 1.5615 | 1.5537 | 1.5465 | 1.5396 | 0 | 0 | 0 | 0 | 0 | 0
F5_Industrial_Agriculture_Existing_Process_Natural Gas_Strategic Energy Management_A_Technical Potential | F5 | Industrial | Agriculture | Existing | Process | Natural Gas | Strategic Energy Management | A | Incremental Summer Peak Savings (MW) | Technical Potential | 0 | 0 | 0 | 0 | 0 | 0 | 0 | 0 | 0 | 0 | 0 | 0 | 0 | 0 | 0 | 0 | 0 | 0 | 0 | 0 | 0 | 0 | 0 | 0 | 0 | 0 | 0 | 0 | 0 | 0 | 0
F6_Industrial_Agriculture_Existing_Process_Natural Gas_Strategic Energy Management_A_Technical Potential | F6 | Industrial | Agriculture | Existing | Process | Natural Gas | Strategic Energy Management | A | Incremental Winter Peak Savings (MW) | Technical Potential | 0 | 0 | 0 | 0 | 0 | 0 | 0 | 0 | 0 | 0 | 0 | 0 | 0 | 0 | 0 | 0 | 0 | 0 | 0 | 0 | 0 | 0 | 0 | 0 | 0 | 0 | 0 | 0 | 0 | 0 | 0
F7_Industrial_Agriculture_Existing_Process_Natural Gas_Strategic Energy Management_A_Technical Potential | F7 | Industrial | Agriculture | Existing | Process | Natural Gas | Strategic Energy Management | A | Cumulative Energy Savings (MWh or mTherms) | Technical Potential | 0 | 0 | 0 | 0 | 0 | 1.728 | 3.4452 | 5.1422 | 6.8303 | 8.5097 | 10.1562 | 11.7918 | 13.4173 | 15.0061 | 16.6034 | 18.1759 | 19.7511 | 21.3128 | 22.8547 | 24.4033 | 25.9377 | 27.4651 | 28.983 | 30.4918 | 31.9921 | 31.988 | 31.9843 | 31.9809 | 0 | 0 | 0
F8_Industrial_Agriculture_Existing_Process_Natural Gas_Strategic Energy Management_A_Technical Potential | F8 | Industrial | Agriculture | Existing | Process | Natural Gas | Strategic Energy Management | A | Cumulative Summer Peak Savings (MW) | Technical Potential | 0 | 0 | 0 | 0 | 0 | 0 | 0 | 0 | 0 | 0 | 0 | 0 | 0 | 0 | 0 | 0 | 0 | 0 | 0 | 0 | 0 | 0 | 0 | 0 | 0 | 0 | 0 | 0 | 0 | 0 | 0
F9_Industrial_Agriculture_Existing_Process_Natural Gas_Strategic Energy Management_A_Technical Potential | F9 | Industrial | Agriculture | Existing | Process | Natural Gas | Strategic Energy Management | A | Cumulative Winter Peak Savings (MW) | Technical Potential | 0 | 0 | 0 | 0 | 0 | 0 | 0 | 0 | 0 | 0 | 0 | 0 | 0 | 0 | 0 | 0 | 0 | 0 | 0 | 0 | 0 | 0 | 0 | 0 | 0 | 0 | 0 | 0 | 0 | 0 | 0
F10_Industrial_Agriculture_Existing_Process_Natural Gas_Strategic Energy Management_A_Technical Potential | F10 | Industrial | Agriculture | Existing | Process | Natural Gas | Strategic Energy Management | A | Purchases (Incremental) | Technical Potential | 0 | 0 | 0 | 0 | 0 | 1232.1007 | 1231.4245 | 1224.1623 | 1224.8242 | 1225.837 | 1210.2701 | 1206.9628 | 1204.5122 | 1185.3849 | 1189.9108 | 1178.5634 | 1178.7164 | 1172.7838 | 1162.3227 | 1163.6995 | 1158.8873 | 1154.38 | 1150.1739 | 1146.2652 | 1142.6505 | 0 | 0 | 0 | 0 | 0 | 0
F11_Industrial_Agriculture_Existing_Process_Natural Gas_Strategic Energy Management_A_Technical Potential | F11 | Industrial | Agriculture | Existing | Process | Natural Gas | Strategic Energy Management | A | Purchases (Cumulative) | Technical Potential | 0 | 0 | 0 | 0 | 0 | 1232.1007 | 2463.5252 | 3687.6876 | 4912.5117 | 6138.3487 | 7348.6188 | 8555.5816 | 9760.0938 | 10945.4787 | 12135.3895 | 13313.9529 | 14492.6692 | 15665.4531 | 16827.7758 | 17991.4753 | 19150.3626 | 20304.7426 | 21454.9165 | 22601.1817 | 23743.8323 | 23743.8323 | 23743.8323 | 23743.8323 | 23743.8323 | 23743.8323 | 23743.8323
F1_Industrial_Agriculture_Existing_Miscellaneous_Natural Gas_Strategic Energy Management_A_Technical Potential | F1 | Industrial | Agriculture | Existing | Miscellaneous | Natural Gas | Strategic Energy Management | A | Integrated Unit Energy Savings (kWh or therms) | Technical Potential | 0 | 0 | 0 | 0 | 0 | 0.89787 | 0.89787 | 0.89787 | 0.89787 | 0.89787 | 0.89787 | 0.89787 | 0.89787 | 0.89787 | 0.89787 | 0.89787 | 0.89787 | 0.89787 | 0.89787 | 0.89787 | 0.89787 | 0.89787 | 0.89787 | 0.89787 | 0.89787 | 0.89787 | 0.89787 | 0.89787 | 0 | 0 | 0
F2_Industrial_Agriculture_Existing_Miscellaneous_Natural Gas_Strategic Energy Management_A_Technical Potential | F2 | Industrial | Agriculture | Existing | Miscellaneous | Natural Gas | Strategic Energy Management | A | Integrated Unit Summer Peak Savings (kW) | Technical Potential | 0 | 0 | 0 | 0 | 0 | 0 | 0 | 0 | 0 | 0 | 0 | 0 | 0 | 0 | 0 | 0 | 0 | 0 | 0 | 0 | 0 | 0 | 0 | 0 | 0 | 0 | 0 | 0 | 0 | 0 | 0
F3_Industrial_Agriculture_Existing_Miscellaneous_Natural Gas_Strategic Energy Management_A_Technical Potential | F3 | Industrial | Agriculture | Existing | Miscellaneous | Natural Gas | Strategic Energy Management | A | Integrated Unit Winter Peak Savings (kW) | Technical Potential | 0 | 0 | 0 | 0 | 0 | 0 | 0 | 0 | 0 | 0 | 0 | 0 | 0 | 0 | 0 | 0 | 0 | 0 | 0 | 0 | 0 | 0 | 0 | 0 | 0 | 0 | 0 | 0 | 0 | 0 | 0
F4_Industrial_Agriculture_Existing_Miscellaneous_Natural Gas_Strategic Energy Management_A_Technical Potential | F4 | Industrial | Agriculture | Existing | Miscellaneous | Natural Gas | Strategic Energy Management | A | Incremental Energy Savings (MWh or mTherms) | Technical Potential | 0 | 0 | 0 | 0 | 0 | 0.27657 | 0.27642 | 0.27478 | 0.27493 | 0.27516 | 0.27167 | 0.27092 | 0.27037 | 0.26608 | 0.2671 | 0.26455 | 0.26458 | 0.26325 | 0.2609 | 0.26121 | 0.26013 | 0.25912 | 0.25818 | 0.2573 | 0.25649 | 0 | 0 | 0 | 0 | 0 | 0
F5_Industrial_Agriculture_Existing_Miscellaneous_Natural Gas_Strategic Energy Management_A_Technical Potential | F5 | Industrial | Agriculture | Existing | Miscellaneous | Natural Gas | Strategic Energy Management | A | Incremental Summer Peak Savings (MW) | Technical Potential | 0 | 0 | 0 | 0 | 0 | 0 | 0 | 0 | 0 | 0 | 0 | 0 | 0 | 0 | 0 | 0 | 0 | 0 | 0 | 0 | 0 | 0 | 0 | 0 | 0 | 0 | 0 | 0 | 0 | 0 | 0
F6_Industrial_Agriculture_Existing_Miscellaneous_Natural Gas_Strategic Energy Management_A_Technical Potential | F6 | Industrial | Agriculture | Existing | Miscellaneous | Natural Gas | Strategic Energy Management | A | Incremental Winter Peak Savings (MW) | Technical Potential | 0 | 0 | 0 | 0 | 0 | 0 | 0 | 0 | 0 | 0 | 0 | 0 | 0 | 0 | 0 | 0 | 0 | 0 | 0 | 0 | 0 | 0 | 0 | 0 | 0 | 0 | 0 | 0 | 0 | 0 | 0
F7_Industrial_Agriculture_Existing_Miscellaneous_Natural Gas_Strategic Energy Management_A_Technical Potential | F7 | Industrial | Agriculture | Existing | Miscellaneous | Natural Gas | Strategic Energy Management | A | Cumulative Energy Savings (MWh or mTherms) | Technical Potential | 0 | 0 | 0 | 0 | 0 | 0.27657 | 0.55298 | 0.82777 | 1.1027 | 1.3779 | 1.6495 | 1.9205 | 2.1908 | 2.4569 | 2.724 | 2.9886 | 3.2531 | 3.5164 | 3.7773 | 4.0385 | 4.2986 | 4.5578 | 4.8159 | 5.0732 | 5.3297 | 5.3297 | 5.3297 | 5.3297 | 0 | 0 | 0
F8_Industrial_Agriculture_Existing_Miscellaneous_Natural Gas_Strategic Energy Management_A_Technical Potential | F8 | Industrial | Agriculture | Existing | Miscellaneous | Natural Gas | Strategic Energy Management | A | Cumulative Summer Peak Savings (MW) | Technical Potential | 0 | 0 | 0 | 0 | 0 | 0 | 0 | 0 | 0 | 0 | 0 | 0 | 0 | 0 | 0 | 0 | 0 | 0 | 0 | 0 | 0 | 0 | 0 | 0 | 0 | 0 | 0 | 0 | 0 | 0 | 0
F9_Industrial_Agriculture_Existing_Miscellaneous_Natural Gas_Strategic Energy Management_A_Technical Potential | F9 | Industrial | Agriculture | Existing | Miscellaneous | Natural Gas | Strategic Energy Management | A | Cumulative Winter Peak Savings (MW) | Technical Potential | 0 | 0 | 0 | 0 | 0 | 0 | 0 | 0 | 0 | 0 | 0 | 0 | 0 | 0 | 0 | 0 | 0 | 0 | 0 | 0 | 0 | 0 | 0 | 0 | 0 | 0 | 0 | 0 | 0 | 0 | 0
F10_Industrial_Agriculture_Existing_Miscellaneous_Natural Gas_Strategic Energy Management_A_Technical Potential | F10 | Industrial | Agriculture | Existing | Miscellaneous | Natural Gas | Strategic Energy Management | A | Purchases (Incremental) | Technical Potential | 0 | 0 | 0 | 0 | 0 | 308.0252 | 307.8561 | 306.0406 | 306.206 | 306.4592 | 302.5675 | 301.7407 | 301.128 | 296.3462 | 297.4777 | 294.6409 | 294.6791 | 293.196 | 290.5807 | 290.9249 | 289.7218 | 288.595 | 287.5435 | 286.5663 | 285.6626 | 0 | 0 | 0 | 0 | 0 | 0
F11_Industrial_Agriculture_Existing_Miscellaneous_Natural Gas_Strategic Energy Management_A_Technical Potential | F11 | Industrial | Agriculture | Existing | Miscellaneous | Natural Gas | Strategic Energy Management | A | Purchases (Cumulative) | Technical Potential | 0 | 0 | 0 | 0 | 0 | 308.0252 | 615.8813 | 921.9219 | 1228.1279 | 1534.5872 | 1837.1547 | 2138.8954 | 2440.0234 | 2736.3697 | 3033.8474 | 3328.4882 | 3623.1673 | 3916.3633 | 4206.9439 | 4497.8688 | 4787.5906 | 5076.1857 | 5363.7291 | 5650.2954 | 5935.9581 | 5935.9581 | 5935.9581 | 5935.9581 | 5935.9581 | 5935.9581 | 5935.9581
F1_Industrial_Agriculture_Existing_Space Heating_Natural Gas_Commissioning_A_Technical Potential | F1 | Industrial | Agriculture | Existing | Space Heating | Natural Gas | Commissioning | A | Integrated Unit Energy Savings (kWh or therms) | Technical Potential | 0 | 0 | 0 | 0 | 0 | 3.7566 | 3.7313 | 3.6986 | 3.6632 | 3.6253 | 3.5856 | 3.5446 | 3.5028 | 3.4591 | 3.4123 | 3.3668 | 3.322 | 3.2819 | 3.2442 | 3.2098 | 3.1773 | 3.1444 | 3.1154 | 3.0883 | 3.0625 | 3.0382 | 3.0172 | 2.9968 | 0 | 0 | 0
F2_Industrial_Agriculture_Existing_Space Heating_Natural Gas_Commissioning_A_Technical Potential | F2 | Industrial | Agriculture | Existing | Space Heating | Natural Gas | Commissioning | A | Integrated Unit Summer Peak Savings (kW) | Technical Potential | 0 | 0 | 0 | 0 | 0 | 0 | 0 | 0 | 0 | 0 | 0 | 0 | 0 | 0 | 0 | 0 | 0 | 0 | 0 | 0 | 0 | 0 | 0 | 0 | 0 | 0 | 0 | 0 | 0 | 0 | 0
F3_Industrial_Agriculture_Existing_Space Heating_Natural Gas_Commissioning_A_Technical Potential | F3 | Industrial | Agriculture | Existing | Space Heating | Natural Gas | Commissioning | A | Integrated Unit Winter Peak Savings (kW) | Technical Potential | 0 | 0 | 0 | 0 | 0 | 0 | 0 | 0 | 0 | 0 | 0 | 0 | 0 | 0 | 0 | 0 | 0 | 0 | 0 | 0 | 0 | 0 | 0 | 0 | 0 | 0 | 0 | 0 | 0 | 0 | 0
F4_Industrial_Agriculture_Existing_Space Heating_Natural Gas_Commissioning_A_Technical Potential | F4 | Industrial | Agriculture | Existing | Space Heating | Natural Gas | Commissioning | A | Incremental Energy Savings (MWh or mTherms) | Technical Potential | 0 | 0 | 0 | 0 | 0 | 0 | 0 | 0 | 0 | 0 | 0 | 0 | 0 | 0 | 0 | 0 | 0 | 0 | 0 | 0 | 0 | 0 | 0 | 0 | 0 | 0 | 0 | 0 | 0 | 0 | 0
F5_Industrial_Agriculture_Existing_Space Heating_Natural Gas_Commissioning_A_Technical Potential | F5 | Industrial | Agriculture | Existing | Space Heating | Natural Gas | Commissioning | A | Incremental Summer Peak Savings (MW) | Technical Potential | 0 | 0 | 0 | 0 | 0 | 0 | 0 | 0 | 0 | 0 | 0 | 0 | 0 | 0 | 0 | 0 | 0 | 0 | 0 | 0 | 0 | 0 | 0 | 0 | 0 | 0 | 0 | 0 | 0 | 0 | 0
F6_Industrial_Agriculture_Existing_Space Heating_Natural Gas_Commissioning_A_Technical Potential | F6 | Industrial | Agriculture | Existing | Space Heating | Natural Gas | Commissioning | A | Incremental Winter Peak Savings (MW) | Technical Potential | 0 | 0 | 0 | 0 | 0 | 0 | 0 | 0 | 0 | 0 | 0 | 0 | 0 | 0 | 0 | 0 | 0 | 0 | 0 | 0 | 0 | 0 | 0 | 0 | 0 | 0 | 0 | 0 | 0 | 0 | 0
F7_Industrial_Agriculture_Existing_Space Heating_Natural Gas_Commissioning_A_Technical Potential | F7 | Industrial | Agriculture | Existing | Space Heating | Natural Gas | Commissioning | A | Cumulative Energy Savings (MWh or mTherms) | Technical Potential | 0 | 0 | 0 | 0 | 0 | 0 | 0 | 0 | 0 | 0 | 0 | 0 | 0 | 0 | 0 | 0 | 0 | 0 | 0 | 0 | 0 | 0 | 0 | 0 | 0 | 0 | 0 | 0 | 0 | 0 | 0
F8_Industrial_Agriculture_Existing_Space Heating_Natural Gas_Commissioning_A_Technical Potential | F8 | Industrial | Agriculture | Existing | Space Heating | Natural Gas | Commissioning | A | Cumulative Summer Peak Savings (MW) | Technical Potential | 0 | 0 | 0 | 0 | 0 | 0 | 0 | 0 | 0 | 0 | 0 | 0 | 0 | 0 | 0 | 0 | 0 | 0 | 0 | 0 | 0 | 0 | 0 | 0 | 0 | 0 | 0 | 0 | 0 | 0 | 0
F9_Industrial_Agriculture_Existing_Space Heating_Natural Gas_Commissioning_A_Technical Potential | F9 | Industrial | Agriculture | Existing | Space Heating | Natural Gas | Commissioning | A | Cumulative Winter Peak Savings (MW) | Technical Potential | 0 | 0 | 0 | 0 | 0 | 0 | 0 | 0 | 0 | 0 | 0 | 0 | 0 | 0 | 0 | 0 | 0 | 0 | 0 | 0 | 0 | 0 | 0 | 0 | 0 | 0 | 0 | 0 | 0 | 0 | 0
F10_Industrial_Agriculture_Existing_Space Heating_Natural Gas_Commissioning_A_Technical Potential | F10 | Industrial | Agriculture | Existing | Space Heating | Natural Gas | Commissioning | A | Purchases (Incremental) | Technical Potential | 0 | 0 | 0 | 0 | 0 | 0 | 0 | 0 | 0 | 0 | 0 | 0 | 0 | 0 | 0 | 0 | 0 | 0 | 0 | 0 | 0 | 0 | 0 | 0 | 0 | 0 | 0 | 0 | 0 | 0 | 0
F11_Industrial_Agriculture_Existing_Space Heating_Natural Gas_Commissioning_A_Technical Potential | F11 | Industrial | Agriculture | Existing | Space Heating | Natural Gas | Commissioning | A | Purchases (Cumulative) | Technical Potential | 0 | 0 | 0 | 0 | 0 | 0 | 0 | 0 | 0 | 0 | 0 | 0 | 0 | 0 | 0 | 0 | 0 | 0 | 0 | 0 | 0 | 0 | 0 | 0 | 0 | 0 | 0 | 0 | 0 | 0 | 0
F1_Industrial_Agriculture_Existing_Process_Natural Gas_Commissioning_A_Technical Potential | F1 | Industrial | Agriculture | Existing | Process | Natural Gas | Commissioning | A | Integrated Unit Energy Savings (kWh or therms) | Technical Potential | 0 | 0 | 0 | 0 | 0 | 7.8485 | 7.847 | 7.846 | 7.8452 | 7.8446 | 7.8439 | 7.8434 | 7.8429 | 7.8424 | 7.8422 | 7.8418 | 7.8416 | 7.8414 | 7.8412 | 7.8411 | 7.841 | 7.8409 | 7.8408 | 7.8407 | 7.8407 | 7.8406 | 7.8406 | 7.8406 | 0 | 0 | 0
F2_Industrial_Agriculture_Existing_Process_Natural Gas_Commissioning_A_Technical Potential | F2 | Industrial | Agriculture | Existing | Process | Natural Gas | Commissioning | A | Integrated Unit Summer Peak Savings (kW) | Technical Potential | 0 | 0 | 0 | 0 | 0 | 0 | 0 | 0 | 0 | 0 | 0 | 0 | 0 | 0 | 0 | 0 | 0 | 0 | 0 | 0 | 0 | 0 | 0 | 0 | 0 | 0 | 0 | 0 | 0 | 0 | 0
F3_Industrial_Agriculture_Existing_Process_Natural Gas_Commissioning_A_Technical Potential | F3 | Industrial | Agriculture | Existing | Process | Natural Gas | Commissioning | A | Integrated Unit Winter Peak Savings (kW) | Technical Potential | 0 | 0 | 0 | 0 | 0 | 0 | 0 | 0 | 0 | 0 | 0 | 0 | 0 | 0 | 0 | 0 | 0 | 0 | 0 | 0 | 0 | 0 | 0 | 0 | 0 | 0 | 0 | 0 | 0 | 0 | 0
F4_Industrial_Agriculture_Existing_Process_Natural Gas_Commissioning_A_Technical Potential | F4 | Industrial | Agriculture | Existing | Process | Natural Gas | Commissioning | A | Incremental Energy Savings (MWh or mTherms) | Technical Potential | 0 | 0 | 0 | 0 | 0 | 0 | 0 | 0 | 0 | 0 | 0 | 0 | 0 | 0 | 0 | 0 | 0 | 0 | 0 | 0 | 0 | 0 | 0 | 0 | 0 | 0 | 0 | 0 | 0 | 0 | 0
F5_Industrial_Agriculture_Existing_Process_Natural Gas_Commissioning_A_Technical Potential | F5 | Industrial | Agriculture | Existing | Process | Natural Gas | Commissioning | A | Incremental Summer Peak Savings (MW) | Technical Potential | 0 | 0 | 0 | 0 | 0 | 0 | 0 | 0 | 0 | 0 | 0 | 0 | 0 | 0 | 0 | 0 | 0 | 0 | 0 | 0 | 0 | 0 | 0 | 0 | 0 | 0 | 0 | 0 | 0 | 0 | 0
F6_Industrial_Agriculture_Existing_Process_Natural Gas_Commissioning_A_Technical Potential | F6 | Industrial | Agriculture | Existing | Process | Natural Gas | Commissioning | A | Incremental Winter Peak Savings (MW) | Technical Potential | 0 | 0 | 0 | 0 | 0 | 0 | 0 | 0 | 0 | 0 | 0 | 0 | 0 | 0 | 0 | 0 | 0 | 0 | 0 | 0 | 0 | 0 | 0 | 0 | 0 | 0 | 0 | 0 | 0 | 0 | 0
F7_Industrial_Agriculture_Existing_Process_Natural Gas_Commissioning_A_Technical Potential | F7 | Industrial | Agriculture | Existing | Process | Natural Gas | Commissioning | A | Cumulative Energy Savings (MWh or mTherms) | Technical Potential | 0 | 0 | 0 | 0 | 0 | 0 | 0 | 0 | 0 | 0 | 0 | 0 | 0 | 0 | 0 | 0 | 0 | 0 | 0 | 0 | 0 | 0 | 0 | 0 | 0 | 0 | 0 | 0 | 0 | 0 | 0
F8_Industrial_Agriculture_Existing_Process_Natural Gas_Commissioning_A_Technical Potential | F8 | Industrial | Agriculture | Existing | Process | Natural Gas | Commissioning | A | Cumulative Summer Peak Savings (MW) | Technical Potential | 0 | 0 | 0 | 0 | 0 | 0 | 0 | 0 | 0 | 0 | 0 | 0 | 0 | 0 | 0 | 0 | 0 | 0 | 0 | 0 | 0 | 0 | 0 | 0 | 0 | 0 | 0 | 0 | 0 | 0 | 0
F9_Industrial_Agriculture_Existing_Process_Natural Gas_Commissioning_A_Technical Potential | F9 | Industrial | Agriculture | Existing | Process | Natural Gas | Commissioning | A | Cumulative Winter Peak Savings (MW) | Technical Potential | 0 | 0 | 0 | 0 | 0 | 0 | 0 | 0 | 0 | 0 | 0 | 0 | 0 | 0 | 0 | 0 | 0 | 0 | 0 | 0 | 0 | 0 | 0 | 0 | 0 | 0 | 0 | 0 | 0 | 0 | 0
F10_Industrial_Agriculture_Existing_Process_Natural Gas_Commissioning_A_Technical Potential | F10 | Industrial | Agriculture | Existing | Process | Natural Gas | Commissioning | A | Purchases (Incremental) | Technical Potential | 0 | 0 | 0 | 0 | 0 | 0 | 0 | 0 | 0 | 0 | 0 | 0 | 0 | 0 | 0 | 0 | 0 | 0 | 0 | 0 | 0 | 0 | 0 | 0 | 0 | 0 | 0 | 0 | 0 | 0 | 0
F11_Industrial_Agriculture_Existing_Process_Natural Gas_Commissioning_A_Technical Potential | F11 | Industrial | Agriculture | Existing | Process | Natural Gas | Commissioning | A | Purchases (Cumulative) | Technical Potential | 0 | 0 | 0 | 0 | 0 | 0 | 0 | 0 | 0 | 0 | 0 | 0 | 0 | 0 | 0 | 0 | 0 | 0 | 0 | 0 | 0 | 0 | 0 | 0 | 0 | 0 | 0 | 0 | 0 | 0 | 0
F1_Industrial_Agriculture_Existing_Space Heating_Natural Gas_Retrocommissioning_A_Technical Potential | F1 | Industrial | Agriculture | Existing | Space Heating | Natural Gas | Retrocommissioning | A | Integrated Unit Energy Savings (kWh or therms) | Technical Potential | 0 | 0 | 0 | 0 | 0 | 0.52172 | 0.51815 | 0.51355 | 0.5086 | 0.50329 | 0.49773 | 0.49199 | 0.48617 | 0.48008 | 0.47357 | 0.46723 | 0.46101 | 0.45543 | 0.45019 | 0.44541 | 0.4409 | 0.43632 | 0.43231 | 0.42855 | 0.42496 | 0.4216 | 0.41867 | 0.41585 | 0 | 0 | 0
F2_Industrial_Agriculture_Existing_Space Heating_Natural Gas_Retrocommissioning_A_Technical Potential | F2 | Industrial | Agriculture | Existing | Space Heating | Natural Gas | Retrocommissioning | A | Integrated Unit Summer Peak Savings (kW) | Technical Potential | 0 | 0 | 0 | 0 | 0 | 0 | 0 | 0 | 0 | 0 | 0 | 0 | 0 | 0 | 0 | 0 | 0 | 0 | 0 | 0 | 0 | 0 | 0 | 0 | 0 | 0 | 0 | 0 | 0 | 0 | 0
F3_Industrial_Agriculture_Existing_Space Heating_Natural Gas_Retrocommissioning_A_Technical Potential | F3 | Industrial | Agriculture | Existing | Space Heating | Natural Gas | Retrocommissioning | A | Integrated Unit Winter Peak Savings (kW) | Technical Potential | 0 | 0 | 0 | 0 | 0 | 0 | 0 | 0 | 0 | 0 | 0 | 0 | 0 | 0 | 0 | 0 | 0 | 0 | 0 | 0 | 0 | 0 | 0 | 0 | 0 | 0 | 0 | 0 | 0 | 0 | 0
F4_Industrial_Agriculture_Existing_Space Heating_Natural Gas_Retrocommissioning_A_Technical Potential | F4 | Industrial | Agriculture | Existing | Space Heating | Natural Gas | Retrocommissioning | A | Incremental Energy Savings (MWh or mTherms) | Technical Potential | 0 | 0 | 0 | 0 | 0 | 0.12499 | 0.12407 | 0.12224 | 0.12113 | 0.11996 | 0.11713 | 0.11546 | 0.11387 | 0.11065 | 0.10957 | 0.10707 | 0.10566 | 0.10386 | 0.10175 | 0.10078 | 0.099352 | 0.097939 | 0.096684 | 0.095517 | 0.094419 | 0 | 0 | 0 | 0 | 0 | 0
F5_Industrial_Agriculture_Existing_Space Heating_Natural Gas_Retrocommissioning_A_Technical Potential | F5 | Industrial | Agriculture | Existing | Space Heating | Natural Gas | Retrocommissioning | A | Incremental Summer Peak Savings (MW) | Technical Potential | 0 | 0 | 0 | 0 | 0 | 0 | 0 | 0 | 0 | 0 | 0 | 0 | 0 | 0 | 0 | 0 | 0 | 0 | 0 | 0 | 0 | 0 | 0 | 0 | 0 | 0 | 0 | 0 | 0 | 0 | 0
F6_Industrial_Agriculture_Existing_Space Heating_Natural Gas_Retrocommissioning_A_Technical Potential | F6 | Industrial | Agriculture | Existing | Space Heating | Natural Gas | Retrocommissioning | A | Incremental Winter Peak Savings (MW) | Technical Potential | 0 | 0 | 0 | 0 | 0 | 0 | 0 | 0 | 0 | 0 | 0 | 0 | 0 | 0 | 0 | 0 | 0 | 0 | 0 | 0 | 0 | 0 | 0 | 0 | 0 | 0 | 0 | 0 | 0 | 0 | 0
F7_Industrial_Agriculture_Existing_Space Heating_Natural Gas_Retrocommissioning_A_Technical Potential | F7 | Industrial | Agriculture | Existing | Space Heating | Natural Gas | Retrocommissioning | A | Cumulative Energy Savings (MWh or mTherms) | Technical Potential | 0 | 0 | 0 | 0 | 0 | 0.12499 | 0.2482 | 0.36824 | 0.48582 | 0.60071 | 0.71121 | 0.81848 | 0.92266 | 1.0217 | 1.1175 | 1.2096 | 1.2991 | 1.3873 | 1.473 | 1.5582 | 1.6418 | 1.7227 | 1.8035 | 1.8833 | 1.962 | 1.9465 | 1.9329 | 1.9199 | 0 | 0 | 0
F8_Industrial_Agriculture_Existing_Space Heating_Natural Gas_Retrocommissioning_A_Technical Potential | F8 | Industrial | Agriculture | Existing | Space Heating | Natural Gas | Retrocommissioning | A | Cumulative Summer Peak Savings (MW) | Technical Potential | 0 | 0 | 0 | 0 | 0 | 0 | 0 | 0 | 0 | 0 | 0 | 0 | 0 | 0 | 0 | 0 | 0 | 0 | 0 | 0 | 0 | 0 | 0 | 0 | 0 | 0 | 0 | 0 | 0 | 0 | 0
F9_Industrial_Agriculture_Existing_Space Heating_Natural Gas_Retrocommissioning_A_Technical Potential | F9 | Industrial | Agriculture | Existing | Space Heating | Natural Gas | Retrocommissioning | A | Cumulative Winter Peak Savings (MW) | Technical Potential | 0 | 0 | 0 | 0 | 0 | 0 | 0 | 0 | 0 | 0 | 0 | 0 | 0 | 0 | 0 | 0 | 0 | 0 | 0 | 0 | 0 | 0 | 0 | 0 | 0 | 0 | 0 | 0 | 0 | 0 | 0
F10_Industrial_Agriculture_Existing_Space Heating_Natural Gas_Retrocommissioning_A_Technical Potential | F10 | Industrial | Agriculture | Existing | Space Heating | Natural Gas | Retrocommissioning | A | Purchases (Incremental) | Technical Potential | 0 | 0 | 0 | 0 | 0 | 239.5751 | 239.4437 | 238.0316 | 238.1603 | 238.3572 | 235.3303 | 234.6872 | 234.2107 | 230.4915 | 231.3715 | 229.1651 | 229.1948 | 228.0413 | 226.0072 | 226.2749 | 225.3392 | 224.4628 | 223.6449 | 222.8849 | 222.182 | 0 | 0 | 0 | 0 | 0 | 0
F11_Industrial_Agriculture_Existing_Space Heating_Natural Gas_Retrocommissioning_A_Technical Potential | F11 | Industrial | Agriculture | Existing | Space Heating | Natural Gas | Retrocommissioning | A | Purchases (Cumulative) | Technical Potential | 0 | 0 | 0 | 0 | 0 | 239.5751 | 479.0188 | 717.0504 | 955.2106 | 1193.5678 | 1428.8981 | 1663.5853 | 1897.796 | 2128.2875 | 2359.6591 | 2588.8242 | 2818.019 | 3046.0603 | 3272.0675 | 3498.3424 | 3723.6816 | 3948.1444 | 4171.7893 | 4394.6742 | 4616.8563 | 4616.8563 | 4616.8563 | 4616.8563 | 4616.8563 | 4616.8563 | 4616.8563
F1_Industrial_Agriculture_Existing_Process_Natural Gas_Retrocommissioning_A_Technical Potential | F1 | Industrial | Agriculture | Existing | Process | Natural Gas | Retrocommissioning | A | Integrated Unit Energy Savings (kWh or therms) | Technical Potential | 0 | 0 | 0 | 0 | 0 | 0 | 0 | 0 | 0 | 0 | 0 | 0 | 0 | 0 | 0 | 0 | 0 | 0 | 0 | 0 | 0 | 0 | 0 | 0 | 0 | 0 | 0 | 0 | 0 | 0 | 0
F2_Industrial_Agriculture_Existing_Process_Natural Gas_Retrocommissioning_A_Technical Potential | F2 | Industrial | Agriculture | Existing | Process | Natural Gas | Retrocommissioning | A | Integrated Unit Summer Peak Savings (kW) | Technical Potential | 0 | 0 | 0 | 0 | 0 | 0 | 0 | 0 | 0 | 0 | 0 | 0 | 0 | 0 | 0 | 0 | 0 | 0 | 0 | 0 | 0 | 0 | 0 | 0 | 0 | 0 | 0 | 0 | 0 | 0 | 0
F3_Industrial_Agriculture_Existing_Process_Natural Gas_Retrocommissioning_A_Technical Potential | F3 | Industrial | Agriculture | Existing | Process | Natural Gas | Retrocommissioning | A | Integrated Unit Winter Peak Savings (kW) | Technical Potential | 0 | 0 | 0 | 0 | 0 | 0 | 0 | 0 | 0 | 0 | 0 | 0 | 0 | 0 | 0 | 0 | 0 | 0 | 0 | 0 | 0 | 0 | 0 | 0 | 0 | 0 | 0 | 0 | 0 | 0 | 0
F4_Industrial_Agriculture_Existing_Process_Natural Gas_Retrocommissioning_A_Technical Potential | F4 | Industrial | Agriculture | Existing | Process | Natural Gas | Retrocommissioning | A | Incremental Energy Savings (MWh or mTherms) | Technical Potential | 0 | 0 | 0 | 0 | 0 | 0 | 0 | 0 | 0 | 0 | 0 | 0 | 0 | 0 | 0 | 0 | 0 | 0 | 0 | 0 | 0 | 0 | 0 | 0 | 0 | 0 | 0 | 0 | 0 | 0 | 0
F5_Industrial_Agriculture_Existing_Process_Natural Gas_Retrocommissioning_A_Technical Potential | F5 | Industrial | Agriculture | Existing | Process | Natural Gas | Retrocommissioning | A | Incremental Summer Peak Savings (MW) | Technical Potential | 0 | 0 | 0 | 0 | 0 | 0 | 0 | 0 | 0 | 0 | 0 | 0 | 0 | 0 | 0 | 0 | 0 | 0 | 0 | 0 | 0 | 0 | 0 | 0 | 0 | 0 | 0 | 0 | 0 | 0 | 0
F6_Industrial_Agriculture_Existing_Process_Natural Gas_Retrocommissioning_A_Technical Potential | F6 | Industrial | Agriculture | Existing | Process | Natural Gas | Retrocommissioning | A | Incremental Winter Peak Savings (MW) | Technical Potential | 0 | 0 | 0 | 0 | 0 | 0 | 0 | 0 | 0 | 0 | 0 | 0 | 0 | 0 | 0 | 0 | 0 | 0 | 0 | 0 | 0 | 0 | 0 | 0 | 0 | 0 | 0 | 0 | 0 | 0 | 0
F7_Industrial_Agriculture_Existing_Process_Natural Gas_Retrocommissioning_A_Technical Potential | F7 | Industrial | Agriculture | Existing | Process | Natural Gas | Retrocommissioning | A | Cumulative Energy Savings (MWh or mTherms) | Technical Potential | 0 | 0 | 0 | 0 | 0 | 0 | 0 | 0 | 0 | 0 | 0 | 0 | 0 | 0 | 0 | 0 | 0 | 0 | 0 | 0 | 0 | 0 | 0 | 0 | 0 | 0 | 0 | 0 | 0 | 0 | 0
F8_Industrial_Agriculture_Existing_Process_Natural Gas_Retrocommissioning_A_Technical Potential | F8 | Industrial | Agriculture | Existing | Process | Natural Gas | Retrocommissioning | A | Cumulative Summer Peak Savings (MW) | Technical Potential | 0 | 0 | 0 | 0 | 0 | 0 | 0 | 0 | 0 | 0 | 0 | 0 | 0 | 0 | 0 | 0 | 0 | 0 | 0 | 0 | 0 | 0 | 0 | 0 | 0 | 0 | 0 | 0 | 0 | 0 | 0
F9_Industrial_Agriculture_Existing_Process_Natural Gas_Retrocommissioning_A_Technical Potential | F9 | Industrial | Agriculture | Existing | Process | Natural Gas | Retrocommissioning | A | Cumulative Winter Peak Savings (MW) | Technical Potential | 0 | 0 | 0 | 0 | 0 | 0 | 0 | 0 | 0 | 0 | 0 | 0 | 0 | 0 | 0 | 0 | 0 | 0 | 0 | 0 | 0 | 0 | 0 | 0 | 0 | 0 | 0 | 0 | 0 | 0 | 0
F10_Industrial_Agriculture_Existing_Process_Natural Gas_Retrocommissioning_A_Technical Potential | F10 | Industrial | Agriculture | Existing | Process | Natural Gas | Retrocommissioning | A | Purchases (Incremental) | Technical Potential | 0 | 0 | 0 | 0 | 0 | 239.5751 | 239.4437 | 238.0316 | 238.1603 | 238.3572 | 235.3303 | 234.6872 | 234.2107 | 230.4915 | 231.3715 | 229.1651 | 229.1948 | 228.0413 | 226.0072 | 226.2749 | 225.3392 | 224.4628 | 223.6449 | 222.8849 | 222.182 | 0 | 0 | 0 | 0 | 0 | 0
F11_Industrial_Agriculture_Existing_Process_Natural Gas_Retrocommissioning_A_Technical Potential | F11 | Industrial | Agriculture | Existing | Process | Natural Gas | Retrocommissioning | A | Purchases (Cumulative) | Technical Potential | 0 | 0 | 0 | 0 | 0 | 239.5751 | 479.0188 | 717.0504 | 955.2106 | 1193.5678 | 1428.8981 | 1663.5853 | 1897.796 | 2128.2875 | 2359.6591 | 2588.8242 | 2818.019 | 3046.0603 | 3272.0675 | 3498.3424 | 3723.6816 | 3948.1444 | 4171.7893 | 4394.6742 | 4616.8563 | 4616.8563 | 4616.8563 | 4616.8563 | 4616.8563 | 4616.8563 | 4616.8563
F1_Industrial_Agriculture_New_Space Heating_Natural Gas_Insulation - Roof/Ceiling_A_Technical Potential | F1 | Industrial | Agriculture | New | Space Heating | Natural Gas | Insulation - Roof/Ceiling | A | Integrated Unit Energy Savings (kWh or therms) | Technical Potential | 0 | 0 | 0 | 0 | 0 | 0.0916 | 0.088822 | 0.086768 | 0.085175 | 0.083876 | 0.082806 | 0.08154 | 0.080182 | 0.078805 | 0.077435 | 0.076172 | 0.075015 | 0.074639 | 0.073871 | 0.073301 | 0.0729 | 0.072601 | 0.072506 | 0.072533 | 0.072638 | 0.072787 | 0.072931 | 0.073076 | 0 | 0 | 0
F2_Industrial_Agriculture_New_Space Heating_Natural Gas_Insulation - Roof/Ceiling_A_Technical Potential | F2 | Industrial | Agriculture | New | Space Heating | Natural Gas | Insulation - Roof/Ceiling | A | Integrated Unit Summer Peak Savings (kW) | Technical Potential | 0 | 0 | 0 | 0 | 0 | 0 | 0 | 0 | 0 | 0 | 0 | 0 | 0 | 0 | 0 | 0 | 0 | 0 | 0 | 0 | 0 | 0 | 0 | 0 | 0 | 0 | 0 | 0 | 0 | 0 | 0
F3_Industrial_Agriculture_New_Space Heating_Natural Gas_Insulation - Roof/Ceiling_A_Technical Potential | F3 | Industrial | Agriculture | New | Space Heating | Natural Gas | Insulation - Roof/Ceiling | A | Integrated Unit Winter Peak Savings (kW) | Technical Potential | 0 | 0 | 0 | 0 | 0 | 0 | 0 | 0 | 0 | 0 | 0 | 0 | 0 | 0 | 0 | 0 | 0 | 0 | 0 | 0 | 0 | 0 | 0 | 0 | 0 | 0 | 0 | 0 | 0 | 0 | 0
F4_Industrial_Agriculture_New_Space Heating_Natural Gas_Insulation - Roof/Ceiling_A_Technical Potential | F4 | Industrial | Agriculture | New | Space Heating | Natural Gas | Insulation - Roof/Ceiling | A | Incremental Energy Savings (MWh or mTherms) | Technical Potential | 0 | 0 | 0 | 0 | 0 | 0 | 0 | 0 | 0 | 0 | 0 | 0 | 0 | 0 | 0 | 0 | 0 | 0 | 0 | 0 | 0 | 0 | 0 | 0 | 0 | 0 | 0 | 0 | 0 | 0 | 0
F5_Industrial_Agriculture_New_Space Heating_Natural Gas_Insulation - Roof/Ceiling_A_Technical Potential | F5 | Industrial | Agriculture | New | Space Heating | Natural Gas | Insulation - Roof/Ceiling | A | Incremental Summer Peak Savings (MW) | Technical Potential | 0 | 0 | 0 | 0 | 0 | 0 | 0 | 0 | 0 | 0 | 0 | 0 | 0 | 0 | 0 | 0 | 0 | 0 | 0 | 0 | 0 | 0 | 0 | 0 | 0 | 0 | 0 | 0 | 0 | 0 | 0
F6_Industrial_Agriculture_New_Space Heating_Natural Gas_Insulation - Roof/Ceiling_A_Technical Potential | F6 | Industrial | Agriculture | New | Space Heating | Natural Gas | Insulation - Roof/Ceiling | A | Incremental Winter Peak Savings (MW) | Technical Potential | 0 | 0 | 0 | 0 | 0 | 0 | 0 | 0 | 0 | 0 | 0 | 0 | 0 | 0 | 0 | 0 | 0 | 0 | 0 | 0 | 0 | 0 | 0 | 0 | 0 | 0 | 0 | 0 | 0 | 0 | 0
F7_Industrial_Agriculture_New_Space Heating_Natural Gas_Insulation - Roof/Ceiling_A_Technical Potential | F7 | Industrial | Agriculture | New | Space Heating | Natural Gas | Insulation - Roof/Ceiling | A | Cumulative Energy Savings (MWh or mTherms) | Technical Potential | 0 | 0 | 0 | 0 | 0 | 0 | 0 | 0 | 0 | 0 | 0 | 0 | 0 | 0 | 0 | 0 | 0 | 0 | 0 | 0 | 0 | 0 | 0 | 0 | 0 | 0 | 0 | 0 | 0 | 0 | 0
F8_Industrial_Agriculture_New_Space Heating_Natural Gas_Insulation - Roof/Ceiling_A_Technical Potential | F8 | Industrial | Agriculture | New | Space Heating | Natural Gas | Insulation - Roof/Ceiling | A | Cumulative Summer Peak Savings (MW) | Technical Potential | 0 | 0 | 0 | 0 | 0 | 0 | 0 | 0 | 0 | 0 | 0 | 0 | 0 | 0 | 0 | 0 | 0 | 0 | 0 | 0 | 0 | 0 | 0 | 0 | 0 | 0 | 0 | 0 | 0 | 0 | 0
F9_Industrial_Agriculture_New_Space Heating_Natural Gas_Insulation - Roof/Ceiling_A_Technical Potential | F9 | Industrial | Agriculture | New | Space Heating | Natural Gas | Insulation - Roof/Ceiling | A | Cumulative Winter Peak Savings (MW) | Technical Potential | 0 | 0 | 0 | 0 | 0 | 0 | 0 | 0 | 0 | 0 | 0 | 0 | 0 | 0 | 0 | 0 | 0 | 0 | 0 | 0 | 0 | 0 | 0 | 0 | 0 | 0 | 0 | 0 | 0 | 0 | 0
F10_Industrial_Agriculture_New_Space Heating_Natural Gas_Insulation - Roof/Ceiling_A_Technical Potential | F10 | Industrial | Agriculture | New | Space Heating | Natural Gas | Insulation - Roof/Ceiling | A | Purchases (Incremental) | Technical Potential | 0 | 0 | 0 | 0 | 0 | 0 | 0 | 0 | 0 | 0 | 0 | 0 | 0 | 0 | 0 | 0 | 0 | 0 | 0 | 0 | 0 | 0 | 0 | 0 | 0 | 0 | 0 | 0 | 0 | 0 | 0
F11_Industrial_Agriculture_New_Space Heating_Natural Gas_Insulation - Roof/Ceiling_A_Technical Potential | F11 | Industrial | Agriculture | New | Space Heating | Natural Gas | Insulation - Roof/Ceiling | A | Purchases (Cumulative) | Technical Potential | 0 | 0 | 0 | 0 | 0 | 0 | 0 | 0 | 0 | 0 | 0 | 0 | 0 | 0 | 0 | 0 | 0 | 0 | 0 | 0 | 0 | 0 | 0 | 0 | 0 | 0 | 0 | 0 | 0 | 0 | 0
F1_Industrial_Agriculture_New_Space Heating_Natural Gas_Insulation - Wall Cavity_A_Technical Potential | F1 | Industrial | Agriculture | New | Space Heating | Natural Gas | Insulation - Wall Cavity | A | Integrated Unit Energy Savings (kWh or therms) | Technical Potential | 0 | 0 | 0 | 0 | 0 | 0.016496 | 0.015996 | 0.015626 | 0.015339 | 0.015105 | 0.014913 | 0.014685 | 0.01444 | 0.014192 | 0.013945 | 0.013718 | 0.013509 | 0.013442 | 0.013303 | 0.013201 | 0.013129 | 0.013075 | 0.013058 | 0.013063 | 0.013081 | 0.013108 | 0.013134 | 0.01316 | 0 | 0 | 0
F2_Industrial_Agriculture_New_Space Heating_Natural Gas_Insulation - Wall Cavity_A_Technical Potential | F2 | Industrial | Agriculture | New | Space Heating | Natural Gas | Insulation - Wall Cavity | A | Integrated Unit Summer Peak Savings (kW) | Technical Potential | 0 | 0 | 0 | 0 | 0 | 0 | 0 | 0 | 0 | 0 | 0 | 0 | 0 | 0 | 0 | 0 | 0 | 0 | 0 | 0 | 0 | 0 | 0 | 0 | 0 | 0 | 0 | 0 | 0 | 0 | 0
F3_Industrial_Agriculture_New_Space Heating_Natural Gas_Insulation - Wall Cavity_A_Technical Potential | F3 | Industrial | Agriculture | New | Space Heating | Natural Gas | Insulation - Wall Cavity | A | Integrated Unit Winter Peak Savings (kW) | Technical Potential | 0 | 0 | 0 | 0 | 0 | 0 | 0 | 0 | 0 | 0 | 0 | 0 | 0 | 0 | 0 | 0 | 0 | 0 | 0 | 0 | 0 | 0 | 0 | 0 | 0 | 0 | 0 | 0 | 0 | 0 | 0
F4_Industrial_Agriculture_New_Space Heating_Natural Gas_Insulation - Wall Cavity_A_Technical Potential | F4 | Industrial | Agriculture | New | Space Heating | Natural Gas | Insulation - Wall Cavity | A | Incremental Energy Savings (MWh or mTherms) | Technical Potential | 0 | 0 | 0 | 0 | 0 | 0 | 0 | 0 | 0 | 0 | 0 | 0 | 0 | 0 | 0 | 0 | 0 | 0 | 0 | 0 | 0 | 0 | 0 | 0 | 0 | 0 | 0 | 0 | 0 | 0 | 0
F5_Industrial_Agriculture_New_Space Heating_Natural Gas_Insulation - Wall Cavity_A_Technical Potential | F5 | Industrial | Agriculture | New | Space Heating | Natural Gas | Insulation - Wall Cavity | A | Incremental Summer Peak Savings (MW) | Technical Potential | 0 | 0 | 0 | 0 | 0 | 0 | 0 | 0 | 0 | 0 | 0 | 0 | 0 | 0 | 0 | 0 | 0 | 0 | 0 | 0 | 0 | 0 | 0 | 0 | 0 | 0 | 0 | 0 | 0 | 0 | 0
F6_Industrial_Agriculture_New_Space Heating_Natural Gas_Insulation - Wall Cavity_A_Technical Potential | F6 | Industrial | Agriculture | New | Space Heating | Natural Gas | Insulation - Wall Cavity | A | Incremental Winter Peak Savings (MW) | Technical Potential | 0 | 0 | 0 | 0 | 0 | 0 | 0 | 0 | 0 | 0 | 0 | 0 | 0 | 0 | 0 | 0 | 0 | 0 | 0 | 0 | 0 | 0 | 0 | 0 | 0 | 0 | 0 | 0 | 0 | 0 | 0
F7_Industrial_Agriculture_New_Space Heating_Natural Gas_Insulation - Wall Cavity_A_Technical Potential | F7 | Industrial | Agriculture | New | Space Heating | Natural Gas | Insulation - Wall Cavity | A | Cumulative Energy Savings (MWh or mTherms) | Technical Potential | 0 | 0 | 0 | 0 | 0 | 0 | 0 | 0 | 0 | 0 | 0 | 0 | 0 | 0 | 0 | 0 | 0 | 0 | 0 | 0 | 0 | 0 | 0 | 0 | 0 | 0 | 0 | 0 | 0 | 0 | 0
F8_Industrial_Agriculture_New_Space Heating_Natural Gas_Insulation - Wall Cavity_A_Technical Potential | F8 | Industrial | Agriculture | New | Space Heating | Natural Gas | Insulation - Wall Cavity | A | Cumulative Summer Peak Savings (MW) | Technical Potential | 0 | 0 | 0 | 0 | 0 | 0 | 0 | 0 | 0 | 0 | 0 | 0 | 0 | 0 | 0 | 0 | 0 | 0 | 0 | 0 | 0 | 0 | 0 | 0 | 0 | 0 | 0 | 0 | 0 | 0 | 0
F9_Industrial_Agriculture_New_Space Heating_Natural Gas_Insulation - Wall Cavity_A_Technical Potential | F9 | Industrial | Agriculture | New | Space Heating | Natural Gas | Insulation - Wall Cavity | A | Cumulative Winter Peak Savings (MW) | Technical Potential | 0 | 0 | 0 | 0 | 0 | 0 | 0 | 0 | 0 | 0 | 0 | 0 | 0 | 0 | 0 | 0 | 0 | 0 | 0 | 0 | 0 | 0 | 0 | 0 | 0 | 0 | 0 | 0 | 0 | 0 | 0
F10_Industrial_Agriculture_New_Space Heating_Natural Gas_Insulation - Wall Cavity_A_Technical Potential | F10 | Industrial | Agriculture | New | Space Heating | Natural Gas | Insulation - Wall Cavity | A | Purchases (Incremental) | Technical Potential | 0 | 0 | 0 | 0 | 0 | 0 | 0 | 0 | 0 | 0 | 0 | 0 | 0 | 0 | 0 | 0 | 0 | 0 | 0 | 0 | 0 | 0 | 0 | 0 | 0 | 0 | 0 | 0 | 0 | 0 | 0
F11_Industrial_Agriculture_New_Space Heating_Natural Gas_Insulation - Wall Cavity_A_Technical Potential | F11 | Industrial | Agriculture | New | Space Heating | Natural Gas | Insulation - Wall Cavity | A | Purchases (Cumulative) | Technical Potential | 0 | 0 | 0 | 0 | 0 | 0 | 0 | 0 | 0 | 0 | 0 | 0 | 0 | 0 | 0 | 0 | 0 | 0 | 0 | 0 | 0 | 0 | 0 | 0 | 0 | 0 | 0 | 0 | 0 | 0 | 0
F1_Industrial_Agriculture_New_Space Heating_Natural Gas_Insulation - Ducting_A_Technical Potential | F1 | Industrial | Agriculture | New | Space Heating | Natural Gas | Insulation - Ducting | A | Integrated Unit Energy Savings (kWh or therms) | Technical Potential | 0 | 0 | 0 | 0 | 0 | 0 | 0 | 0 | 0 | 0 | 0 | 0 | 0 | 0 | 0 | 0 | 0 | 0 | 0 | 0 | 0 | 0 | 0 | 0 | 0 | 0 | 0 | 0 | 0 | 0 | 0
F2_Industrial_Agriculture_New_Space Heating_Natural Gas_Insulation - Ducting_A_Technical Potential | F2 | Industrial | Agriculture | New | Space Heating | Natural Gas | Insulation - Ducting | A | Integrated Unit Summer Peak Savings (kW) | Technical Potential | 0 | 0 | 0 | 0 | 0 | 0 | 0 | 0 | 0 | 0 | 0 | 0 | 0 | 0 | 0 | 0 | 0 | 0 | 0 | 0 | 0 | 0 | 0 | 0 | 0 | 0 | 0 | 0 | 0 | 0 | 0
F3_Industrial_Agriculture_New_Space Heating_Natural Gas_Insulation - Ducting_A_Technical Potential | F3 | Industrial | Agriculture | New | Space Heating | Natural Gas | Insulation - Ducting | A | Integrated Unit Winter Peak Savings (kW) | Technical Potential | 0 | 0 | 0 | 0 | 0 | 0 | 0 | 0 | 0 | 0 | 0 | 0 | 0 | 0 | 0 | 0 | 0 | 0 | 0 | 0 | 0 | 0 | 0 | 0 | 0 | 0 | 0 | 0 | 0 | 0 | 0
F4_Industrial_Agriculture_New_Space Heating_Natural Gas_Insulation - Ducting_A_Technical Potential | F4 | Industrial | Agriculture | New | Space Heating | Natural Gas | Insulation - Ducting | A | Incremental Energy Savings (MWh or mTherms) | Technical Potential | 0 | 0 | 0 | 0 | 0 | 0 | 0 | 0 | 0 | 0 | 0 | 0 | 0 | 0 | 0 | 0 | 0 | 0 | 0 | 0 | 0 | 0 | 0 | 0 | 0 | 0 | 0 | 0 | 0 | 0 | 0
F5_Industrial_Agriculture_New_Space Heating_Natural Gas_Insulation - Ducting_A_Technical Potential | F5 | Industrial | Agriculture | New | Space Heating | Natural Gas | Insulation - Ducting | A | Incremental Summer Peak Savings (MW) | Technical Potential | 0 | 0 | 0 | 0 | 0 | 0 | 0 | 0 | 0 | 0 | 0 | 0 | 0 | 0 | 0 | 0 | 0 | 0 | 0 | 0 | 0 | 0 | 0 | 0 | 0 | 0 | 0 | 0 | 0 | 0 | 0
F6_Industrial_Agriculture_New_Space Heating_Natural Gas_Insulation - Ducting_A_Technical Potential | F6 | Industrial | Agriculture | New | Space Heating | Natural Gas | Insulation - Ducting | A | Incremental Winter Peak Savings (MW) | Technical Potential | 0 | 0 | 0 | 0 | 0 | 0 | 0 | 0 | 0 | 0 | 0 | 0 | 0 | 0 | 0 | 0 | 0 | 0 | 0 | 0 | 0 | 0 | 0 | 0 | 0 | 0 | 0 | 0 | 0 | 0 | 0
F7_Industrial_Agriculture_New_Space Heating_Natural Gas_Insulation - Ducting_A_Technical Potential | F7 | Industrial | Agriculture | New | Space Heating | Natural Gas | Insulation - Ducting | A | Cumulative Energy Savings (MWh or mTherms) | Technical Potential | 0 | 0 | 0 | 0 | 0 | 0 | 0 | 0 | 0 | 0 | 0 | 0 | 0 | 0 | 0 | 0 | 0 | 0 | 0 | 0 | 0 | 0 | 0 | 0 | 0 | 0 | 0 | 0 | 0 | 0 | 0
F8_Industrial_Agriculture_New_Space Heating_Natural Gas_Insulation - Ducting_A_Technical Potential | F8 | Industrial | Agriculture | New | Space Heating | Natural Gas | Insulation - Ducting | A | Cumulative Summer Peak Savings (MW) | Technical Potential | 0 | 0 | 0 | 0 | 0 | 0 | 0 | 0 | 0 | 0 | 0 | 0 | 0 | 0 | 0 | 0 | 0 | 0 | 0 | 0 | 0 | 0 | 0 | 0 | 0 | 0 | 0 | 0 | 0 | 0 | 0
F9_Industrial_Agriculture_New_Space Heating_Natural Gas_Insulation - Ducting_A_Technical Potential | F9 | Industrial | Agriculture | New | Space Heating | Natural Gas | Insulation - Ducting | A | Cumulative Winter Peak Savings (MW) | Technical Potential | 0 | 0 | 0 | 0 | 0 | 0 | 0 | 0 | 0 | 0 | 0 | 0 | 0 | 0 | 0 | 0 | 0 | 0 | 0 | 0 | 0 | 0 | 0 | 0 | 0 | 0 | 0 | 0 | 0 | 0 | 0
F10_Industrial_Agriculture_New_Space Heating_Natural Gas_Insulation - Ducting_A_Technical Potential | F10 | Industrial | Agriculture | New | Space Heating | Natural Gas | Insulation - Ducting | A | Purchases (Incremental) | Technical Potential | 0 | 0 | 0 | 0 | 0 | 0 | 0 | 0 | 0 | 0 | 0 | 0 | 0 | 0 | 0 | 0 | 0 | 0 | 0 | 0 | 0 | 0 | 0 | 0 | 0 | 0 | 0 | 0 | 0 | 0 | 0
F11_Industrial_Agriculture_New_Space Heating_Natural Gas_Insulation - Ducting_A_Technical Potential | F11 | Industrial | Agriculture | New | Space Heating | Natural Gas | Insulation - Ducting | A | Purchases (Cumulative) | Technical Potential | 0 | 0 | 0 | 0 | 0 | 0 | 0 | 0 | 0 | 0 | 0 | 0 | 0 | 0 | 0 | 0 | 0 | 0 | 0 | 0 | 0 | 0 | 0 | 0 | 0 | 0 | 0 | 0 | 0 | 0 | 0
F1_Industrial_Agriculture_New_Space Heating_Natural Gas_HVAC - Duct Repair and Sealing_A_Technical Potential | F1 | Industrial | Agriculture | New | Space Heating | Natural Gas | HVAC - Duct Repair and Sealing | A | Integrated Unit Energy Savings (kWh or therms) | Technical Potential | 0 | 0 | 0 | 0 | 0 | 0 | 0 | 0 | 0 | 0 | 0 | 0 | 0 | 0 | 0 | 0 | 0 | 0 | 0 | 0 | 0 | 0 | 0 | 0 | 0 | 0 | 0 | 0 | 0 | 0 | 0
F2_Industrial_Agriculture_New_Space Heating_Natural Gas_HVAC - Duct Repair and Sealing_A_Technical Potential | F2 | Industrial | Agriculture | New | Space Heating | Natural Gas | HVAC - Duct Repair and Sealing | A | Integrated Unit Summer Peak Savings (kW) | Technical Potential | 0 | 0 | 0 | 0 | 0 | 0 | 0 | 0 | 0 | 0 | 0 | 0 | 0 | 0 | 0 | 0 | 0 | 0 | 0 | 0 | 0 | 0 | 0 | 0 | 0 | 0 | 0 | 0 | 0 | 0 | 0
F3_Industrial_Agriculture_New_Space Heating_Natural Gas_HVAC - Duct Repair and Sealing_A_Technical Potential | F3 | Industrial | Agriculture | New | Space Heating | Natural Gas | HVAC - Duct Repair and Sealing | A | Integrated Unit Winter Peak Savings (kW) | Technical Potential | 0 | 0 | 0 | 0 | 0 | 0 | 0 | 0 | 0 | 0 | 0 | 0 | 0 | 0 | 0 | 0 | 0 | 0 | 0 | 0 | 0 | 0 | 0 | 0 | 0 | 0 | 0 | 0 | 0 | 0 | 0
F4_Industrial_Agriculture_New_Space Heating_Natural Gas_HVAC - Duct Repair and Sealing_A_Technical Potential | F4 | Industrial | Agriculture | New | Space Heating | Natural Gas | HVAC - Duct Repair and Sealing | A | Incremental Energy Savings (MWh or mTherms) | Technical Potential | 0 | 0 | 0 | 0 | 0 | 0 | 0 | 0 | 0 | 0 | 0 | 0 | 0 | 0 | 0 | 0 | 0 | 0 | 0 | 0 | 0 | 0 | 0 | 0 | 0 | 0 | 0 | 0 | 0 | 0 | 0
F5_Industrial_Agriculture_New_Space Heating_Natural Gas_HVAC - Duct Repair and Sealing_A_Technical Potential | F5 | Industrial | Agriculture | New | Space Heating | Natural Gas | HVAC - Duct Repair and Sealing | A | Incremental Summer Peak Savings (MW) | Technical Potential | 0 | 0 | 0 | 0 | 0 | 0 | 0 | 0 | 0 | 0 | 0 | 0 | 0 | 0 | 0 | 0 | 0 | 0 | 0 | 0 | 0 | 0 | 0 | 0 | 0 | 0 | 0 | 0 | 0 | 0 | 0
F6_Industrial_Agriculture_New_Space Heating_Natural Gas_HVAC - Duct Repair and Sealing_A_Technical Potential | F6 | Industrial | Agriculture | New | Space Heating | Natural Gas | HVAC - Duct Repair and Sealing | A | Incremental Winter Peak Savings (MW) | Technical Potential | 0 | 0 | 0 | 0 | 0 | 0 | 0 | 0 | 0 | 0 | 0 | 0 | 0 | 0 | 0 | 0 | 0 | 0 | 0 | 0 | 0 | 0 | 0 | 0 | 0 | 0 | 0 | 0 | 0 | 0 | 0
F7_Industrial_Agriculture_New_Space Heating_Natural Gas_HVAC - Duct Repair and Sealing_A_Technical Potential | F7 | Industrial | Agriculture | New | Space Heating | Natural Gas | HVAC - Duct Repair and Sealing | A | Cumulative Energy Savings (MWh or mTherms) | Technical Potential | 0 | 0 | 0 | 0 | 0 | 0 | 0 | 0 | 0 | 0 | 0 | 0 | 0 | 0 | 0 | 0 | 0 | 0 | 0 | 0 | 0 | 0 | 0 | 0 | 0 | 0 | 0 | 0 | 0 | 0 | 0
F8_Industrial_Agriculture_New_Space Heating_Natural Gas_HVAC - Duct Repair and Sealing_A_Technical Potential | F8 | Industrial | Agriculture | New | Space Heating | Natural Gas | HVAC - Duct Repair and Sealing | A | Cumulative Summer Peak Savings (MW) | Technical Potential | 0 | 0 | 0 | 0 | 0 | 0 | 0 | 0 | 0 | 0 | 0 | 0 | 0 | 0 | 0 | 0 | 0 | 0 | 0 | 0 | 0 | 0 | 0 | 0 | 0 | 0 | 0 | 0 | 0 | 0 | 0
F9_Industrial_Agriculture_New_Space Heating_Natural Gas_HVAC - Duct Repair and Sealing_A_Technical Potential | F9 | Industrial | Agriculture | New | Space Heating | Natural Gas | HVAC - Duct Repair and Sealing | A | Cumulative Winter Peak Savings (MW) | Technical Potential | 0 | 0 | 0 | 0 | 0 | 0 | 0 | 0 | 0 | 0 | 0 | 0 | 0 | 0 | 0 | 0 | 0 | 0 | 0 | 0 | 0 | 0 | 0 | 0 | 0 | 0 | 0 | 0 | 0 | 0 | 0
F10_Industrial_Agriculture_New_Space Heating_Natural Gas_HVAC - Duct Repair and Sealing_A_Technical Potential | F10 | Industrial | Agriculture | New | Space Heating | Natural Gas | HVAC - Duct Repair and Sealing | A | Purchases (Incremental) | Technical Potential | 0 | 0 | 0 | 0 | 0 | 0 | 0 | 0 | 0 | 0 | 0 | 0 | 0 | 0 | 0 | 0 | 0 | 0 | 0 | 0 | 0 | 0 | 0 | 0 | 0 | 0 | 0 | 0 | 0 | 0 | 0
F11_Industrial_Agriculture_New_Space Heating_Natural Gas_HVAC - Duct Repair and Sealing_A_Technical Potential | F11 | Industrial | Agriculture | New | Space Heating | Natural Gas | HVAC - Duct Repair and Sealing | A | Purchases (Cumulative) | Technical Potential | 0 | 0 | 0 | 0 | 0 | 0 | 0 | 0 | 0 | 0 | 0 | 0 | 0 | 0 | 0 | 0 | 0 | 0 | 0 | 0 | 0 | 0 | 0 | 0 | 0 | 0 | 0 | 0 | 0 | 0 | 0
F1_Industrial_Agriculture_New_Space Heating_Natural Gas_Windows - High Efficiency_A_Technical Potential | F1 | Industrial | Agriculture | New | Space Heating | Natural Gas | Windows - High Efficiency | A | Integrated Unit Energy Savings (kWh or therms) | Technical Potential | 0 | 0 | 0 | 0 | 0 | 0.0052266 | 0.0050609 | 0.0049376 | 0.0048413 | 0.0047622 | 0.0046981 | 0.004623 | 0.004543 | 0.004462 | 0.0043816 | 0.0043084 | 0.0042417 | 0.0042193 | 0.0041748 | 0.0041416 | 0.0041182 | 0.0041007 | 0.0040948 | 0.0040958 | 0.0041012 | 0.0041115 | 0.0041214 | 0.0041312 | 0 | 0 | 0
F2_Industrial_Agriculture_New_Space Heating_Natural Gas_Windows - High Efficiency_A_Technical Potential | F2 | Industrial | Agriculture | New | Space Heating | Natural Gas | Windows - High Efficiency | A | Integrated Unit Summer Peak Savings (kW) | Technical Potential | 0 | 0 | 0 | 0 | 0 | 0 | 0 | 0 | 0 | 0 | 0 | 0 | 0 | 0 | 0 | 0 | 0 | 0 | 0 | 0 | 0 | 0 | 0 | 0 | 0 | 0 | 0 | 0 | 0 | 0 | 0
F3_Industrial_Agriculture_New_Space Heating_Natural Gas_Windows - High Efficiency_A_Technical Potential | F3 | Industrial | Agriculture | New | Space Heating | Natural Gas | Windows - High Efficiency | A | Integrated Unit Winter Peak Savings (kW) | Technical Potential | 0 | 0 | 0 | 0 | 0 | 0 | 0 | 0 | 0 | 0 | 0 | 0 | 0 | 0 | 0 | 0 | 0 | 0 | 0 | 0 | 0 | 0 | 0 | 0 | 0 | 0 | 0 | 0 | 0 | 0 | 0
F4_Industrial_Agriculture_New_Space Heating_Natural Gas_Windows - High Efficiency_A_Technical Potential | F4 | Industrial | Agriculture | New | Space Heating | Natural Gas | Windows - High Efficiency | A | Incremental Energy Savings (MWh or mTherms) | Technical Potential | 0 | 0 | 0 | 0 | 0 | 0 | 0 | 0 | 0 | 0 | 0 | 0 | 0 | 0 | 0 | 0 | 0 | 0 | 0 | 0 | 0 | 0 | 0 | 0 | 0 | 0 | 0 | 0 | 0 | 0 | 0
F5_Industrial_Agriculture_New_Space Heating_Natural Gas_Windows - High Efficiency_A_Technical Potential | F5 | Industrial | Agriculture | New | Space Heating | Natural Gas | Windows - High Efficiency | A | Incremental Summer Peak Savings (MW) | Technical Potential | 0 | 0 | 0 | 0 | 0 | 0 | 0 | 0 | 0 | 0 | 0 | 0 | 0 | 0 | 0 | 0 | 0 | 0 | 0 | 0 | 0 | 0 | 0 | 0 | 0 | 0 | 0 | 0 | 0 | 0 | 0
F6_Industrial_Agriculture_New_Space Heating_Natural Gas_Windows - High Efficiency_A_Technical Potential | F6 | Industrial | Agriculture | New | Space Heating | Natural Gas | Windows - High Efficiency | A | Incremental Winter Peak Savings (MW) | Technical Potential | 0 | 0 | 0 | 0 | 0 | 0 | 0 | 0 | 0 | 0 | 0 | 0 | 0 | 0 | 0 | 0 | 0 | 0 | 0 | 0 | 0 | 0 | 0 | 0 | 0 | 0 | 0 | 0 | 0 | 0 | 0
F7_Industrial_Agriculture_New_Space Heating_Natural Gas_Windows - High Efficiency_A_Technical Potential | F7 | Industrial | Agriculture | New | Space Heating | Natural Gas | Windows - High Efficiency | A | Cumulative Energy Savings (MWh or mTherms) | Technical Potential | 0 | 0 | 0 | 0 | 0 | 0 | 0 | 0 | 0 | 0 | 0 | 0 | 0 | 0 | 0 | 0 | 0 | 0 | 0 | 0 | 0 | 0 | 0 | 0 | 0 | 0 | 0 | 0 | 0 | 0 | 0
F8_Industrial_Agriculture_New_Space Heating_Natural Gas_Windows - High Efficiency_A_Technical Potential | F8 | Industrial | Agriculture | New | Space Heating | Natural Gas | Windows - High Efficiency | A | Cumulative Summer Peak Savings (MW) | Technical Potential | 0 | 0 | 0 | 0 | 0 | 0 | 0 | 0 | 0 | 0 | 0 | 0 | 0 | 0 | 0 | 0 | 0 | 0 | 0 | 0 | 0 | 0 | 0 | 0 | 0 | 0 | 0 | 0 | 0 | 0 | 0
F9_Industrial_Agriculture_New_Space Heating_Natural Gas_Windows - High Efficiency_A_Technical Potential | F9 | Industrial | Agriculture | New | Space Heating | Natural Gas | Windows - High Efficiency | A | Cumulative Winter Peak Savings (MW) | Technical Potential | 0 | 0 | 0 | 0 | 0 | 0 | 0 | 0 | 0 | 0 | 0 | 0 | 0 | 0 | 0 | 0 | 0 | 0 | 0 | 0 | 0 | 0 | 0 | 0 | 0 | 0 | 0 | 0 | 0 | 0 | 0
F10_Industrial_Agriculture_New_Space Heating_Natural Gas_Windows - High Efficiency_A_Technical Potential | F10 | Industrial | Agriculture | New | Space Heating | Natural Gas | Windows - High Efficiency | A | Purchases (Incremental) | Technical Potential | 0 | 0 | 0 | 0 | 0 | 0 | 0 | 0 | 0 | 0 | 0 | 0 | 0 | 0 | 0 | 0 | 0 | 0 | 0 | 0 | 0 | 0 | 0 | 0 | 0 | 0 | 0 | 0 | 0 | 0 | 0
F11_Industrial_Agriculture_New_Space Heating_Natural Gas_Windows - High Efficiency_A_Technical Potential | F11 | Industrial | Agriculture | New | Space Heating | Natural Gas | Windows - High Efficiency | A | Purchases (Cumulative) | Technical Potential | 0 | 0 | 0 | 0 | 0 | 0 | 0 | 0 | 0 | 0 | 0 | 0 | 0 | 0 | 0 | 0 | 0 | 0 | 0 | 0 | 0 | 0 | 0 | 0 | 0 | 0 | 0 | 0 | 0 | 0 | 0
F1_Industrial_Agriculture_New_Space Heating_Natural Gas_Gas Boiler - Maintenance_A_Technical Potential | F1 | Industrial | Agriculture | New | Space Heating | Natural Gas | Gas Boiler - Maintenance | A | Integrated Unit Energy Savings (kWh or therms) | Technical Potential | 0 | 0 | 0 | 0 | 0 | 0 | 0 | 0 | 0 | 0 | 0 | 0 | 0 | 0 | 0 | 0 | 0 | 0 | 0 | 0 | 0 | 0 | 0 | 0 | 0 | 0 | 0 | 0 | 0 | 0 | 0
F2_Industrial_Agriculture_New_Space Heating_Natural Gas_Gas Boiler - Maintenance_A_Technical Potential | F2 | Industrial | Agriculture | New | Space Heating | Natural Gas | Gas Boiler - Maintenance | A | Integrated Unit Summer Peak Savings (kW) | Technical Potential | 0 | 0 | 0 | 0 | 0 | 0 | 0 | 0 | 0 | 0 | 0 | 0 | 0 | 0 | 0 | 0 | 0 | 0 | 0 | 0 | 0 | 0 | 0 | 0 | 0 | 0 | 0 | 0 | 0 | 0 | 0
F3_Industrial_Agriculture_New_Space Heating_Natural Gas_Gas Boiler - Maintenance_A_Technical Potential | F3 | Industrial | Agriculture | New | Space Heating | Natural Gas | Gas Boiler - Maintenance | A | Integrated Unit Winter Peak Savings (kW) | Technical Potential | 0 | 0 | 0 | 0 | 0 | 0 | 0 | 0 | 0 | 0 | 0 | 0 | 0 | 0 | 0 | 0 | 0 | 0 | 0 | 0 | 0 | 0 | 0 | 0 | 0 | 0 | 0 | 0 | 0 | 0 | 0
F4_Industrial_Agriculture_New_Space Heating_Natural Gas_Gas Boiler - Maintenance_A_Technical Potential | F4 | Industrial | Agriculture | New | Space Heating | Natural Gas | Gas Boiler - Maintenance | A | Incremental Energy Savings (MWh or mTherms) | Technical Potential | 0 | 0 | 0 | 0 | 0 | 0 | 0 | 0 | 0 | 0 | 0 | 0 | 0 | 0 | 0 | 0 | 0 | 0 | 0 | 0 | 0 | 0 | 0 | 0 | 0 | 0 | 0 | 0 | 0 | 0 | 0
F5_Industrial_Agriculture_New_Space Heating_Natural Gas_Gas Boiler - Maintenance_A_Technical Potential | F5 | Industrial | Agriculture | New | Space Heating | Natural Gas | Gas Boiler - Maintenance | A | Incremental Summer Peak Savings (MW) | Technical Potential | 0 | 0 | 0 | 0 | 0 | 0 | 0 | 0 | 0 | 0 | 0 | 0 | 0 | 0 | 0 | 0 | 0 | 0 | 0 | 0 | 0 | 0 | 0 | 0 | 0 | 0 | 0 | 0 | 0 | 0 | 0
F6_Industrial_Agriculture_New_Space Heating_Natural Gas_Gas Boiler - Maintenance_A_Technical Potential | F6 | Industrial | Agriculture | New | Space Heating | Natural Gas | Gas Boiler - Maintenance | A | Incremental Winter Peak Savings (MW) | Technical Potential | 0 | 0 | 0 | 0 | 0 | 0 | 0 | 0 | 0 | 0 | 0 | 0 | 0 | 0 | 0 | 0 | 0 | 0 | 0 | 0 | 0 | 0 | 0 | 0 | 0 | 0 | 0 | 0 | 0 | 0 | 0
F7_Industrial_Agriculture_New_Space Heating_Natural Gas_Gas Boiler - Maintenance_A_Technical Potential | F7 | Industrial | Agriculture | New | Space Heating | Natural Gas | Gas Boiler - Maintenance | A | Cumulative Energy Savings (MWh or mTherms) | Technical Potential | 0 | 0 | 0 | 0 | 0 | 0 | 0 | 0 | 0 | 0 | 0 | 0 | 0 | 0 | 0 | 0 | 0 | 0 | 0 | 0 | 0 | 0 | 0 | 0 | 0 | 0 | 0 | 0 | 0 | 0 | 0
F8_Industrial_Agriculture_New_Space Heating_Natural Gas_Gas Boiler - Maintenance_A_Technical Potential | F8 | Industrial | Agriculture | New | Space Heating | Natural Gas | Gas Boiler - Maintenance | A | Cumulative Summer Peak Savings (MW) | Technical Potential | 0 | 0 | 0 | 0 | 0 | 0 | 0 | 0 | 0 | 0 | 0 | 0 | 0 | 0 | 0 | 0 | 0 | 0 | 0 | 0 | 0 | 0 | 0 | 0 | 0 | 0 | 0 | 0 | 0 | 0 | 0
F9_Industrial_Agriculture_New_Space Heating_Natural Gas_Gas Boiler - Maintenance_A_Technical Potential | F9 | Industrial | Agriculture | New | Space Heating | Natural Gas | Gas Boiler - Maintenance | A | Cumulative Winter Peak Savings (MW) | Technical Potential | 0 | 0 | 0 | 0 | 0 | 0 | 0 | 0 | 0 | 0 | 0 | 0 | 0 | 0 | 0 | 0 | 0 | 0 | 0 | 0 | 0 | 0 | 0 | 0 | 0 | 0 | 0 | 0 | 0 | 0 | 0
F10_Industrial_Agriculture_New_Space Heating_Natural Gas_Gas Boiler - Maintenance_A_Technical Potential | F10 | Industrial | Agriculture | New | Space Heating | Natural Gas | Gas Boiler - Maintenance | A | Purchases (Incremental) | Technical Potential | 0 | 0 | 0 | 0 | 0 | 0 | 0 | 0 | 0 | 0 | 0 | 0 | 0 | 0 | 0 | 0 | 0 | 0 | 0 | 0 | 0 | 0 | 0 | 0 | 0 | 0 | 0 | 0 | 0 | 0 | 0
F11_Industrial_Agriculture_New_Space Heating_Natural Gas_Gas Boiler - Maintenance_A_Technical Potential | F11 | Industrial | Agriculture | New | Space Heating | Natural Gas | Gas Boiler - Maintenance | A | Purchases (Cumulative) | Technical Potential | 0 | 0 | 0 | 0 | 0 | 0 | 0 | 0 | 0 | 0 | 0 | 0 | 0 | 0 | 0 | 0 | 0 | 0 | 0 | 0 | 0 | 0 | 0 | 0 | 0 | 0 | 0 | 0 | 0 | 0 | 0
F1_Industrial_Agriculture_New_Process_Natural Gas_Gas Boiler - Maintenance_A_Technical Potential | F1 | Industrial | Agriculture | New | Process | Natural Gas | Gas Boiler - Maintenance | A | Integrated Unit Energy Savings (kWh or therms) | Technical Potential | 0 | 0 | 0 | 0 | 0 | 1.5559 | 1.5559 | 1.5559 | 1.5559 | 1.5559 | 1.5559 | 1.5559 | 1.5559 | 1.5559 | 1.5559 | 1.5559 | 1.5559 | 1.5559 | 1.5559 | 1.5559 | 1.5559 | 1.5559 | 1.5559 | 1.5559 | 1.5559 | 1.5559 | 1.5559 | 1.5559 | 1.5559 | 1.5559 | 1.5559
F2_Industrial_Agriculture_New_Process_Natural Gas_Gas Boiler - Maintenance_A_Technical Potential | F2 | Industrial | Agriculture | New | Process | Natural Gas | Gas Boiler - Maintenance | A | Integrated Unit Summer Peak Savings (kW) | Technical Potential | 0 | 0 | 0 | 0 | 0 | 0 | 0 | 0 | 0 | 0 | 0 | 0 | 0 | 0 | 0 | 0 | 0 | 0 | 0 | 0 | 0 | 0 | 0 | 0 | 0 | 0 | 0 | 0 | 0 | 0 | 0
F3_Industrial_Agriculture_New_Process_Natural Gas_Gas Boiler - Maintenance_A_Technical Potential | F3 | Industrial | Agriculture | New | Process | Natural Gas | Gas Boiler - Maintenance | A | Integrated Unit Winter Peak Savings (kW) | Technical Potential | 0 | 0 | 0 | 0 | 0 | 0 | 0 | 0 | 0 | 0 | 0 | 0 | 0 | 0 | 0 | 0 | 0 | 0 | 0 | 0 | 0 | 0 | 0 | 0 | 0 | 0 | 0 | 0 | 0 | 0 | 0
F4_Industrial_Agriculture_New_Process_Natural Gas_Gas Boiler - Maintenance_A_Technical Potential | F4 | Industrial | Agriculture | New | Process | Natural Gas | Gas Boiler - Maintenance | A | Incremental Energy Savings (MWh or mTherms) | Technical Potential | 0 | 0 | 0 | 0 | 0 | 0.025505 | 0.02118 | 0.016947 | 0.025505 | 0.02118 | 0.016947 | 0.025505 | 0.02118 | 0.016947 | 0.025505 | 0.02118 | 0.016947 | 0.025505 | 0.02118 | 0.016947 | 0.025505 | 0.02118 | 0.016947 | 0.025505 | 0.02118 | 0.016947 | 0.025505 | 0.02118 | 0.016947 | 0.025505 | 0.02118
F5_Industrial_Agriculture_New_Process_Natural Gas_Gas Boiler - Maintenance_A_Technical Potential | F5 | Industrial | Agriculture | New | Process | Natural Gas | Gas Boiler - Maintenance | A | Incremental Summer Peak Savings (MW) | Technical Potential | 0 | 0 | 0 | 0 | 0 | 0 | 0 | 0 | 0 | 0 | 0 | 0 | 0 | 0 | 0 | 0 | 0 | 0 | 0 | 0 | 0 | 0 | 0 | 0 | 0 | 0 | 0 | 0 | 0 | 0 | 0
F6_Industrial_Agriculture_New_Process_Natural Gas_Gas Boiler - Maintenance_A_Technical Potential | F6 | Industrial | Agriculture | New | Process | Natural Gas | Gas Boiler - Maintenance | A | Incremental Winter Peak Savings (MW) | Technical Potential | 0 | 0 | 0 | 0 | 0 | 0 | 0 | 0 | 0 | 0 | 0 | 0 | 0 | 0 | 0 | 0 | 0 | 0 | 0 | 0 | 0 | 0 | 0 | 0 | 0 | 0 | 0 | 0 | 0 | 0 | 0
F7_Industrial_Agriculture_New_Process_Natural Gas_Gas Boiler - Maintenance_A_Technical Potential | F7 | Industrial | Agriculture | New | Process | Natural Gas | Gas Boiler - Maintenance | A | Cumulative Energy Savings (MWh or mTherms) | Technical Potential | 0 | 0 | 0 | 0 | 0 | 0.025505 | 0.046685 | 0.063632 | 0.063632 | 0.063632 | 0.063632 | 0.063632 | 0.063632 | 0.063632 | 0.063632 | 0.063632 | 0.063632 | 0.063632 | 0.063632 | 0.063632 | 0.063632 | 0.063632 | 0.063632 | 0.063632 | 0.063632 | 0.063632 | 0.063632 | 0.063632 | 0 | 0 | 0
F8_Industrial_Agriculture_New_Process_Natural Gas_Gas Boiler - Maintenance_A_Technical Potential | F8 | Industrial | Agriculture | New | Process | Natural Gas | Gas Boiler - Maintenance | A | Cumulative Summer Peak Savings (MW) | Technical Potential | 0 | 0 | 0 | 0 | 0 | 0 | 0 | 0 | 0 | 0 | 0 | 0 | 0 | 0 | 0 | 0 | 0 | 0 | 0 | 0 | 0 | 0 | 0 | 0 | 0 | 0 | 0 | 0 | 0 | 0 | 0
F9_Industrial_Agriculture_New_Process_Natural Gas_Gas Boiler - Maintenance_A_Technical Potential | F9 | Industrial | Agriculture | New | Process | Natural Gas | Gas Boiler - Maintenance | A | Cumulative Winter Peak Savings (MW) | Technical Potential | 0 | 0 | 0 | 0 | 0 | 0 | 0 | 0 | 0 | 0 | 0 | 0 | 0 | 0 | 0 | 0 | 0 | 0 | 0 | 0 | 0 | 0 | 0 | 0 | 0 | 0 | 0 | 0 | 0 | 0 | 0
F10_Industrial_Agriculture_New_Process_Natural Gas_Gas Boiler - Maintenance_A_Technical Potential | F10 | Industrial | Agriculture | New | Process | Natural Gas | Gas Boiler - Maintenance | A | Purchases (Incremental) | Technical Potential | 0 | 0 | 0 | 0 | 0 | 16.3929 | 13.6127 | 10.8922 | 16.3929 | 13.6127 | 10.8922 | 16.3929 | 13.6127 | 10.8922 | 16.3929 | 13.6127 | 10.8922 | 16.3929 | 13.6127 | 10.8922 | 16.3929 | 13.6127 | 10.8922 | 16.3929 | 13.6127 | 10.8922 | 16.3929 | 13.6127 | 10.8922 | 16.3929 | 13.6127
F11_Industrial_Agriculture_New_Process_Natural Gas_Gas Boiler - Maintenance_A_Technical Potential | F11 | Industrial | Agriculture | New | Process | Natural Gas | Gas Boiler - Maintenance | A | Purchases (Cumulative) | Technical Potential | 0 | 0 | 0 | 0 | 0 | 16.3929 | 30.0056 | 40.8978 | 40.8978 | 40.8978 | 40.8978 | 40.8978 | 40.8978 | 40.8978 | 40.8978 | 40.8978 | 40.8978 | 40.8978 | 40.8978 | 40.8978 | 40.8978 | 40.8978 | 40.8978 | 40.8978 | 40.8978 | 40.8978 | 40.8978 | 40.8978 | 40.8978 | 40.8978 | 40.8978
F1_Industrial_Agriculture_New_Space Heating_Natural Gas_Gas Furnace - Maintenance_A_Technical Potential | F1 | Industrial | Agriculture | New | Space Heating | Natural Gas | Gas Furnace - Maintenance | A | Integrated Unit Energy Savings (kWh or therms) | Technical Potential | 0 | 0 | 0 | 0 | 0 | 0 | 0 | 0 | 0 | 0 | 0 | 0 | 0 | 0 | 0 | 0 | 0 | 0 | 0 | 0 | 0 | 0 | 0 | 0 | 0 | 0 | 0 | 0 | 0 | 0 | 0
F2_Industrial_Agriculture_New_Space Heating_Natural Gas_Gas Furnace - Maintenance_A_Technical Potential | F2 | Industrial | Agriculture | New | Space Heating | Natural Gas | Gas Furnace - Maintenance | A | Integrated Unit Summer Peak Savings (kW) | Technical Potential | 0 | 0 | 0 | 0 | 0 | 0 | 0 | 0 | 0 | 0 | 0 | 0 | 0 | 0 | 0 | 0 | 0 | 0 | 0 | 0 | 0 | 0 | 0 | 0 | 0 | 0 | 0 | 0 | 0 | 0 | 0
F3_Industrial_Agriculture_New_Space Heating_Natural Gas_Gas Furnace - Maintenance_A_Technical Potential | F3 | Industrial | Agriculture | New | Space Heating | Natural Gas | Gas Furnace - Maintenance | A | Integrated Unit Winter Peak Savings (kW) | Technical Potential | 0 | 0 | 0 | 0 | 0 | 0 | 0 | 0 | 0 | 0 | 0 | 0 | 0 | 0 | 0 | 0 | 0 | 0 | 0 | 0 | 0 | 0 | 0 | 0 | 0 | 0 | 0 | 0 | 0 | 0 | 0
F4_Industrial_Agriculture_New_Space Heating_Natural Gas_Gas Furnace - Maintenance_A_Technical Potential | F4 | Industrial | Agriculture | New | Space Heating | Natural Gas | Gas Furnace - Maintenance | A | Incremental Energy Savings (MWh or mTherms) | Technical Potential | 0 | 0 | 0 | 0 | 0 | 0 | 0 | 0 | 0 | 0 | 0 | 0 | 0 | 0 | 0 | 0 | 0 | 0 | 0 | 0 | 0 | 0 | 0 | 0 | 0 | 0 | 0 | 0 | 0 | 0 | 0
F5_Industrial_Agriculture_New_Space Heating_Natural Gas_Gas Furnace - Maintenance_A_Technical Potential | F5 | Industrial | Agriculture | New | Space Heating | Natural Gas | Gas Furnace - Maintenance | A | Incremental Summer Peak Savings (MW) | Technical Potential | 0 | 0 | 0 | 0 | 0 | 0 | 0 | 0 | 0 | 0 | 0 | 0 | 0 | 0 | 0 | 0 | 0 | 0 | 0 | 0 | 0 | 0 | 0 | 0 | 0 | 0 | 0 | 0 | 0 | 0 | 0
F6_Industrial_Agriculture_New_Space Heating_Natural Gas_Gas Furnace - Maintenance_A_Technical Potential | F6 | Industrial | Agriculture | New | Space Heating | Natural Gas | Gas Furnace - Maintenance | A | Incremental Winter Peak Savings (MW) | Technical Potential | 0 | 0 | 0 | 0 | 0 | 0 | 0 | 0 | 0 | 0 | 0 | 0 | 0 | 0 | 0 | 0 | 0 | 0 | 0 | 0 | 0 | 0 | 0 | 0 | 0 | 0 | 0 | 0 | 0 | 0 | 0
F7_Industrial_Agriculture_New_Space Heating_Natural Gas_Gas Furnace - Maintenance_A_Technical Potential | F7 | Industrial | Agriculture | New | Space Heating | Natural Gas | Gas Furnace - Maintenance | A | Cumulative Energy Savings (MWh or mTherms) | Technical Potential | 0 | 0 | 0 | 0 | 0 | 0 | 0 | 0 | 0 | 0 | 0 | 0 | 0 | 0 | 0 | 0 | 0 | 0 | 0 | 0 | 0 | 0 | 0 | 0 | 0 | 0 | 0 | 0 | 0 | 0 | 0
F8_Industrial_Agriculture_New_Space Heating_Natural Gas_Gas Furnace - Maintenance_A_Technical Potential | F8 | Industrial | Agriculture | New | Space Heating | Natural Gas | Gas Furnace - Maintenance | A | Cumulative Summer Peak Savings (MW) | Technical Potential | 0 | 0 | 0 | 0 | 0 | 0 | 0 | 0 | 0 | 0 | 0 | 0 | 0 | 0 | 0 | 0 | 0 | 0 | 0 | 0 | 0 | 0 | 0 | 0 | 0 | 0 | 0 | 0 | 0 | 0 | 0
F9_Industrial_Agriculture_New_Space Heating_Natural Gas_Gas Furnace - Maintenance_A_Technical Potential | F9 | Industrial | Agriculture | New | Space Heating | Natural Gas | Gas Furnace - Maintenance | A | Cumulative Winter Peak Savings (MW) | Technical Potential | 0 | 0 | 0 | 0 | 0 | 0 | 0 | 0 | 0 | 0 | 0 | 0 | 0 | 0 | 0 | 0 | 0 | 0 | 0 | 0 | 0 | 0 | 0 | 0 | 0 | 0 | 0 | 0 | 0 | 0 | 0
F10_Industrial_Agriculture_New_Space Heating_Natural Gas_Gas Furnace - Maintenance_A_Technical Potential | F10 | Industrial | Agriculture | New | Space Heating | Natural Gas | Gas Furnace - Maintenance | A | Purchases (Incremental) | Technical Potential | 0 | 0 | 0 | 0 | 0 | 0 | 0 | 0 | 0 | 0 | 0 | 0 | 0 | 0 | 0 | 0 | 0 | 0 | 0 | 0 | 0 | 0 | 0 | 0 | 0 | 0 | 0 | 0 | 0 | 0 | 0
F11_Industrial_Agriculture_New_Space Heating_Natural Gas_Gas Furnace - Maintenance_A_Technical Potential | F11 | Industrial | Agriculture | New | Space Heating | Natural Gas | Gas Furnace - Maintenance | A | Purchases (Cumulative) | Technical Potential | 0 | 0 | 0 | 0 | 0 | 0 | 0 | 0 | 0 | 0 | 0 | 0 | 0 | 0 | 0 | 0 | 0 | 0 | 0 | 0 | 0 | 0 | 0 | 0 | 0 | 0 | 0 | 0 | 0 | 0 | 0
F1_Industrial_Agriculture_New_Space Heating_Natural Gas_Gas Boiler - Hot Water Reset_A_Technical Potential | F1 | Industrial | Agriculture | New | Space Heating | Natural Gas | Gas Boiler - Hot Water Reset | A | Integrated Unit Energy Savings (kWh or therms) | Technical Potential | 0 | 0 | 0 | 0 | 0 | 0 | 0 | 0 | 0 | 0 | 0 | 0 | 0 | 0 | 0 | 0 | 0 | 0 | 0 | 0 | 0 | 0 | 0 | 0 | 0 | 0 | 0 | 0 | 0 | 0 | 0
F2_Industrial_Agriculture_New_Space Heating_Natural Gas_Gas Boiler - Hot Water Reset_A_Technical Potential | F2 | Industrial | Agriculture | New | Space Heating | Natural Gas | Gas Boiler - Hot Water Reset | A | Integrated Unit Summer Peak Savings (kW) | Technical Potential | 0 | 0 | 0 | 0 | 0 | 0 | 0 | 0 | 0 | 0 | 0 | 0 | 0 | 0 | 0 | 0 | 0 | 0 | 0 | 0 | 0 | 0 | 0 | 0 | 0 | 0 | 0 | 0 | 0 | 0 | 0
F3_Industrial_Agriculture_New_Space Heating_Natural Gas_Gas Boiler - Hot Water Reset_A_Technical Potential | F3 | Industrial | Agriculture | New | Space Heating | Natural Gas | Gas Boiler - Hot Water Reset | A | Integrated Unit Winter Peak Savings (kW) | Technical Potential | 0 | 0 | 0 | 0 | 0 | 0 | 0 | 0 | 0 | 0 | 0 | 0 | 0 | 0 | 0 | 0 | 0 | 0 | 0 | 0 | 0 | 0 | 0 | 0 | 0 | 0 | 0 | 0 | 0 | 0 | 0
F4_Industrial_Agriculture_New_Space Heating_Natural Gas_Gas Boiler - Hot Water Reset_A_Technical Potential | F4 | Industrial | Agriculture | New | Space Heating | Natural Gas | Gas Boiler - Hot Water Reset | A | Incremental Energy Savings (MWh or mTherms) | Technical Potential | 0 | 0 | 0 | 0 | 0 | 0 | 0 | 0 | 0 | 0 | 0 | 0 | 0 | 0 | 0 | 0 | 0 | 0 | 0 | 0 | 0 | 0 | 0 | 0 | 0 | 0 | 0 | 0 | 0 | 0 | 0
F5_Industrial_Agriculture_New_Space Heating_Natural Gas_Gas Boiler - Hot Water Reset_A_Technical Potential | F5 | Industrial | Agriculture | New | Space Heating | Natural Gas | Gas Boiler - Hot Water Reset | A | Incremental Summer Peak Savings (MW) | Technical Potential | 0 | 0 | 0 | 0 | 0 | 0 | 0 | 0 | 0 | 0 | 0 | 0 | 0 | 0 | 0 | 0 | 0 | 0 | 0 | 0 | 0 | 0 | 0 | 0 | 0 | 0 | 0 | 0 | 0 | 0 | 0
F6_Industrial_Agriculture_New_Space Heating_Natural Gas_Gas Boiler - Hot Water Reset_A_Technical Potential | F6 | Industrial | Agriculture | New | Space Heating | Natural Gas | Gas Boiler - Hot Water Reset | A | Incremental Winter Peak Savings (MW) | Technical Potential | 0 | 0 | 0 | 0 | 0 | 0 | 0 | 0 | 0 | 0 | 0 | 0 | 0 | 0 | 0 | 0 | 0 | 0 | 0 | 0 | 0 | 0 | 0 | 0 | 0 | 0 | 0 | 0 | 0 | 0 | 0
F7_Industrial_Agriculture_New_Space Heating_Natural Gas_Gas Boiler - Hot Water Reset_A_Technical Potential | F7 | Industrial | Agriculture | New | Space Heating | Natural Gas | Gas Boiler - Hot Water Reset | A | Cumulative Energy Savings (MWh or mTherms) | Technical Potential | 0 | 0 | 0 | 0 | 0 | 0 | 0 | 0 | 0 | 0 | 0 | 0 | 0 | 0 | 0 | 0 | 0 | 0 | 0 | 0 | 0 | 0 | 0 | 0 | 0 | 0 | 0 | 0 | 0 | 0 | 0
F8_Industrial_Agriculture_New_Space Heating_Natural Gas_Gas Boiler - Hot Water Reset_A_Technical Potential | F8 | Industrial | Agriculture | New | Space Heating | Natural Gas | Gas Boiler - Hot Water Reset | A | Cumulative Summer Peak Savings (MW) | Technical Potential | 0 | 0 | 0 | 0 | 0 | 0 | 0 | 0 | 0 | 0 | 0 | 0 | 0 | 0 | 0 | 0 | 0 | 0 | 0 | 0 | 0 | 0 | 0 | 0 | 0 | 0 | 0 | 0 | 0 | 0 | 0
F9_Industrial_Agriculture_New_Space Heating_Natural Gas_Gas Boiler - Hot Water Reset_A_Technical Potential | F9 | Industrial | Agriculture | New | Space Heating | Natural Gas | Gas Boiler - Hot Water Reset | A | Cumulative Winter Peak Savings (MW) | Technical Potential | 0 | 0 | 0 | 0 | 0 | 0 | 0 | 0 | 0 | 0 | 0 | 0 | 0 | 0 | 0 | 0 | 0 | 0 | 0 | 0 | 0 | 0 | 0 | 0 | 0 | 0 | 0 | 0 | 0 | 0 | 0
F10_Industrial_Agriculture_New_Space Heating_Natural Gas_Gas Boiler - Hot Water Reset_A_Technical Potential | F10 | Industrial | Agriculture | New | Space Heating | Natural Gas | Gas Boiler - Hot Water Reset | A | Purchases (Incremental) | Technical Potential | 0 | 0 | 0 | 0 | 0 | 0 | 0 | 0 | 0 | 0 | 0 | 0 | 0 | 0 | 0 | 0 | 0 | 0 | 0 | 0 | 0 | 0 | 0 | 0 | 0 | 0 | 0 | 0 | 0 | 0 | 0
F11_Industrial_Agriculture_New_Space Heating_Natural Gas_Gas Boiler - Hot Water Reset_A_Technical Potential | F11 | Industrial | Agriculture | New | Space Heating | Natural Gas | Gas Boiler - Hot Water Reset | A | Purchases (Cumulative) | Technical Potential | 0 | 0 | 0 | 0 | 0 | 0 | 0 | 0 | 0 | 0 | 0 | 0 | 0 | 0 | 0 | 0 | 0 | 0 | 0 | 0 | 0 | 0 | 0 | 0 | 0 | 0 | 0 | 0 | 0 | 0 | 0
F1_Industrial_Agriculture_New_Process_Natural Gas_Gas Boiler - Hot Water Reset_A_Technical Potential | F1 | Industrial | Agriculture | New | Process | Natural Gas | Gas Boiler - Hot Water Reset | A | Integrated Unit Energy Savings (kWh or therms) | Technical Potential | 0 | 0 | 0 | 0 | 0 | 2.8266 | 2.8247 | 2.8232 | 2.8219 | 2.8207 | 2.8198 | 2.8192 | 2.8188 | 2.8187 | 2.8187 | 2.8187 | 2.8189 | 2.8191 | 2.8193 | 2.8195 | 2.82 | 2.8204 | 2.8207 | 2.8211 | 2.8214 | 2.8217 | 2.8219 | 2.8222 | 2.8289 | 2.8289 | 2.8289
F2_Industrial_Agriculture_New_Process_Natural Gas_Gas Boiler - Hot Water Reset_A_Technical Potential | F2 | Industrial | Agriculture | New | Process | Natural Gas | Gas Boiler - Hot Water Reset | A | Integrated Unit Summer Peak Savings (kW) | Technical Potential | 0 | 0 | 0 | 0 | 0 | 0 | 0 | 0 | 0 | 0 | 0 | 0 | 0 | 0 | 0 | 0 | 0 | 0 | 0 | 0 | 0 | 0 | 0 | 0 | 0 | 0 | 0 | 0 | 0 | 0 | 0
F3_Industrial_Agriculture_New_Process_Natural Gas_Gas Boiler - Hot Water Reset_A_Technical Potential | F3 | Industrial | Agriculture | New | Process | Natural Gas | Gas Boiler - Hot Water Reset | A | Integrated Unit Winter Peak Savings (kW) | Technical Potential | 0 | 0 | 0 | 0 | 0 | 0 | 0 | 0 | 0 | 0 | 0 | 0 | 0 | 0 | 0 | 0 | 0 | 0 | 0 | 0 | 0 | 0 | 0 | 0 | 0 | 0 | 0 | 0 | 0 | 0 | 0
F4_Industrial_Agriculture_New_Process_Natural Gas_Gas Boiler - Hot Water Reset_A_Technical Potential | F4 | Industrial | Agriculture | New | Process | Natural Gas | Gas Boiler - Hot Water Reset | A | Incremental Energy Savings (MWh or mTherms) | Technical Potential | 0 | 0 | 0 | 0 | 0 | 0.045037 | 0.065471 | 0.092552 | 0.12178 | 0.15527 | 0.20068 | 0.24089 | 0.26725 | 0.27176 | 0.25045 | 0.20691 | 0.14552 | 0.089488 | 0.045478 | 0.020244 | 0.0077272 | 0.044938 | 0.065378 | 0.092483 | 0.12176 | 0.15532 | 0.20083 | 0.24115 | 0.2682 | 0.27274 | 0.25136
F5_Industrial_Agriculture_New_Process_Natural Gas_Gas Boiler - Hot Water Reset_A_Technical Potential | F5 | Industrial | Agriculture | New | Process | Natural Gas | Gas Boiler - Hot Water Reset | A | Incremental Summer Peak Savings (MW) | Technical Potential | 0 | 0 | 0 | 0 | 0 | 0 | 0 | 0 | 0 | 0 | 0 | 0 | 0 | 0 | 0 | 0 | 0 | 0 | 0 | 0 | 0 | 0 | 0 | 0 | 0 | 0 | 0 | 0 | 0 | 0 | 0
F6_Industrial_Agriculture_New_Process_Natural Gas_Gas Boiler - Hot Water Reset_A_Technical Potential | F6 | Industrial | Agriculture | New | Process | Natural Gas | Gas Boiler - Hot Water Reset | A | Incremental Winter Peak Savings (MW) | Technical Potential | 0 | 0 | 0 | 0 | 0 | 0 | 0 | 0 | 0 | 0 | 0 | 0 | 0 | 0 | 0 | 0 | 0 | 0 | 0 | 0 | 0 | 0 | 0 | 0 | 0 | 0 | 0 | 0 | 0 | 0 | 0
F7_Industrial_Agriculture_New_Process_Natural Gas_Gas Boiler - Hot Water Reset_A_Technical Potential | F7 | Industrial | Agriculture | New | Process | Natural Gas | Gas Boiler - Hot Water Reset | A | Cumulative Energy Savings (MWh or mTherms) | Technical Potential | 0 | 0 | 0 | 0 | 0 | 0.045037 | 0.11048 | 0.20297 | 0.32466 | 0.4798 | 0.68031 | 0.92106 | 1.1882 | 1.4599 | 1.7103 | 1.9173 | 2.0629 | 2.1525 | 2.1982 | 2.2186 | 2.2267 | 2.227 | 2.2273 | 2.2275 | 2.2278 | 2.228 | 2.2282 | 2.2284 | 0 | 0 | 0
F8_Industrial_Agriculture_New_Process_Natural Gas_Gas Boiler - Hot Water Reset_A_Technical Potential | F8 | Industrial | Agriculture | New | Process | Natural Gas | Gas Boiler - Hot Water Reset | A | Cumulative Summer Peak Savings (MW) | Technical Potential | 0 | 0 | 0 | 0 | 0 | 0 | 0 | 0 | 0 | 0 | 0 | 0 | 0 | 0 | 0 | 0 | 0 | 0 | 0 | 0 | 0 | 0 | 0 | 0 | 0 | 0 | 0 | 0 | 0 | 0 | 0
F9_Industrial_Agriculture_New_Process_Natural Gas_Gas Boiler - Hot Water Reset_A_Technical Potential | F9 | Industrial | Agriculture | New | Process | Natural Gas | Gas Boiler - Hot Water Reset | A | Cumulative Winter Peak Savings (MW) | Technical Potential | 0 | 0 | 0 | 0 | 0 | 0 | 0 | 0 | 0 | 0 | 0 | 0 | 0 | 0 | 0 | 0 | 0 | 0 | 0 | 0 | 0 | 0 | 0 | 0 | 0 | 0 | 0 | 0 | 0 | 0 | 0
F10_Industrial_Agriculture_New_Process_Natural Gas_Gas Boiler - Hot Water Reset_A_Technical Potential | F10 | Industrial | Agriculture | New | Process | Natural Gas | Gas Boiler - Hot Water Reset | A | Purchases (Incremental) | Technical Potential | 0 | 0 | 0 | 0 | 0 | 15.9335 | 23.1778 | 32.7828 | 43.1564 | 55.0464 | 71.1671 | 85.4485 | 94.8073 | 96.4128 | 88.8542 | 73.4038 | 51.6248 | 31.7438 | 16.131 | 7.1798 | 2.7401 | 15.9335 | 23.1778 | 32.7828 | 43.1564 | 55.0464 | 71.1671 | 85.4485 | 94.8073 | 96.4128 | 88.8542
F11_Industrial_Agriculture_New_Process_Natural Gas_Gas Boiler - Hot Water Reset_A_Technical Potential | F11 | Industrial | Agriculture | New | Process | Natural Gas | Gas Boiler - Hot Water Reset | A | Purchases (Cumulative) | Technical Potential | 0 | 0 | 0 | 0 | 0 | 15.9335 | 39.1113 | 71.8941 | 115.0505 | 170.0969 | 241.264 | 326.7125 | 421.5198 | 517.9326 | 606.7868 | 680.1906 | 731.8154 | 763.5591 | 779.6902 | 786.87 | 789.6101 | 789.6101 | 789.6101 | 789.6101 | 789.6101 | 789.6101 | 789.6101 | 789.6101 | 789.6101 | 789.6101 | 789.6101
F1_Industrial_Agriculture_New_Space Heating_Natural Gas_Steam Trap Maintenance_A_Technical Potential | F1 | Industrial | Agriculture | New | Space Heating | Natural Gas | Steam Trap Maintenance | A | Integrated Unit Energy Savings (kWh or therms) | Technical Potential | 0 | 0 | 0 | 0 | 0 | 0 | 0 | 0 | 0 | 0 | 0 | 0 | 0 | 0 | 0 | 0 | 0 | 0 | 0 | 0 | 0 | 0 | 0 | 0 | 0 | 0 | 0 | 0 | 0 | 0 | 0
F2_Industrial_Agriculture_New_Space Heating_Natural Gas_Steam Trap Maintenance_A_Technical Potential | F2 | Industrial | Agriculture | New | Space Heating | Natural Gas | Steam Trap Maintenance | A | Integrated Unit Summer Peak Savings (kW) | Technical Potential | 0 | 0 | 0 | 0 | 0 | 0 | 0 | 0 | 0 | 0 | 0 | 0 | 0 | 0 | 0 | 0 | 0 | 0 | 0 | 0 | 0 | 0 | 0 | 0 | 0 | 0 | 0 | 0 | 0 | 0 | 0
F3_Industrial_Agriculture_New_Space Heating_Natural Gas_Steam Trap Maintenance_A_Technical Potential | F3 | Industrial | Agriculture | New | Space Heating | Natural Gas | Steam Trap Maintenance | A | Integrated Unit Winter Peak Savings (kW) | Technical Potential | 0 | 0 | 0 | 0 | 0 | 0 | 0 | 0 | 0 | 0 | 0 | 0 | 0 | 0 | 0 | 0 | 0 | 0 | 0 | 0 | 0 | 0 | 0 | 0 | 0 | 0 | 0 | 0 | 0 | 0 | 0
F4_Industrial_Agriculture_New_Space Heating_Natural Gas_Steam Trap Maintenance_A_Technical Potential | F4 | Industrial | Agriculture | New | Space Heating | Natural Gas | Steam Trap Maintenance | A | Incremental Energy Savings (MWh or mTherms) | Technical Potential | 0 | 0 | 0 | 0 | 0 | 0 | 0 | 0 | 0 | 0 | 0 | 0 | 0 | 0 | 0 | 0 | 0 | 0 | 0 | 0 | 0 | 0 | 0 | 0 | 0 | 0 | 0 | 0 | 0 | 0 | 0
F5_Industrial_Agriculture_New_Space Heating_Natural Gas_Steam Trap Maintenance_A_Technical Potential | F5 | Industrial | Agriculture | New | Space Heating | Natural Gas | Steam Trap Maintenance | A | Incremental Summer Peak Savings (MW) | Technical Potential | 0 | 0 | 0 | 0 | 0 | 0 | 0 | 0 | 0 | 0 | 0 | 0 | 0 | 0 | 0 | 0 | 0 | 0 | 0 | 0 | 0 | 0 | 0 | 0 | 0 | 0 | 0 | 0 | 0 | 0 | 0
F6_Industrial_Agriculture_New_Space Heating_Natural Gas_Steam Trap Maintenance_A_Technical Potential | F6 | Industrial | Agriculture | New | Space Heating | Natural Gas | Steam Trap Maintenance | A | Incremental Winter Peak Savings (MW) | Technical Potential | 0 | 0 | 0 | 0 | 0 | 0 | 0 | 0 | 0 | 0 | 0 | 0 | 0 | 0 | 0 | 0 | 0 | 0 | 0 | 0 | 0 | 0 | 0 | 0 | 0 | 0 | 0 | 0 | 0 | 0 | 0
F7_Industrial_Agriculture_New_Space Heating_Natural Gas_Steam Trap Maintenance_A_Technical Potential | F7 | Industrial | Agriculture | New | Space Heating | Natural Gas | Steam Trap Maintenance | A | Cumulative Energy Savings (MWh or mTherms) | Technical Potential | 0 | 0 | 0 | 0 | 0 | 0 | 0 | 0 | 0 | 0 | 0 | 0 | 0 | 0 | 0 | 0 | 0 | 0 | 0 | 0 | 0 | 0 | 0 | 0 | 0 | 0 | 0 | 0 | 0 | 0 | 0
F8_Industrial_Agriculture_New_Space Heating_Natural Gas_Steam Trap Maintenance_A_Technical Potential | F8 | Industrial | Agriculture | New | Space Heating | Natural Gas | Steam Trap Maintenance | A | Cumulative Summer Peak Savings (MW) | Technical Potential | 0 | 0 | 0 | 0 | 0 | 0 | 0 | 0 | 0 | 0 | 0 | 0 | 0 | 0 | 0 | 0 | 0 | 0 | 0 | 0 | 0 | 0 | 0 | 0 | 0 | 0 | 0 | 0 | 0 | 0 | 0
F9_Industrial_Agriculture_New_Space Heating_Natural Gas_Steam Trap Maintenance_A_Technical Potential | F9 | Industrial | Agriculture | New | Space Heating | Natural Gas | Steam Trap Maintenance | A | Cumulative Winter Peak Savings (MW) | Technical Potential | 0 | 0 | 0 | 0 | 0 | 0 | 0 | 0 | 0 | 0 | 0 | 0 | 0 | 0 | 0 | 0 | 0 | 0 | 0 | 0 | 0 | 0 | 0 | 0 | 0 | 0 | 0 | 0 | 0 | 0 | 0
F10_Industrial_Agriculture_New_Space Heating_Natural Gas_Steam Trap Maintenance_A_Technical Potential | F10 | Industrial | Agriculture | New | Space Heating | Natural Gas | Steam Trap Maintenance | A | Purchases (Incremental) | Technical Potential | 0 | 0 | 0 | 0 | 0 | 0 | 0 | 0 | 0 | 0 | 0 | 0 | 0 | 0 | 0 | 0 | 0 | 0 | 0 | 0 | 0 | 0 | 0 | 0 | 0 | 0 | 0 | 0 | 0 | 0 | 0
F11_Industrial_Agriculture_New_Space Heating_Natural Gas_Steam Trap Maintenance_A_Technical Potential | F11 | Industrial | Agriculture | New | Space Heating | Natural Gas | Steam Trap Maintenance | A | Purchases (Cumulative) | Technical Potential | 0 | 0 | 0 | 0 | 0 | 0 | 0 | 0 | 0 | 0 | 0 | 0 | 0 | 0 | 0 | 0 | 0 | 0 | 0 | 0 | 0 | 0 | 0 | 0 | 0 | 0 | 0 | 0 | 0 | 0 | 0
F1_Industrial_Agriculture_New_Process_Natural Gas_Steam Trap Maintenance_A_Technical Potential | F1 | Industrial | Agriculture | New | Process | Natural Gas | Steam Trap Maintenance | A | Integrated Unit Energy Savings (kWh or therms) | Technical Potential | 0 | 0 | 0 | 0 | 0 | 1.9971 | 1.9958 | 1.9947 | 1.9939 | 1.993 | 1.9923 | 1.9919 | 1.9917 | 1.9916 | 1.9915 | 1.9916 | 1.9917 | 1.9918 | 1.992 | 1.9922 | 1.9925 | 1.9928 | 1.993 | 1.9933 | 1.9935 | 1.9937 | 1.9938 | 1.994 | 1.9988 | 1.9988 | 1.9988
F2_Industrial_Agriculture_New_Process_Natural Gas_Steam Trap Maintenance_A_Technical Potential | F2 | Industrial | Agriculture | New | Process | Natural Gas | Steam Trap Maintenance | A | Integrated Unit Summer Peak Savings (kW) | Technical Potential | 0 | 0 | 0 | 0 | 0 | 0 | 0 | 0 | 0 | 0 | 0 | 0 | 0 | 0 | 0 | 0 | 0 | 0 | 0 | 0 | 0 | 0 | 0 | 0 | 0 | 0 | 0 | 0 | 0 | 0 | 0
F3_Industrial_Agriculture_New_Process_Natural Gas_Steam Trap Maintenance_A_Technical Potential | F3 | Industrial | Agriculture | New | Process | Natural Gas | Steam Trap Maintenance | A | Integrated Unit Winter Peak Savings (kW) | Technical Potential | 0 | 0 | 0 | 0 | 0 | 0 | 0 | 0 | 0 | 0 | 0 | 0 | 0 | 0 | 0 | 0 | 0 | 0 | 0 | 0 | 0 | 0 | 0 | 0 | 0 | 0 | 0 | 0 | 0 | 0 | 0
F4_Industrial_Agriculture_New_Process_Natural Gas_Steam Trap Maintenance_A_Technical Potential | F4 | Industrial | Agriculture | New | Process | Natural Gas | Steam Trap Maintenance | A | Incremental Energy Savings (MWh or mTherms) | Technical Potential | 0 | 0 | 0 | 0 | 0 | 0 | 0 | 0 | 0 | 0 | 0 | 0 | 0 | 0 | 0 | 0 | 0 | 0 | 0 | 0 | 0 | 0 | 0 | 0 | 0 | 0 | 0 | 0 | 0 | 0 | 0
F5_Industrial_Agriculture_New_Process_Natural Gas_Steam Trap Maintenance_A_Technical Potential | F5 | Industrial | Agriculture | New | Process | Natural Gas | Steam Trap Maintenance | A | Incremental Summer Peak Savings (MW) | Technical Potential | 0 | 0 | 0 | 0 | 0 | 0 | 0 | 0 | 0 | 0 | 0 | 0 | 0 | 0 | 0 | 0 | 0 | 0 | 0 | 0 | 0 | 0 | 0 | 0 | 0 | 0 | 0 | 0 | 0 | 0 | 0
F6_Industrial_Agriculture_New_Process_Natural Gas_Steam Trap Maintenance_A_Technical Potential | F6 | Industrial | Agriculture | New | Process | Natural Gas | Steam Trap Maintenance | A | Incremental Winter Peak Savings (MW) | Technical Potential | 0 | 0 | 0 | 0 | 0 | 0 | 0 | 0 | 0 | 0 | 0 | 0 | 0 | 0 | 0 | 0 | 0 | 0 | 0 | 0 | 0 | 0 | 0 | 0 | 0 | 0 | 0 | 0 | 0 | 0 | 0
F7_Industrial_Agriculture_New_Process_Natural Gas_Steam Trap Maintenance_A_Technical Potential | F7 | Industrial | Agriculture | New | Process | Natural Gas | Steam Trap Maintenance | A | Cumulative Energy Savings (MWh or mTherms) | Technical Potential | 0 | 0 | 0 | 0 | 0 | 0 | 0 | 0 | 0 | 0 | 0 | 0 | 0 | 0 | 0 | 0 | 0 | 0 | 0 | 0 | 0 | 0 | 0 | 0 | 0 | 0 | 0 | 0 | 0 | 0 | 0
F8_Industrial_Agriculture_New_Process_Natural Gas_Steam Trap Maintenance_A_Technical Potential | F8 | Industrial | Agriculture | New | Process | Natural Gas | Steam Trap Maintenance | A | Cumulative Summer Peak Savings (MW) | Technical Potential | 0 | 0 | 0 | 0 | 0 | 0 | 0 | 0 | 0 | 0 | 0 | 0 | 0 | 0 | 0 | 0 | 0 | 0 | 0 | 0 | 0 | 0 | 0 | 0 | 0 | 0 | 0 | 0 | 0 | 0 | 0
F9_Industrial_Agriculture_New_Process_Natural Gas_Steam Trap Maintenance_A_Technical Potential | F9 | Industrial | Agriculture | New | Process | Natural Gas | Steam Trap Maintenance | A | Cumulative Winter Peak Savings (MW) | Technical Potential | 0 | 0 | 0 | 0 | 0 | 0 | 0 | 0 | 0 | 0 | 0 | 0 | 0 | 0 | 0 | 0 | 0 | 0 | 0 | 0 | 0 | 0 | 0 | 0 | 0 | 0 | 0 | 0 | 0 | 0 | 0
F10_Industrial_Agriculture_New_Process_Natural Gas_Steam Trap Maintenance_A_Technical Potential | F10 | Industrial | Agriculture | New | Process | Natural Gas | Steam Trap Maintenance | A | Purchases (Incremental) | Technical Potential | 0 | 0 | 0 | 0 | 0 | 0 | 0 | 0 | 0 | 0 | 0 | 0 | 0 | 0 | 0 | 0 | 0 | 0 | 0 | 0 | 0 | 0 | 0 | 0 | 0 | 0 | 0 | 0 | 0 | 0 | 0
F11_Industrial_Agriculture_New_Process_Natural Gas_Steam Trap Maintenance_A_Technical Potential | F11 | Industrial | Agriculture | New | Process | Natural Gas | Steam Trap Maintenance | A | Purchases (Cumulative) | Technical Potential | 0 | 0 | 0 | 0 | 0 | 0 | 0 | 0 | 0 | 0 | 0 | 0 | 0 | 0 | 0 | 0 | 0 | 0 | 0 | 0 | 0 | 0 | 0 | 0 | 0 | 0 | 0 | 0 | 0 | 0 | 0
F1_Industrial_Agriculture_New_Space Heating_Natural Gas_Gas Boiler - High Turndown_A_Technical Potential | F1 | Industrial | Agriculture | New | Space Heating | Natural Gas | Gas Boiler - High Turndown | A | Integrated Unit Energy Savings (kWh or therms) | Technical Potential | 0 | 0 | 0 | 0 | 0 | 0 | 0 | 0 | 0 | 0 | 0 | 0 | 0 | 0 | 0 | 0 | 0 | 0 | 0 | 0 | 0 | 0 | 0 | 0 | 0 | 0 | 0 | 0 | 0 | 0 | 0
F2_Industrial_Agriculture_New_Space Heating_Natural Gas_Gas Boiler - High Turndown_A_Technical Potential | F2 | Industrial | Agriculture | New | Space Heating | Natural Gas | Gas Boiler - High Turndown | A | Integrated Unit Summer Peak Savings (kW) | Technical Potential | 0 | 0 | 0 | 0 | 0 | 0 | 0 | 0 | 0 | 0 | 0 | 0 | 0 | 0 | 0 | 0 | 0 | 0 | 0 | 0 | 0 | 0 | 0 | 0 | 0 | 0 | 0 | 0 | 0 | 0 | 0
F3_Industrial_Agriculture_New_Space Heating_Natural Gas_Gas Boiler - High Turndown_A_Technical Potential | F3 | Industrial | Agriculture | New | Space Heating | Natural Gas | Gas Boiler - High Turndown | A | Integrated Unit Winter Peak Savings (kW) | Technical Potential | 0 | 0 | 0 | 0 | 0 | 0 | 0 | 0 | 0 | 0 | 0 | 0 | 0 | 0 | 0 | 0 | 0 | 0 | 0 | 0 | 0 | 0 | 0 | 0 | 0 | 0 | 0 | 0 | 0 | 0 | 0
F4_Industrial_Agriculture_New_Space Heating_Natural Gas_Gas Boiler - High Turndown_A_Technical Potential | F4 | Industrial | Agriculture | New | Space Heating | Natural Gas | Gas Boiler - High Turndown | A | Incremental Energy Savings (MWh or mTherms) | Technical Potential | 0 | 0 | 0 | 0 | 0 | 0 | 0 | 0 | 0 | 0 | 0 | 0 | 0 | 0 | 0 | 0 | 0 | 0 | 0 | 0 | 0 | 0 | 0 | 0 | 0 | 0 | 0 | 0 | 0 | 0 | 0
F5_Industrial_Agriculture_New_Space Heating_Natural Gas_Gas Boiler - High Turndown_A_Technical Potential | F5 | Industrial | Agriculture | New | Space Heating | Natural Gas | Gas Boiler - High Turndown | A | Incremental Summer Peak Savings (MW) | Technical Potential | 0 | 0 | 0 | 0 | 0 | 0 | 0 | 0 | 0 | 0 | 0 | 0 | 0 | 0 | 0 | 0 | 0 | 0 | 0 | 0 | 0 | 0 | 0 | 0 | 0 | 0 | 0 | 0 | 0 | 0 | 0
F6_Industrial_Agriculture_New_Space Heating_Natural Gas_Gas Boiler - High Turndown_A_Technical Potential | F6 | Industrial | Agriculture | New | Space Heating | Natural Gas | Gas Boiler - High Turndown | A | Incremental Winter Peak Savings (MW) | Technical Potential | 0 | 0 | 0 | 0 | 0 | 0 | 0 | 0 | 0 | 0 | 0 | 0 | 0 | 0 | 0 | 0 | 0 | 0 | 0 | 0 | 0 | 0 | 0 | 0 | 0 | 0 | 0 | 0 | 0 | 0 | 0
F7_Industrial_Agriculture_New_Space Heating_Natural Gas_Gas Boiler - High Turndown_A_Technical Potential | F7 | Industrial | Agriculture | New | Space Heating | Natural Gas | Gas Boiler - High Turndown | A | Cumulative Energy Savings (MWh or mTherms) | Technical Potential | 0 | 0 | 0 | 0 | 0 | 0 | 0 | 0 | 0 | 0 | 0 | 0 | 0 | 0 | 0 | 0 | 0 | 0 | 0 | 0 | 0 | 0 | 0 | 0 | 0 | 0 | 0 | 0 | 0 | 0 | 0
F8_Industrial_Agriculture_New_Space Heating_Natural Gas_Gas Boiler - High Turndown_A_Technical Potential | F8 | Industrial | Agriculture | New | Space Heating | Natural Gas | Gas Boiler - High Turndown | A | Cumulative Summer Peak Savings (MW) | Technical Potential | 0 | 0 | 0 | 0 | 0 | 0 | 0 | 0 | 0 | 0 | 0 | 0 | 0 | 0 | 0 | 0 | 0 | 0 | 0 | 0 | 0 | 0 | 0 | 0 | 0 | 0 | 0 | 0 | 0 | 0 | 0
F9_Industrial_Agriculture_New_Space Heating_Natural Gas_Gas Boiler - High Turndown_A_Technical Potential | F9 | Industrial | Agriculture | New | Space Heating | Natural Gas | Gas Boiler - High Turndown | A | Cumulative Winter Peak Savings (MW) | Technical Potential | 0 | 0 | 0 | 0 | 0 | 0 | 0 | 0 | 0 | 0 | 0 | 0 | 0 | 0 | 0 | 0 | 0 | 0 | 0 | 0 | 0 | 0 | 0 | 0 | 0 | 0 | 0 | 0 | 0 | 0 | 0
F10_Industrial_Agriculture_New_Space Heating_Natural Gas_Gas Boiler - High Turndown_A_Technical Potential | F10 | Industrial | Agriculture | New | Space Heating | Natural Gas | Gas Boiler - High Turndown | A | Purchases (Incremental) | Technical Potential | 0 | 0 | 0 | 0 | 0 | 0 | 0 | 0 | 0 | 0 | 0 | 0 | 0 | 0 | 0 | 0 | 0 | 0 | 0 | 0 | 0 | 0 | 0 | 0 | 0 | 0 | 0 | 0 | 0 | 0 | 0
F11_Industrial_Agriculture_New_Space Heating_Natural Gas_Gas Boiler - High Turndown_A_Technical Potential | F11 | Industrial | Agriculture | New | Space Heating | Natural Gas | Gas Boiler - High Turndown | A | Purchases (Cumulative) | Technical Potential | 0 | 0 | 0 | 0 | 0 | 0 | 0 | 0 | 0 | 0 | 0 | 0 | 0 | 0 | 0 | 0 | 0 | 0 | 0 | 0 | 0 | 0 | 0 | 0 | 0 | 0 | 0 | 0 | 0 | 0 | 0
F1_Industrial_Agriculture_New_Process_Natural Gas_Gas Boiler - High Turndown_A_Technical Potential | F1 | Industrial | Agriculture | New | Process | Natural Gas | Gas Boiler - High Turndown | A | Integrated Unit Energy Savings (kWh or therms) | Technical Potential | 0 | 0 | 0 | 0 | 0 | 2.1147 | 2.1089 | 2.1036 | 2.0988 | 2.0941 | 2.0908 | 2.088 | 2.0856 | 2.0837 | 2.0821 | 2.0809 | 2.0801 | 2.0796 | 2.0793 | 2.0791 | 2.079 | 2.079 | 2.079 | 2.0789 | 2.0787 | 2.0803 | 2.0818 | 2.0832 | 2.1216 | 2.1216 | 2.1216
F2_Industrial_Agriculture_New_Process_Natural Gas_Gas Boiler - High Turndown_A_Technical Potential | F2 | Industrial | Agriculture | New | Process | Natural Gas | Gas Boiler - High Turndown | A | Integrated Unit Summer Peak Savings (kW) | Technical Potential | 0 | 0 | 0 | 0 | 0 | 0 | 0 | 0 | 0 | 0 | 0 | 0 | 0 | 0 | 0 | 0 | 0 | 0 | 0 | 0 | 0 | 0 | 0 | 0 | 0 | 0 | 0 | 0 | 0 | 0 | 0
F3_Industrial_Agriculture_New_Process_Natural Gas_Gas Boiler - High Turndown_A_Technical Potential | F3 | Industrial | Agriculture | New | Process | Natural Gas | Gas Boiler - High Turndown | A | Integrated Unit Winter Peak Savings (kW) | Technical Potential | 0 | 0 | 0 | 0 | 0 | 0 | 0 | 0 | 0 | 0 | 0 | 0 | 0 | 0 | 0 | 0 | 0 | 0 | 0 | 0 | 0 | 0 | 0 | 0 | 0 | 0 | 0 | 0 | 0 | 0 | 0
F4_Industrial_Agriculture_New_Process_Natural Gas_Gas Boiler - High Turndown_A_Technical Potential | F4 | Industrial | Agriculture | New | Process | Natural Gas | Gas Boiler - High Turndown | A | Incremental Energy Savings (MWh or mTherms) | Technical Potential | 0 | 0 | 0 | 0 | 0 | 0.051424 | 0.060755 | 0.070047 | 0.079252 | 0.088427 | 0.08787 | 0.076835 | 0.066684 | 0.057514 | 0.049293 | 0.042075 | 0.035756 | 0.030285 | 0.025567 | 0.021515 | 0.050556 | 0.059895 | 0.069227 | 0.078501 | 0.087777 | 0.087428 | 0.076606 | 0.066605 | 0.058562 | 0.05023 | 0.042898
F5_Industrial_Agriculture_New_Process_Natural Gas_Gas Boiler - High Turndown_A_Technical Potential | F5 | Industrial | Agriculture | New | Process | Natural Gas | Gas Boiler - High Turndown | A | Incremental Summer Peak Savings (MW) | Technical Potential | 0 | 0 | 0 | 0 | 0 | 0 | 0 | 0 | 0 | 0 | 0 | 0 | 0 | 0 | 0 | 0 | 0 | 0 | 0 | 0 | 0 | 0 | 0 | 0 | 0 | 0 | 0 | 0 | 0 | 0 | 0
F6_Industrial_Agriculture_New_Process_Natural Gas_Gas Boiler - High Turndown_A_Technical Potential | F6 | Industrial | Agriculture | New | Process | Natural Gas | Gas Boiler - High Turndown | A | Incremental Winter Peak Savings (MW) | Technical Potential | 0 | 0 | 0 | 0 | 0 | 0 | 0 | 0 | 0 | 0 | 0 | 0 | 0 | 0 | 0 | 0 | 0 | 0 | 0 | 0 | 0 | 0 | 0 | 0 | 0 | 0 | 0 | 0 | 0 | 0 | 0
F7_Industrial_Agriculture_New_Process_Natural Gas_Gas Boiler - High Turndown_A_Technical Potential | F7 | Industrial | Agriculture | New | Process | Natural Gas | Gas Boiler - High Turndown | A | Cumulative Energy Savings (MWh or mTherms) | Technical Potential | 0 | 0 | 0 | 0 | 0 | 0.051424 | 0.11204 | 0.1818 | 0.26064 | 0.34848 | 0.43581 | 0.51206 | 0.57816 | 0.63513 | 0.68395 | 0.72564 | 0.76112 | 0.79122 | 0.81667 | 0.83809 | 0.83807 | 0.83807 | 0.83805 | 0.838 | 0.83793 | 0.83858 | 0.83917 | 0.83973 | 0 | 0 | 0
F8_Industrial_Agriculture_New_Process_Natural Gas_Gas Boiler - High Turndown_A_Technical Potential | F8 | Industrial | Agriculture | New | Process | Natural Gas | Gas Boiler - High Turndown | A | Cumulative Summer Peak Savings (MW) | Technical Potential | 0 | 0 | 0 | 0 | 0 | 0 | 0 | 0 | 0 | 0 | 0 | 0 | 0 | 0 | 0 | 0 | 0 | 0 | 0 | 0 | 0 | 0 | 0 | 0 | 0 | 0 | 0 | 0 | 0 | 0 | 0
F9_Industrial_Agriculture_New_Process_Natural Gas_Gas Boiler - High Turndown_A_Technical Potential | F9 | Industrial | Agriculture | New | Process | Natural Gas | Gas Boiler - High Turndown | A | Cumulative Winter Peak Savings (MW) | Technical Potential | 0 | 0 | 0 | 0 | 0 | 0 | 0 | 0 | 0 | 0 | 0 | 0 | 0 | 0 | 0 | 0 | 0 | 0 | 0 | 0 | 0 | 0 | 0 | 0 | 0 | 0 | 0 | 0 | 0 | 0 | 0
F10_Industrial_Agriculture_New_Process_Natural Gas_Gas Boiler - High Turndown_A_Technical Potential | F10 | Industrial | Agriculture | New | Process | Natural Gas | Gas Boiler - High Turndown | A | Purchases (Incremental) | Technical Potential | 0 | 0 | 0 | 0 | 0 | 24.317 | 28.8091 | 33.2986 | 37.7617 | 42.2272 | 42.0267 | 36.7983 | 31.9733 | 27.6022 | 23.6749 | 20.2193 | 17.1892 | 14.5625 | 12.2956 | 10.3484 | 24.317 | 28.8091 | 33.2986 | 37.7617 | 42.2272 | 42.0267 | 36.7983 | 31.9733 | 27.6022 | 23.6749 | 20.2193
F11_Industrial_Agriculture_New_Process_Natural Gas_Gas Boiler - High Turndown_A_Technical Potential | F11 | Industrial | Agriculture | New | Process | Natural Gas | Gas Boiler - High Turndown | A | Purchases (Cumulative) | Technical Potential | 0 | 0 | 0 | 0 | 0 | 24.317 | 53.1261 | 86.4247 | 124.1864 | 166.4136 | 208.4403 | 245.2386 | 277.2119 | 304.8141 | 328.489 | 348.7083 | 365.8975 | 380.4599 | 392.7555 | 403.1039 | 403.1039 | 403.1039 | 403.1039 | 403.1039 | 403.1039 | 403.1039 | 403.1039 | 403.1039 | 403.1039 | 403.1039 | 403.1039
F1_Industrial_Agriculture_New_Space Heating_Natural Gas_Gas Boiler - Burner Control Optimization_A_Technical Potential | F1 | Industrial | Agriculture | New | Space Heating | Natural Gas | Gas Boiler - Burner Control Optimization | A | Integrated Unit Energy Savings (kWh or therms) | Technical Potential | 0 | 0 | 0 | 0 | 0 | 0 | 0 | 0 | 0 | 0 | 0 | 0 | 0 | 0 | 0 | 0 | 0 | 0 | 0 | 0 | 0 | 0 | 0 | 0 | 0 | 0 | 0 | 0 | 0 | 0 | 0
F2_Industrial_Agriculture_New_Space Heating_Natural Gas_Gas Boiler - Burner Control Optimization_A_Technical Potential | F2 | Industrial | Agriculture | New | Space Heating | Natural Gas | Gas Boiler - Burner Control Optimization | A | Integrated Unit Summer Peak Savings (kW) | Technical Potential | 0 | 0 | 0 | 0 | 0 | 0 | 0 | 0 | 0 | 0 | 0 | 0 | 0 | 0 | 0 | 0 | 0 | 0 | 0 | 0 | 0 | 0 | 0 | 0 | 0 | 0 | 0 | 0 | 0 | 0 | 0
F3_Industrial_Agriculture_New_Space Heating_Natural Gas_Gas Boiler - Burner Control Optimization_A_Technical Potential | F3 | Industrial | Agriculture | New | Space Heating | Natural Gas | Gas Boiler - Burner Control Optimization | A | Integrated Unit Winter Peak Savings (kW) | Technical Potential | 0 | 0 | 0 | 0 | 0 | 0 | 0 | 0 | 0 | 0 | 0 | 0 | 0 | 0 | 0 | 0 | 0 | 0 | 0 | 0 | 0 | 0 | 0 | 0 | 0 | 0 | 0 | 0 | 0 | 0 | 0
F4_Industrial_Agriculture_New_Space Heating_Natural Gas_Gas Boiler - Burner Control Optimization_A_Technical Potential | F4 | Industrial | Agriculture | New | Space Heating | Natural Gas | Gas Boiler - Burner Control Optimization | A | Incremental Energy Savings (MWh or mTherms) | Technical Potential | 0 | 0 | 0 | 0 | 0 | 0 | 0 | 0 | 0 | 0 | 0 | 0 | 0 | 0 | 0 | 0 | 0 | 0 | 0 | 0 | 0 | 0 | 0 | 0 | 0 | 0 | 0 | 0 | 0 | 0 | 0
F5_Industrial_Agriculture_New_Space Heating_Natural Gas_Gas Boiler - Burner Control Optimization_A_Technical Potential | F5 | Industrial | Agriculture | New | Space Heating | Natural Gas | Gas Boiler - Burner Control Optimization | A | Incremental Summer Peak Savings (MW) | Technical Potential | 0 | 0 | 0 | 0 | 0 | 0 | 0 | 0 | 0 | 0 | 0 | 0 | 0 | 0 | 0 | 0 | 0 | 0 | 0 | 0 | 0 | 0 | 0 | 0 | 0 | 0 | 0 | 0 | 0 | 0 | 0
F6_Industrial_Agriculture_New_Space Heating_Natural Gas_Gas Boiler - Burner Control Optimization_A_Technical Potential | F6 | Industrial | Agriculture | New | Space Heating | Natural Gas | Gas Boiler - Burner Control Optimization | A | Incremental Winter Peak Savings (MW) | Technical Potential | 0 | 0 | 0 | 0 | 0 | 0 | 0 | 0 | 0 | 0 | 0 | 0 | 0 | 0 | 0 | 0 | 0 | 0 | 0 | 0 | 0 | 0 | 0 | 0 | 0 | 0 | 0 | 0 | 0 | 0 | 0
F7_Industrial_Agriculture_New_Space Heating_Natural Gas_Gas Boiler - Burner Control Optimization_A_Technical Potential | F7 | Industrial | Agriculture | New | Space Heating | Natural Gas | Gas Boiler - Burner Control Optimization | A | Cumulative Energy Savings (MWh or mTherms) | Technical Potential | 0 | 0 | 0 | 0 | 0 | 0 | 0 | 0 | 0 | 0 | 0 | 0 | 0 | 0 | 0 | 0 | 0 | 0 | 0 | 0 | 0 | 0 | 0 | 0 | 0 | 0 | 0 | 0 | 0 | 0 | 0
F8_Industrial_Agriculture_New_Space Heating_Natural Gas_Gas Boiler - Burner Control Optimization_A_Technical Potential | F8 | Industrial | Agriculture | New | Space Heating | Natural Gas | Gas Boiler - Burner Control Optimization | A | Cumulative Summer Peak Savings (MW) | Technical Potential | 0 | 0 | 0 | 0 | 0 | 0 | 0 | 0 | 0 | 0 | 0 | 0 | 0 | 0 | 0 | 0 | 0 | 0 | 0 | 0 | 0 | 0 | 0 | 0 | 0 | 0 | 0 | 0 | 0 | 0 | 0
F9_Industrial_Agriculture_New_Space Heating_Natural Gas_Gas Boiler - Burner Control Optimization_A_Technical Potential | F9 | Industrial | Agriculture | New | Space Heating | Natural Gas | Gas Boiler - Burner Control Optimization | A | Cumulative Winter Peak Savings (MW) | Technical Potential | 0 | 0 | 0 | 0 | 0 | 0 | 0 | 0 | 0 | 0 | 0 | 0 | 0 | 0 | 0 | 0 | 0 | 0 | 0 | 0 | 0 | 0 | 0 | 0 | 0 | 0 | 0 | 0 | 0 | 0 | 0
F10_Industrial_Agriculture_New_Space Heating_Natural Gas_Gas Boiler - Burner Control Optimization_A_Technical Potential | F10 | Industrial | Agriculture | New | Space Heating | Natural Gas | Gas Boiler - Burner Control Optimization | A | Purchases (Incremental) | Technical Potential | 0 | 0 | 0 | 0 | 0 | 0 | 0 | 0 | 0 | 0 | 0 | 0 | 0 | 0 | 0 | 0 | 0 | 0 | 0 | 0 | 0 | 0 | 0 | 0 | 0 | 0 | 0 | 0 | 0 | 0 | 0
F11_Industrial_Agriculture_New_Space Heating_Natural Gas_Gas Boiler - Burner Control Optimization_A_Technical Potential | F11 | Industrial | Agriculture | New | Space Heating | Natural Gas | Gas Boiler - Burner Control Optimization | A | Purchases (Cumulative) | Technical Potential | 0 | 0 | 0 | 0 | 0 | 0 | 0 | 0 | 0 | 0 | 0 | 0 | 0 | 0 | 0 | 0 | 0 | 0 | 0 | 0 | 0 | 0 | 0 | 0 | 0 | 0 | 0 | 0 | 0 | 0 | 0
F1_Industrial_Agriculture_New_Process_Natural Gas_Gas Boiler - Burner Control Optimization_A_Technical Potential | F1 | Industrial | Agriculture | New | Process | Natural Gas | Gas Boiler - Burner Control Optimization | A | Integrated Unit Energy Savings (kWh or therms) | Technical Potential | 0 | 0 | 0 | 0 | 0 | 0.61311 | 0.61127 | 0.60962 | 0.60811 | 0.60665 | 0.60561 | 0.60475 | 0.60403 | 0.60345 | 0.60299 | 0.60266 | 0.60244 | 0.60231 | 0.60223 | 0.60218 | 0.6022 | 0.60224 | 0.60225 | 0.60224 | 0.60222 | 0.6027 | 0.60315 | 0.60357 | 0.61528 | 0.61528 | 0.61528
F2_Industrial_Agriculture_New_Process_Natural Gas_Gas Boiler - Burner Control Optimization_A_Technical Potential | F2 | Industrial | Agriculture | New | Process | Natural Gas | Gas Boiler - Burner Control Optimization | A | Integrated Unit Summer Peak Savings (kW) | Technical Potential | 0 | 0 | 0 | 0 | 0 | 0 | 0 | 0 | 0 | 0 | 0 | 0 | 0 | 0 | 0 | 0 | 0 | 0 | 0 | 0 | 0 | 0 | 0 | 0 | 0 | 0 | 0 | 0 | 0 | 0 | 0
F3_Industrial_Agriculture_New_Process_Natural Gas_Gas Boiler - Burner Control Optimization_A_Technical Potential | F3 | Industrial | Agriculture | New | Process | Natural Gas | Gas Boiler - Burner Control Optimization | A | Integrated Unit Winter Peak Savings (kW) | Technical Potential | 0 | 0 | 0 | 0 | 0 | 0 | 0 | 0 | 0 | 0 | 0 | 0 | 0 | 0 | 0 | 0 | 0 | 0 | 0 | 0 | 0 | 0 | 0 | 0 | 0 | 0 | 0 | 0 | 0 | 0 | 0
F4_Industrial_Agriculture_New_Process_Natural Gas_Gas Boiler - Burner Control Optimization_A_Technical Potential | F4 | Industrial | Agriculture | New | Process | Natural Gas | Gas Boiler - Burner Control Optimization | A | Incremental Energy Savings (MWh or mTherms) | Technical Potential | 0 | 0 | 0 | 0 | 0 | 0.0040218 | 0.0074672 | 0.017215 | 0.03408 | 0.05914 | 0.091402 | 0.12714 | 0.16091 | 0.18682 | 0.20014 | 0.19931 | 0.18526 | 0.16153 | 0.13258 | 0.10276 | 0.0755 | 0.052702 | 0.035038 | 0.022236 | 0.015669 | 0.01702 | 0.033802 | 0.05884 | 0.092861 | 0.12935 | 0.16391
F5_Industrial_Agriculture_New_Process_Natural Gas_Gas Boiler - Burner Control Optimization_A_Technical Potential | F5 | Industrial | Agriculture | New | Process | Natural Gas | Gas Boiler - Burner Control Optimization | A | Incremental Summer Peak Savings (MW) | Technical Potential | 0 | 0 | 0 | 0 | 0 | 0 | 0 | 0 | 0 | 0 | 0 | 0 | 0 | 0 | 0 | 0 | 0 | 0 | 0 | 0 | 0 | 0 | 0 | 0 | 0 | 0 | 0 | 0 | 0 | 0 | 0
F6_Industrial_Agriculture_New_Process_Natural Gas_Gas Boiler - Burner Control Optimization_A_Technical Potential | F6 | Industrial | Agriculture | New | Process | Natural Gas | Gas Boiler - Burner Control Optimization | A | Incremental Winter Peak Savings (MW) | Technical Potential | 0 | 0 | 0 | 0 | 0 | 0 | 0 | 0 | 0 | 0 | 0 | 0 | 0 | 0 | 0 | 0 | 0 | 0 | 0 | 0 | 0 | 0 | 0 | 0 | 0 | 0 | 0 | 0 | 0 | 0 | 0
F7_Industrial_Agriculture_New_Process_Natural Gas_Gas Boiler - Burner Control Optimization_A_Technical Potential | F7 | Industrial | Agriculture | New | Process | Natural Gas | Gas Boiler - Burner Control Optimization | A | Cumulative Energy Savings (MWh or mTherms) | Technical Potential | 0 | 0 | 0 | 0 | 0 | 0.0040218 | 0.011477 | 0.028661 | 0.062669 | 0.12166 | 0.21285 | 0.33969 | 0.5002 | 0.68653 | 0.88615 | 1.085 | 1.2698 | 1.4311 | 1.5635 | 1.6661 | 1.7417 | 1.7945 | 1.8295 | 1.8478 | 1.856 | 1.8575 | 1.8589 | 1.8602 | 0 | 0 | 0
F8_Industrial_Agriculture_New_Process_Natural Gas_Gas Boiler - Burner Control Optimization_A_Technical Potential | F8 | Industrial | Agriculture | New | Process | Natural Gas | Gas Boiler - Burner Control Optimization | A | Cumulative Summer Peak Savings (MW) | Technical Potential | 0 | 0 | 0 | 0 | 0 | 0 | 0 | 0 | 0 | 0 | 0 | 0 | 0 | 0 | 0 | 0 | 0 | 0 | 0 | 0 | 0 | 0 | 0 | 0 | 0 | 0 | 0 | 0 | 0 | 0 | 0
F9_Industrial_Agriculture_New_Process_Natural Gas_Gas Boiler - Burner Control Optimization_A_Technical Potential | F9 | Industrial | Agriculture | New | Process | Natural Gas | Gas Boiler - Burner Control Optimization | A | Cumulative Winter Peak Savings (MW) | Technical Potential | 0 | 0 | 0 | 0 | 0 | 0 | 0 | 0 | 0 | 0 | 0 | 0 | 0 | 0 | 0 | 0 | 0 | 0 | 0 | 0 | 0 | 0 | 0 | 0 | 0 | 0 | 0 | 0 | 0 | 0 | 0
F10_Industrial_Agriculture_New_Process_Natural Gas_Gas Boiler - Burner Control Optimization_A_Technical Potential | F10 | Industrial | Agriculture | New | Process | Natural Gas | Gas Boiler - Burner Control Optimization | A | Purchases (Incremental) | Technical Potential | 0 | 0 | 0 | 0 | 0 | 6.5596 | 12.2159 | 28.2391 | 56.0421 | 97.4857 | 150.9245 | 210.2363 | 266.3935 | 309.5813 | 331.9169 | 330.7153 | 307.5117 | 268.1822 | 220.1456 | 170.6541 | 125.3739 | 87.5103 | 58.1781 | 36.9227 | 26.0187 | 28.2391 | 56.0421 | 97.4857 | 150.9245 | 210.2363 | 266.3935
F11_Industrial_Agriculture_New_Process_Natural Gas_Gas Boiler - Burner Control Optimization_A_Technical Potential | F11 | Industrial | Agriculture | New | Process | Natural Gas | Gas Boiler - Burner Control Optimization | A | Purchases (Cumulative) | Technical Potential | 0 | 0 | 0 | 0 | 0 | 6.5596 | 18.7755 | 47.0146 | 103.0568 | 200.5424 | 351.4669 | 561.7032 | 828.0967 | 1137.678 | 1469.5949 | 1800.3102 | 2107.8219 | 2376.0042 | 2596.1498 | 2766.8038 | 2892.1777 | 2979.688 | 3037.8661 | 3068.2293 | 3082.0321 | 3082.0321 | 3082.0321 | 3082.0321 | 3082.0321 | 3082.0321 | 3082.0321
F1_Industrial_Agriculture_New_Space Heating_Natural Gas_HVAC - Demand Controlled Ventilation_A_Technical Potential | F1 | Industrial | Agriculture | New | Space Heating | Natural Gas | HVAC - Demand Controlled Ventilation | A | Integrated Unit Energy Savings (kWh or therms) | Technical Potential | 0 | 0 | 0 | 0 | 0 | 0 | 0 | 0 | 0 | 0 | 0 | 0 | 0 | 0 | 0 | 0 | 0 | 0 | 0 | 0 | 0 | 0 | 0 | 0 | 0 | 0 | 0 | 0 | 0 | 0 | 0
F2_Industrial_Agriculture_New_Space Heating_Natural Gas_HVAC - Demand Controlled Ventilation_A_Technical Potential | F2 | Industrial | Agriculture | New | Space Heating | Natural Gas | HVAC - Demand Controlled Ventilation | A | Integrated Unit Summer Peak Savings (kW) | Technical Potential | 0 | 0 | 0 | 0 | 0 | 0 | 0 | 0 | 0 | 0 | 0 | 0 | 0 | 0 | 0 | 0 | 0 | 0 | 0 | 0 | 0 | 0 | 0 | 0 | 0 | 0 | 0 | 0 | 0 | 0 | 0
F3_Industrial_Agriculture_New_Space Heating_Natural Gas_HVAC - Demand Controlled Ventilation_A_Technical Potential | F3 | Industrial | Agriculture | New | Space Heating | Natural Gas | HVAC - Demand Controlled Ventilation | A | Integrated Unit Winter Peak Savings (kW) | Technical Potential | 0 | 0 | 0 | 0 | 0 | 0 | 0 | 0 | 0 | 0 | 0 | 0 | 0 | 0 | 0 | 0 | 0 | 0 | 0 | 0 | 0 | 0 | 0 | 0 | 0 | 0 | 0 | 0 | 0 | 0 | 0
F4_Industrial_Agriculture_New_Space Heating_Natural Gas_HVAC - Demand Controlled Ventilation_A_Technical Potential | F4 | Industrial | Agriculture | New | Space Heating | Natural Gas | HVAC - Demand Controlled Ventilation | A | Incremental Energy Savings (MWh or mTherms) | Technical Potential | 0 | 0 | 0 | 0 | 0 | 0 | 0 | 0 | 0 | 0 | 0 | 0 | 0 | 0 | 0 | 0 | 0 | 0 | 0 | 0 | 0 | 0 | 0 | 0 | 0 | 0 | 0 | 0 | 0 | 0 | 0
F5_Industrial_Agriculture_New_Space Heating_Natural Gas_HVAC - Demand Controlled Ventilation_A_Technical Potential | F5 | Industrial | Agriculture | New | Space Heating | Natural Gas | HVAC - Demand Controlled Ventilation | A | Incremental Summer Peak Savings (MW) | Technical Potential | 0 | 0 | 0 | 0 | 0 | 0 | 0 | 0 | 0 | 0 | 0 | 0 | 0 | 0 | 0 | 0 | 0 | 0 | 0 | 0 | 0 | 0 | 0 | 0 | 0 | 0 | 0 | 0 | 0 | 0 | 0
F6_Industrial_Agriculture_New_Space Heating_Natural Gas_HVAC - Demand Controlled Ventilation_A_Technical Potential | F6 | Industrial | Agriculture | New | Space Heating | Natural Gas | HVAC - Demand Controlled Ventilation | A | Incremental Winter Peak Savings (MW) | Technical Potential | 0 | 0 | 0 | 0 | 0 | 0 | 0 | 0 | 0 | 0 | 0 | 0 | 0 | 0 | 0 | 0 | 0 | 0 | 0 | 0 | 0 | 0 | 0 | 0 | 0 | 0 | 0 | 0 | 0 | 0 | 0
F7_Industrial_Agriculture_New_Space Heating_Natural Gas_HVAC - Demand Controlled Ventilation_A_Technical Potential | F7 | Industrial | Agriculture | New | Space Heating | Natural Gas | HVAC - Demand Controlled Ventilation | A | Cumulative Energy Savings (MWh or mTherms) | Technical Potential | 0 | 0 | 0 | 0 | 0 | 0 | 0 | 0 | 0 | 0 | 0 | 0 | 0 | 0 | 0 | 0 | 0 | 0 | 0 | 0 | 0 | 0 | 0 | 0 | 0 | 0 | 0 | 0 | 0 | 0 | 0
F8_Industrial_Agriculture_New_Space Heating_Natural Gas_HVAC - Demand Controlled Ventilation_A_Technical Potential | F8 | Industrial | Agriculture | New | Space Heating | Natural Gas | HVAC - Demand Controlled Ventilation | A | Cumulative Summer Peak Savings (MW) | Technical Potential | 0 | 0 | 0 | 0 | 0 | 0 | 0 | 0 | 0 | 0 | 0 | 0 | 0 | 0 | 0 | 0 | 0 | 0 | 0 | 0 | 0 | 0 | 0 | 0 | 0 | 0 | 0 | 0 | 0 | 0 | 0
F9_Industrial_Agriculture_New_Space Heating_Natural Gas_HVAC - Demand Controlled Ventilation_A_Technical Potential | F9 | Industrial | Agriculture | New | Space Heating | Natural Gas | HVAC - Demand Controlled Ventilation | A | Cumulative Winter Peak Savings (MW) | Technical Potential | 0 | 0 | 0 | 0 | 0 | 0 | 0 | 0 | 0 | 0 | 0 | 0 | 0 | 0 | 0 | 0 | 0 | 0 | 0 | 0 | 0 | 0 | 0 | 0 | 0 | 0 | 0 | 0 | 0 | 0 | 0
F10_Industrial_Agriculture_New_Space Heating_Natural Gas_HVAC - Demand Controlled Ventilation_A_Technical Potential | F10 | Industrial | Agriculture | New | Space Heating | Natural Gas | HVAC - Demand Controlled Ventilation | A | Purchases (Incremental) | Technical Potential | 0 | 0 | 0 | 0 | 0 | 0 | 0 | 0 | 0 | 0 | 0 | 0 | 0 | 0 | 0 | 0 | 0 | 0 | 0 | 0 | 0 | 0 | 0 | 0 | 0 | 0 | 0 | 0 | 0 | 0 | 0
F11_Industrial_Agriculture_New_Space Heating_Natural Gas_HVAC - Demand Controlled Ventilation_A_Technical Potential | F11 | Industrial | Agriculture | New | Space Heating | Natural Gas | HVAC - Demand Controlled Ventilation | A | Purchases (Cumulative) | Technical Potential | 0 | 0 | 0 | 0 | 0 | 0 | 0 | 0 | 0 | 0 | 0 | 0 | 0 | 0 | 0 | 0 | 0 | 0 | 0 | 0 | 0 | 0 | 0 | 0 | 0 | 0 | 0 | 0 | 0 | 0 | 0
F1_Industrial_Agriculture_New_Space Heating_Natural Gas_Gas Boiler - Stack Economizer_A_Technical Potential | F1 | Industrial | Agriculture | New | Space Heating | Natural Gas | Gas Boiler - Stack Economizer | A | Integrated Unit Energy Savings (kWh or therms) | Technical Potential | 0 | 0 | 0 | 0 | 0 | 0 | 0 | 0 | 0 | 0 | 0 | 0 | 0 | 0 | 0 | 0 | 0 | 0 | 0 | 0 | 0 | 0 | 0 | 0 | 0 | 0 | 0 | 0 | 0 | 0 | 0
F2_Industrial_Agriculture_New_Space Heating_Natural Gas_Gas Boiler - Stack Economizer_A_Technical Potential | F2 | Industrial | Agriculture | New | Space Heating | Natural Gas | Gas Boiler - Stack Economizer | A | Integrated Unit Summer Peak Savings (kW) | Technical Potential | 0 | 0 | 0 | 0 | 0 | 0 | 0 | 0 | 0 | 0 | 0 | 0 | 0 | 0 | 0 | 0 | 0 | 0 | 0 | 0 | 0 | 0 | 0 | 0 | 0 | 0 | 0 | 0 | 0 | 0 | 0
F3_Industrial_Agriculture_New_Space Heating_Natural Gas_Gas Boiler - Stack Economizer_A_Technical Potential | F3 | Industrial | Agriculture | New | Space Heating | Natural Gas | Gas Boiler - Stack Economizer | A | Integrated Unit Winter Peak Savings (kW) | Technical Potential | 0 | 0 | 0 | 0 | 0 | 0 | 0 | 0 | 0 | 0 | 0 | 0 | 0 | 0 | 0 | 0 | 0 | 0 | 0 | 0 | 0 | 0 | 0 | 0 | 0 | 0 | 0 | 0 | 0 | 0 | 0
F4_Industrial_Agriculture_New_Space Heating_Natural Gas_Gas Boiler - Stack Economizer_A_Technical Potential | F4 | Industrial | Agriculture | New | Space Heating | Natural Gas | Gas Boiler - Stack Economizer | A | Incremental Energy Savings (MWh or mTherms) | Technical Potential | 0 | 0 | 0 | 0 | 0 | 0 | 0 | 0 | 0 | 0 | 0 | 0 | 0 | 0 | 0 | 0 | 0 | 0 | 0 | 0 | 0 | 0 | 0 | 0 | 0 | 0 | 0 | 0 | 0 | 0 | 0
F5_Industrial_Agriculture_New_Space Heating_Natural Gas_Gas Boiler - Stack Economizer_A_Technical Potential | F5 | Industrial | Agriculture | New | Space Heating | Natural Gas | Gas Boiler - Stack Economizer | A | Incremental Summer Peak Savings (MW) | Technical Potential | 0 | 0 | 0 | 0 | 0 | 0 | 0 | 0 | 0 | 0 | 0 | 0 | 0 | 0 | 0 | 0 | 0 | 0 | 0 | 0 | 0 | 0 | 0 | 0 | 0 | 0 | 0 | 0 | 0 | 0 | 0
F6_Industrial_Agriculture_New_Space Heating_Natural Gas_Gas Boiler - Stack Economizer_A_Technical Potential | F6 | Industrial | Agriculture | New | Space Heating | Natural Gas | Gas Boiler - Stack Economizer | A | Incremental Winter Peak Savings (MW) | Technical Potential | 0 | 0 | 0 | 0 | 0 | 0 | 0 | 0 | 0 | 0 | 0 | 0 | 0 | 0 | 0 | 0 | 0 | 0 | 0 | 0 | 0 | 0 | 0 | 0 | 0 | 0 | 0 | 0 | 0 | 0 | 0
F7_Industrial_Agriculture_New_Space Heating_Natural Gas_Gas Boiler - Stack Economizer_A_Technical Potential | F7 | Industrial | Agriculture | New | Space Heating | Natural Gas | Gas Boiler - Stack Economizer | A | Cumulative Energy Savings (MWh or mTherms) | Technical Potential | 0 | 0 | 0 | 0 | 0 | 0 | 0 | 0 | 0 | 0 | 0 | 0 | 0 | 0 | 0 | 0 | 0 | 0 | 0 | 0 | 0 | 0 | 0 | 0 | 0 | 0 | 0 | 0 | 0 | 0 | 0
F8_Industrial_Agriculture_New_Space Heating_Natural Gas_Gas Boiler - Stack Economizer_A_Technical Potential | F8 | Industrial | Agriculture | New | Space Heating | Natural Gas | Gas Boiler - Stack Economizer | A | Cumulative Summer Peak Savings (MW) | Technical Potential | 0 | 0 | 0 | 0 | 0 | 0 | 0 | 0 | 0 | 0 | 0 | 0 | 0 | 0 | 0 | 0 | 0 | 0 | 0 | 0 | 0 | 0 | 0 | 0 | 0 | 0 | 0 | 0 | 0 | 0 | 0
F9_Industrial_Agriculture_New_Space Heating_Natural Gas_Gas Boiler - Stack Economizer_A_Technical Potential | F9 | Industrial | Agriculture | New | Space Heating | Natural Gas | Gas Boiler - Stack Economizer | A | Cumulative Winter Peak Savings (MW) | Technical Potential | 0 | 0 | 0 | 0 | 0 | 0 | 0 | 0 | 0 | 0 | 0 | 0 | 0 | 0 | 0 | 0 | 0 | 0 | 0 | 0 | 0 | 0 | 0 | 0 | 0 | 0 | 0 | 0 | 0 | 0 | 0
F10_Industrial_Agriculture_New_Space Heating_Natural Gas_Gas Boiler - Stack Economizer_A_Technical Potential | F10 | Industrial | Agriculture | New | Space Heating | Natural Gas | Gas Boiler - Stack Economizer | A | Purchases (Incremental) | Technical Potential | 0 | 0 | 0 | 0 | 0 | 0 | 0 | 0 | 0 | 0 | 0 | 0 | 0 | 0 | 0 | 0 | 0 | 0 | 0 | 0 | 0 | 0 | 0 | 0 | 0 | 0 | 0 | 0 | 0 | 0 | 0
F11_Industrial_Agriculture_New_Space Heating_Natural Gas_Gas Boiler - Stack Economizer_A_Technical Potential | F11 | Industrial | Agriculture | New | Space Heating | Natural Gas | Gas Boiler - Stack Economizer | A | Purchases (Cumulative) | Technical Potential | 0 | 0 | 0 | 0 | 0 | 0 | 0 | 0 | 0 | 0 | 0 | 0 | 0 | 0 | 0 | 0 | 0 | 0 | 0 | 0 | 0 | 0 | 0 | 0 | 0 | 0 | 0 | 0 | 0 | 0 | 0
F1_Industrial_Agriculture_New_Process_Natural Gas_Gas Boiler - Stack Economizer_A_Technical Potential | F1 | Industrial | Agriculture | New | Process | Natural Gas | Gas Boiler - Stack Economizer | A | Integrated Unit Energy Savings (kWh or therms) | Technical Potential | 0 | 0 | 0 | 0 | 0 | 2.0365 | 2.0364 | 2.0363 | 2.0364 | 2.0364 | 2.0364 | 2.0365 | 2.0365 | 2.0365 | 2.0365 | 2.0365 | 2.0366 | 2.0366 | 2.0366 | 2.0366 | 2.0366 | 2.0366 | 2.0366 | 2.0366 | 2.0366 | 2.0366 | 2.0366 | 2.0366 | 2.0368 | 2.0368 | 2.0368
F2_Industrial_Agriculture_New_Process_Natural Gas_Gas Boiler - Stack Economizer_A_Technical Potential | F2 | Industrial | Agriculture | New | Process | Natural Gas | Gas Boiler - Stack Economizer | A | Integrated Unit Summer Peak Savings (kW) | Technical Potential | 0 | 0 | 0 | 0 | 0 | 0 | 0 | 0 | 0 | 0 | 0 | 0 | 0 | 0 | 0 | 0 | 0 | 0 | 0 | 0 | 0 | 0 | 0 | 0 | 0 | 0 | 0 | 0 | 0 | 0 | 0
F3_Industrial_Agriculture_New_Process_Natural Gas_Gas Boiler - Stack Economizer_A_Technical Potential | F3 | Industrial | Agriculture | New | Process | Natural Gas | Gas Boiler - Stack Economizer | A | Integrated Unit Winter Peak Savings (kW) | Technical Potential | 0 | 0 | 0 | 0 | 0 | 0 | 0 | 0 | 0 | 0 | 0 | 0 | 0 | 0 | 0 | 0 | 0 | 0 | 0 | 0 | 0 | 0 | 0 | 0 | 0 | 0 | 0 | 0 | 0 | 0 | 0
F4_Industrial_Agriculture_New_Process_Natural Gas_Gas Boiler - Stack Economizer_A_Technical Potential | F4 | Industrial | Agriculture | New | Process | Natural Gas | Gas Boiler - Stack Economizer | A | Incremental Energy Savings (MWh or mTherms) | Technical Potential | 0 | 0 | 0 | 0 | 0 | 0.13206 | 0.15644 | 0.18082 | 0.20506 | 0.22931 | 0.22823 | 0.19984 | 0.17364 | 0.1499 | 0.12857 | 0.10981 | 0.093352 | 0.079087 | 0.066776 | 0.056201 | 0.13206 | 0.15646 | 0.18084 | 0.20508 | 0.22934 | 0.22825 | 0.19985 | 0.17365 | 0.14992 | 0.12859 | 0.10982
F5_Industrial_Agriculture_New_Process_Natural Gas_Gas Boiler - Stack Economizer_A_Technical Potential | F5 | Industrial | Agriculture | New | Process | Natural Gas | Gas Boiler - Stack Economizer | A | Incremental Summer Peak Savings (MW) | Technical Potential | 0 | 0 | 0 | 0 | 0 | 0 | 0 | 0 | 0 | 0 | 0 | 0 | 0 | 0 | 0 | 0 | 0 | 0 | 0 | 0 | 0 | 0 | 0 | 0 | 0 | 0 | 0 | 0 | 0 | 0 | 0
F6_Industrial_Agriculture_New_Process_Natural Gas_Gas Boiler - Stack Economizer_A_Technical Potential | F6 | Industrial | Agriculture | New | Process | Natural Gas | Gas Boiler - Stack Economizer | A | Incremental Winter Peak Savings (MW) | Technical Potential | 0 | 0 | 0 | 0 | 0 | 0 | 0 | 0 | 0 | 0 | 0 | 0 | 0 | 0 | 0 | 0 | 0 | 0 | 0 | 0 | 0 | 0 | 0 | 0 | 0 | 0 | 0 | 0 | 0 | 0 | 0
F7_Industrial_Agriculture_New_Process_Natural Gas_Gas Boiler - Stack Economizer_A_Technical Potential | F7 | Industrial | Agriculture | New | Process | Natural Gas | Gas Boiler - Stack Economizer | A | Cumulative Energy Savings (MWh or mTherms) | Technical Potential | 0 | 0 | 0 | 0 | 0 | 0.13206 | 0.28849 | 0.4693 | 0.67437 | 0.90369 | 1.1319 | 1.3318 | 1.5054 | 1.6554 | 1.7839 | 1.8938 | 1.9871 | 2.0662 | 2.133 | 2.1892 | 2.1892 | 2.1892 | 2.1892 | 2.1893 | 2.1893 | 2.1893 | 2.1893 | 2.1893 | 0 | 0 | 0
F8_Industrial_Agriculture_New_Process_Natural Gas_Gas Boiler - Stack Economizer_A_Technical Potential | F8 | Industrial | Agriculture | New | Process | Natural Gas | Gas Boiler - Stack Economizer | A | Cumulative Summer Peak Savings (MW) | Technical Potential | 0 | 0 | 0 | 0 | 0 | 0 | 0 | 0 | 0 | 0 | 0 | 0 | 0 | 0 | 0 | 0 | 0 | 0 | 0 | 0 | 0 | 0 | 0 | 0 | 0 | 0 | 0 | 0 | 0 | 0 | 0
F9_Industrial_Agriculture_New_Process_Natural Gas_Gas Boiler - Stack Economizer_A_Technical Potential | F9 | Industrial | Agriculture | New | Process | Natural Gas | Gas Boiler - Stack Economizer | A | Cumulative Winter Peak Savings (MW) | Technical Potential | 0 | 0 | 0 | 0 | 0 | 0 | 0 | 0 | 0 | 0 | 0 | 0 | 0 | 0 | 0 | 0 | 0 | 0 | 0 | 0 | 0 | 0 | 0 | 0 | 0 | 0 | 0 | 0 | 0 | 0 | 0
F10_Industrial_Agriculture_New_Process_Natural Gas_Gas Boiler - Stack Economizer_A_Technical Potential | F10 | Industrial | Agriculture | New | Process | Natural Gas | Gas Boiler - Stack Economizer | A | Purchases (Incremental) | Technical Potential | 0 | 0 | 0 | 0 | 0 | 64.8454 | 76.8241 | 88.7963 | 100.6978 | 112.6058 | 112.0712 | 98.1289 | 85.2621 | 73.6058 | 63.1331 | 53.9182 | 45.8379 | 38.8332 | 32.7882 | 27.5956 | 64.8454 | 76.8241 | 88.7963 | 100.6978 | 112.6058 | 112.0712 | 98.1289 | 85.2621 | 73.6058 | 63.1331 | 53.9182
F11_Industrial_Agriculture_New_Process_Natural Gas_Gas Boiler - Stack Economizer_A_Technical Potential | F11 | Industrial | Agriculture | New | Process | Natural Gas | Gas Boiler - Stack Economizer | A | Purchases (Cumulative) | Technical Potential | 0 | 0 | 0 | 0 | 0 | 64.8454 | 141.6696 | 230.4659 | 331.1637 | 443.7695 | 555.8407 | 653.9696 | 739.2316 | 812.8375 | 875.9705 | 929.8887 | 975.7266 | 1014.5598 | 1047.348 | 1074.9436 | 1074.9436 | 1074.9436 | 1074.9436 | 1074.9436 | 1074.9436 | 1074.9436 | 1074.9436 | 1074.9436 | 1074.9436 | 1074.9436 | 1074.9436
F1_Industrial_Agriculture_New_Space Heating_Natural Gas_Gas Furnace Tube Inserts_A_Technical Potential | F1 | Industrial | Agriculture | New | Space Heating | Natural Gas | Gas Furnace Tube Inserts | A | Integrated Unit Energy Savings (kWh or therms) | Technical Potential | 0 | 0 | 0 | 0 | 0 | 0 | 0 | 0 | 0 | 0 | 0 | 0 | 0 | 0 | 0 | 0 | 0 | 0 | 0 | 0 | 0 | 0 | 0 | 0 | 0 | 0 | 0 | 0 | 0 | 0 | 0
F2_Industrial_Agriculture_New_Space Heating_Natural Gas_Gas Furnace Tube Inserts_A_Technical Potential | F2 | Industrial | Agriculture | New | Space Heating | Natural Gas | Gas Furnace Tube Inserts | A | Integrated Unit Summer Peak Savings (kW) | Technical Potential | 0 | 0 | 0 | 0 | 0 | 0 | 0 | 0 | 0 | 0 | 0 | 0 | 0 | 0 | 0 | 0 | 0 | 0 | 0 | 0 | 0 | 0 | 0 | 0 | 0 | 0 | 0 | 0 | 0 | 0 | 0
F3_Industrial_Agriculture_New_Space Heating_Natural Gas_Gas Furnace Tube Inserts_A_Technical Potential | F3 | Industrial | Agriculture | New | Space Heating | Natural Gas | Gas Furnace Tube Inserts | A | Integrated Unit Winter Peak Savings (kW) | Technical Potential | 0 | 0 | 0 | 0 | 0 | 0 | 0 | 0 | 0 | 0 | 0 | 0 | 0 | 0 | 0 | 0 | 0 | 0 | 0 | 0 | 0 | 0 | 0 | 0 | 0 | 0 | 0 | 0 | 0 | 0 | 0
F4_Industrial_Agriculture_New_Space Heating_Natural Gas_Gas Furnace Tube Inserts_A_Technical Potential | F4 | Industrial | Agriculture | New | Space Heating | Natural Gas | Gas Furnace Tube Inserts | A | Incremental Energy Savings (MWh or mTherms) | Technical Potential | 0 | 0 | 0 | 0 | 0 | 0 | 0 | 0 | 0 | 0 | 0 | 0 | 0 | 0 | 0 | 0 | 0 | 0 | 0 | 0 | 0 | 0 | 0 | 0 | 0 | 0 | 0 | 0 | 0 | 0 | 0
F5_Industrial_Agriculture_New_Space Heating_Natural Gas_Gas Furnace Tube Inserts_A_Technical Potential | F5 | Industrial | Agriculture | New | Space Heating | Natural Gas | Gas Furnace Tube Inserts | A | Incremental Summer Peak Savings (MW) | Technical Potential | 0 | 0 | 0 | 0 | 0 | 0 | 0 | 0 | 0 | 0 | 0 | 0 | 0 | 0 | 0 | 0 | 0 | 0 | 0 | 0 | 0 | 0 | 0 | 0 | 0 | 0 | 0 | 0 | 0 | 0 | 0
F6_Industrial_Agriculture_New_Space Heating_Natural Gas_Gas Furnace Tube Inserts_A_Technical Potential | F6 | Industrial | Agriculture | New | Space Heating | Natural Gas | Gas Furnace Tube Inserts | A | Incremental Winter Peak Savings (MW) | Technical Potential | 0 | 0 | 0 | 0 | 0 | 0 | 0 | 0 | 0 | 0 | 0 | 0 | 0 | 0 | 0 | 0 | 0 | 0 | 0 | 0 | 0 | 0 | 0 | 0 | 0 | 0 | 0 | 0 | 0 | 0 | 0
F7_Industrial_Agriculture_New_Space Heating_Natural Gas_Gas Furnace Tube Inserts_A_Technical Potential | F7 | Industrial | Agriculture | New | Space Heating | Natural Gas | Gas Furnace Tube Inserts | A | Cumulative Energy Savings (MWh or mTherms) | Technical Potential | 0 | 0 | 0 | 0 | 0 | 0 | 0 | 0 | 0 | 0 | 0 | 0 | 0 | 0 | 0 | 0 | 0 | 0 | 0 | 0 | 0 | 0 | 0 | 0 | 0 | 0 | 0 | 0 | 0 | 0 | 0
F8_Industrial_Agriculture_New_Space Heating_Natural Gas_Gas Furnace Tube Inserts_A_Technical Potential | F8 | Industrial | Agriculture | New | Space Heating | Natural Gas | Gas Furnace Tube Inserts | A | Cumulative Summer Peak Savings (MW) | Technical Potential | 0 | 0 | 0 | 0 | 0 | 0 | 0 | 0 | 0 | 0 | 0 | 0 | 0 | 0 | 0 | 0 | 0 | 0 | 0 | 0 | 0 | 0 | 0 | 0 | 0 | 0 | 0 | 0 | 0 | 0 | 0
F9_Industrial_Agriculture_New_Space Heating_Natural Gas_Gas Furnace Tube Inserts_A_Technical Potential | F9 | Industrial | Agriculture | New | Space Heating | Natural Gas | Gas Furnace Tube Inserts | A | Cumulative Winter Peak Savings (MW) | Technical Potential | 0 | 0 | 0 | 0 | 0 | 0 | 0 | 0 | 0 | 0 | 0 | 0 | 0 | 0 | 0 | 0 | 0 | 0 | 0 | 0 | 0 | 0 | 0 | 0 | 0 | 0 | 0 | 0 | 0 | 0 | 0
F10_Industrial_Agriculture_New_Space Heating_Natural Gas_Gas Furnace Tube Inserts_A_Technical Potential | F10 | Industrial | Agriculture | New | Space Heating | Natural Gas | Gas Furnace Tube Inserts | A | Purchases (Incremental) | Technical Potential | 0 | 0 | 0 | 0 | 0 | 0 | 0 | 0 | 0 | 0 | 0 | 0 | 0 | 0 | 0 | 0 | 0 | 0 | 0 | 0 | 0 | 0 | 0 | 0 | 0 | 0 | 0 | 0 | 0 | 0 | 0
F11_Industrial_Agriculture_New_Space Heating_Natural Gas_Gas Furnace Tube Inserts_A_Technical Potential | F11 | Industrial | Agriculture | New | Space Heating | Natural Gas | Gas Furnace Tube Inserts | A | Purchases (Cumulative) | Technical Potential | 0 | 0 | 0 | 0 | 0 | 0 | 0 | 0 | 0 | 0 | 0 | 0 | 0 | 0 | 0 | 0 | 0 | 0 | 0 | 0 | 0 | 0 | 0 | 0 | 0 | 0 | 0 | 0 | 0 | 0 | 0
F1_Industrial_Agriculture_New_Space Heating_Natural Gas_Space Heating - Heat Recovery Ventilator_A_Technical Potential | F1 | Industrial | Agriculture | New | Space Heating | Natural Gas | Space Heating - Heat Recovery Ventilator | A | Integrated Unit Energy Savings (kWh or therms) | Technical Potential | 0 | 0 | 0 | 0 | 0 | 0.012164 | 0.011795 | 0.011522 | 0.011311 | 0.011138 | 0.010996 | 0.010828 | 0.010648 | 0.010465 | 0.010283 | 0.010115 | 0.0099614 | 0.0099115 | 0.0098095 | 0.0097338 | 0.0096806 | 0.0096409 | 0.0096283 | 0.0096319 | 0.0096457 | 0.0096656 | 0.0096848 | 0.009704 | 0 | 0 | 0
F2_Industrial_Agriculture_New_Space Heating_Natural Gas_Space Heating - Heat Recovery Ventilator_A_Technical Potential | F2 | Industrial | Agriculture | New | Space Heating | Natural Gas | Space Heating - Heat Recovery Ventilator | A | Integrated Unit Summer Peak Savings (kW) | Technical Potential | 0 | 0 | 0 | 0 | 0 | 0 | 0 | 0 | 0 | 0 | 0 | 0 | 0 | 0 | 0 | 0 | 0 | 0 | 0 | 0 | 0 | 0 | 0 | 0 | 0 | 0 | 0 | 0 | 0 | 0 | 0
F3_Industrial_Agriculture_New_Space Heating_Natural Gas_Space Heating - Heat Recovery Ventilator_A_Technical Potential | F3 | Industrial | Agriculture | New | Space Heating | Natural Gas | Space Heating - Heat Recovery Ventilator | A | Integrated Unit Winter Peak Savings (kW) | Technical Potential | 0 | 0 | 0 | 0 | 0 | 0 | 0 | 0 | 0 | 0 | 0 | 0 | 0 | 0 | 0 | 0 | 0 | 0 | 0 | 0 | 0 | 0 | 0 | 0 | 0 | 0 | 0 | 0 | 0 | 0 | 0
F4_Industrial_Agriculture_New_Space Heating_Natural Gas_Space Heating - Heat Recovery Ventilator_A_Technical Potential | F4 | Industrial | Agriculture | New | Space Heating | Natural Gas | Space Heating - Heat Recovery Ventilator | A | Incremental Energy Savings (MWh or mTherms) | Technical Potential | 0 | 0 | 0 | 0 | 0 | 0.0016362 | 0.0018796 | 0.0021223 | 0.0023626 | 0.0026017 | 0.0028403 | 0.0030612 | 0.0032694 | 0.0034674 | 0.0036529 | 0.0038361 | 0.0040146 | 0.0042301 | 0.0044186 | 0.0046126 | 0.0048146 | 0.0050202 | 0.0052378 | 0.0054631 | 0.005694 | 0.0024966 | 0.002738 | 0.0029796 | 0 | 0 | 0
F5_Industrial_Agriculture_New_Space Heating_Natural Gas_Space Heating - Heat Recovery Ventilator_A_Technical Potential | F5 | Industrial | Agriculture | New | Space Heating | Natural Gas | Space Heating - Heat Recovery Ventilator | A | Incremental Summer Peak Savings (MW) | Technical Potential | 0 | 0 | 0 | 0 | 0 | 0 | 0 | 0 | 0 | 0 | 0 | 0 | 0 | 0 | 0 | 0 | 0 | 0 | 0 | 0 | 0 | 0 | 0 | 0 | 0 | 0 | 0 | 0 | 0 | 0 | 0
F6_Industrial_Agriculture_New_Space Heating_Natural Gas_Space Heating - Heat Recovery Ventilator_A_Technical Potential | F6 | Industrial | Agriculture | New | Space Heating | Natural Gas | Space Heating - Heat Recovery Ventilator | A | Incremental Winter Peak Savings (MW) | Technical Potential | 0 | 0 | 0 | 0 | 0 | 0 | 0 | 0 | 0 | 0 | 0 | 0 | 0 | 0 | 0 | 0 | 0 | 0 | 0 | 0 | 0 | 0 | 0 | 0 | 0 | 0 | 0 | 0 | 0 | 0 | 0
F7_Industrial_Agriculture_New_Space Heating_Natural Gas_Space Heating - Heat Recovery Ventilator_A_Technical Potential | F7 | Industrial | Agriculture | New | Space Heating | Natural Gas | Space Heating - Heat Recovery Ventilator | A | Cumulative Energy Savings (MWh or mTherms) | Technical Potential | 0 | 0 | 0 | 0 | 0 | 0.0016362 | 0.0034662 | 0.0055083 | 0.0077698 | 0.010253 | 0.012962 | 0.015825 | 0.018831 | 0.021975 | 0.025246 | 0.02867 | 0.032249 | 0.036318 | 0.040363 | 0.044664 | 0.047932 | 0.05122 | 0.054617 | 0.058088 | 0.061613 | 0.061739 | 0.061862 | 0.061985 | 0 | 0 | 0
F8_Industrial_Agriculture_New_Space Heating_Natural Gas_Space Heating - Heat Recovery Ventilator_A_Technical Potential | F8 | Industrial | Agriculture | New | Space Heating | Natural Gas | Space Heating - Heat Recovery Ventilator | A | Cumulative Summer Peak Savings (MW) | Technical Potential | 0 | 0 | 0 | 0 | 0 | 0 | 0 | 0 | 0 | 0 | 0 | 0 | 0 | 0 | 0 | 0 | 0 | 0 | 0 | 0 | 0 | 0 | 0 | 0 | 0 | 0 | 0 | 0 | 0 | 0 | 0
F9_Industrial_Agriculture_New_Space Heating_Natural Gas_Space Heating - Heat Recovery Ventilator_A_Technical Potential | F9 | Industrial | Agriculture | New | Space Heating | Natural Gas | Space Heating - Heat Recovery Ventilator | A | Cumulative Winter Peak Savings (MW) | Technical Potential | 0 | 0 | 0 | 0 | 0 | 0 | 0 | 0 | 0 | 0 | 0 | 0 | 0 | 0 | 0 | 0 | 0 | 0 | 0 | 0 | 0 | 0 | 0 | 0 | 0 | 0 | 0 | 0 | 0 | 0 | 0
F10_Industrial_Agriculture_New_Space Heating_Natural Gas_Space Heating - Heat Recovery Ventilator_A_Technical Potential | F10 | Industrial | Agriculture | New | Space Heating | Natural Gas | Space Heating - Heat Recovery Ventilator | A | Purchases (Incremental) | Technical Potential | 0 | 0 | 0 | 0 | 0 | 134.5106 | 159.3584 | 184.1925 | 208.8802 | 233.5812 | 258.3027 | 282.7102 | 307.051 | 331.3424 | 355.248 | 379.245 | 403.013 | 426.7842 | 450.4357 | 473.8763 | 497.3446 | 520.7159 | 543.9963 | 567.1918 | 590.3085 | 258.3027 | 282.7102 | 307.051 | 331.3424 | 355.248 | 379.245
F11_Industrial_Agriculture_New_Space Heating_Natural Gas_Space Heating - Heat Recovery Ventilator_A_Technical Potential | F11 | Industrial | Agriculture | New | Space Heating | Natural Gas | Space Heating - Heat Recovery Ventilator | A | Purchases (Cumulative) | Technical Potential | 0 | 0 | 0 | 0 | 0 | 134.5106 | 293.869 | 478.0616 | 686.9418 | 920.523 | 1178.8257 | 1461.5359 | 1768.5869 | 2099.9293 | 2455.1773 | 2834.4223 | 3237.4353 | 3664.2195 | 4114.6552 | 4588.5315 | 4951.3655 | 5312.723 | 5672.5267 | 6030.8383 | 6387.5656 | 6387.5656 | 6387.5656 | 6387.5656 | 6387.5656 | 6387.5656 | 6387.5656
F1_Industrial_Agriculture_New_Space Heating_Natural Gas_Thermostat - Programmable_A_Technical Potential | F1 | Industrial | Agriculture | New | Space Heating | Natural Gas | Thermostat - Programmable | A | Integrated Unit Energy Savings (kWh or therms) | Technical Potential | 0 | 0 | 0 | 0 | 0 | 0.006038 | 0.0058509 | 0.0057122 | 0.0056043 | 0.0055159 | 0.0054428 | 0.005357 | 0.0052653 | 0.0051725 | 0.0050802 | 0.0049962 | 0.0049193 | 0.0048937 | 0.0048424 | 0.0048042 | 0.0047773 | 0.0047572 | 0.0047505 | 0.0047519 | 0.0047583 | 0.0047694 | 0.00478 | 0.0047906 | 0 | 0 | 0
F2_Industrial_Agriculture_New_Space Heating_Natural Gas_Thermostat - Programmable_A_Technical Potential | F2 | Industrial | Agriculture | New | Space Heating | Natural Gas | Thermostat - Programmable | A | Integrated Unit Summer Peak Savings (kW) | Technical Potential | 0 | 0 | 0 | 0 | 0 | 0 | 0 | 0 | 0 | 0 | 0 | 0 | 0 | 0 | 0 | 0 | 0 | 0 | 0 | 0 | 0 | 0 | 0 | 0 | 0 | 0 | 0 | 0 | 0 | 0 | 0
F3_Industrial_Agriculture_New_Space Heating_Natural Gas_Thermostat - Programmable_A_Technical Potential | F3 | Industrial | Agriculture | New | Space Heating | Natural Gas | Thermostat - Programmable | A | Integrated Unit Winter Peak Savings (kW) | Technical Potential | 0 | 0 | 0 | 0 | 0 | 0 | 0 | 0 | 0 | 0 | 0 | 0 | 0 | 0 | 0 | 0 | 0 | 0 | 0 | 0 | 0 | 0 | 0 | 0 | 0 | 0 | 0 | 0 | 0 | 0 | 0
F4_Industrial_Agriculture_New_Space Heating_Natural Gas_Thermostat - Programmable_A_Technical Potential | F4 | Industrial | Agriculture | New | Space Heating | Natural Gas | Thermostat - Programmable | A | Incremental Energy Savings (MWh or mTherms) | Technical Potential | 0 | 0 | 0 | 0 | 0 | 0.0024365 | 0.0027972 | 0.0031564 | 0.0035119 | 0.0038652 | 0.0042177 | 0.0045435 | 0.0048502 | 0.0051416 | 0.0054142 | 0.0056844 | 0.0059476 | 0.0062656 | 0.0065436 | 0.0068297 | 0.0071279 | 0.0074315 | 0.0077528 | 0.0080857 | 0.0084266 | 0.0050829 | 0.0054384 | 0.005792 | 0 | 0 | 0
F5_Industrial_Agriculture_New_Space Heating_Natural Gas_Thermostat - Programmable_A_Technical Potential | F5 | Industrial | Agriculture | New | Space Heating | Natural Gas | Thermostat - Programmable | A | Incremental Summer Peak Savings (MW) | Technical Potential | 0 | 0 | 0 | 0 | 0 | 0 | 0 | 0 | 0 | 0 | 0 | 0 | 0 | 0 | 0 | 0 | 0 | 0 | 0 | 0 | 0 | 0 | 0 | 0 | 0 | 0 | 0 | 0 | 0 | 0 | 0
F6_Industrial_Agriculture_New_Space Heating_Natural Gas_Thermostat - Programmable_A_Technical Potential | F6 | Industrial | Agriculture | New | Space Heating | Natural Gas | Thermostat - Programmable | A | Incremental Winter Peak Savings (MW) | Technical Potential | 0 | 0 | 0 | 0 | 0 | 0 | 0 | 0 | 0 | 0 | 0 | 0 | 0 | 0 | 0 | 0 | 0 | 0 | 0 | 0 | 0 | 0 | 0 | 0 | 0 | 0 | 0 | 0 | 0 | 0 | 0
F7_Industrial_Agriculture_New_Space Heating_Natural Gas_Thermostat - Programmable_A_Technical Potential | F7 | Industrial | Agriculture | New | Space Heating | Natural Gas | Thermostat - Programmable | A | Cumulative Energy Savings (MWh or mTherms) | Technical Potential | 0 | 0 | 0 | 0 | 0 | 0.0024365 | 0.0051582 | 0.0081924 | 0.011549 | 0.015233 | 0.019248 | 0.023489 | 0.027937 | 0.032586 | 0.037419 | 0.042484 | 0.045792 | 0.04948 | 0.05283 | 0.056232 | 0.059698 | 0.063192 | 0.066826 | 0.070554 | 0.074346 | 0.074519 | 0.074685 | 0.07485 | 0 | 0 | 0
F8_Industrial_Agriculture_New_Space Heating_Natural Gas_Thermostat - Programmable_A_Technical Potential | F8 | Industrial | Agriculture | New | Space Heating | Natural Gas | Thermostat - Programmable | A | Cumulative Summer Peak Savings (MW) | Technical Potential | 0 | 0 | 0 | 0 | 0 | 0 | 0 | 0 | 0 | 0 | 0 | 0 | 0 | 0 | 0 | 0 | 0 | 0 | 0 | 0 | 0 | 0 | 0 | 0 | 0 | 0 | 0 | 0 | 0 | 0 | 0
F9_Industrial_Agriculture_New_Space Heating_Natural Gas_Thermostat - Programmable_A_Technical Potential | F9 | Industrial | Agriculture | New | Space Heating | Natural Gas | Thermostat - Programmable | A | Cumulative Winter Peak Savings (MW) | Technical Potential | 0 | 0 | 0 | 0 | 0 | 0 | 0 | 0 | 0 | 0 | 0 | 0 | 0 | 0 | 0 | 0 | 0 | 0 | 0 | 0 | 0 | 0 | 0 | 0 | 0 | 0 | 0 | 0 | 0 | 0 | 0
F10_Industrial_Agriculture_New_Space Heating_Natural Gas_Thermostat - Programmable_A_Technical Potential | F10 | Industrial | Agriculture | New | Space Heating | Natural Gas | Thermostat - Programmable | A | Purchases (Incremental) | Technical Potential | 0 | 0 | 0 | 0 | 0 | 403.5319 | 478.0752 | 552.5776 | 626.6406 | 700.7437 | 774.908 | 848.1306 | 921.153 | 994.0272 | 1065.7441 | 1137.7349 | 1209.0391 | 1280.3526 | 1351.3072 | 1421.6289 | 1492.0338 | 1562.1476 | 1631.9888 | 1701.5754 | 1770.9256 | 1065.7441 | 1137.7349 | 1209.0391 | 1280.3526 | 1351.3072 | 1421.6289
F11_Industrial_Agriculture_New_Space Heating_Natural Gas_Thermostat - Programmable_A_Technical Potential | F11 | Industrial | Agriculture | New | Space Heating | Natural Gas | Thermostat - Programmable | A | Purchases (Cumulative) | Technical Potential | 0 | 0 | 0 | 0 | 0 | 403.5319 | 881.6071 | 1434.1848 | 2060.8254 | 2761.5691 | 3536.4771 | 4384.6077 | 5305.7607 | 6299.7878 | 7365.5319 | 8503.2668 | 9308.774 | 10111.0514 | 10909.781 | 11704.7692 | 12496.0593 | 13283.2989 | 14067.1571 | 14847.5795 | 15624.4779 | 15624.4779 | 15624.4779 | 15624.4779 | 15624.4779 | 15624.4779 | 15624.4779
F1_Industrial_Agriculture_New_Space Heating_Natural Gas_ENERGY STAR Connected Thermostat_A_Technical Potential | F1 | Industrial | Agriculture | New | Space Heating | Natural Gas | ENERGY STAR Connected Thermostat | A | Integrated Unit Energy Savings (kWh or therms) | Technical Potential | 0 | 0 | 0 | 0 | 0 | 0.01421 | 0.013767 | 0.013437 | 0.013181 | 0.012971 | 0.012797 | 0.012593 | 0.012376 | 0.012156 | 0.011937 | 0.011738 | 0.011557 | 0.011496 | 0.011375 | 0.011285 | 0.011221 | 0.011174 | 0.011157 | 0.01116 | 0.011175 | 0.011202 | 0.011228 | 0.011254 | 0 | 0 | 0
F2_Industrial_Agriculture_New_Space Heating_Natural Gas_ENERGY STAR Connected Thermostat_A_Technical Potential | F2 | Industrial | Agriculture | New | Space Heating | Natural Gas | ENERGY STAR Connected Thermostat | A | Integrated Unit Summer Peak Savings (kW) | Technical Potential | 0 | 0 | 0 | 0 | 0 | 0 | 0 | 0 | 0 | 0 | 0 | 0 | 0 | 0 | 0 | 0 | 0 | 0 | 0 | 0 | 0 | 0 | 0 | 0 | 0 | 0 | 0 | 0 | 0 | 0 | 0
F3_Industrial_Agriculture_New_Space Heating_Natural Gas_ENERGY STAR Connected Thermostat_A_Technical Potential | F3 | Industrial | Agriculture | New | Space Heating | Natural Gas | ENERGY STAR Connected Thermostat | A | Integrated Unit Winter Peak Savings (kW) | Technical Potential | 0 | 0 | 0 | 0 | 0 | 0 | 0 | 0 | 0 | 0 | 0 | 0 | 0 | 0 | 0 | 0 | 0 | 0 | 0 | 0 | 0 | 0 | 0 | 0 | 0 | 0 | 0 | 0 | 0 | 0 | 0
F4_Industrial_Agriculture_New_Space Heating_Natural Gas_ENERGY STAR Connected Thermostat_A_Technical Potential | F4 | Industrial | Agriculture | New | Space Heating | Natural Gas | ENERGY STAR Connected Thermostat | A | Incremental Energy Savings (MWh or mTherms) | Technical Potential | 0 | 0 | 0 | 0 | 0 | 0.0057341 | 0.0065814 | 0.0074252 | 0.0082598 | 0.0090894 | 0.0099166 | 0.010681 | 0.0114 | 0.012083 | 0.012722 | 0.013355 | 0.013972 | 0.014719 | 0.015371 | 0.016042 | 0.016742 | 0.017455 | 0.018209 | 0.01899 | 0.01979 | 0.016714 | 0.01754 | 0.018366 | 0 | 0 | 0
F5_Industrial_Agriculture_New_Space Heating_Natural Gas_ENERGY STAR Connected Thermostat_A_Technical Potential | F5 | Industrial | Agriculture | New | Space Heating | Natural Gas | ENERGY STAR Connected Thermostat | A | Incremental Summer Peak Savings (MW) | Technical Potential | 0 | 0 | 0 | 0 | 0 | 0 | 0 | 0 | 0 | 0 | 0 | 0 | 0 | 0 | 0 | 0 | 0 | 0 | 0 | 0 | 0 | 0 | 0 | 0 | 0 | 0 | 0 | 0 | 0 | 0 | 0
F6_Industrial_Agriculture_New_Space Heating_Natural Gas_ENERGY STAR Connected Thermostat_A_Technical Potential | F6 | Industrial | Agriculture | New | Space Heating | Natural Gas | ENERGY STAR Connected Thermostat | A | Incremental Winter Peak Savings (MW) | Technical Potential | 0 | 0 | 0 | 0 | 0 | 0 | 0 | 0 | 0 | 0 | 0 | 0 | 0 | 0 | 0 | 0 | 0 | 0 | 0 | 0 | 0 | 0 | 0 | 0 | 0 | 0 | 0 | 0 | 0 | 0 | 0
F7_Industrial_Agriculture_New_Space Heating_Natural Gas_ENERGY STAR Connected Thermostat_A_Technical Potential | F7 | Industrial | Agriculture | New | Space Heating | Natural Gas | ENERGY STAR Connected Thermostat | A | Cumulative Energy Savings (MWh or mTherms) | Technical Potential | 0 | 0 | 0 | 0 | 0 | 0.0057341 | 0.012137 | 0.019272 | 0.027164 | 0.03582 | 0.040093 | 0.044115 | 0.047914 | 0.051528 | 0.054958 | 0.058301 | 0.06157 | 0.065375 | 0.068752 | 0.072222 | 0.075791 | 0.079416 | 0.083224 | 0.087155 | 0.091174 | 0.091394 | 0.091605 | 0.091815 | 0 | 0 | 0
F8_Industrial_Agriculture_New_Space Heating_Natural Gas_ENERGY STAR Connected Thermostat_A_Technical Potential | F8 | Industrial | Agriculture | New | Space Heating | Natural Gas | ENERGY STAR Connected Thermostat | A | Cumulative Summer Peak Savings (MW) | Technical Potential | 0 | 0 | 0 | 0 | 0 | 0 | 0 | 0 | 0 | 0 | 0 | 0 | 0 | 0 | 0 | 0 | 0 | 0 | 0 | 0 | 0 | 0 | 0 | 0 | 0 | 0 | 0 | 0 | 0 | 0 | 0
F9_Industrial_Agriculture_New_Space Heating_Natural Gas_ENERGY STAR Connected Thermostat_A_Technical Potential | F9 | Industrial | Agriculture | New | Space Heating | Natural Gas | ENERGY STAR Connected Thermostat | A | Cumulative Winter Peak Savings (MW) | Technical Potential | 0 | 0 | 0 | 0 | 0 | 0 | 0 | 0 | 0 | 0 | 0 | 0 | 0 | 0 | 0 | 0 | 0 | 0 | 0 | 0 | 0 | 0 | 0 | 0 | 0 | 0 | 0 | 0 | 0 | 0 | 0
F10_Industrial_Agriculture_New_Space Heating_Natural Gas_ENERGY STAR Connected Thermostat_A_Technical Potential | F10 | Industrial | Agriculture | New | Space Heating | Natural Gas | ENERGY STAR Connected Thermostat | A | Purchases (Incremental) | Technical Potential | 0 | 0 | 0 | 0 | 0 | 403.5319 | 478.0752 | 552.5776 | 626.6406 | 700.7437 | 774.908 | 848.1306 | 921.153 | 994.0272 | 1065.7441 | 1137.7349 | 1209.0391 | 1280.3526 | 1351.3072 | 1421.6289 | 1492.0338 | 1562.1476 | 1631.9888 | 1701.5754 | 1770.9256 | 1492.0338 | 1562.1476 | 1631.9888 | 1701.5754 | 1770.9256 | 1492.0338
F11_Industrial_Agriculture_New_Space Heating_Natural Gas_ENERGY STAR Connected Thermostat_A_Technical Potential | F11 | Industrial | Agriculture | New | Space Heating | Natural Gas | ENERGY STAR Connected Thermostat | A | Purchases (Cumulative) | Technical Potential | 0 | 0 | 0 | 0 | 0 | 403.5319 | 881.6071 | 1434.1848 | 2060.8254 | 2761.5691 | 3132.9452 | 3503.0005 | 3871.5759 | 4238.9624 | 4603.9629 | 4966.7897 | 5327.6983 | 5686.8979 | 6044.1779 | 6400.0627 | 6754.3616 | 7107.4701 | 7459.1062 | 7809.3744 | 8158.6712 | 8158.6712 | 8158.6712 | 8158.6712 | 8158.6712 | 8158.6712 | 8158.6712
F1_Industrial_Agriculture_New_Space Heating_Natural Gas_Destratification Fans (HVLS)_A_Technical Potential | F1 | Industrial | Agriculture | New | Space Heating | Natural Gas | Destratification Fans (HVLS) | A | Integrated Unit Energy Savings (kWh or therms) | Technical Potential | 0 | 0 | 0 | 0 | 0 | 0.014222 | 0.013789 | 0.013468 | 0.01322 | 0.013016 | 0.012849 | 0.012651 | 0.012439 | 0.012224 | 0.01201 | 0.011813 | 0.011633 | 0.011573 | 0.011453 | 0.011364 | 0.011301 | 0.011254 | 0.011239 | 0.011243 | 0.011259 | 0.011283 | 0.011306 | 0.011329 | 0 | 0 | 0
F2_Industrial_Agriculture_New_Space Heating_Natural Gas_Destratification Fans (HVLS)_A_Technical Potential | F2 | Industrial | Agriculture | New | Space Heating | Natural Gas | Destratification Fans (HVLS) | A | Integrated Unit Summer Peak Savings (kW) | Technical Potential | 0 | 0 | 0 | 0 | 0 | 0 | 0 | 0 | 0 | 0 | 0 | 0 | 0 | 0 | 0 | 0 | 0 | 0 | 0 | 0 | 0 | 0 | 0 | 0 | 0 | 0 | 0 | 0 | 0 | 0 | 0
F3_Industrial_Agriculture_New_Space Heating_Natural Gas_Destratification Fans (HVLS)_A_Technical Potential | F3 | Industrial | Agriculture | New | Space Heating | Natural Gas | Destratification Fans (HVLS) | A | Integrated Unit Winter Peak Savings (kW) | Technical Potential | 0 | 0 | 0 | 0 | 0 | 0 | 0 | 0 | 0 | 0 | 0 | 0 | 0 | 0 | 0 | 0 | 0 | 0 | 0 | 0 | 0 | 0 | 0 | 0 | 0 | 0 | 0 | 0 | 0 | 0 | 0
F4_Industrial_Agriculture_New_Space Heating_Natural Gas_Destratification Fans (HVLS)_A_Technical Potential | F4 | Industrial | Agriculture | New | Space Heating | Natural Gas | Destratification Fans (HVLS) | A | Incremental Energy Savings (MWh or mTherms) | Technical Potential | 0 | 0 | 0 | 0 | 0 | 0.0057392 | 0.0065922 | 0.0074423 | 0.0082839 | 0.0091211 | 0.0099567 | 0.01073 | 0.011458 | 0.012151 | 0.0128 | 0.013441 | 0.014064 | 0.014818 | 0.015477 | 0.016155 | 0.016861 | 0.017581 | 0.018342 | 0.01913 | 0.019938 | 0.012837 | 0.013669 | 0.014505 | 0 | 0 | 0
F5_Industrial_Agriculture_New_Space Heating_Natural Gas_Destratification Fans (HVLS)_A_Technical Potential | F5 | Industrial | Agriculture | New | Space Heating | Natural Gas | Destratification Fans (HVLS) | A | Incremental Summer Peak Savings (MW) | Technical Potential | 0 | 0 | 0 | 0 | 0 | 0 | 0 | 0 | 0 | 0 | 0 | 0 | 0 | 0 | 0 | 0 | 0 | 0 | 0 | 0 | 0 | 0 | 0 | 0 | 0 | 0 | 0 | 0 | 0 | 0 | 0
F6_Industrial_Agriculture_New_Space Heating_Natural Gas_Destratification Fans (HVLS)_A_Technical Potential | F6 | Industrial | Agriculture | New | Space Heating | Natural Gas | Destratification Fans (HVLS) | A | Incremental Winter Peak Savings (MW) | Technical Potential | 0 | 0 | 0 | 0 | 0 | 0 | 0 | 0 | 0 | 0 | 0 | 0 | 0 | 0 | 0 | 0 | 0 | 0 | 0 | 0 | 0 | 0 | 0 | 0 | 0 | 0 | 0 | 0 | 0 | 0 | 0
F7_Industrial_Agriculture_New_Space Heating_Natural Gas_Destratification Fans (HVLS)_A_Technical Potential | F7 | Industrial | Agriculture | New | Space Heating | Natural Gas | Destratification Fans (HVLS) | A | Cumulative Energy Savings (MWh or mTherms) | Technical Potential | 0 | 0 | 0 | 0 | 0 | 0.0057392 | 0.012156 | 0.019316 | 0.027243 | 0.035945 | 0.04544 | 0.05547 | 0.065999 | 0.07701 | 0.088463 | 0.095685 | 0.10273 | 0.11062 | 0.11777 | 0.12505 | 0.13246 | 0.13995 | 0.14775 | 0.15575 | 0.16391 | 0.16426 | 0.1646 | 0.16493 | 0 | 0 | 0
F8_Industrial_Agriculture_New_Space Heating_Natural Gas_Destratification Fans (HVLS)_A_Technical Potential | F8 | Industrial | Agriculture | New | Space Heating | Natural Gas | Destratification Fans (HVLS) | A | Cumulative Summer Peak Savings (MW) | Technical Potential | 0 | 0 | 0 | 0 | 0 | 0 | 0 | 0 | 0 | 0 | 0 | 0 | 0 | 0 | 0 | 0 | 0 | 0 | 0 | 0 | 0 | 0 | 0 | 0 | 0 | 0 | 0 | 0 | 0 | 0 | 0
F9_Industrial_Agriculture_New_Space Heating_Natural Gas_Destratification Fans (HVLS)_A_Technical Potential | F9 | Industrial | Agriculture | New | Space Heating | Natural Gas | Destratification Fans (HVLS) | A | Cumulative Winter Peak Savings (MW) | Technical Potential | 0 | 0 | 0 | 0 | 0 | 0 | 0 | 0 | 0 | 0 | 0 | 0 | 0 | 0 | 0 | 0 | 0 | 0 | 0 | 0 | 0 | 0 | 0 | 0 | 0 | 0 | 0 | 0 | 0 | 0 | 0
F10_Industrial_Agriculture_New_Space Heating_Natural Gas_Destratification Fans (HVLS)_A_Technical Potential | F10 | Industrial | Agriculture | New | Space Heating | Natural Gas | Destratification Fans (HVLS) | A | Purchases (Incremental) | Technical Potential | 0 | 0 | 0 | 0 | 0 | 403.5319 | 478.0752 | 552.5776 | 626.6406 | 700.7437 | 774.908 | 848.1306 | 921.153 | 994.0272 | 1065.7441 | 1137.7349 | 1209.0391 | 1280.3526 | 1351.3072 | 1421.6289 | 1492.0338 | 1562.1476 | 1631.9888 | 1701.5754 | 1770.9256 | 1137.7349 | 1209.0391 | 1280.3526 | 1351.3072 | 1421.6289 | 1492.0338
F11_Industrial_Agriculture_New_Space Heating_Natural Gas_Destratification Fans (HVLS)_A_Technical Potential | F11 | Industrial | Agriculture | New | Space Heating | Natural Gas | Destratification Fans (HVLS) | A | Purchases (Cumulative) | Technical Potential | 0 | 0 | 0 | 0 | 0 | 403.5319 | 881.6071 | 1434.1848 | 2060.8254 | 2761.5691 | 3536.4771 | 4384.6077 | 5305.7607 | 6299.7878 | 7365.5319 | 8099.7349 | 8830.6988 | 9558.4738 | 10283.1404 | 11004.0255 | 11721.1513 | 12435.1684 | 13146.0041 | 13853.5524 | 14558.7338 | 14558.7338 | 14558.7338 | 14558.7338 | 14558.7338 | 14558.7338 | 14558.7338
F1_Industrial_Agriculture_New_Space Heating_Natural Gas_Gas Boiler - Insulate Steam Lines/Condensate Tank_A_Technical Potential | F1 | Industrial | Agriculture | New | Space Heating | Natural Gas | Gas Boiler - Insulate Steam Lines/Condensate Tank | A | Integrated Unit Energy Savings (kWh or therms) | Technical Potential | 0 | 0 | 0 | 0 | 0 | 0 | 0 | 0 | 0 | 0 | 0 | 0 | 0 | 0 | 0 | 0 | 0 | 0 | 0 | 0 | 0 | 0 | 0 | 0 | 0 | 0 | 0 | 0 | 0 | 0 | 0
F2_Industrial_Agriculture_New_Space Heating_Natural Gas_Gas Boiler - Insulate Steam Lines/Condensate Tank_A_Technical Potential | F2 | Industrial | Agriculture | New | Space Heating | Natural Gas | Gas Boiler - Insulate Steam Lines/Condensate Tank | A | Integrated Unit Summer Peak Savings (kW) | Technical Potential | 0 | 0 | 0 | 0 | 0 | 0 | 0 | 0 | 0 | 0 | 0 | 0 | 0 | 0 | 0 | 0 | 0 | 0 | 0 | 0 | 0 | 0 | 0 | 0 | 0 | 0 | 0 | 0 | 0 | 0 | 0
F3_Industrial_Agriculture_New_Space Heating_Natural Gas_Gas Boiler - Insulate Steam Lines/Condensate Tank_A_Technical Potential | F3 | Industrial | Agriculture | New | Space Heating | Natural Gas | Gas Boiler - Insulate Steam Lines/Condensate Tank | A | Integrated Unit Winter Peak Savings (kW) | Technical Potential | 0 | 0 | 0 | 0 | 0 | 0 | 0 | 0 | 0 | 0 | 0 | 0 | 0 | 0 | 0 | 0 | 0 | 0 | 0 | 0 | 0 | 0 | 0 | 0 | 0 | 0 | 0 | 0 | 0 | 0 | 0
F4_Industrial_Agriculture_New_Space Heating_Natural Gas_Gas Boiler - Insulate Steam Lines/Condensate Tank_A_Technical Potential | F4 | Industrial | Agriculture | New | Space Heating | Natural Gas | Gas Boiler - Insulate Steam Lines/Condensate Tank | A | Incremental Energy Savings (MWh or mTherms) | Technical Potential | 0 | 0 | 0 | 0 | 0 | 0 | 0 | 0 | 0 | 0 | 0 | 0 | 0 | 0 | 0 | 0 | 0 | 0 | 0 | 0 | 0 | 0 | 0 | 0 | 0 | 0 | 0 | 0 | 0 | 0 | 0
F5_Industrial_Agriculture_New_Space Heating_Natural Gas_Gas Boiler - Insulate Steam Lines/Condensate Tank_A_Technical Potential | F5 | Industrial | Agriculture | New | Space Heating | Natural Gas | Gas Boiler - Insulate Steam Lines/Condensate Tank | A | Incremental Summer Peak Savings (MW) | Technical Potential | 0 | 0 | 0 | 0 | 0 | 0 | 0 | 0 | 0 | 0 | 0 | 0 | 0 | 0 | 0 | 0 | 0 | 0 | 0 | 0 | 0 | 0 | 0 | 0 | 0 | 0 | 0 | 0 | 0 | 0 | 0
F6_Industrial_Agriculture_New_Space Heating_Natural Gas_Gas Boiler - Insulate Steam Lines/Condensate Tank_A_Technical Potential | F6 | Industrial | Agriculture | New | Space Heating | Natural Gas | Gas Boiler - Insulate Steam Lines/Condensate Tank | A | Incremental Winter Peak Savings (MW) | Technical Potential | 0 | 0 | 0 | 0 | 0 | 0 | 0 | 0 | 0 | 0 | 0 | 0 | 0 | 0 | 0 | 0 | 0 | 0 | 0 | 0 | 0 | 0 | 0 | 0 | 0 | 0 | 0 | 0 | 0 | 0 | 0
F7_Industrial_Agriculture_New_Space Heating_Natural Gas_Gas Boiler - Insulate Steam Lines/Condensate Tank_A_Technical Potential | F7 | Industrial | Agriculture | New | Space Heating | Natural Gas | Gas Boiler - Insulate Steam Lines/Condensate Tank | A | Cumulative Energy Savings (MWh or mTherms) | Technical Potential | 0 | 0 | 0 | 0 | 0 | 0 | 0 | 0 | 0 | 0 | 0 | 0 | 0 | 0 | 0 | 0 | 0 | 0 | 0 | 0 | 0 | 0 | 0 | 0 | 0 | 0 | 0 | 0 | 0 | 0 | 0
F8_Industrial_Agriculture_New_Space Heating_Natural Gas_Gas Boiler - Insulate Steam Lines/Condensate Tank_A_Technical Potential | F8 | Industrial | Agriculture | New | Space Heating | Natural Gas | Gas Boiler - Insulate Steam Lines/Condensate Tank | A | Cumulative Summer Peak Savings (MW) | Technical Potential | 0 | 0 | 0 | 0 | 0 | 0 | 0 | 0 | 0 | 0 | 0 | 0 | 0 | 0 | 0 | 0 | 0 | 0 | 0 | 0 | 0 | 0 | 0 | 0 | 0 | 0 | 0 | 0 | 0 | 0 | 0
F9_Industrial_Agriculture_New_Space Heating_Natural Gas_Gas Boiler - Insulate Steam Lines/Condensate Tank_A_Technical Potential | F9 | Industrial | Agriculture | New | Space Heating | Natural Gas | Gas Boiler - Insulate Steam Lines/Condensate Tank | A | Cumulative Winter Peak Savings (MW) | Technical Potential | 0 | 0 | 0 | 0 | 0 | 0 | 0 | 0 | 0 | 0 | 0 | 0 | 0 | 0 | 0 | 0 | 0 | 0 | 0 | 0 | 0 | 0 | 0 | 0 | 0 | 0 | 0 | 0 | 0 | 0 | 0
F10_Industrial_Agriculture_New_Space Heating_Natural Gas_Gas Boiler - Insulate Steam Lines/Condensate Tank_A_Technical Potential | F10 | Industrial | Agriculture | New | Space Heating | Natural Gas | Gas Boiler - Insulate Steam Lines/Condensate Tank | A | Purchases (Incremental) | Technical Potential | 0 | 0 | 0 | 0 | 0 | 0 | 0 | 0 | 0 | 0 | 0 | 0 | 0 | 0 | 0 | 0 | 0 | 0 | 0 | 0 | 0 | 0 | 0 | 0 | 0 | 0 | 0 | 0 | 0 | 0 | 0
F11_Industrial_Agriculture_New_Space Heating_Natural Gas_Gas Boiler - Insulate Steam Lines/Condensate Tank_A_Technical Potential | F11 | Industrial | Agriculture | New | Space Heating | Natural Gas | Gas Boiler - Insulate Steam Lines/Condensate Tank | A | Purchases (Cumulative) | Technical Potential | 0 | 0 | 0 | 0 | 0 | 0 | 0 | 0 | 0 | 0 | 0 | 0 | 0 | 0 | 0 | 0 | 0 | 0 | 0 | 0 | 0 | 0 | 0 | 0 | 0 | 0 | 0 | 0 | 0 | 0 | 0
F1_Industrial_Agriculture_New_Process_Natural Gas_Gas Boiler - Insulate Steam Lines/Condensate Tank_A_Technical Potential | F1 | Industrial | Agriculture | New | Process | Natural Gas | Gas Boiler - Insulate Steam Lines/Condensate Tank | A | Integrated Unit Energy Savings (kWh or therms) | Technical Potential | 0 | 0 | 0 | 0 | 0 | 16.8262 | 16.8059 | 16.7874 | 16.7704 | 16.7534 | 16.7372 | 16.7226 | 16.7099 | 16.6992 | 16.6908 | 16.685 | 16.6817 | 16.6804 | 16.6803 | 16.6807 | 16.6823 | 16.6837 | 16.6847 | 16.6854 | 16.6857 | 16.6918 | 16.6975 | 16.7028 | 16.8499 | 16.8499 | 16.8499
F2_Industrial_Agriculture_New_Process_Natural Gas_Gas Boiler - Insulate Steam Lines/Condensate Tank_A_Technical Potential | F2 | Industrial | Agriculture | New | Process | Natural Gas | Gas Boiler - Insulate Steam Lines/Condensate Tank | A | Integrated Unit Summer Peak Savings (kW) | Technical Potential | 0 | 0 | 0 | 0 | 0 | 0 | 0 | 0 | 0 | 0 | 0 | 0 | 0 | 0 | 0 | 0 | 0 | 0 | 0 | 0 | 0 | 0 | 0 | 0 | 0 | 0 | 0 | 0 | 0 | 0 | 0
F3_Industrial_Agriculture_New_Process_Natural Gas_Gas Boiler - Insulate Steam Lines/Condensate Tank_A_Technical Potential | F3 | Industrial | Agriculture | New | Process | Natural Gas | Gas Boiler - Insulate Steam Lines/Condensate Tank | A | Integrated Unit Winter Peak Savings (kW) | Technical Potential | 0 | 0 | 0 | 0 | 0 | 0 | 0 | 0 | 0 | 0 | 0 | 0 | 0 | 0 | 0 | 0 | 0 | 0 | 0 | 0 | 0 | 0 | 0 | 0 | 0 | 0 | 0 | 0 | 0 | 0 | 0
F4_Industrial_Agriculture_New_Process_Natural Gas_Gas Boiler - Insulate Steam Lines/Condensate Tank_A_Technical Potential | F4 | Industrial | Agriculture | New | Process | Natural Gas | Gas Boiler - Insulate Steam Lines/Condensate Tank | A | Incremental Energy Savings (MWh or mTherms) | Technical Potential | 0 | 0 | 0 | 0 | 0 | 0.062349 | 0.073778 | 0.085181 | 0.0965 | 0.1078 | 0.1191 | 0.13024 | 0.14134 | 0.15243 | 0.16334 | 0.17431 | 0.1852 | 0.19611 | 0.20698 | 0.21775 | 0.22856 | 0.23932 | 0.25004 | 0.26071 | 0.27134 | 0.061851 | 0.073302 | 0.084752 | 0.096957 | 0.10842 | 0.1199
F5_Industrial_Agriculture_New_Process_Natural Gas_Gas Boiler - Insulate Steam Lines/Condensate Tank_A_Technical Potential | F5 | Industrial | Agriculture | New | Process | Natural Gas | Gas Boiler - Insulate Steam Lines/Condensate Tank | A | Incremental Summer Peak Savings (MW) | Technical Potential | 0 | 0 | 0 | 0 | 0 | 0 | 0 | 0 | 0 | 0 | 0 | 0 | 0 | 0 | 0 | 0 | 0 | 0 | 0 | 0 | 0 | 0 | 0 | 0 | 0 | 0 | 0 | 0 | 0 | 0 | 0
F6_Industrial_Agriculture_New_Process_Natural Gas_Gas Boiler - Insulate Steam Lines/Condensate Tank_A_Technical Potential | F6 | Industrial | Agriculture | New | Process | Natural Gas | Gas Boiler - Insulate Steam Lines/Condensate Tank | A | Incremental Winter Peak Savings (MW) | Technical Potential | 0 | 0 | 0 | 0 | 0 | 0 | 0 | 0 | 0 | 0 | 0 | 0 | 0 | 0 | 0 | 0 | 0 | 0 | 0 | 0 | 0 | 0 | 0 | 0 | 0 | 0 | 0 | 0 | 0 | 0 | 0
F7_Industrial_Agriculture_New_Process_Natural Gas_Gas Boiler - Insulate Steam Lines/Condensate Tank_A_Technical Potential | F7 | Industrial | Agriculture | New | Process | Natural Gas | Gas Boiler - Insulate Steam Lines/Condensate Tank | A | Cumulative Energy Savings (MWh or mTherms) | Technical Potential | 0 | 0 | 0 | 0 | 0 | 0.062349 | 0.13605 | 0.22108 | 0.31736 | 0.42484 | 0.54352 | 0.67329 | 0.81412 | 0.96602 | 1.1289 | 1.3028 | 1.4877 | 1.6837 | 1.8907 | 2.1085 | 2.3373 | 2.5768 | 2.827 | 3.0878 | 3.3592 | 3.3604 | 3.3616 | 3.3626 | 0 | 0 | 0
F8_Industrial_Agriculture_New_Process_Natural Gas_Gas Boiler - Insulate Steam Lines/Condensate Tank_A_Technical Potential | F8 | Industrial | Agriculture | New | Process | Natural Gas | Gas Boiler - Insulate Steam Lines/Condensate Tank | A | Cumulative Summer Peak Savings (MW) | Technical Potential | 0 | 0 | 0 | 0 | 0 | 0 | 0 | 0 | 0 | 0 | 0 | 0 | 0 | 0 | 0 | 0 | 0 | 0 | 0 | 0 | 0 | 0 | 0 | 0 | 0 | 0 | 0 | 0 | 0 | 0 | 0
F9_Industrial_Agriculture_New_Process_Natural Gas_Gas Boiler - Insulate Steam Lines/Condensate Tank_A_Technical Potential | F9 | Industrial | Agriculture | New | Process | Natural Gas | Gas Boiler - Insulate Steam Lines/Condensate Tank | A | Cumulative Winter Peak Savings (MW) | Technical Potential | 0 | 0 | 0 | 0 | 0 | 0 | 0 | 0 | 0 | 0 | 0 | 0 | 0 | 0 | 0 | 0 | 0 | 0 | 0 | 0 | 0 | 0 | 0 | 0 | 0 | 0 | 0 | 0 | 0 | 0 | 0
F10_Industrial_Agriculture_New_Process_Natural Gas_Gas Boiler - Insulate Steam Lines/Condensate Tank_A_Technical Potential | F10 | Industrial | Agriculture | New | Process | Natural Gas | Gas Boiler - Insulate Steam Lines/Condensate Tank | A | Purchases (Incremental) | Technical Potential | 0 | 0 | 0 | 0 | 0 | 3.7055 | 4.39 | 5.0741 | 5.7542 | 6.4346 | 7.1157 | 7.788 | 8.4586 | 9.1277 | 9.7863 | 10.4474 | 11.1021 | 11.757 | 12.4085 | 13.0542 | 13.7007 | 14.3446 | 14.9859 | 15.6249 | 16.2617 | 3.7055 | 4.39 | 5.0741 | 5.7542 | 6.4346 | 7.1157
F11_Industrial_Agriculture_New_Process_Natural Gas_Gas Boiler - Insulate Steam Lines/Condensate Tank_A_Technical Potential | F11 | Industrial | Agriculture | New | Process | Natural Gas | Gas Boiler - Insulate Steam Lines/Condensate Tank | A | Purchases (Cumulative) | Technical Potential | 0 | 0 | 0 | 0 | 0 | 3.7055 | 8.0954 | 13.1695 | 18.9237 | 25.3584 | 32.474 | 40.262 | 48.7206 | 57.8484 | 67.6346 | 78.082 | 89.1841 | 100.9411 | 113.3495 | 126.4038 | 140.1045 | 154.4491 | 169.4349 | 185.0598 | 201.3215 | 201.3215 | 201.3215 | 201.3215 | 201.3215 | 201.3215 | 201.3215
F1_Industrial_Agriculture_New_Space Heating_Natural Gas_Gas Boiler - Insulate Hot Water Lines_A_Technical Potential | F1 | Industrial | Agriculture | New | Space Heating | Natural Gas | Gas Boiler - Insulate Hot Water Lines | A | Integrated Unit Energy Savings (kWh or therms) | Technical Potential | 0 | 0 | 0 | 0 | 0 | 0 | 0 | 0 | 0 | 0 | 0 | 0 | 0 | 0 | 0 | 0 | 0 | 0 | 0 | 0 | 0 | 0 | 0 | 0 | 0 | 0 | 0 | 0 | 0 | 0 | 0
F2_Industrial_Agriculture_New_Space Heating_Natural Gas_Gas Boiler - Insulate Hot Water Lines_A_Technical Potential | F2 | Industrial | Agriculture | New | Space Heating | Natural Gas | Gas Boiler - Insulate Hot Water Lines | A | Integrated Unit Summer Peak Savings (kW) | Technical Potential | 0 | 0 | 0 | 0 | 0 | 0 | 0 | 0 | 0 | 0 | 0 | 0 | 0 | 0 | 0 | 0 | 0 | 0 | 0 | 0 | 0 | 0 | 0 | 0 | 0 | 0 | 0 | 0 | 0 | 0 | 0
F3_Industrial_Agriculture_New_Space Heating_Natural Gas_Gas Boiler - Insulate Hot Water Lines_A_Technical Potential | F3 | Industrial | Agriculture | New | Space Heating | Natural Gas | Gas Boiler - Insulate Hot Water Lines | A | Integrated Unit Winter Peak Savings (kW) | Technical Potential | 0 | 0 | 0 | 0 | 0 | 0 | 0 | 0 | 0 | 0 | 0 | 0 | 0 | 0 | 0 | 0 | 0 | 0 | 0 | 0 | 0 | 0 | 0 | 0 | 0 | 0 | 0 | 0 | 0 | 0 | 0
F4_Industrial_Agriculture_New_Space Heating_Natural Gas_Gas Boiler - Insulate Hot Water Lines_A_Technical Potential | F4 | Industrial | Agriculture | New | Space Heating | Natural Gas | Gas Boiler - Insulate Hot Water Lines | A | Incremental Energy Savings (MWh or mTherms) | Technical Potential | 0 | 0 | 0 | 0 | 0 | 0 | 0 | 0 | 0 | 0 | 0 | 0 | 0 | 0 | 0 | 0 | 0 | 0 | 0 | 0 | 0 | 0 | 0 | 0 | 0 | 0 | 0 | 0 | 0 | 0 | 0
F5_Industrial_Agriculture_New_Space Heating_Natural Gas_Gas Boiler - Insulate Hot Water Lines_A_Technical Potential | F5 | Industrial | Agriculture | New | Space Heating | Natural Gas | Gas Boiler - Insulate Hot Water Lines | A | Incremental Summer Peak Savings (MW) | Technical Potential | 0 | 0 | 0 | 0 | 0 | 0 | 0 | 0 | 0 | 0 | 0 | 0 | 0 | 0 | 0 | 0 | 0 | 0 | 0 | 0 | 0 | 0 | 0 | 0 | 0 | 0 | 0 | 0 | 0 | 0 | 0
F6_Industrial_Agriculture_New_Space Heating_Natural Gas_Gas Boiler - Insulate Hot Water Lines_A_Technical Potential | F6 | Industrial | Agriculture | New | Space Heating | Natural Gas | Gas Boiler - Insulate Hot Water Lines | A | Incremental Winter Peak Savings (MW) | Technical Potential | 0 | 0 | 0 | 0 | 0 | 0 | 0 | 0 | 0 | 0 | 0 | 0 | 0 | 0 | 0 | 0 | 0 | 0 | 0 | 0 | 0 | 0 | 0 | 0 | 0 | 0 | 0 | 0 | 0 | 0 | 0
F7_Industrial_Agriculture_New_Space Heating_Natural Gas_Gas Boiler - Insulate Hot Water Lines_A_Technical Potential | F7 | Industrial | Agriculture | New | Space Heating | Natural Gas | Gas Boiler - Insulate Hot Water Lines | A | Cumulative Energy Savings (MWh or mTherms) | Technical Potential | 0 | 0 | 0 | 0 | 0 | 0 | 0 | 0 | 0 | 0 | 0 | 0 | 0 | 0 | 0 | 0 | 0 | 0 | 0 | 0 | 0 | 0 | 0 | 0 | 0 | 0 | 0 | 0 | 0 | 0 | 0
F8_Industrial_Agriculture_New_Space Heating_Natural Gas_Gas Boiler - Insulate Hot Water Lines_A_Technical Potential | F8 | Industrial | Agriculture | New | Space Heating | Natural Gas | Gas Boiler - Insulate Hot Water Lines | A | Cumulative Summer Peak Savings (MW) | Technical Potential | 0 | 0 | 0 | 0 | 0 | 0 | 0 | 0 | 0 | 0 | 0 | 0 | 0 | 0 | 0 | 0 | 0 | 0 | 0 | 0 | 0 | 0 | 0 | 0 | 0 | 0 | 0 | 0 | 0 | 0 | 0
F9_Industrial_Agriculture_New_Space Heating_Natural Gas_Gas Boiler - Insulate Hot Water Lines_A_Technical Potential | F9 | Industrial | Agriculture | New | Space Heating | Natural Gas | Gas Boiler - Insulate Hot Water Lines | A | Cumulative Winter Peak Savings (MW) | Technical Potential | 0 | 0 | 0 | 0 | 0 | 0 | 0 | 0 | 0 | 0 | 0 | 0 | 0 | 0 | 0 | 0 | 0 | 0 | 0 | 0 | 0 | 0 | 0 | 0 | 0 | 0 | 0 | 0 | 0 | 0 | 0
F10_Industrial_Agriculture_New_Space Heating_Natural Gas_Gas Boiler - Insulate Hot Water Lines_A_Technical Potential | F10 | Industrial | Agriculture | New | Space Heating | Natural Gas | Gas Boiler - Insulate Hot Water Lines | A | Purchases (Incremental) | Technical Potential | 0 | 0 | 0 | 0 | 0 | 0 | 0 | 0 | 0 | 0 | 0 | 0 | 0 | 0 | 0 | 0 | 0 | 0 | 0 | 0 | 0 | 0 | 0 | 0 | 0 | 0 | 0 | 0 | 0 | 0 | 0
F11_Industrial_Agriculture_New_Space Heating_Natural Gas_Gas Boiler - Insulate Hot Water Lines_A_Technical Potential | F11 | Industrial | Agriculture | New | Space Heating | Natural Gas | Gas Boiler - Insulate Hot Water Lines | A | Purchases (Cumulative) | Technical Potential | 0 | 0 | 0 | 0 | 0 | 0 | 0 | 0 | 0 | 0 | 0 | 0 | 0 | 0 | 0 | 0 | 0 | 0 | 0 | 0 | 0 | 0 | 0 | 0 | 0 | 0 | 0 | 0 | 0 | 0 | 0
F1_Industrial_Agriculture_New_Process_Natural Gas_Gas Boiler - Insulate Hot Water Lines_A_Technical Potential | F1 | Industrial | Agriculture | New | Process | Natural Gas | Gas Boiler - Insulate Hot Water Lines | A | Integrated Unit Energy Savings (kWh or therms) | Technical Potential | 0 | 0 | 0 | 0 | 0 | 19.0258 | 19.0088 | 18.9929 | 18.9785 | 18.9639 | 18.9498 | 18.9375 | 18.9271 | 18.919 | 18.9134 | 18.9107 | 18.9109 | 18.9132 | 18.9168 | 18.9211 | 18.9267 | 18.9321 | 18.9369 | 18.9414 | 18.9454 | 18.9492 | 18.9527 | 18.9559 | 19.0457 | 19.0457 | 19.0457
F2_Industrial_Agriculture_New_Process_Natural Gas_Gas Boiler - Insulate Hot Water Lines_A_Technical Potential | F2 | Industrial | Agriculture | New | Process | Natural Gas | Gas Boiler - Insulate Hot Water Lines | A | Integrated Unit Summer Peak Savings (kW) | Technical Potential | 0 | 0 | 0 | 0 | 0 | 0 | 0 | 0 | 0 | 0 | 0 | 0 | 0 | 0 | 0 | 0 | 0 | 0 | 0 | 0 | 0 | 0 | 0 | 0 | 0 | 0 | 0 | 0 | 0 | 0 | 0
F3_Industrial_Agriculture_New_Process_Natural Gas_Gas Boiler - Insulate Hot Water Lines_A_Technical Potential | F3 | Industrial | Agriculture | New | Process | Natural Gas | Gas Boiler - Insulate Hot Water Lines | A | Integrated Unit Winter Peak Savings (kW) | Technical Potential | 0 | 0 | 0 | 0 | 0 | 0 | 0 | 0 | 0 | 0 | 0 | 0 | 0 | 0 | 0 | 0 | 0 | 0 | 0 | 0 | 0 | 0 | 0 | 0 | 0 | 0 | 0 | 0 | 0 | 0 | 0
F4_Industrial_Agriculture_New_Process_Natural Gas_Gas Boiler - Insulate Hot Water Lines_A_Technical Potential | F4 | Industrial | Agriculture | New | Process | Natural Gas | Gas Boiler - Insulate Hot Water Lines | A | Incremental Energy Savings (MWh or mTherms) | Technical Potential | 0 | 0 | 0 | 0 | 0 | 0.0705 | 0.083448 | 0.096372 | 0.10921 | 0.12203 | 0.13484 | 0.14749 | 0.1601 | 0.17269 | 0.18509 | 0.19757 | 0.20995 | 0.22236 | 0.23473 | 0.247 | 0.25931 | 0.27157 | 0.28379 | 0.29596 | 0.30808 | 0.070216 | 0.083202 | 0.096184 | 0.10959 | 0.12255 | 0.13552
F5_Industrial_Agriculture_New_Process_Natural Gas_Gas Boiler - Insulate Hot Water Lines_A_Technical Potential | F5 | Industrial | Agriculture | New | Process | Natural Gas | Gas Boiler - Insulate Hot Water Lines | A | Incremental Summer Peak Savings (MW) | Technical Potential | 0 | 0 | 0 | 0 | 0 | 0 | 0 | 0 | 0 | 0 | 0 | 0 | 0 | 0 | 0 | 0 | 0 | 0 | 0 | 0 | 0 | 0 | 0 | 0 | 0 | 0 | 0 | 0 | 0 | 0 | 0
F6_Industrial_Agriculture_New_Process_Natural Gas_Gas Boiler - Insulate Hot Water Lines_A_Technical Potential | F6 | Industrial | Agriculture | New | Process | Natural Gas | Gas Boiler - Insulate Hot Water Lines | A | Incremental Winter Peak Savings (MW) | Technical Potential | 0 | 0 | 0 | 0 | 0 | 0 | 0 | 0 | 0 | 0 | 0 | 0 | 0 | 0 | 0 | 0 | 0 | 0 | 0 | 0 | 0 | 0 | 0 | 0 | 0 | 0 | 0 | 0 | 0 | 0 | 0
F7_Industrial_Agriculture_New_Process_Natural Gas_Gas Boiler - Insulate Hot Water Lines_A_Technical Potential | F7 | Industrial | Agriculture | New | Process | Natural Gas | Gas Boiler - Insulate Hot Water Lines | A | Cumulative Energy Savings (MWh or mTherms) | Technical Potential | 0 | 0 | 0 | 0 | 0 | 0.0705 | 0.15388 | 0.25013 | 0.35914 | 0.48089 | 0.61538 | 0.76246 | 0.92214 | 1.0944 | 1.2792 | 1.4766 | 1.6865 | 1.9091 | 2.1442 | 2.3917 | 2.6517 | 2.924 | 3.2086 | 3.5053 | 3.8141 | 3.8149 | 3.8156 | 3.8162 | 0 | 0 | 0
F8_Industrial_Agriculture_New_Process_Natural Gas_Gas Boiler - Insulate Hot Water Lines_A_Technical Potential | F8 | Industrial | Agriculture | New | Process | Natural Gas | Gas Boiler - Insulate Hot Water Lines | A | Cumulative Summer Peak Savings (MW) | Technical Potential | 0 | 0 | 0 | 0 | 0 | 0 | 0 | 0 | 0 | 0 | 0 | 0 | 0 | 0 | 0 | 0 | 0 | 0 | 0 | 0 | 0 | 0 | 0 | 0 | 0 | 0 | 0 | 0 | 0 | 0 | 0
F9_Industrial_Agriculture_New_Process_Natural Gas_Gas Boiler - Insulate Hot Water Lines_A_Technical Potential | F9 | Industrial | Agriculture | New | Process | Natural Gas | Gas Boiler - Insulate Hot Water Lines | A | Cumulative Winter Peak Savings (MW) | Technical Potential | 0 | 0 | 0 | 0 | 0 | 0 | 0 | 0 | 0 | 0 | 0 | 0 | 0 | 0 | 0 | 0 | 0 | 0 | 0 | 0 | 0 | 0 | 0 | 0 | 0 | 0 | 0 | 0 | 0 | 0 | 0
F10_Industrial_Agriculture_New_Process_Natural Gas_Gas Boiler - Insulate Hot Water Lines_A_Technical Potential | F10 | Industrial | Agriculture | New | Process | Natural Gas | Gas Boiler - Insulate Hot Water Lines | A | Purchases (Incremental) | Technical Potential | 0 | 0 | 0 | 0 | 0 | 3.7055 | 4.39 | 5.0741 | 5.7542 | 6.4346 | 7.1157 | 7.788 | 8.4586 | 9.1277 | 9.7863 | 10.4474 | 11.1021 | 11.757 | 12.4085 | 13.0542 | 13.7007 | 14.3446 | 14.9859 | 15.6249 | 16.2617 | 3.7055 | 4.39 | 5.0741 | 5.7542 | 6.4346 | 7.1157
F11_Industrial_Agriculture_New_Process_Natural Gas_Gas Boiler - Insulate Hot Water Lines_A_Technical Potential | F11 | Industrial | Agriculture | New | Process | Natural Gas | Gas Boiler - Insulate Hot Water Lines | A | Purchases (Cumulative) | Technical Potential | 0 | 0 | 0 | 0 | 0 | 3.7055 | 8.0954 | 13.1695 | 18.9237 | 25.3584 | 32.474 | 40.262 | 48.7206 | 57.8484 | 67.6346 | 78.082 | 89.1841 | 100.9411 | 113.3495 | 126.4038 | 140.1045 | 154.4491 | 169.4349 | 185.0598 | 201.3215 | 201.3215 | 201.3215 | 201.3215 | 201.3215 | 201.3215 | 201.3215
F1_Industrial_Agriculture_New_Process_Natural Gas_Process - Insulate Heated Process Fluids_A_Technical Potential | F1 | Industrial | Agriculture | New | Process | Natural Gas | Process - Insulate Heated Process Fluids | A | Integrated Unit Energy Savings (kWh or therms) | Technical Potential | 0 | 0 | 0 | 0 | 0 | 13.5857 | 13.5656 | 13.5473 | 13.5306 | 13.5141 | 13.4983 | 13.4839 | 13.4711 | 13.46 | 13.4507 | 13.4436 | 13.4385 | 13.435 | 13.4326 | 13.4305 | 13.4295 | 13.4283 | 13.4267 | 13.4249 | 13.4229 | 13.4298 | 13.4363 | 13.4423 | 13.6092 | 13.6092 | 13.6092
F2_Industrial_Agriculture_New_Process_Natural Gas_Process - Insulate Heated Process Fluids_A_Technical Potential | F2 | Industrial | Agriculture | New | Process | Natural Gas | Process - Insulate Heated Process Fluids | A | Integrated Unit Summer Peak Savings (kW) | Technical Potential | 0 | 0 | 0 | 0 | 0 | 0 | 0 | 0 | 0 | 0 | 0 | 0 | 0 | 0 | 0 | 0 | 0 | 0 | 0 | 0 | 0 | 0 | 0 | 0 | 0 | 0 | 0 | 0 | 0 | 0 | 0
F3_Industrial_Agriculture_New_Process_Natural Gas_Process - Insulate Heated Process Fluids_A_Technical Potential | F3 | Industrial | Agriculture | New | Process | Natural Gas | Process - Insulate Heated Process Fluids | A | Integrated Unit Winter Peak Savings (kW) | Technical Potential | 0 | 0 | 0 | 0 | 0 | 0 | 0 | 0 | 0 | 0 | 0 | 0 | 0 | 0 | 0 | 0 | 0 | 0 | 0 | 0 | 0 | 0 | 0 | 0 | 0 | 0 | 0 | 0 | 0 | 0 | 0
F4_Industrial_Agriculture_New_Process_Natural Gas_Process - Insulate Heated Process Fluids_A_Technical Potential | F4 | Industrial | Agriculture | New | Process | Natural Gas | Process - Insulate Heated Process Fluids | A | Incremental Energy Savings (MWh or mTherms) | Technical Potential | 0 | 0 | 0 | 0 | 0 | 0.11012 | 0.13027 | 0.15037 | 0.17031 | 0.19022 | 0.1891 | 0.1654 | 0.14357 | 0.12384 | 0.10615 | 0.090607 | 0.076999 | 0.065216 | 0.055054 | 0.046328 | 0.038895 | 0.00027773 | 0.00010361 | 3.6824e-05 | 1.2495e-05 | 0.10886 | 0.12903 | 0.1492 | 0.1713 | 0.19156 | 0.19065
F5_Industrial_Agriculture_New_Process_Natural Gas_Process - Insulate Heated Process Fluids_A_Technical Potential | F5 | Industrial | Agriculture | New | Process | Natural Gas | Process - Insulate Heated Process Fluids | A | Incremental Summer Peak Savings (MW) | Technical Potential | 0 | 0 | 0 | 0 | 0 | 0 | 0 | 0 | 0 | 0 | 0 | 0 | 0 | 0 | 0 | 0 | 0 | 0 | 0 | 0 | 0 | 0 | 0 | 0 | 0 | 0 | 0 | 0 | 0 | 0 | 0
F6_Industrial_Agriculture_New_Process_Natural Gas_Process - Insulate Heated Process Fluids_A_Technical Potential | F6 | Industrial | Agriculture | New | Process | Natural Gas | Process - Insulate Heated Process Fluids | A | Incremental Winter Peak Savings (MW) | Technical Potential | 0 | 0 | 0 | 0 | 0 | 0 | 0 | 0 | 0 | 0 | 0 | 0 | 0 | 0 | 0 | 0 | 0 | 0 | 0 | 0 | 0 | 0 | 0 | 0 | 0 | 0 | 0 | 0 | 0 | 0 | 0
F7_Industrial_Agriculture_New_Process_Natural Gas_Process - Insulate Heated Process Fluids_A_Technical Potential | F7 | Industrial | Agriculture | New | Process | Natural Gas | Process - Insulate Heated Process Fluids | A | Cumulative Energy Savings (MWh or mTherms) | Technical Potential | 0 | 0 | 0 | 0 | 0 | 0.11012 | 0.24023 | 0.39028 | 0.56011 | 0.74964 | 0.93786 | 1.1023 | 1.2448 | 1.3676 | 1.4728 | 1.5626 | 1.639 | 1.7038 | 1.7586 | 1.8046 | 1.8434 | 1.8435 | 1.8434 | 1.8432 | 1.8429 | 1.8439 | 1.8447 | 1.8456 | 0 | 0 | 0
F8_Industrial_Agriculture_New_Process_Natural Gas_Process - Insulate Heated Process Fluids_A_Technical Potential | F8 | Industrial | Agriculture | New | Process | Natural Gas | Process - Insulate Heated Process Fluids | A | Cumulative Summer Peak Savings (MW) | Technical Potential | 0 | 0 | 0 | 0 | 0 | 0 | 0 | 0 | 0 | 0 | 0 | 0 | 0 | 0 | 0 | 0 | 0 | 0 | 0 | 0 | 0 | 0 | 0 | 0 | 0 | 0 | 0 | 0 | 0 | 0 | 0
F9_Industrial_Agriculture_New_Process_Natural Gas_Process - Insulate Heated Process Fluids_A_Technical Potential | F9 | Industrial | Agriculture | New | Process | Natural Gas | Process - Insulate Heated Process Fluids | A | Cumulative Winter Peak Savings (MW) | Technical Potential | 0 | 0 | 0 | 0 | 0 | 0 | 0 | 0 | 0 | 0 | 0 | 0 | 0 | 0 | 0 | 0 | 0 | 0 | 0 | 0 | 0 | 0 | 0 | 0 | 0 | 0 | 0 | 0 | 0 | 0 | 0
F10_Industrial_Agriculture_New_Process_Natural Gas_Process - Insulate Heated Process Fluids_A_Technical Potential | F10 | Industrial | Agriculture | New | Process | Natural Gas | Process - Insulate Heated Process Fluids | A | Purchases (Incremental) | Technical Potential | 0 | 0 | 0 | 0 | 0 | 8.1057 | 9.603 | 11.0995 | 12.5872 | 14.0757 | 14.0089 | 12.2661 | 10.6578 | 9.2007 | 7.8916 | 6.7398 | 5.7297 | 4.8542 | 4.0985 | 3.4495 | 2.8962 | 0.020683 | 0.007717 | 0.002743 | 0.0009309 | 8.1057 | 9.603 | 11.0995 | 12.5872 | 14.0757 | 14.0089
F11_Industrial_Agriculture_New_Process_Natural Gas_Process - Insulate Heated Process Fluids_A_Technical Potential | F11 | Industrial | Agriculture | New | Process | Natural Gas | Process - Insulate Heated Process Fluids | A | Purchases (Cumulative) | Technical Potential | 0 | 0 | 0 | 0 | 0 | 8.1057 | 17.7087 | 28.8082 | 41.3955 | 55.4712 | 69.4801 | 81.7462 | 92.404 | 101.6047 | 109.4963 | 116.2361 | 121.9658 | 126.82 | 130.9185 | 134.368 | 137.2642 | 137.2849 | 137.2926 | 137.2953 | 137.2963 | 137.2963 | 137.2963 | 137.2963 | 137.2963 | 137.2963 | 137.2963
F1_Industrial_Agriculture_New_Process_Natural Gas_Process Heat Recovery_A_Technical Potential | F1 | Industrial | Agriculture | New | Process | Natural Gas | Process Heat Recovery | A | Integrated Unit Energy Savings (kWh or therms) | Technical Potential | 0 | 0 | 0 | 0 | 0 | 0.13581 | 0.1354 | 0.13503 | 0.13468 | 0.13433 | 0.13407 | 0.13384 | 0.13364 | 0.13347 | 0.13332 | 0.13321 | 0.13313 | 0.13308 | 0.13305 | 0.13304 | 0.13304 | 0.13306 | 0.13307 | 0.13308 | 0.13308 | 0.1332 | 0.13331 | 0.13342 | 0 | 0 | 0
F2_Industrial_Agriculture_New_Process_Natural Gas_Process Heat Recovery_A_Technical Potential | F2 | Industrial | Agriculture | New | Process | Natural Gas | Process Heat Recovery | A | Integrated Unit Summer Peak Savings (kW) | Technical Potential | 0 | 0 | 0 | 0 | 0 | 0 | 0 | 0 | 0 | 0 | 0 | 0 | 0 | 0 | 0 | 0 | 0 | 0 | 0 | 0 | 0 | 0 | 0 | 0 | 0 | 0 | 0 | 0 | 0 | 0 | 0
F3_Industrial_Agriculture_New_Process_Natural Gas_Process Heat Recovery_A_Technical Potential | F3 | Industrial | Agriculture | New | Process | Natural Gas | Process Heat Recovery | A | Integrated Unit Winter Peak Savings (kW) | Technical Potential | 0 | 0 | 0 | 0 | 0 | 0 | 0 | 0 | 0 | 0 | 0 | 0 | 0 | 0 | 0 | 0 | 0 | 0 | 0 | 0 | 0 | 0 | 0 | 0 | 0 | 0 | 0 | 0 | 0 | 0 | 0
F4_Industrial_Agriculture_New_Process_Natural Gas_Process Heat Recovery_A_Technical Potential | F4 | Industrial | Agriculture | New | Process | Natural Gas | Process Heat Recovery | A | Incremental Energy Savings (MWh or mTherms) | Technical Potential | 0 | 0 | 0 | 0 | 0 | 0.03963 | 0.046809 | 0.053954 | 0.061027 | 0.068069 | 0.067615 | 0.059102 | 0.051275 | 0.044208 | 0.037876 | 0.032321 | 0.027461 | 0.023256 | 0.019631 | 0.016521 | 0.038823 | 0.045999 | 0.053172 | 0.060303 | 0.067437 | 0.067178 | 0.058869 | 0.051189 | 0 | 0 | 0
F5_Industrial_Agriculture_New_Process_Natural Gas_Process Heat Recovery_A_Technical Potential | F5 | Industrial | Agriculture | New | Process | Natural Gas | Process Heat Recovery | A | Incremental Summer Peak Savings (MW) | Technical Potential | 0 | 0 | 0 | 0 | 0 | 0 | 0 | 0 | 0 | 0 | 0 | 0 | 0 | 0 | 0 | 0 | 0 | 0 | 0 | 0 | 0 | 0 | 0 | 0 | 0 | 0 | 0 | 0 | 0 | 0 | 0
F6_Industrial_Agriculture_New_Process_Natural Gas_Process Heat Recovery_A_Technical Potential | F6 | Industrial | Agriculture | New | Process | Natural Gas | Process Heat Recovery | A | Incremental Winter Peak Savings (MW) | Technical Potential | 0 | 0 | 0 | 0 | 0 | 0 | 0 | 0 | 0 | 0 | 0 | 0 | 0 | 0 | 0 | 0 | 0 | 0 | 0 | 0 | 0 | 0 | 0 | 0 | 0 | 0 | 0 | 0 | 0 | 0 | 0
F7_Industrial_Agriculture_New_Process_Natural Gas_Process Heat Recovery_A_Technical Potential | F7 | Industrial | Agriculture | New | Process | Natural Gas | Process Heat Recovery | A | Cumulative Energy Savings (MWh or mTherms) | Technical Potential | 0 | 0 | 0 | 0 | 0 | 0.03963 | 0.086319 | 0.14003 | 0.2007 | 0.26825 | 0.33535 | 0.39388 | 0.44456 | 0.48819 | 0.52553 | 0.55742 | 0.58455 | 0.60758 | 0.62708 | 0.64353 | 0.64357 | 0.64363 | 0.64369 | 0.64373 | 0.64376 | 0.64434 | 0.64488 | 0.64537 | 0 | 0 | 0
F8_Industrial_Agriculture_New_Process_Natural Gas_Process Heat Recovery_A_Technical Potential | F8 | Industrial | Agriculture | New | Process | Natural Gas | Process Heat Recovery | A | Cumulative Summer Peak Savings (MW) | Technical Potential | 0 | 0 | 0 | 0 | 0 | 0 | 0 | 0 | 0 | 0 | 0 | 0 | 0 | 0 | 0 | 0 | 0 | 0 | 0 | 0 | 0 | 0 | 0 | 0 | 0 | 0 | 0 | 0 | 0 | 0 | 0
F9_Industrial_Agriculture_New_Process_Natural Gas_Process Heat Recovery_A_Technical Potential | F9 | Industrial | Agriculture | New | Process | Natural Gas | Process Heat Recovery | A | Cumulative Winter Peak Savings (MW) | Technical Potential | 0 | 0 | 0 | 0 | 0 | 0 | 0 | 0 | 0 | 0 | 0 | 0 | 0 | 0 | 0 | 0 | 0 | 0 | 0 | 0 | 0 | 0 | 0 | 0 | 0 | 0 | 0 | 0 | 0 | 0 | 0
F10_Industrial_Agriculture_New_Process_Natural Gas_Process Heat Recovery_A_Technical Potential | F10 | Industrial | Agriculture | New | Process | Natural Gas | Process Heat Recovery | A | Purchases (Incremental) | Technical Potential | 0 | 0 | 0 | 0 | 0 | 291.8045 | 345.7087 | 399.5833 | 453.1402 | 506.7261 | 504.3206 | 441.5798 | 383.6792 | 331.2263 | 284.0988 | 242.6317 | 206.2704 | 174.7495 | 147.547 | 124.1803 | 291.8045 | 345.7087 | 399.5833 | 453.1402 | 506.7261 | 504.3206 | 441.5798 | 383.6792 | 331.2263 | 284.0988 | 242.6317
F11_Industrial_Agriculture_New_Process_Natural Gas_Process Heat Recovery_A_Technical Potential | F11 | Industrial | Agriculture | New | Process | Natural Gas | Process Heat Recovery | A | Purchases (Cumulative) | Technical Potential | 0 | 0 | 0 | 0 | 0 | 291.8045 | 637.5131 | 1037.0964 | 1490.2366 | 1996.9627 | 2501.2833 | 2942.8631 | 3326.5424 | 3657.7686 | 3941.8674 | 4184.4991 | 4390.7695 | 4565.519 | 4713.0661 | 4837.2464 | 4837.2464 | 4837.2464 | 4837.2464 | 4837.2464 | 4837.2464 | 4837.2464 | 4837.2464 | 4837.2464 | 4837.2464 | 4837.2464 | 4837.2464
F1_Industrial_Agriculture_New_Space Heating_Natural Gas_Building Automation System_A_Technical Potential | F1 | Industrial | Agriculture | New | Space Heating | Natural Gas | Building Automation System | A | Integrated Unit Energy Savings (kWh or therms) | Technical Potential | 0 | 0 | 0 | 0 | 0 | 0.014238 | 0.013819 | 0.013513 | 0.013281 | 0.013098 | 0.01295 | 0.012776 | 0.012594 | 0.012415 | 0.012241 | 0.012087 | 0.011951 | 0.011937 | 0.011854 | 0.011795 | 0.011754 | 0.011718 | 0.011705 | 0.011703 | 0.011707 | 0.011715 | 0.011723 | 0.011732 | 0 | 0 | 0
F2_Industrial_Agriculture_New_Space Heating_Natural Gas_Building Automation System_A_Technical Potential | F2 | Industrial | Agriculture | New | Space Heating | Natural Gas | Building Automation System | A | Integrated Unit Summer Peak Savings (kW) | Technical Potential | 0 | 0 | 0 | 0 | 0 | 0 | 0 | 0 | 0 | 0 | 0 | 0 | 0 | 0 | 0 | 0 | 0 | 0 | 0 | 0 | 0 | 0 | 0 | 0 | 0 | 0 | 0 | 0 | 0 | 0 | 0
F3_Industrial_Agriculture_New_Space Heating_Natural Gas_Building Automation System_A_Technical Potential | F3 | Industrial | Agriculture | New | Space Heating | Natural Gas | Building Automation System | A | Integrated Unit Winter Peak Savings (kW) | Technical Potential | 0 | 0 | 0 | 0 | 0 | 0 | 0 | 0 | 0 | 0 | 0 | 0 | 0 | 0 | 0 | 0 | 0 | 0 | 0 | 0 | 0 | 0 | 0 | 0 | 0 | 0 | 0 | 0 | 0 | 0 | 0
F4_Industrial_Agriculture_New_Space Heating_Natural Gas_Building Automation System_A_Technical Potential | F4 | Industrial | Agriculture | New | Space Heating | Natural Gas | Building Automation System | A | Incremental Energy Savings (MWh or mTherms) | Technical Potential | 0 | 0 | 0 | 0 | 0 | 0.0011787 | 0.0027092 | 0.0054368 | 0.0098569 | 0.0165 | 0.025837 | 0.037951 | 0.052673 | 0.0693 | 0.086392 | 0.10217 | 0.1142 | 0.1213 | 0.11985 | 0.11031 | 0.0954 | 0.076149 | 0.055014 | 0.03664 | 0.024879 | 0.023373 | 0.034822 | 0.049066 | 0 | 0 | 0
F5_Industrial_Agriculture_New_Space Heating_Natural Gas_Building Automation System_A_Technical Potential | F5 | Industrial | Agriculture | New | Space Heating | Natural Gas | Building Automation System | A | Incremental Summer Peak Savings (MW) | Technical Potential | 0 | 0 | 0 | 0 | 0 | 0 | 0 | 0 | 0 | 0 | 0 | 0 | 0 | 0 | 0 | 0 | 0 | 0 | 0 | 0 | 0 | 0 | 0 | 0 | 0 | 0 | 0 | 0 | 0 | 0 | 0
F6_Industrial_Agriculture_New_Space Heating_Natural Gas_Building Automation System_A_Technical Potential | F6 | Industrial | Agriculture | New | Space Heating | Natural Gas | Building Automation System | A | Incremental Winter Peak Savings (MW) | Technical Potential | 0 | 0 | 0 | 0 | 0 | 0 | 0 | 0 | 0 | 0 | 0 | 0 | 0 | 0 | 0 | 0 | 0 | 0 | 0 | 0 | 0 | 0 | 0 | 0 | 0 | 0 | 0 | 0 | 0 | 0 | 0
F7_Industrial_Agriculture_New_Space Heating_Natural Gas_Building Automation System_A_Technical Potential | F7 | Industrial | Agriculture | New | Space Heating | Natural Gas | Building Automation System | A | Cumulative Energy Savings (MWh or mTherms) | Technical Potential | 0 | 0 | 0 | 0 | 0 | 0.0011787 | 0.0038532 | 0.0092047 | 0.018904 | 0.035143 | 0.060582 | 0.097722 | 0.149 | 0.21618 | 0.29955 | 0.39796 | 0.50767 | 0.62836 | 0.74388 | 0.85048 | 0.9419 | 1.0129 | 1.0621 | 1.0898 | 1.1004 | 1.1011 | 1.1018 | 1.1027 | 0 | 0 | 0
F8_Industrial_Agriculture_New_Space Heating_Natural Gas_Building Automation System_A_Technical Potential | F8 | Industrial | Agriculture | New | Space Heating | Natural Gas | Building Automation System | A | Cumulative Summer Peak Savings (MW) | Technical Potential | 0 | 0 | 0 | 0 | 0 | 0 | 0 | 0 | 0 | 0 | 0 | 0 | 0 | 0 | 0 | 0 | 0 | 0 | 0 | 0 | 0 | 0 | 0 | 0 | 0 | 0 | 0 | 0 | 0 | 0 | 0
F9_Industrial_Agriculture_New_Space Heating_Natural Gas_Building Automation System_A_Technical Potential | F9 | Industrial | Agriculture | New | Space Heating | Natural Gas | Building Automation System | A | Cumulative Winter Peak Savings (MW) | Technical Potential | 0 | 0 | 0 | 0 | 0 | 0 | 0 | 0 | 0 | 0 | 0 | 0 | 0 | 0 | 0 | 0 | 0 | 0 | 0 | 0 | 0 | 0 | 0 | 0 | 0 | 0 | 0 | 0 | 0 | 0 | 0
F10_Industrial_Agriculture_New_Space Heating_Natural Gas_Building Automation System_A_Technical Potential | F10 | Industrial | Agriculture | New | Space Heating | Natural Gas | Building Automation System | A | Purchases (Incremental) | Technical Potential | 0 | 0 | 0 | 0 | 0 | 82.7853 | 196.0514 | 402.3452 | 742.1894 | 1259.7583 | 1995.198 | 2970.4699 | 4182.3486 | 5582.0779 | 7057.5162 | 8452.9387 | 9555.9038 | 10161.7933 | 10110.0642 | 9351.5892 | 8116.6639 | 6498.5341 | 4700.1276 | 3130.8987 | 2125.1107 | 1995.198 | 2970.4699 | 4182.3486 | 5582.0779 | 7057.5162 | 8452.9387
F11_Industrial_Agriculture_New_Space Heating_Natural Gas_Building Automation System_A_Technical Potential | F11 | Industrial | Agriculture | New | Space Heating | Natural Gas | Building Automation System | A | Purchases (Cumulative) | Technical Potential | 0 | 0 | 0 | 0 | 0 | 82.7853 | 278.8367 | 681.1819 | 1423.3714 | 2683.1297 | 4678.3277 | 7648.7976 | 11831.1462 | 17413.2241 | 24470.7404 | 32923.6791 | 42479.5829 | 52641.3763 | 62751.4405 | 72103.0297 | 80136.9083 | 86439.391 | 90737.1734 | 93125.8827 | 93991.2351 | 93991.2351 | 93991.2351 | 93991.2351 | 93991.2351 | 93991.2351 | 93991.2351
F1_Industrial_Agriculture_New_Space Heating_Natural Gas_Steam System Efficiency Improvements_A_Technical Potential | F1 | Industrial | Agriculture | New | Space Heating | Natural Gas | Steam System Efficiency Improvements | A | Integrated Unit Energy Savings (kWh or therms) | Technical Potential | 0 | 0 | 0 | 0 | 0 | 0 | 0 | 0 | 0 | 0 | 0 | 0 | 0 | 0 | 0 | 0 | 0 | 0 | 0 | 0 | 0 | 0 | 0 | 0 | 0 | 0 | 0 | 0 | 0 | 0 | 0
F2_Industrial_Agriculture_New_Space Heating_Natural Gas_Steam System Efficiency Improvements_A_Technical Potential | F2 | Industrial | Agriculture | New | Space Heating | Natural Gas | Steam System Efficiency Improvements | A | Integrated Unit Summer Peak Savings (kW) | Technical Potential | 0 | 0 | 0 | 0 | 0 | 0 | 0 | 0 | 0 | 0 | 0 | 0 | 0 | 0 | 0 | 0 | 0 | 0 | 0 | 0 | 0 | 0 | 0 | 0 | 0 | 0 | 0 | 0 | 0 | 0 | 0
F3_Industrial_Agriculture_New_Space Heating_Natural Gas_Steam System Efficiency Improvements_A_Technical Potential | F3 | Industrial | Agriculture | New | Space Heating | Natural Gas | Steam System Efficiency Improvements | A | Integrated Unit Winter Peak Savings (kW) | Technical Potential | 0 | 0 | 0 | 0 | 0 | 0 | 0 | 0 | 0 | 0 | 0 | 0 | 0 | 0 | 0 | 0 | 0 | 0 | 0 | 0 | 0 | 0 | 0 | 0 | 0 | 0 | 0 | 0 | 0 | 0 | 0
F4_Industrial_Agriculture_New_Space Heating_Natural Gas_Steam System Efficiency Improvements_A_Technical Potential | F4 | Industrial | Agriculture | New | Space Heating | Natural Gas | Steam System Efficiency Improvements | A | Incremental Energy Savings (MWh or mTherms) | Technical Potential | 0 | 0 | 0 | 0 | 0 | 0 | 0 | 0 | 0 | 0 | 0 | 0 | 0 | 0 | 0 | 0 | 0 | 0 | 0 | 0 | 0 | 0 | 0 | 0 | 0 | 0 | 0 | 0 | 0 | 0 | 0
F5_Industrial_Agriculture_New_Space Heating_Natural Gas_Steam System Efficiency Improvements_A_Technical Potential | F5 | Industrial | Agriculture | New | Space Heating | Natural Gas | Steam System Efficiency Improvements | A | Incremental Summer Peak Savings (MW) | Technical Potential | 0 | 0 | 0 | 0 | 0 | 0 | 0 | 0 | 0 | 0 | 0 | 0 | 0 | 0 | 0 | 0 | 0 | 0 | 0 | 0 | 0 | 0 | 0 | 0 | 0 | 0 | 0 | 0 | 0 | 0 | 0
F6_Industrial_Agriculture_New_Space Heating_Natural Gas_Steam System Efficiency Improvements_A_Technical Potential | F6 | Industrial | Agriculture | New | Space Heating | Natural Gas | Steam System Efficiency Improvements | A | Incremental Winter Peak Savings (MW) | Technical Potential | 0 | 0 | 0 | 0 | 0 | 0 | 0 | 0 | 0 | 0 | 0 | 0 | 0 | 0 | 0 | 0 | 0 | 0 | 0 | 0 | 0 | 0 | 0 | 0 | 0 | 0 | 0 | 0 | 0 | 0 | 0
F7_Industrial_Agriculture_New_Space Heating_Natural Gas_Steam System Efficiency Improvements_A_Technical Potential | F7 | Industrial | Agriculture | New | Space Heating | Natural Gas | Steam System Efficiency Improvements | A | Cumulative Energy Savings (MWh or mTherms) | Technical Potential | 0 | 0 | 0 | 0 | 0 | 0 | 0 | 0 | 0 | 0 | 0 | 0 | 0 | 0 | 0 | 0 | 0 | 0 | 0 | 0 | 0 | 0 | 0 | 0 | 0 | 0 | 0 | 0 | 0 | 0 | 0
F8_Industrial_Agriculture_New_Space Heating_Natural Gas_Steam System Efficiency Improvements_A_Technical Potential | F8 | Industrial | Agriculture | New | Space Heating | Natural Gas | Steam System Efficiency Improvements | A | Cumulative Summer Peak Savings (MW) | Technical Potential | 0 | 0 | 0 | 0 | 0 | 0 | 0 | 0 | 0 | 0 | 0 | 0 | 0 | 0 | 0 | 0 | 0 | 0 | 0 | 0 | 0 | 0 | 0 | 0 | 0 | 0 | 0 | 0 | 0 | 0 | 0
F9_Industrial_Agriculture_New_Space Heating_Natural Gas_Steam System Efficiency Improvements_A_Technical Potential | F9 | Industrial | Agriculture | New | Space Heating | Natural Gas | Steam System Efficiency Improvements | A | Cumulative Winter Peak Savings (MW) | Technical Potential | 0 | 0 | 0 | 0 | 0 | 0 | 0 | 0 | 0 | 0 | 0 | 0 | 0 | 0 | 0 | 0 | 0 | 0 | 0 | 0 | 0 | 0 | 0 | 0 | 0 | 0 | 0 | 0 | 0 | 0 | 0
F10_Industrial_Agriculture_New_Space Heating_Natural Gas_Steam System Efficiency Improvements_A_Technical Potential | F10 | Industrial | Agriculture | New | Space Heating | Natural Gas | Steam System Efficiency Improvements | A | Purchases (Incremental) | Technical Potential | 0 | 0 | 0 | 0 | 0 | 0 | 0 | 0 | 0 | 0 | 0 | 0 | 0 | 0 | 0 | 0 | 0 | 0 | 0 | 0 | 0 | 0 | 0 | 0 | 0 | 0 | 0 | 0 | 0 | 0 | 0
F11_Industrial_Agriculture_New_Space Heating_Natural Gas_Steam System Efficiency Improvements_A_Technical Potential | F11 | Industrial | Agriculture | New | Space Heating | Natural Gas | Steam System Efficiency Improvements | A | Purchases (Cumulative) | Technical Potential | 0 | 0 | 0 | 0 | 0 | 0 | 0 | 0 | 0 | 0 | 0 | 0 | 0 | 0 | 0 | 0 | 0 | 0 | 0 | 0 | 0 | 0 | 0 | 0 | 0 | 0 | 0 | 0 | 0 | 0 | 0
F1_Industrial_Agriculture_New_Process_Natural Gas_Steam System Efficiency Improvements_A_Technical Potential | F1 | Industrial | Agriculture | New | Process | Natural Gas | Steam System Efficiency Improvements | A | Integrated Unit Energy Savings (kWh or therms) | Technical Potential | 0 | 0 | 0 | 0 | 0 | 0.18528 | 0.18472 | 0.18421 | 0.18374 | 0.18327 | 0.18292 | 0.18261 | 0.18233 | 0.1821 | 0.18191 | 0.18176 | 0.18166 | 0.18159 | 0.18155 | 0.18153 | 0.18154 | 0.18156 | 0.18157 | 0.18158 | 0.18159 | 0.18175 | 0.1819 | 0.18204 | 0.18594 | 0.18594 | 0.18594
F2_Industrial_Agriculture_New_Process_Natural Gas_Steam System Efficiency Improvements_A_Technical Potential | F2 | Industrial | Agriculture | New | Process | Natural Gas | Steam System Efficiency Improvements | A | Integrated Unit Summer Peak Savings (kW) | Technical Potential | 0 | 0 | 0 | 0 | 0 | 0 | 0 | 0 | 0 | 0 | 0 | 0 | 0 | 0 | 0 | 0 | 0 | 0 | 0 | 0 | 0 | 0 | 0 | 0 | 0 | 0 | 0 | 0 | 0 | 0 | 0
F3_Industrial_Agriculture_New_Process_Natural Gas_Steam System Efficiency Improvements_A_Technical Potential | F3 | Industrial | Agriculture | New | Process | Natural Gas | Steam System Efficiency Improvements | A | Integrated Unit Winter Peak Savings (kW) | Technical Potential | 0 | 0 | 0 | 0 | 0 | 0 | 0 | 0 | 0 | 0 | 0 | 0 | 0 | 0 | 0 | 0 | 0 | 0 | 0 | 0 | 0 | 0 | 0 | 0 | 0 | 0 | 0 | 0 | 0 | 0 | 0
F4_Industrial_Agriculture_New_Process_Natural Gas_Steam System Efficiency Improvements_A_Technical Potential | F4 | Industrial | Agriculture | New | Process | Natural Gas | Steam System Efficiency Improvements | A | Incremental Energy Savings (MWh or mTherms) | Technical Potential | 0 | 0 | 0 | 0 | 0 | 0.00021127 | 0.00049883 | 0.0010209 | 0.0018783 | 0.00318 | 0.0050268 | 0.0074713 | 0.010504 | 0.014001 | 0.017683 | 0.021162 | 0.02391 | 0.025417 | 0.025282 | 0.023383 | 0.021137 | 0.023897 | 0.025414 | 0.025286 | 0.02339 | 0.021161 | 0.023942 | 0.02548 | 0.025894 | 0.023951 | 0.021649
F5_Industrial_Agriculture_New_Process_Natural Gas_Steam System Efficiency Improvements_A_Technical Potential | F5 | Industrial | Agriculture | New | Process | Natural Gas | Steam System Efficiency Improvements | A | Incremental Summer Peak Savings (MW) | Technical Potential | 0 | 0 | 0 | 0 | 0 | 0 | 0 | 0 | 0 | 0 | 0 | 0 | 0 | 0 | 0 | 0 | 0 | 0 | 0 | 0 | 0 | 0 | 0 | 0 | 0 | 0 | 0 | 0 | 0 | 0 | 0
F6_Industrial_Agriculture_New_Process_Natural Gas_Steam System Efficiency Improvements_A_Technical Potential | F6 | Industrial | Agriculture | New | Process | Natural Gas | Steam System Efficiency Improvements | A | Incremental Winter Peak Savings (MW) | Technical Potential | 0 | 0 | 0 | 0 | 0 | 0 | 0 | 0 | 0 | 0 | 0 | 0 | 0 | 0 | 0 | 0 | 0 | 0 | 0 | 0 | 0 | 0 | 0 | 0 | 0 | 0 | 0 | 0 | 0 | 0 | 0
F7_Industrial_Agriculture_New_Process_Natural Gas_Steam System Efficiency Improvements_A_Technical Potential | F7 | Industrial | Agriculture | New | Process | Natural Gas | Steam System Efficiency Improvements | A | Cumulative Energy Savings (MWh or mTherms) | Technical Potential | 0 | 0 | 0 | 0 | 0 | 0.00021127 | 0.00070946 | 0.0017284 | 0.0036022 | 0.0067731 | 0.011578 | 0.018537 | 0.028003 | 0.040106 | 0.05459 | 0.070713 | 0.087151 | 0.10207 | 0.11338 | 0.1191 | 0.1191 | 0.11912 | 0.11913 | 0.11913 | 0.11914 | 0.11924 | 0.11934 | 0.11943 | 0 | 0 | 0
F8_Industrial_Agriculture_New_Process_Natural Gas_Steam System Efficiency Improvements_A_Technical Potential | F8 | Industrial | Agriculture | New | Process | Natural Gas | Steam System Efficiency Improvements | A | Cumulative Summer Peak Savings (MW) | Technical Potential | 0 | 0 | 0 | 0 | 0 | 0 | 0 | 0 | 0 | 0 | 0 | 0 | 0 | 0 | 0 | 0 | 0 | 0 | 0 | 0 | 0 | 0 | 0 | 0 | 0 | 0 | 0 | 0 | 0 | 0 | 0
F9_Industrial_Agriculture_New_Process_Natural Gas_Steam System Efficiency Improvements_A_Technical Potential | F9 | Industrial | Agriculture | New | Process | Natural Gas | Steam System Efficiency Improvements | A | Cumulative Winter Peak Savings (MW) | Technical Potential | 0 | 0 | 0 | 0 | 0 | 0 | 0 | 0 | 0 | 0 | 0 | 0 | 0 | 0 | 0 | 0 | 0 | 0 | 0 | 0 | 0 | 0 | 0 | 0 | 0 | 0 | 0 | 0 | 0 | 0 | 0
F10_Industrial_Agriculture_New_Process_Natural Gas_Steam System Efficiency Improvements_A_Technical Potential | F10 | Industrial | Agriculture | New | Process | Natural Gas | Steam System Efficiency Improvements | A | Purchases (Incremental) | Technical Potential | 0 | 0 | 0 | 0 | 0 | 1.1403 | 2.7004 | 5.5419 | 10.2228 | 17.3518 | 27.4816 | 40.9149 | 57.6072 | 76.8869 | 97.2094 | 116.4298 | 131.6219 | 139.9673 | 139.2548 | 128.8077 | 116.4298 | 131.6219 | 139.9673 | 139.2548 | 128.8077 | 116.4298 | 131.6219 | 139.9673 | 139.2548 | 128.8077 | 116.4298
F11_Industrial_Agriculture_New_Process_Natural Gas_Steam System Efficiency Improvements_A_Technical Potential | F11 | Industrial | Agriculture | New | Process | Natural Gas | Steam System Efficiency Improvements | A | Purchases (Cumulative) | Technical Potential | 0 | 0 | 0 | 0 | 0 | 1.1403 | 3.8407 | 9.3825 | 19.6053 | 36.9571 | 63.2985 | 101.513 | 153.5783 | 220.2423 | 300.1 | 389.0481 | 479.7551 | 562.1153 | 624.4832 | 656.0815 | 656.0815 | 656.0815 | 656.0815 | 656.0815 | 656.0815 | 656.0815 | 656.0815 | 656.0815 | 656.0815 | 656.0815 | 656.0815
F1_Industrial_Agriculture_New_Space Heating_Natural Gas_Strategic Energy Management_A_Technical Potential | F1 | Industrial | Agriculture | New | Space Heating | Natural Gas | Strategic Energy Management | A | Integrated Unit Energy Savings (kWh or therms) | Technical Potential | 0 | 0 | 0 | 0 | 0 | 3.754 | 3.6426 | 3.5605 | 3.4971 | 3.4455 | 3.4019 | 3.3501 | 3.2945 | 3.2381 | 3.1819 | 3.1301 | 3.0827 | 3.0673 | 3.0358 | 3.0125 | 2.9961 | 2.9838 | 2.98 | 2.9811 | 2.9855 | 2.9912 | 2.9968 | 3.0023 | 0 | 0 | 0
F2_Industrial_Agriculture_New_Space Heating_Natural Gas_Strategic Energy Management_A_Technical Potential | F2 | Industrial | Agriculture | New | Space Heating | Natural Gas | Strategic Energy Management | A | Integrated Unit Summer Peak Savings (kW) | Technical Potential | 0 | 0 | 0 | 0 | 0 | 0 | 0 | 0 | 0 | 0 | 0 | 0 | 0 | 0 | 0 | 0 | 0 | 0 | 0 | 0 | 0 | 0 | 0 | 0 | 0 | 0 | 0 | 0 | 0 | 0 | 0
F3_Industrial_Agriculture_New_Space Heating_Natural Gas_Strategic Energy Management_A_Technical Potential | F3 | Industrial | Agriculture | New | Space Heating | Natural Gas | Strategic Energy Management | A | Integrated Unit Winter Peak Savings (kW) | Technical Potential | 0 | 0 | 0 | 0 | 0 | 0 | 0 | 0 | 0 | 0 | 0 | 0 | 0 | 0 | 0 | 0 | 0 | 0 | 0 | 0 | 0 | 0 | 0 | 0 | 0 | 0 | 0 | 0 | 0 | 0 | 0
F4_Industrial_Agriculture_New_Space Heating_Natural Gas_Strategic Energy Management_A_Technical Potential | F4 | Industrial | Agriculture | New | Space Heating | Natural Gas | Strategic Energy Management | A | Incremental Energy Savings (MWh or mTherms) | Technical Potential | 0 | 0 | 0 | 0 | 0 | 0.0074108 | 0.0085192 | 0.009625 | 0.010721 | 0.011812 | 0.012896 | 0.0139 | 0.014846 | 0.015746 | 0.01659 | 0.017422 | 0.018233 | 0.019213 | 0.020069 | 0.020951 | 0.021869 | 0.022803 | 0.023792 | 0.024816 | 0.025865 | 0.021833 | 0.022902 | 0.02397 | 0 | 0 | 0
F5_Industrial_Agriculture_New_Space Heating_Natural Gas_Strategic Energy Management_A_Technical Potential | F5 | Industrial | Agriculture | New | Space Heating | Natural Gas | Strategic Energy Management | A | Incremental Summer Peak Savings (MW) | Technical Potential | 0 | 0 | 0 | 0 | 0 | 0 | 0 | 0 | 0 | 0 | 0 | 0 | 0 | 0 | 0 | 0 | 0 | 0 | 0 | 0 | 0 | 0 | 0 | 0 | 0 | 0 | 0 | 0 | 0 | 0 | 0
F6_Industrial_Agriculture_New_Space Heating_Natural Gas_Strategic Energy Management_A_Technical Potential | F6 | Industrial | Agriculture | New | Space Heating | Natural Gas | Strategic Energy Management | A | Incremental Winter Peak Savings (MW) | Technical Potential | 0 | 0 | 0 | 0 | 0 | 0 | 0 | 0 | 0 | 0 | 0 | 0 | 0 | 0 | 0 | 0 | 0 | 0 | 0 | 0 | 0 | 0 | 0 | 0 | 0 | 0 | 0 | 0 | 0 | 0 | 0
F7_Industrial_Agriculture_New_Space Heating_Natural Gas_Strategic Energy Management_A_Technical Potential | F7 | Industrial | Agriculture | New | Space Heating | Natural Gas | Strategic Energy Management | A | Cumulative Energy Savings (MWh or mTherms) | Technical Potential | 0 | 0 | 0 | 0 | 0 | 0.0074108 | 0.01571 | 0.024981 | 0.035257 | 0.046549 | 0.052139 | 0.057411 | 0.062398 | 0.067149 | 0.071666 | 0.076056 | 0.080346 | 0.085336 | 0.089766 | 0.09432 | 0.098999 | 0.10375 | 0.10874 | 0.11389 | 0.11916 | 0.11939 | 0.11961 | 0.11983 | 0 | 0 | 0
F8_Industrial_Agriculture_New_Space Heating_Natural Gas_Strategic Energy Management_A_Technical Potential | F8 | Industrial | Agriculture | New | Space Heating | Natural Gas | Strategic Energy Management | A | Cumulative Summer Peak Savings (MW) | Technical Potential | 0 | 0 | 0 | 0 | 0 | 0 | 0 | 0 | 0 | 0 | 0 | 0 | 0 | 0 | 0 | 0 | 0 | 0 | 0 | 0 | 0 | 0 | 0 | 0 | 0 | 0 | 0 | 0 | 0 | 0 | 0
F9_Industrial_Agriculture_New_Space Heating_Natural Gas_Strategic Energy Management_A_Technical Potential | F9 | Industrial | Agriculture | New | Space Heating | Natural Gas | Strategic Energy Management | A | Cumulative Winter Peak Savings (MW) | Technical Potential | 0 | 0 | 0 | 0 | 0 | 0 | 0 | 0 | 0 | 0 | 0 | 0 | 0 | 0 | 0 | 0 | 0 | 0 | 0 | 0 | 0 | 0 | 0 | 0 | 0 | 0 | 0 | 0 | 0 | 0 | 0
F10_Industrial_Agriculture_New_Space Heating_Natural Gas_Strategic Energy Management_A_Technical Potential | F10 | Industrial | Agriculture | New | Space Heating | Natural Gas | Strategic Energy Management | A | Purchases (Incremental) | Technical Potential | 0 | 0 | 0 | 0 | 0 | 1.9741 | 2.3388 | 2.7033 | 3.0656 | 3.4281 | 3.7909 | 4.1491 | 4.5064 | 4.8629 | 5.2137 | 5.5659 | 5.9147 | 6.2636 | 6.6107 | 6.9547 | 7.2992 | 7.6422 | 7.9838 | 8.3243 | 8.6635 | 7.2992 | 7.6422 | 7.9838 | 8.3243 | 8.6635 | 7.2992
F11_Industrial_Agriculture_New_Space Heating_Natural Gas_Strategic Energy Management_A_Technical Potential | F11 | Industrial | Agriculture | New | Space Heating | Natural Gas | Strategic Energy Management | A | Purchases (Cumulative) | Technical Potential | 0 | 0 | 0 | 0 | 0 | 1.9741 | 4.3129 | 7.0162 | 10.0818 | 13.5099 | 15.3267 | 17.137 | 18.9401 | 20.7374 | 22.523 | 24.298 | 26.0636 | 27.8209 | 29.5687 | 31.3097 | 33.043 | 34.7704 | 36.4907 | 38.2042 | 39.913 | 39.913 | 39.913 | 39.913 | 39.913 | 39.913 | 39.913
F1_Industrial_Agriculture_New_Process_Natural Gas_Strategic Energy Management_A_Technical Potential | F1 | Industrial | Agriculture | New | Process | Natural Gas | Strategic Energy Management | A | Integrated Unit Energy Savings (kWh or therms) | Technical Potential | 0 | 0 | 0 | 0 | 0 | 1.4033 | 1.4006 | 1.3981 | 1.3958 | 1.3936 | 1.3916 | 1.3898 | 1.3883 | 1.3871 | 1.3861 | 1.3854 | 1.3849 | 1.3847 | 1.3845 | 1.3844 | 1.3844 | 1.3844 | 1.3844 | 1.3843 | 1.3843 | 1.3851 | 1.3859 | 1.3866 | 0 | 0 | 0
F2_Industrial_Agriculture_New_Process_Natural Gas_Strategic Energy Management_A_Technical Potential | F2 | Industrial | Agriculture | New | Process | Natural Gas | Strategic Energy Management | A | Integrated Unit Summer Peak Savings (kW) | Technical Potential | 0 | 0 | 0 | 0 | 0 | 0 | 0 | 0 | 0 | 0 | 0 | 0 | 0 | 0 | 0 | 0 | 0 | 0 | 0 | 0 | 0 | 0 | 0 | 0 | 0 | 0 | 0 | 0 | 0 | 0 | 0
F3_Industrial_Agriculture_New_Process_Natural Gas_Strategic Energy Management_A_Technical Potential | F3 | Industrial | Agriculture | New | Process | Natural Gas | Strategic Energy Management | A | Integrated Unit Winter Peak Savings (kW) | Technical Potential | 0 | 0 | 0 | 0 | 0 | 0 | 0 | 0 | 0 | 0 | 0 | 0 | 0 | 0 | 0 | 0 | 0 | 0 | 0 | 0 | 0 | 0 | 0 | 0 | 0 | 0 | 0 | 0 | 0 | 0 | 0
F4_Industrial_Agriculture_New_Process_Natural Gas_Strategic Energy Management_A_Technical Potential | F4 | Industrial | Agriculture | New | Process | Natural Gas | Strategic Energy Management | A | Incremental Energy Savings (MWh or mTherms) | Technical Potential | 0 | 0 | 0 | 0 | 0 | 0.1872 | 0.22135 | 0.25539 | 0.28914 | 0.32282 | 0.35647 | 0.38966 | 0.42276 | 0.4558 | 0.48834 | 0.52106 | 0.55353 | 0.58606 | 0.61846 | 0.65059 | 0.68281 | 0.71491 | 0.74687 | 0.77869 | 0.81037 | 0.68316 | 0.71566 | 0.74804 | 0 | 0 | 0
F5_Industrial_Agriculture_New_Process_Natural Gas_Strategic Energy Management_A_Technical Potential | F5 | Industrial | Agriculture | New | Process | Natural Gas | Strategic Energy Management | A | Incremental Summer Peak Savings (MW) | Technical Potential | 0 | 0 | 0 | 0 | 0 | 0 | 0 | 0 | 0 | 0 | 0 | 0 | 0 | 0 | 0 | 0 | 0 | 0 | 0 | 0 | 0 | 0 | 0 | 0 | 0 | 0 | 0 | 0 | 0 | 0 | 0
F6_Industrial_Agriculture_New_Process_Natural Gas_Strategic Energy Management_A_Technical Potential | F6 | Industrial | Agriculture | New | Process | Natural Gas | Strategic Energy Management | A | Incremental Winter Peak Savings (MW) | Technical Potential | 0 | 0 | 0 | 0 | 0 | 0 | 0 | 0 | 0 | 0 | 0 | 0 | 0 | 0 | 0 | 0 | 0 | 0 | 0 | 0 | 0 | 0 | 0 | 0 | 0 | 0 | 0 | 0 | 0 | 0 | 0
F7_Industrial_Agriculture_New_Process_Natural Gas_Strategic Energy Management_A_Technical Potential | F7 | Industrial | Agriculture | New | Process | Natural Gas | Strategic Energy Management | A | Cumulative Energy Savings (MWh or mTherms) | Technical Potential | 0 | 0 | 0 | 0 | 0 | 0.1872 | 0.40818 | 0.66284 | 0.95091 | 1.2722 | 1.4412 | 1.6094 | 1.7768 | 1.9437 | 2.1096 | 2.2747 | 2.4392 | 2.6031 | 2.7663 | 2.9289 | 3.091 | 3.2527 | 3.4136 | 3.5738 | 3.7334 | 3.7356 | 3.7377 | 3.7396 | 0 | 0 | 0
F8_Industrial_Agriculture_New_Process_Natural Gas_Strategic Energy Management_A_Technical Potential | F8 | Industrial | Agriculture | New | Process | Natural Gas | Strategic Energy Management | A | Cumulative Summer Peak Savings (MW) | Technical Potential | 0 | 0 | 0 | 0 | 0 | 0 | 0 | 0 | 0 | 0 | 0 | 0 | 0 | 0 | 0 | 0 | 0 | 0 | 0 | 0 | 0 | 0 | 0 | 0 | 0 | 0 | 0 | 0 | 0 | 0 | 0
F9_Industrial_Agriculture_New_Process_Natural Gas_Strategic Energy Management_A_Technical Potential | F9 | Industrial | Agriculture | New | Process | Natural Gas | Strategic Energy Management | A | Cumulative Winter Peak Savings (MW) | Technical Potential | 0 | 0 | 0 | 0 | 0 | 0 | 0 | 0 | 0 | 0 | 0 | 0 | 0 | 0 | 0 | 0 | 0 | 0 | 0 | 0 | 0 | 0 | 0 | 0 | 0 | 0 | 0 | 0 | 0 | 0 | 0
F10_Industrial_Agriculture_New_Process_Natural Gas_Strategic Energy Management_A_Technical Potential | F10 | Industrial | Agriculture | New | Process | Natural Gas | Strategic Energy Management | A | Purchases (Incremental) | Technical Potential | 0 | 0 | 0 | 0 | 0 | 133.3968 | 158.0388 | 182.6673 | 207.1506 | 231.6471 | 256.1638 | 280.3692 | 304.5085 | 328.5987 | 352.3064 | 376.1046 | 399.6759 | 423.2502 | 446.7059 | 469.9523 | 493.2263 | 516.4041 | 539.4917 | 562.4952 | 585.4205 | 493.2263 | 516.4041 | 539.4917 | 562.4952 | 585.4205 | 493.2263
F11_Industrial_Agriculture_New_Process_Natural Gas_Strategic Energy Management_A_Technical Potential | F11 | Industrial | Agriculture | New | Process | Natural Gas | Strategic Energy Management | A | Purchases (Cumulative) | Technical Potential | 0 | 0 | 0 | 0 | 0 | 133.3968 | 291.4357 | 474.103 | 681.2536 | 912.9006 | 1035.6676 | 1157.9979 | 1279.8391 | 1401.2872 | 1521.9465 | 1641.8873 | 1761.194 | 1879.9358 | 1998.043 | 2115.6889 | 2232.8106 | 2349.5388 | 2465.7803 | 2581.5696 | 2697.0377 | 2697.0377 | 2697.0377 | 2697.0377 | 2697.0377 | 2697.0377 | 2697.0377
F1_Industrial_Agriculture_New_Miscellaneous_Natural Gas_Strategic Energy Management_A_Technical Potential | F1 | Industrial | Agriculture | New | Miscellaneous | Natural Gas | Strategic Energy Management | A | Integrated Unit Energy Savings (kWh or therms) | Technical Potential | 0 | 0 | 0 | 0 | 0 | 0.89787 | 0.89787 | 0.89787 | 0.89787 | 0.89787 | 0.89787 | 0.89787 | 0.89787 | 0.89787 | 0.89787 | 0.89787 | 0.89787 | 0.89787 | 0.89787 | 0.89787 | 0.89787 | 0.89787 | 0.89787 | 0.89787 | 0.89787 | 0.89787 | 0.89787 | 0.89787 | 0 | 0 | 0
F2_Industrial_Agriculture_New_Miscellaneous_Natural Gas_Strategic Energy Management_A_Technical Potential | F2 | Industrial | Agriculture | New | Miscellaneous | Natural Gas | Strategic Energy Management | A | Integrated Unit Summer Peak Savings (kW) | Technical Potential | 0 | 0 | 0 | 0 | 0 | 0 | 0 | 0 | 0 | 0 | 0 | 0 | 0 | 0 | 0 | 0 | 0 | 0 | 0 | 0 | 0 | 0 | 0 | 0 | 0 | 0 | 0 | 0 | 0 | 0 | 0
F3_Industrial_Agriculture_New_Miscellaneous_Natural Gas_Strategic Energy Management_A_Technical Potential | F3 | Industrial | Agriculture | New | Miscellaneous | Natural Gas | Strategic Energy Management | A | Integrated Unit Winter Peak Savings (kW) | Technical Potential | 0 | 0 | 0 | 0 | 0 | 0 | 0 | 0 | 0 | 0 | 0 | 0 | 0 | 0 | 0 | 0 | 0 | 0 | 0 | 0 | 0 | 0 | 0 | 0 | 0 | 0 | 0 | 0 | 0 | 0 | 0
F4_Industrial_Agriculture_New_Miscellaneous_Natural Gas_Strategic Energy Management_A_Technical Potential | F4 | Industrial | Agriculture | New | Miscellaneous | Natural Gas | Strategic Energy Management | A | Incremental Energy Savings (MWh or mTherms) | Technical Potential | 0 | 0 | 0 | 0 | 0 | 0.029943 | 0.035475 | 0.041003 | 0.046499 | 0.051997 | 0.0575 | 0.062934 | 0.068352 | 0.07376 | 0.079081 | 0.084423 | 0.089714 | 0.095006 | 0.10027 | 0.10549 | 0.11071 | 0.11592 | 0.1211 | 0.12626 | 0.13141 | 0.11071 | 0.11592 | 0.1211 | 0 | 0 | 0
F5_Industrial_Agriculture_New_Miscellaneous_Natural Gas_Strategic Energy Management_A_Technical Potential | F5 | Industrial | Agriculture | New | Miscellaneous | Natural Gas | Strategic Energy Management | A | Incremental Summer Peak Savings (MW) | Technical Potential | 0 | 0 | 0 | 0 | 0 | 0 | 0 | 0 | 0 | 0 | 0 | 0 | 0 | 0 | 0 | 0 | 0 | 0 | 0 | 0 | 0 | 0 | 0 | 0 | 0 | 0 | 0 | 0 | 0 | 0 | 0
F6_Industrial_Agriculture_New_Miscellaneous_Natural Gas_Strategic Energy Management_A_Technical Potential | F6 | Industrial | Agriculture | New | Miscellaneous | Natural Gas | Strategic Energy Management | A | Incremental Winter Peak Savings (MW) | Technical Potential | 0 | 0 | 0 | 0 | 0 | 0 | 0 | 0 | 0 | 0 | 0 | 0 | 0 | 0 | 0 | 0 | 0 | 0 | 0 | 0 | 0 | 0 | 0 | 0 | 0 | 0 | 0 | 0 | 0 | 0 | 0
F7_Industrial_Agriculture_New_Miscellaneous_Natural Gas_Strategic Energy Management_A_Technical Potential | F7 | Industrial | Agriculture | New | Miscellaneous | Natural Gas | Strategic Energy Management | A | Cumulative Energy Savings (MWh or mTherms) | Technical Potential | 0 | 0 | 0 | 0 | 0 | 0.029943 | 0.065418 | 0.10642 | 0.15292 | 0.20492 | 0.23247 | 0.25993 | 0.28728 | 0.31454 | 0.34163 | 0.36855 | 0.39533 | 0.42198 | 0.4485 | 0.4749 | 0.50119 | 0.5274 | 0.55349 | 0.57948 | 0.6054 | 0.6054 | 0.6054 | 0.6054 | 0 | 0 | 0
F8_Industrial_Agriculture_New_Miscellaneous_Natural Gas_Strategic Energy Management_A_Technical Potential | F8 | Industrial | Agriculture | New | Miscellaneous | Natural Gas | Strategic Energy Management | A | Cumulative Summer Peak Savings (MW) | Technical Potential | 0 | 0 | 0 | 0 | 0 | 0 | 0 | 0 | 0 | 0 | 0 | 0 | 0 | 0 | 0 | 0 | 0 | 0 | 0 | 0 | 0 | 0 | 0 | 0 | 0 | 0 | 0 | 0 | 0 | 0 | 0
F9_Industrial_Agriculture_New_Miscellaneous_Natural Gas_Strategic Energy Management_A_Technical Potential | F9 | Industrial | Agriculture | New | Miscellaneous | Natural Gas | Strategic Energy Management | A | Cumulative Winter Peak Savings (MW) | Technical Potential | 0 | 0 | 0 | 0 | 0 | 0 | 0 | 0 | 0 | 0 | 0 | 0 | 0 | 0 | 0 | 0 | 0 | 0 | 0 | 0 | 0 | 0 | 0 | 0 | 0 | 0 | 0 | 0 | 0 | 0 | 0
F10_Industrial_Agriculture_New_Miscellaneous_Natural Gas_Strategic Energy Management_A_Technical Potential | F10 | Industrial | Agriculture | New | Miscellaneous | Natural Gas | Strategic Energy Management | A | Purchases (Incremental) | Technical Potential | 0 | 0 | 0 | 0 | 0 | 33.3492 | 39.5097 | 45.6668 | 51.7876 | 57.9118 | 64.0409 | 70.0923 | 76.1271 | 82.1497 | 88.0766 | 94.0262 | 99.919 | 105.8126 | 111.6765 | 117.4881 | 123.3066 | 129.101 | 134.8729 | 140.6238 | 146.3551 | 123.3066 | 129.101 | 134.8729 | 140.6238 | 146.3551 | 123.3066
F11_Industrial_Agriculture_New_Miscellaneous_Natural Gas_Strategic Energy Management_A_Technical Potential | F11 | Industrial | Agriculture | New | Miscellaneous | Natural Gas | Strategic Energy Management | A | Purchases (Cumulative) | Technical Potential | 0 | 0 | 0 | 0 | 0 | 33.3492 | 72.8589 | 118.5257 | 170.3134 | 228.2252 | 258.9169 | 289.4995 | 319.9598 | 350.3218 | 380.4866 | 410.4718 | 440.2985 | 469.9839 | 499.5107 | 528.9222 | 558.2027 | 587.3847 | 616.4451 | 645.3924 | 674.2594 | 674.2594 | 674.2594 | 674.2594 | 674.2594 | 674.2594 | 674.2594
F1_Industrial_Agriculture_New_Space Heating_Natural Gas_Commissioning_A_Technical Potential | F1 | Industrial | Agriculture | New | Space Heating | Natural Gas | Commissioning | A | Integrated Unit Energy Savings (kWh or therms) | Technical Potential | 0 | 0 | 0 | 0 | 0 | 3.464 | 3.362 | 3.2875 | 3.2311 | 3.1865 | 3.1505 | 3.1083 | 3.064 | 3.0204 | 2.9782 | 2.9408 | 2.9076 | 2.9041 | 2.884 | 2.8697 | 2.8595 | 2.8508 | 2.8476 | 2.8472 | 2.8483 | 2.8501 | 2.852 | 2.8542 | 0 | 0 | 0
F2_Industrial_Agriculture_New_Space Heating_Natural Gas_Commissioning_A_Technical Potential | F2 | Industrial | Agriculture | New | Space Heating | Natural Gas | Commissioning | A | Integrated Unit Summer Peak Savings (kW) | Technical Potential | 0 | 0 | 0 | 0 | 0 | 0 | 0 | 0 | 0 | 0 | 0 | 0 | 0 | 0 | 0 | 0 | 0 | 0 | 0 | 0 | 0 | 0 | 0 | 0 | 0 | 0 | 0 | 0 | 0 | 0 | 0
F3_Industrial_Agriculture_New_Space Heating_Natural Gas_Commissioning_A_Technical Potential | F3 | Industrial | Agriculture | New | Space Heating | Natural Gas | Commissioning | A | Integrated Unit Winter Peak Savings (kW) | Technical Potential | 0 | 0 | 0 | 0 | 0 | 0 | 0 | 0 | 0 | 0 | 0 | 0 | 0 | 0 | 0 | 0 | 0 | 0 | 0 | 0 | 0 | 0 | 0 | 0 | 0 | 0 | 0 | 0 | 0 | 0 | 0
F4_Industrial_Agriculture_New_Space Heating_Natural Gas_Commissioning_A_Technical Potential | F4 | Industrial | Agriculture | New | Space Heating | Natural Gas | Commissioning | A | Incremental Energy Savings (MWh or mTherms) | Technical Potential | 0 | 0 | 0 | 0 | 0 | 0 | 0 | 0 | 0 | 0 | 0 | 0 | 0 | 0 | 0 | 0 | 0 | 0 | 0 | 0 | 0 | 0 | 0 | 0 | 0 | 0 | 0 | 0 | 0 | 0 | 0
F5_Industrial_Agriculture_New_Space Heating_Natural Gas_Commissioning_A_Technical Potential | F5 | Industrial | Agriculture | New | Space Heating | Natural Gas | Commissioning | A | Incremental Summer Peak Savings (MW) | Technical Potential | 0 | 0 | 0 | 0 | 0 | 0 | 0 | 0 | 0 | 0 | 0 | 0 | 0 | 0 | 0 | 0 | 0 | 0 | 0 | 0 | 0 | 0 | 0 | 0 | 0 | 0 | 0 | 0 | 0 | 0 | 0
F6_Industrial_Agriculture_New_Space Heating_Natural Gas_Commissioning_A_Technical Potential | F6 | Industrial | Agriculture | New | Space Heating | Natural Gas | Commissioning | A | Incremental Winter Peak Savings (MW) | Technical Potential | 0 | 0 | 0 | 0 | 0 | 0 | 0 | 0 | 0 | 0 | 0 | 0 | 0 | 0 | 0 | 0 | 0 | 0 | 0 | 0 | 0 | 0 | 0 | 0 | 0 | 0 | 0 | 0 | 0 | 0 | 0
F7_Industrial_Agriculture_New_Space Heating_Natural Gas_Commissioning_A_Technical Potential | F7 | Industrial | Agriculture | New | Space Heating | Natural Gas | Commissioning | A | Cumulative Energy Savings (MWh or mTherms) | Technical Potential | 0 | 0 | 0 | 0 | 0 | 0 | 0 | 0 | 0 | 0 | 0 | 0 | 0 | 0 | 0 | 0 | 0 | 0 | 0 | 0 | 0 | 0 | 0 | 0 | 0 | 0 | 0 | 0 | 0 | 0 | 0
F8_Industrial_Agriculture_New_Space Heating_Natural Gas_Commissioning_A_Technical Potential | F8 | Industrial | Agriculture | New | Space Heating | Natural Gas | Commissioning | A | Cumulative Summer Peak Savings (MW) | Technical Potential | 0 | 0 | 0 | 0 | 0 | 0 | 0 | 0 | 0 | 0 | 0 | 0 | 0 | 0 | 0 | 0 | 0 | 0 | 0 | 0 | 0 | 0 | 0 | 0 | 0 | 0 | 0 | 0 | 0 | 0 | 0
F9_Industrial_Agriculture_New_Space Heating_Natural Gas_Commissioning_A_Technical Potential | F9 | Industrial | Agriculture | New | Space Heating | Natural Gas | Commissioning | A | Cumulative Winter Peak Savings (MW) | Technical Potential | 0 | 0 | 0 | 0 | 0 | 0 | 0 | 0 | 0 | 0 | 0 | 0 | 0 | 0 | 0 | 0 | 0 | 0 | 0 | 0 | 0 | 0 | 0 | 0 | 0 | 0 | 0 | 0 | 0 | 0 | 0
F10_Industrial_Agriculture_New_Space Heating_Natural Gas_Commissioning_A_Technical Potential | F10 | Industrial | Agriculture | New | Space Heating | Natural Gas | Commissioning | A | Purchases (Incremental) | Technical Potential | 0 | 0 | 0 | 0 | 0 | 0 | 0 | 0 | 0 | 0 | 0 | 0 | 0 | 0 | 0 | 0 | 0 | 0 | 0 | 0 | 0 | 0 | 0 | 0 | 0 | 0 | 0 | 0 | 0 | 0 | 0
F11_Industrial_Agriculture_New_Space Heating_Natural Gas_Commissioning_A_Technical Potential | F11 | Industrial | Agriculture | New | Space Heating | Natural Gas | Commissioning | A | Purchases (Cumulative) | Technical Potential | 0 | 0 | 0 | 0 | 0 | 0 | 0 | 0 | 0 | 0 | 0 | 0 | 0 | 0 | 0 | 0 | 0 | 0 | 0 | 0 | 0 | 0 | 0 | 0 | 0 | 0 | 0 | 0 | 0 | 0 | 0
F1_Industrial_Agriculture_New_Process_Natural Gas_Commissioning_A_Technical Potential | F1 | Industrial | Agriculture | New | Process | Natural Gas | Commissioning | A | Integrated Unit Energy Savings (kWh or therms) | Technical Potential | 0 | 0 | 0 | 0 | 0 | 7.8495 | 7.849 | 7.8487 | 7.8489 | 7.8491 | 7.8492 | 7.8493 | 7.8494 | 7.8495 | 7.8496 | 7.8496 | 7.8497 | 7.8497 | 7.8498 | 7.8498 | 7.8499 | 7.8499 | 7.8499 | 7.8499 | 7.85 | 7.85 | 7.85 | 7.85 | 0 | 0 | 0
F2_Industrial_Agriculture_New_Process_Natural Gas_Commissioning_A_Technical Potential | F2 | Industrial | Agriculture | New | Process | Natural Gas | Commissioning | A | Integrated Unit Summer Peak Savings (kW) | Technical Potential | 0 | 0 | 0 | 0 | 0 | 0 | 0 | 0 | 0 | 0 | 0 | 0 | 0 | 0 | 0 | 0 | 0 | 0 | 0 | 0 | 0 | 0 | 0 | 0 | 0 | 0 | 0 | 0 | 0 | 0 | 0
F3_Industrial_Agriculture_New_Process_Natural Gas_Commissioning_A_Technical Potential | F3 | Industrial | Agriculture | New | Process | Natural Gas | Commissioning | A | Integrated Unit Winter Peak Savings (kW) | Technical Potential | 0 | 0 | 0 | 0 | 0 | 0 | 0 | 0 | 0 | 0 | 0 | 0 | 0 | 0 | 0 | 0 | 0 | 0 | 0 | 0 | 0 | 0 | 0 | 0 | 0 | 0 | 0 | 0 | 0 | 0 | 0
F4_Industrial_Agriculture_New_Process_Natural Gas_Commissioning_A_Technical Potential | F4 | Industrial | Agriculture | New | Process | Natural Gas | Commissioning | A | Incremental Energy Savings (MWh or mTherms) | Technical Potential | 0 | 0 | 0 | 0 | 0 | 0 | 0 | 0 | 0 | 0 | 0 | 0 | 0 | 0 | 0 | 0 | 0 | 0 | 0 | 0 | 0 | 0 | 0 | 0 | 0 | 0 | 0 | 0 | 0 | 0 | 0
F5_Industrial_Agriculture_New_Process_Natural Gas_Commissioning_A_Technical Potential | F5 | Industrial | Agriculture | New | Process | Natural Gas | Commissioning | A | Incremental Summer Peak Savings (MW) | Technical Potential | 0 | 0 | 0 | 0 | 0 | 0 | 0 | 0 | 0 | 0 | 0 | 0 | 0 | 0 | 0 | 0 | 0 | 0 | 0 | 0 | 0 | 0 | 0 | 0 | 0 | 0 | 0 | 0 | 0 | 0 | 0
F6_Industrial_Agriculture_New_Process_Natural Gas_Commissioning_A_Technical Potential | F6 | Industrial | Agriculture | New | Process | Natural Gas | Commissioning | A | Incremental Winter Peak Savings (MW) | Technical Potential | 0 | 0 | 0 | 0 | 0 | 0 | 0 | 0 | 0 | 0 | 0 | 0 | 0 | 0 | 0 | 0 | 0 | 0 | 0 | 0 | 0 | 0 | 0 | 0 | 0 | 0 | 0 | 0 | 0 | 0 | 0
F7_Industrial_Agriculture_New_Process_Natural Gas_Commissioning_A_Technical Potential | F7 | Industrial | Agriculture | New | Process | Natural Gas | Commissioning | A | Cumulative Energy Savings (MWh or mTherms) | Technical Potential | 0 | 0 | 0 | 0 | 0 | 0 | 0 | 0 | 0 | 0 | 0 | 0 | 0 | 0 | 0 | 0 | 0 | 0 | 0 | 0 | 0 | 0 | 0 | 0 | 0 | 0 | 0 | 0 | 0 | 0 | 0
F8_Industrial_Agriculture_New_Process_Natural Gas_Commissioning_A_Technical Potential | F8 | Industrial | Agriculture | New | Process | Natural Gas | Commissioning | A | Cumulative Summer Peak Savings (MW) | Technical Potential | 0 | 0 | 0 | 0 | 0 | 0 | 0 | 0 | 0 | 0 | 0 | 0 | 0 | 0 | 0 | 0 | 0 | 0 | 0 | 0 | 0 | 0 | 0 | 0 | 0 | 0 | 0 | 0 | 0 | 0 | 0
F9_Industrial_Agriculture_New_Process_Natural Gas_Commissioning_A_Technical Potential | F9 | Industrial | Agriculture | New | Process | Natural Gas | Commissioning | A | Cumulative Winter Peak Savings (MW) | Technical Potential | 0 | 0 | 0 | 0 | 0 | 0 | 0 | 0 | 0 | 0 | 0 | 0 | 0 | 0 | 0 | 0 | 0 | 0 | 0 | 0 | 0 | 0 | 0 | 0 | 0 | 0 | 0 | 0 | 0 | 0 | 0
F10_Industrial_Agriculture_New_Process_Natural Gas_Commissioning_A_Technical Potential | F10 | Industrial | Agriculture | New | Process | Natural Gas | Commissioning | A | Purchases (Incremental) | Technical Potential | 0 | 0 | 0 | 0 | 0 | 0 | 0 | 0 | 0 | 0 | 0 | 0 | 0 | 0 | 0 | 0 | 0 | 0 | 0 | 0 | 0 | 0 | 0 | 0 | 0 | 0 | 0 | 0 | 0 | 0 | 0
F11_Industrial_Agriculture_New_Process_Natural Gas_Commissioning_A_Technical Potential | F11 | Industrial | Agriculture | New | Process | Natural Gas | Commissioning | A | Purchases (Cumulative) | Technical Potential | 0 | 0 | 0 | 0 | 0 | 0 | 0 | 0 | 0 | 0 | 0 | 0 | 0 | 0 | 0 | 0 | 0 | 0 | 0 | 0 | 0 | 0 | 0 | 0 | 0 | 0 | 0 | 0 | 0 | 0 | 0
F1_Industrial_Agriculture_New_Space Heating_Natural Gas_Retrocommissioning_A_Technical Potential | F1 | Industrial | Agriculture | New | Space Heating | Natural Gas | Retrocommissioning | A | Integrated Unit Energy Savings (kWh or therms) | Technical Potential | 0 | 0 | 0 | 0 | 0 | 0 | 0 | 0 | 0 | 0 | 0 | 0 | 0 | 0 | 0 | 0 | 0 | 0 | 0 | 0 | 0 | 0 | 0 | 0 | 0 | 0 | 0 | 0 | 0 | 0 | 0
F2_Industrial_Agriculture_New_Space Heating_Natural Gas_Retrocommissioning_A_Technical Potential | F2 | Industrial | Agriculture | New | Space Heating | Natural Gas | Retrocommissioning | A | Integrated Unit Summer Peak Savings (kW) | Technical Potential | 0 | 0 | 0 | 0 | 0 | 0 | 0 | 0 | 0 | 0 | 0 | 0 | 0 | 0 | 0 | 0 | 0 | 0 | 0 | 0 | 0 | 0 | 0 | 0 | 0 | 0 | 0 | 0 | 0 | 0 | 0
F3_Industrial_Agriculture_New_Space Heating_Natural Gas_Retrocommissioning_A_Technical Potential | F3 | Industrial | Agriculture | New | Space Heating | Natural Gas | Retrocommissioning | A | Integrated Unit Winter Peak Savings (kW) | Technical Potential | 0 | 0 | 0 | 0 | 0 | 0 | 0 | 0 | 0 | 0 | 0 | 0 | 0 | 0 | 0 | 0 | 0 | 0 | 0 | 0 | 0 | 0 | 0 | 0 | 0 | 0 | 0 | 0 | 0 | 0 | 0
F4_Industrial_Agriculture_New_Space Heating_Natural Gas_Retrocommissioning_A_Technical Potential | F4 | Industrial | Agriculture | New | Space Heating | Natural Gas | Retrocommissioning | A | Incremental Energy Savings (MWh or mTherms) | Technical Potential | 0 | 0 | 0 | 0 | 0 | 0 | 0 | 0 | 0 | 0 | 0 | 0 | 0 | 0 | 0 | 0 | 0 | 0 | 0 | 0 | 0 | 0 | 0 | 0 | 0 | 0 | 0 | 0 | 0 | 0 | 0
F5_Industrial_Agriculture_New_Space Heating_Natural Gas_Retrocommissioning_A_Technical Potential | F5 | Industrial | Agriculture | New | Space Heating | Natural Gas | Retrocommissioning | A | Incremental Summer Peak Savings (MW) | Technical Potential | 0 | 0 | 0 | 0 | 0 | 0 | 0 | 0 | 0 | 0 | 0 | 0 | 0 | 0 | 0 | 0 | 0 | 0 | 0 | 0 | 0 | 0 | 0 | 0 | 0 | 0 | 0 | 0 | 0 | 0 | 0
F6_Industrial_Agriculture_New_Space Heating_Natural Gas_Retrocommissioning_A_Technical Potential | F6 | Industrial | Agriculture | New | Space Heating | Natural Gas | Retrocommissioning | A | Incremental Winter Peak Savings (MW) | Technical Potential | 0 | 0 | 0 | 0 | 0 | 0 | 0 | 0 | 0 | 0 | 0 | 0 | 0 | 0 | 0 | 0 | 0 | 0 | 0 | 0 | 0 | 0 | 0 | 0 | 0 | 0 | 0 | 0 | 0 | 0 | 0
F7_Industrial_Agriculture_New_Space Heating_Natural Gas_Retrocommissioning_A_Technical Potential | F7 | Industrial | Agriculture | New | Space Heating | Natural Gas | Retrocommissioning | A | Cumulative Energy Savings (MWh or mTherms) | Technical Potential | 0 | 0 | 0 | 0 | 0 | 0 | 0 | 0 | 0 | 0 | 0 | 0 | 0 | 0 | 0 | 0 | 0 | 0 | 0 | 0 | 0 | 0 | 0 | 0 | 0 | 0 | 0 | 0 | 0 | 0 | 0
F8_Industrial_Agriculture_New_Space Heating_Natural Gas_Retrocommissioning_A_Technical Potential | F8 | Industrial | Agriculture | New | Space Heating | Natural Gas | Retrocommissioning | A | Cumulative Summer Peak Savings (MW) | Technical Potential | 0 | 0 | 0 | 0 | 0 | 0 | 0 | 0 | 0 | 0 | 0 | 0 | 0 | 0 | 0 | 0 | 0 | 0 | 0 | 0 | 0 | 0 | 0 | 0 | 0 | 0 | 0 | 0 | 0 | 0 | 0
F9_Industrial_Agriculture_New_Space Heating_Natural Gas_Retrocommissioning_A_Technical Potential | F9 | Industrial | Agriculture | New | Space Heating | Natural Gas | Retrocommissioning | A | Cumulative Winter Peak Savings (MW) | Technical Potential | 0 | 0 | 0 | 0 | 0 | 0 | 0 | 0 | 0 | 0 | 0 | 0 | 0 | 0 | 0 | 0 | 0 | 0 | 0 | 0 | 0 | 0 | 0 | 0 | 0 | 0 | 0 | 0 | 0 | 0 | 0
F10_Industrial_Agriculture_New_Space Heating_Natural Gas_Retrocommissioning_A_Technical Potential | F10 | Industrial | Agriculture | New | Space Heating | Natural Gas | Retrocommissioning | A | Purchases (Incremental) | Technical Potential | 0 | 0 | 0 | 0 | 0 | 0 | 0 | 0 | 0 | 0 | 0 | 0 | 0 | 0 | 0 | 0 | 0 | 0 | 0 | 0 | 0 | 0 | 0 | 0 | 0 | 0 | 0 | 0 | 0 | 0 | 0
F11_Industrial_Agriculture_New_Space Heating_Natural Gas_Retrocommissioning_A_Technical Potential | F11 | Industrial | Agriculture | New | Space Heating | Natural Gas | Retrocommissioning | A | Purchases (Cumulative) | Technical Potential | 0 | 0 | 0 | 0 | 0 | 0 | 0 | 0 | 0 | 0 | 0 | 0 | 0 | 0 | 0 | 0 | 0 | 0 | 0 | 0 | 0 | 0 | 0 | 0 | 0 | 0 | 0 | 0 | 0 | 0 | 0
F1_Industrial_Agriculture_New_Process_Natural Gas_Retrocommissioning_A_Technical Potential | F1 | Industrial | Agriculture | New | Process | Natural Gas | Retrocommissioning | A | Integrated Unit Energy Savings (kWh or therms) | Technical Potential | 0 | 0 | 0 | 0 | 0 | 0 | 0 | 0 | 0 | 0 | 0 | 0 | 0 | 0 | 0 | 0 | 0 | 0 | 0 | 0 | 0 | 0 | 0 | 0 | 0 | 0 | 0 | 0 | 0 | 0 | 0
F2_Industrial_Agriculture_New_Process_Natural Gas_Retrocommissioning_A_Technical Potential | F2 | Industrial | Agriculture | New | Process | Natural Gas | Retrocommissioning | A | Integrated Unit Summer Peak Savings (kW) | Technical Potential | 0 | 0 | 0 | 0 | 0 | 0 | 0 | 0 | 0 | 0 | 0 | 0 | 0 | 0 | 0 | 0 | 0 | 0 | 0 | 0 | 0 | 0 | 0 | 0 | 0 | 0 | 0 | 0 | 0 | 0 | 0
F3_Industrial_Agriculture_New_Process_Natural Gas_Retrocommissioning_A_Technical Potential | F3 | Industrial | Agriculture | New | Process | Natural Gas | Retrocommissioning | A | Integrated Unit Winter Peak Savings (kW) | Technical Potential | 0 | 0 | 0 | 0 | 0 | 0 | 0 | 0 | 0 | 0 | 0 | 0 | 0 | 0 | 0 | 0 | 0 | 0 | 0 | 0 | 0 | 0 | 0 | 0 | 0 | 0 | 0 | 0 | 0 | 0 | 0
F4_Industrial_Agriculture_New_Process_Natural Gas_Retrocommissioning_A_Technical Potential | F4 | Industrial | Agriculture | New | Process | Natural Gas | Retrocommissioning | A | Incremental Energy Savings (MWh or mTherms) | Technical Potential | 0 | 0 | 0 | 0 | 0 | 0 | 0 | 0 | 0 | 0 | 0 | 0 | 0 | 0 | 0 | 0 | 0 | 0 | 0 | 0 | 0 | 0 | 0 | 0 | 0 | 0 | 0 | 0 | 0 | 0 | 0
F5_Industrial_Agriculture_New_Process_Natural Gas_Retrocommissioning_A_Technical Potential | F5 | Industrial | Agriculture | New | Process | Natural Gas | Retrocommissioning | A | Incremental Summer Peak Savings (MW) | Technical Potential | 0 | 0 | 0 | 0 | 0 | 0 | 0 | 0 | 0 | 0 | 0 | 0 | 0 | 0 | 0 | 0 | 0 | 0 | 0 | 0 | 0 | 0 | 0 | 0 | 0 | 0 | 0 | 0 | 0 | 0 | 0
F6_Industrial_Agriculture_New_Process_Natural Gas_Retrocommissioning_A_Technical Potential | F6 | Industrial | Agriculture | New | Process | Natural Gas | Retrocommissioning | A | Incremental Winter Peak Savings (MW) | Technical Potential | 0 | 0 | 0 | 0 | 0 | 0 | 0 | 0 | 0 | 0 | 0 | 0 | 0 | 0 | 0 | 0 | 0 | 0 | 0 | 0 | 0 | 0 | 0 | 0 | 0 | 0 | 0 | 0 | 0 | 0 | 0
F7_Industrial_Agriculture_New_Process_Natural Gas_Retrocommissioning_A_Technical Potential | F7 | Industrial | Agriculture | New | Process | Natural Gas | Retrocommissioning | A | Cumulative Energy Savings (MWh or mTherms) | Technical Potential | 0 | 0 | 0 | 0 | 0 | 0 | 0 | 0 | 0 | 0 | 0 | 0 | 0 | 0 | 0 | 0 | 0 | 0 | 0 | 0 | 0 | 0 | 0 | 0 | 0 | 0 | 0 | 0 | 0 | 0 | 0
F8_Industrial_Agriculture_New_Process_Natural Gas_Retrocommissioning_A_Technical Potential | F8 | Industrial | Agriculture | New | Process | Natural Gas | Retrocommissioning | A | Cumulative Summer Peak Savings (MW) | Technical Potential | 0 | 0 | 0 | 0 | 0 | 0 | 0 | 0 | 0 | 0 | 0 | 0 | 0 | 0 | 0 | 0 | 0 | 0 | 0 | 0 | 0 | 0 | 0 | 0 | 0 | 0 | 0 | 0 | 0 | 0 | 0
F9_Industrial_Agriculture_New_Process_Natural Gas_Retrocommissioning_A_Technical Potential | F9 | Industrial | Agriculture | New | Process | Natural Gas | Retrocommissioning | A | Cumulative Winter Peak Savings (MW) | Technical Potential | 0 | 0 | 0 | 0 | 0 | 0 | 0 | 0 | 0 | 0 | 0 | 0 | 0 | 0 | 0 | 0 | 0 | 0 | 0 | 0 | 0 | 0 | 0 | 0 | 0 | 0 | 0 | 0 | 0 | 0 | 0
F10_Industrial_Agriculture_New_Process_Natural Gas_Retrocommissioning_A_Technical Potential | F10 | Industrial | Agriculture | New | Process | Natural Gas | Retrocommissioning | A | Purchases (Incremental) | Technical Potential | 0 | 0 | 0 | 0 | 0 | 0 | 0 | 0 | 0 | 0 | 0 | 0 | 0 | 0 | 0 | 0 | 0 | 0 | 0 | 0 | 0 | 0 | 0 | 0 | 0 | 0 | 0 | 0 | 0 | 0 | 0
F11_Industrial_Agriculture_New_Process_Natural Gas_Retrocommissioning_A_Technical Potential | F11 | Industrial | Agriculture | New | Process | Natural Gas | Retrocommissioning | A | Purchases (Cumulative) | Technical Potential | 0 | 0 | 0 | 0 | 0 | 0 | 0 | 0 | 0 | 0 | 0 | 0 | 0 | 0 | 0 | 0 | 0 | 0 | 0 | 0 | 0 | 0 | 0 | 0 | 0 | 0 | 0 | 0 | 0 | 0 | 0
F1_Industrial_Primary Metals_Existing_Space Heating_Natural Gas_Insulation - Roof/Ceiling_A_Technical Potential | F1 | Industrial | Primary Metals | Existing | Space Heating | Natural Gas | Insulation - Roof/Ceiling | A | Integrated Unit Energy Savings (kWh or therms) | Technical Potential | 0 | 0 | 0 | 0 | 0 | 0.099235 | 0.098355 | 0.097257 | 0.096062 | 0.094762 | 0.093349 | 0.091856 | 0.090288 | 0.088576 | 0.086788 | 0.084958 | 0.083172 | 0.081501 | 0.079915 | 0.078537 | 0.077258 | 0.076055 | 0.075037 | 0.074132 | 0.0733 | 0.0727 | 0.072177 | 0.071675 | 0 | 0 | 0
F2_Industrial_Primary Metals_Existing_Space Heating_Natural Gas_Insulation - Roof/Ceiling_A_Technical Potential | F2 | Industrial | Primary Metals | Existing | Space Heating | Natural Gas | Insulation - Roof/Ceiling | A | Integrated Unit Summer Peak Savings (kW) | Technical Potential | 0 | 0 | 0 | 0 | 0 | 0 | 0 | 0 | 0 | 0 | 0 | 0 | 0 | 0 | 0 | 0 | 0 | 0 | 0 | 0 | 0 | 0 | 0 | 0 | 0 | 0 | 0 | 0 | 0 | 0 | 0
F3_Industrial_Primary Metals_Existing_Space Heating_Natural Gas_Insulation - Roof/Ceiling_A_Technical Potential | F3 | Industrial | Primary Metals | Existing | Space Heating | Natural Gas | Insulation - Roof/Ceiling | A | Integrated Unit Winter Peak Savings (kW) | Technical Potential | 0 | 0 | 0 | 0 | 0 | 0 | 0 | 0 | 0 | 0 | 0 | 0 | 0 | 0 | 0 | 0 | 0 | 0 | 0 | 0 | 0 | 0 | 0 | 0 | 0 | 0 | 0 | 0 | 0 | 0 | 0
F4_Industrial_Primary Metals_Existing_Space Heating_Natural Gas_Insulation - Roof/Ceiling_A_Technical Potential | F4 | Industrial | Primary Metals | Existing | Space Heating | Natural Gas | Insulation - Roof/Ceiling | A | Incremental Energy Savings (MWh or mTherms) | Technical Potential | 0 | 0 | 0 | 0 | 0 | 0.34729 | 0.60204 | 0.92059 | 1.2737 | 1.6004 | 1.816 | 1.9191 | 1.8825 | 1.6963 | 1.4599 | 1.1657 | 0.88771 | 0.63773 | 0.43382 | 0.28456 | 0.1774 | 0.10589 | 0.070477 | 0 | 0 | 0 | 0 | 0 | 0 | 0 | 0
F5_Industrial_Primary Metals_Existing_Space Heating_Natural Gas_Insulation - Roof/Ceiling_A_Technical Potential | F5 | Industrial | Primary Metals | Existing | Space Heating | Natural Gas | Insulation - Roof/Ceiling | A | Incremental Summer Peak Savings (MW) | Technical Potential | 0 | 0 | 0 | 0 | 0 | 0 | 0 | 0 | 0 | 0 | 0 | 0 | 0 | 0 | 0 | 0 | 0 | 0 | 0 | 0 | 0 | 0 | 0 | 0 | 0 | 0 | 0 | 0 | 0 | 0 | 0
F6_Industrial_Primary Metals_Existing_Space Heating_Natural Gas_Insulation - Roof/Ceiling_A_Technical Potential | F6 | Industrial | Primary Metals | Existing | Space Heating | Natural Gas | Insulation - Roof/Ceiling | A | Incremental Winter Peak Savings (MW) | Technical Potential | 0 | 0 | 0 | 0 | 0 | 0 | 0 | 0 | 0 | 0 | 0 | 0 | 0 | 0 | 0 | 0 | 0 | 0 | 0 | 0 | 0 | 0 | 0 | 0 | 0 | 0 | 0 | 0 | 0 | 0 | 0
F7_Industrial_Primary Metals_Existing_Space Heating_Natural Gas_Insulation - Roof/Ceiling_A_Technical Potential | F7 | Industrial | Primary Metals | Existing | Space Heating | Natural Gas | Insulation - Roof/Ceiling | A | Cumulative Energy Savings (MWh or mTherms) | Technical Potential | 0 | 0 | 0 | 0 | 0 | 0.34729 | 0.94625 | 1.8563 | 3.1072 | 4.6655 | 6.412 | 8.2285 | 9.9705 | 11.4778 | 12.7061 | 13.6038 | 14.2056 | 14.5578 | 14.7085 | 14.7394 | 14.6767 | 14.5541 | 14.4297 | 14.2557 | 14.0957 | 13.9803 | 13.8798 | 13.7831 | 0 | 0 | 0
F8_Industrial_Primary Metals_Existing_Space Heating_Natural Gas_Insulation - Roof/Ceiling_A_Technical Potential | F8 | Industrial | Primary Metals | Existing | Space Heating | Natural Gas | Insulation - Roof/Ceiling | A | Cumulative Summer Peak Savings (MW) | Technical Potential | 0 | 0 | 0 | 0 | 0 | 0 | 0 | 0 | 0 | 0 | 0 | 0 | 0 | 0 | 0 | 0 | 0 | 0 | 0 | 0 | 0 | 0 | 0 | 0 | 0 | 0 | 0 | 0 | 0 | 0 | 0
F9_Industrial_Primary Metals_Existing_Space Heating_Natural Gas_Insulation - Roof/Ceiling_A_Technical Potential | F9 | Industrial | Primary Metals | Existing | Space Heating | Natural Gas | Insulation - Roof/Ceiling | A | Cumulative Winter Peak Savings (MW) | Technical Potential | 0 | 0 | 0 | 0 | 0 | 0 | 0 | 0 | 0 | 0 | 0 | 0 | 0 | 0 | 0 | 0 | 0 | 0 | 0 | 0 | 0 | 0 | 0 | 0 | 0 | 0 | 0 | 0 | 0 | 0 | 0
F10_Industrial_Primary Metals_Existing_Space Heating_Natural Gas_Insulation - Roof/Ceiling_A_Technical Potential | F10 | Industrial | Primary Metals | Existing | Space Heating | Natural Gas | Insulation - Roof/Ceiling | A | Purchases (Incremental) | Technical Potential | 0 | 0 | 0 | 0 | 0 | 3499.6854 | 6121.0881 | 9465.5397 | 13258.92 | 16888.9427 | 19453.5489 | 20892.7264 | 20850.3052 | 19151.2622 | 16821.3346 | 13720.7587 | 10673.0861 | 7824.7975 | 5428.5005 | 3623.2872 | 2296.1935 | 1392.247 | 939.233 | 0 | 0 | 0 | 0 | 0 | 0 | 0 | 0
F11_Industrial_Primary Metals_Existing_Space Heating_Natural Gas_Insulation - Roof/Ceiling_A_Technical Potential | F11 | Industrial | Primary Metals | Existing | Space Heating | Natural Gas | Insulation - Roof/Ceiling | A | Purchases (Cumulative) | Technical Potential | 0 | 0 | 0 | 0 | 0 | 3499.6854 | 9620.7734 | 19086.3131 | 32345.2331 | 49234.1758 | 68687.7248 | 89580.4512 | 110430.7563 | 129582.0185 | 146403.3531 | 160124.1117 | 170797.1978 | 178621.9953 | 184050.4958 | 187673.7831 | 189969.9766 | 191362.2235 | 192301.4565 | 192301.4565 | 192301.4565 | 192301.4565 | 192301.4565 | 192301.4565 | 192301.4565 | 192301.4565 | 192301.4565
F1_Industrial_Primary Metals_Existing_Space Heating_Natural Gas_Insulation - Wall Cavity_A_Technical Potential | F1 | Industrial | Primary Metals | Existing | Space Heating | Natural Gas | Insulation - Wall Cavity | A | Integrated Unit Energy Savings (kWh or therms) | Technical Potential | 0 | 0 | 0 | 0 | 0 | 0.01779 | 0.017491 | 0.017079 | 0.016573 | 0.015976 | 0.015296 | 0.014594 | 0.013896 | 0.013187 | 0.012581 | 0.012005 | 0.011538 | 0.011134 | 0.010779 | 0.010528 | 0.010297 | 0.010097 | 0.0099306 | 0.0097983 | 0.0096769 | 0.0095875 | 0.0095094 | 0.0094348 | 0 | 0 | 0
F2_Industrial_Primary Metals_Existing_Space Heating_Natural Gas_Insulation - Wall Cavity_A_Technical Potential | F2 | Industrial | Primary Metals | Existing | Space Heating | Natural Gas | Insulation - Wall Cavity | A | Integrated Unit Summer Peak Savings (kW) | Technical Potential | 0 | 0 | 0 | 0 | 0 | 0 | 0 | 0 | 0 | 0 | 0 | 0 | 0 | 0 | 0 | 0 | 0 | 0 | 0 | 0 | 0 | 0 | 0 | 0 | 0 | 0 | 0 | 0 | 0 | 0 | 0
F3_Industrial_Primary Metals_Existing_Space Heating_Natural Gas_Insulation - Wall Cavity_A_Technical Potential | F3 | Industrial | Primary Metals | Existing | Space Heating | Natural Gas | Insulation - Wall Cavity | A | Integrated Unit Winter Peak Savings (kW) | Technical Potential | 0 | 0 | 0 | 0 | 0 | 0 | 0 | 0 | 0 | 0 | 0 | 0 | 0 | 0 | 0 | 0 | 0 | 0 | 0 | 0 | 0 | 0 | 0 | 0 | 0 | 0 | 0 | 0 | 0 | 0 | 0
F4_Industrial_Primary Metals_Existing_Space Heating_Natural Gas_Insulation - Wall Cavity_A_Technical Potential | F4 | Industrial | Primary Metals | Existing | Space Heating | Natural Gas | Insulation - Wall Cavity | A | Incremental Energy Savings (MWh or mTherms) | Technical Potential | 0 | 0 | 0 | 0 | 0 | 0.062258 | 0.10706 | 0.16166 | 0.21973 | 0.26982 | 0.29757 | 0.30491 | 0.28973 | 0.25254 | 0.21163 | 0.16472 | 0.12315 | 0.087121 | 0.058516 | 0.038145 | 0.023645 | 0.014057 | 0.0093271 | 0 | 0 | 0 | 0 | 0 | 0 | 0 | 0
F5_Industrial_Primary Metals_Existing_Space Heating_Natural Gas_Insulation - Wall Cavity_A_Technical Potential | F5 | Industrial | Primary Metals | Existing | Space Heating | Natural Gas | Insulation - Wall Cavity | A | Incremental Summer Peak Savings (MW) | Technical Potential | 0 | 0 | 0 | 0 | 0 | 0 | 0 | 0 | 0 | 0 | 0 | 0 | 0 | 0 | 0 | 0 | 0 | 0 | 0 | 0 | 0 | 0 | 0 | 0 | 0 | 0 | 0 | 0 | 0 | 0 | 0
F6_Industrial_Primary Metals_Existing_Space Heating_Natural Gas_Insulation - Wall Cavity_A_Technical Potential | F6 | Industrial | Primary Metals | Existing | Space Heating | Natural Gas | Insulation - Wall Cavity | A | Incremental Winter Peak Savings (MW) | Technical Potential | 0 | 0 | 0 | 0 | 0 | 0 | 0 | 0 | 0 | 0 | 0 | 0 | 0 | 0 | 0 | 0 | 0 | 0 | 0 | 0 | 0 | 0 | 0 | 0 | 0 | 0 | 0 | 0 | 0 | 0 | 0
F7_Industrial_Primary Metals_Existing_Space Heating_Natural Gas_Insulation - Wall Cavity_A_Technical Potential | F7 | Industrial | Primary Metals | Existing | Space Heating | Natural Gas | Insulation - Wall Cavity | A | Cumulative Energy Savings (MWh or mTherms) | Technical Potential | 0 | 0 | 0 | 0 | 0 | 0.062258 | 0.16828 | 0.32598 | 0.53604 | 0.78657 | 1.0507 | 1.3074 | 1.5345 | 1.7088 | 1.8419 | 1.9223 | 1.9707 | 1.9888 | 1.984 | 1.9758 | 1.9562 | 1.9321 | 1.9097 | 1.8842 | 1.8609 | 1.8437 | 1.8287 | 1.8143 | 0 | 0 | 0
F8_Industrial_Primary Metals_Existing_Space Heating_Natural Gas_Insulation - Wall Cavity_A_Technical Potential | F8 | Industrial | Primary Metals | Existing | Space Heating | Natural Gas | Insulation - Wall Cavity | A | Cumulative Summer Peak Savings (MW) | Technical Potential | 0 | 0 | 0 | 0 | 0 | 0 | 0 | 0 | 0 | 0 | 0 | 0 | 0 | 0 | 0 | 0 | 0 | 0 | 0 | 0 | 0 | 0 | 0 | 0 | 0 | 0 | 0 | 0 | 0 | 0 | 0
F9_Industrial_Primary Metals_Existing_Space Heating_Natural Gas_Insulation - Wall Cavity_A_Technical Potential | F9 | Industrial | Primary Metals | Existing | Space Heating | Natural Gas | Insulation - Wall Cavity | A | Cumulative Winter Peak Savings (MW) | Technical Potential | 0 | 0 | 0 | 0 | 0 | 0 | 0 | 0 | 0 | 0 | 0 | 0 | 0 | 0 | 0 | 0 | 0 | 0 | 0 | 0 | 0 | 0 | 0 | 0 | 0 | 0 | 0 | 0 | 0 | 0 | 0
F10_Industrial_Primary Metals_Existing_Space Heating_Natural Gas_Insulation - Wall Cavity_A_Technical Potential | F10 | Industrial | Primary Metals | Existing | Space Heating | Natural Gas | Insulation - Wall Cavity | A | Purchases (Incremental) | Technical Potential | 0 | 0 | 0 | 0 | 0 | 3499.6854 | 6121.0881 | 9465.5397 | 13258.92 | 16888.9427 | 19453.5489 | 20892.7264 | 20850.3052 | 19151.2622 | 16821.3346 | 13720.7587 | 10673.0861 | 7824.7975 | 5428.5005 | 3623.2872 | 2296.1935 | 1392.247 | 939.233 | 0 | 0 | 0 | 0 | 0 | 0 | 0 | 0
F11_Industrial_Primary Metals_Existing_Space Heating_Natural Gas_Insulation - Wall Cavity_A_Technical Potential | F11 | Industrial | Primary Metals | Existing | Space Heating | Natural Gas | Insulation - Wall Cavity | A | Purchases (Cumulative) | Technical Potential | 0 | 0 | 0 | 0 | 0 | 3499.6854 | 9620.7734 | 19086.3131 | 32345.2331 | 49234.1758 | 68687.7248 | 89580.4512 | 110430.7563 | 129582.0185 | 146403.3531 | 160124.1117 | 170797.1978 | 178621.9953 | 184050.4958 | 187673.7831 | 189969.9766 | 191362.2235 | 192301.4565 | 192301.4565 | 192301.4565 | 192301.4565 | 192301.4565 | 192301.4565 | 192301.4565 | 192301.4565 | 192301.4565
F1_Industrial_Primary Metals_Existing_Space Heating_Natural Gas_Insulation - Ducting_A_Technical Potential | F1 | Industrial | Primary Metals | Existing | Space Heating | Natural Gas | Insulation - Ducting | A | Integrated Unit Energy Savings (kWh or therms) | Technical Potential | 0 | 0 | 0 | 0 | 0 | 0.001616 | 0.0015797 | 0.0015302 | 0.0014718 | 0.0014055 | 0.0013322 | 0.0012582 | 0.0011866 | 0.0011158 | 0.0010566 | 0.0010017 | 0.00095795 | 0.00092023 | 0.0008873 | 0.00086362 | 0.0008418 | 0.00082284 | 0.00080619 | 0.00079259 | 0.00077997 | 0.00077026 | 0.00076159 | 0.00075335 | 0.00131 | 0.0013019 | 0.0012943
F2_Industrial_Primary Metals_Existing_Space Heating_Natural Gas_Insulation - Ducting_A_Technical Potential | F2 | Industrial | Primary Metals | Existing | Space Heating | Natural Gas | Insulation - Ducting | A | Integrated Unit Summer Peak Savings (kW) | Technical Potential | 0 | 0 | 0 | 0 | 0 | 0 | 0 | 0 | 0 | 0 | 0 | 0 | 0 | 0 | 0 | 0 | 0 | 0 | 0 | 0 | 0 | 0 | 0 | 0 | 0 | 0 | 0 | 0 | 0 | 0 | 0
F3_Industrial_Primary Metals_Existing_Space Heating_Natural Gas_Insulation - Ducting_A_Technical Potential | F3 | Industrial | Primary Metals | Existing | Space Heating | Natural Gas | Insulation - Ducting | A | Integrated Unit Winter Peak Savings (kW) | Technical Potential | 0 | 0 | 0 | 0 | 0 | 0 | 0 | 0 | 0 | 0 | 0 | 0 | 0 | 0 | 0 | 0 | 0 | 0 | 0 | 0 | 0 | 0 | 0 | 0 | 0 | 0 | 0 | 0 | 0 | 0 | 0
F4_Industrial_Primary Metals_Existing_Space Heating_Natural Gas_Insulation - Ducting_A_Technical Potential | F4 | Industrial | Primary Metals | Existing | Space Heating | Natural Gas | Insulation - Ducting | A | Incremental Energy Savings (MWh or mTherms) | Technical Potential | 0 | 0 | 0 | 0 | 0 | 0.00071407 | 0.0008566 | 0.0010094 | 0.0011277 | 0.0012293 | 0.0013449 | 0.0013897 | 0.0013361 | 0.0011653 | 0.00095211 | 0.0006918 | 0.00043792 | 0.00024303 | 0.00011182 | 4.6101e-05 | 1.6273e-05 | 4.9492e-06 | 1.053e-06 | 1.6959e-07 | 1.9969e-08 | 0 | 0 | 0 | 0 | 0 | 0
F5_Industrial_Primary Metals_Existing_Space Heating_Natural Gas_Insulation - Ducting_A_Technical Potential | F5 | Industrial | Primary Metals | Existing | Space Heating | Natural Gas | Insulation - Ducting | A | Incremental Summer Peak Savings (MW) | Technical Potential | 0 | 0 | 0 | 0 | 0 | 0 | 0 | 0 | 0 | 0 | 0 | 0 | 0 | 0 | 0 | 0 | 0 | 0 | 0 | 0 | 0 | 0 | 0 | 0 | 0 | 0 | 0 | 0 | 0 | 0 | 0
F6_Industrial_Primary Metals_Existing_Space Heating_Natural Gas_Insulation - Ducting_A_Technical Potential | F6 | Industrial | Primary Metals | Existing | Space Heating | Natural Gas | Insulation - Ducting | A | Incremental Winter Peak Savings (MW) | Technical Potential | 0 | 0 | 0 | 0 | 0 | 0 | 0 | 0 | 0 | 0 | 0 | 0 | 0 | 0 | 0 | 0 | 0 | 0 | 0 | 0 | 0 | 0 | 0 | 0 | 0 | 0 | 0 | 0 | 0 | 0 | 0
F7_Industrial_Primary Metals_Existing_Space Heating_Natural Gas_Insulation - Ducting_A_Technical Potential | F7 | Industrial | Primary Metals | Existing | Space Heating | Natural Gas | Insulation - Ducting | A | Cumulative Energy Savings (MWh or mTherms) | Technical Potential | 0 | 0 | 0 | 0 | 0 | 0.00071407 | 0.0015546 | 0.0025153 | 0.003547 | 0.0046164 | 0.0057205 | 0.0067926 | 0.0077419 | 0.0084458 | 0.0089497 | 0.009176 | 0.0092133 | 0.0090936 | 0.00888 | 0.0086891 | 0.0084858 | 0.0082997 | 0.0081328 | 0.0079957 | 0.0078684 | 0.0077705 | 0.0076831 | 0.0075999 | 0 | 0 | 0
F8_Industrial_Primary Metals_Existing_Space Heating_Natural Gas_Insulation - Ducting_A_Technical Potential | F8 | Industrial | Primary Metals | Existing | Space Heating | Natural Gas | Insulation - Ducting | A | Cumulative Summer Peak Savings (MW) | Technical Potential | 0 | 0 | 0 | 0 | 0 | 0 | 0 | 0 | 0 | 0 | 0 | 0 | 0 | 0 | 0 | 0 | 0 | 0 | 0 | 0 | 0 | 0 | 0 | 0 | 0 | 0 | 0 | 0 | 0 | 0 | 0
F9_Industrial_Primary Metals_Existing_Space Heating_Natural Gas_Insulation - Ducting_A_Technical Potential | F9 | Industrial | Primary Metals | Existing | Space Heating | Natural Gas | Insulation - Ducting | A | Cumulative Winter Peak Savings (MW) | Technical Potential | 0 | 0 | 0 | 0 | 0 | 0 | 0 | 0 | 0 | 0 | 0 | 0 | 0 | 0 | 0 | 0 | 0 | 0 | 0 | 0 | 0 | 0 | 0 | 0 | 0 | 0 | 0 | 0 | 0 | 0 | 0
F10_Industrial_Primary Metals_Existing_Space Heating_Natural Gas_Insulation - Ducting_A_Technical Potential | F10 | Industrial | Primary Metals | Existing | Space Heating | Natural Gas | Insulation - Ducting | A | Purchases (Incremental) | Technical Potential | 0 | 0 | 0 | 0 | 0 | 441.8772 | 542.257 | 659.6506 | 766.1644 | 874.6301 | 1009.5624 | 1104.4792 | 1126.0126 | 1044.2813 | 901.0755 | 690.6407 | 457.14 | 264.1002 | 126.0251 | 53.3815 | 19.3312 | 6.0147 | 1.3062 | 0.21397 | 0.025602 | 0 | 0 | 0 | 0 | 0 | 0
F11_Industrial_Primary Metals_Existing_Space Heating_Natural Gas_Insulation - Ducting_A_Technical Potential | F11 | Industrial | Primary Metals | Existing | Space Heating | Natural Gas | Insulation - Ducting | A | Purchases (Cumulative) | Technical Potential | 0 | 0 | 0 | 0 | 0 | 441.8772 | 984.1342 | 1643.7847 | 2409.9491 | 3284.5792 | 4294.1416 | 5398.6208 | 6524.6334 | 7568.9147 | 8469.9902 | 9160.6309 | 9617.7709 | 9881.8711 | 10007.8961 | 10061.2776 | 10080.6088 | 10086.6235 | 10087.9296 | 10088.1436 | 10088.1692 | 10088.1692 | 10088.1692 | 10088.1692 | 10088.1692 | 10088.1692 | 10088.1692
F1_Industrial_Primary Metals_Existing_Space Heating_Natural Gas_HVAC - Duct Repair and Sealing_A_Technical Potential | F1 | Industrial | Primary Metals | Existing | Space Heating | Natural Gas | HVAC - Duct Repair and Sealing | A | Integrated Unit Energy Savings (kWh or therms) | Technical Potential | 0 | 0 | 0 | 0 | 0 | 0.0038084 | 0.0037291 | 0.0036212 | 0.0034948 | 0.0033512 | 0.0031925 | 0.0030314 | 0.0028741 | 0.0027175 | 0.0025843 | 0.0024599 | 0.0023594 | 0.0022721 | 0.0021954 | 0.0021392 | 0.0020873 | 0.002042 | 0.0020021 | 0.0019692 | 0.0019386 | 0.0019148 | 0.0018936 | 0.0018733 | 0.0030839 | 0.0030649 | 0.0030471
F2_Industrial_Primary Metals_Existing_Space Heating_Natural Gas_HVAC - Duct Repair and Sealing_A_Technical Potential | F2 | Industrial | Primary Metals | Existing | Space Heating | Natural Gas | HVAC - Duct Repair and Sealing | A | Integrated Unit Summer Peak Savings (kW) | Technical Potential | 0 | 0 | 0 | 0 | 0 | 0 | 0 | 0 | 0 | 0 | 0 | 0 | 0 | 0 | 0 | 0 | 0 | 0 | 0 | 0 | 0 | 0 | 0 | 0 | 0 | 0 | 0 | 0 | 0 | 0 | 0
F3_Industrial_Primary Metals_Existing_Space Heating_Natural Gas_HVAC - Duct Repair and Sealing_A_Technical Potential | F3 | Industrial | Primary Metals | Existing | Space Heating | Natural Gas | HVAC - Duct Repair and Sealing | A | Integrated Unit Winter Peak Savings (kW) | Technical Potential | 0 | 0 | 0 | 0 | 0 | 0 | 0 | 0 | 0 | 0 | 0 | 0 | 0 | 0 | 0 | 0 | 0 | 0 | 0 | 0 | 0 | 0 | 0 | 0 | 0 | 0 | 0 | 0 | 0 | 0 | 0
F4_Industrial_Primary Metals_Existing_Space Heating_Natural Gas_HVAC - Duct Repair and Sealing_A_Technical Potential | F4 | Industrial | Primary Metals | Existing | Space Heating | Natural Gas | HVAC - Duct Repair and Sealing | A | Incremental Energy Savings (MWh or mTherms) | Technical Potential | 0 | 0 | 0 | 0 | 0 | 0.0034244 | 0.0033512 | 0.0032351 | 0.0031238 | 0.002998 | 0.0028198 | 0.0026701 | 0.0025264 | 0.0023509 | 0.0022442 | 0.0021158 | 0.0020296 | 0.0019447 | 0.0018622 | 0.0018167 | 0.0017654 | 0.0017203 | 0.0016805 | 0.0016473 | 0.0016166 | 0 | 0 | 0 | 0 | 0 | 0
F5_Industrial_Primary Metals_Existing_Space Heating_Natural Gas_HVAC - Duct Repair and Sealing_A_Technical Potential | F5 | Industrial | Primary Metals | Existing | Space Heating | Natural Gas | HVAC - Duct Repair and Sealing | A | Incremental Summer Peak Savings (MW) | Technical Potential | 0 | 0 | 0 | 0 | 0 | 0 | 0 | 0 | 0 | 0 | 0 | 0 | 0 | 0 | 0 | 0 | 0 | 0 | 0 | 0 | 0 | 0 | 0 | 0 | 0 | 0 | 0 | 0 | 0 | 0 | 0
F6_Industrial_Primary Metals_Existing_Space Heating_Natural Gas_HVAC - Duct Repair and Sealing_A_Technical Potential | F6 | Industrial | Primary Metals | Existing | Space Heating | Natural Gas | HVAC - Duct Repair and Sealing | A | Incremental Winter Peak Savings (MW) | Technical Potential | 0 | 0 | 0 | 0 | 0 | 0 | 0 | 0 | 0 | 0 | 0 | 0 | 0 | 0 | 0 | 0 | 0 | 0 | 0 | 0 | 0 | 0 | 0 | 0 | 0 | 0 | 0 | 0 | 0 | 0 | 0
F7_Industrial_Primary Metals_Existing_Space Heating_Natural Gas_HVAC - Duct Repair and Sealing_A_Technical Potential | F7 | Industrial | Primary Metals | Existing | Space Heating | Natural Gas | HVAC - Duct Repair and Sealing | A | Cumulative Energy Savings (MWh or mTherms) | Technical Potential | 0 | 0 | 0 | 0 | 0 | 0.0034244 | 0.0067043 | 0.0097456 | 0.012529 | 0.015012 | 0.017121 | 0.018927 | 0.020471 | 0.021707 | 0.022888 | 0.023901 | 0.024954 | 0.025976 | 0.026961 | 0.028087 | 0.029172 | 0.030259 | 0.031348 | 0.03248 | 0.033593 | 0.03318 | 0.032811 | 0.03246 | 0 | 0 | 0
F8_Industrial_Primary Metals_Existing_Space Heating_Natural Gas_HVAC - Duct Repair and Sealing_A_Technical Potential | F8 | Industrial | Primary Metals | Existing | Space Heating | Natural Gas | HVAC - Duct Repair and Sealing | A | Cumulative Summer Peak Savings (MW) | Technical Potential | 0 | 0 | 0 | 0 | 0 | 0 | 0 | 0 | 0 | 0 | 0 | 0 | 0 | 0 | 0 | 0 | 0 | 0 | 0 | 0 | 0 | 0 | 0 | 0 | 0 | 0 | 0 | 0 | 0 | 0 | 0
F9_Industrial_Primary Metals_Existing_Space Heating_Natural Gas_HVAC - Duct Repair and Sealing_A_Technical Potential | F9 | Industrial | Primary Metals | Existing | Space Heating | Natural Gas | HVAC - Duct Repair and Sealing | A | Cumulative Winter Peak Savings (MW) | Technical Potential | 0 | 0 | 0 | 0 | 0 | 0 | 0 | 0 | 0 | 0 | 0 | 0 | 0 | 0 | 0 | 0 | 0 | 0 | 0 | 0 | 0 | 0 | 0 | 0 | 0 | 0 | 0 | 0 | 0 | 0 | 0
F10_Industrial_Primary Metals_Existing_Space Heating_Natural Gas_HVAC - Duct Repair and Sealing_A_Technical Potential | F10 | Industrial | Primary Metals | Existing | Space Heating | Natural Gas | HVAC - Duct Repair and Sealing | A | Purchases (Incremental) | Technical Potential | 0 | 0 | 0 | 0 | 0 | 899.1687 | 898.6752 | 893.3754 | 893.8584 | 894.5975 | 883.2371 | 880.8235 | 879.035 | 865.0763 | 868.3791 | 860.098 | 860.2096 | 855.8802 | 848.2458 | 849.2506 | 845.7387 | 842.4493 | 839.3798 | 836.5273 | 833.8893 | 0 | 0 | 0 | 0 | 0 | 0
F11_Industrial_Primary Metals_Existing_Space Heating_Natural Gas_HVAC - Duct Repair and Sealing_A_Technical Potential | F11 | Industrial | Primary Metals | Existing | Space Heating | Natural Gas | HVAC - Duct Repair and Sealing | A | Purchases (Cumulative) | Technical Potential | 0 | 0 | 0 | 0 | 0 | 899.1687 | 1797.844 | 2691.2194 | 3585.0779 | 4479.6754 | 5362.9125 | 6243.736 | 7122.771 | 7987.8472 | 8856.2264 | 9716.3244 | 10576.534 | 11432.4142 | 12280.66 | 13129.9105 | 13975.6492 | 14818.0986 | 15657.4783 | 16494.0056 | 17327.8949 | 17327.8949 | 17327.8949 | 17327.8949 | 17327.8949 | 17327.8949 | 17327.8949
F1_Industrial_Primary Metals_Existing_Space Heating_Natural Gas_Windows - High Efficiency_A_Technical Potential | F1 | Industrial | Primary Metals | Existing | Space Heating | Natural Gas | Windows - High Efficiency | A | Integrated Unit Energy Savings (kWh or therms) | Technical Potential | 0 | 0 | 0 | 0 | 0 | 0.0056315 | 0.0055197 | 0.0053683 | 0.005184 | 0.0049692 | 0.0047262 | 0.0044787 | 0.0042352 | 0.0039906 | 0.0037856 | 0.0035918 | 0.0034369 | 0.0033031 | 0.003186 | 0.0031036 | 0.0030277 | 0.0029616 | 0.0029063 | 0.0028618 | 0.0028207 | 0.0027939 | 0.0027705 | 0.0027482 | 0 | 0 | 0
F2_Industrial_Primary Metals_Existing_Space Heating_Natural Gas_Windows - High Efficiency_A_Technical Potential | F2 | Industrial | Primary Metals | Existing | Space Heating | Natural Gas | Windows - High Efficiency | A | Integrated Unit Summer Peak Savings (kW) | Technical Potential | 0 | 0 | 0 | 0 | 0 | 0 | 0 | 0 | 0 | 0 | 0 | 0 | 0 | 0 | 0 | 0 | 0 | 0 | 0 | 0 | 0 | 0 | 0 | 0 | 0 | 0 | 0 | 0 | 0 | 0 | 0
F3_Industrial_Primary Metals_Existing_Space Heating_Natural Gas_Windows - High Efficiency_A_Technical Potential | F3 | Industrial | Primary Metals | Existing | Space Heating | Natural Gas | Windows - High Efficiency | A | Integrated Unit Winter Peak Savings (kW) | Technical Potential | 0 | 0 | 0 | 0 | 0 | 0 | 0 | 0 | 0 | 0 | 0 | 0 | 0 | 0 | 0 | 0 | 0 | 0 | 0 | 0 | 0 | 0 | 0 | 0 | 0 | 0 | 0 | 0 | 0 | 0 | 0
F4_Industrial_Primary Metals_Existing_Space Heating_Natural Gas_Windows - High Efficiency_A_Technical Potential | F4 | Industrial | Primary Metals | Existing | Space Heating | Natural Gas | Windows - High Efficiency | A | Incremental Energy Savings (MWh or mTherms) | Technical Potential | 0 | 0 | 0 | 0 | 0 | 0.0039958 | 0.0078243 | 0.013432 | 0.02111 | 0.03074 | 0.041342 | 0.053144 | 0.065016 | 0.074567 | 0.083735 | 0.088284 | 0.08988 | 0.086305 | 0.077773 | 0.066689 | 0.053581 | 0.039923 | 0.027024 | 0.016943 | 0.010857 | 0 | 0 | 0 | 0 | 0 | 0
F5_Industrial_Primary Metals_Existing_Space Heating_Natural Gas_Windows - High Efficiency_A_Technical Potential | F5 | Industrial | Primary Metals | Existing | Space Heating | Natural Gas | Windows - High Efficiency | A | Incremental Summer Peak Savings (MW) | Technical Potential | 0 | 0 | 0 | 0 | 0 | 0 | 0 | 0 | 0 | 0 | 0 | 0 | 0 | 0 | 0 | 0 | 0 | 0 | 0 | 0 | 0 | 0 | 0 | 0 | 0 | 0 | 0 | 0 | 0 | 0 | 0
F6_Industrial_Primary Metals_Existing_Space Heating_Natural Gas_Windows - High Efficiency_A_Technical Potential | F6 | Industrial | Primary Metals | Existing | Space Heating | Natural Gas | Windows - High Efficiency | A | Incremental Winter Peak Savings (MW) | Technical Potential | 0 | 0 | 0 | 0 | 0 | 0 | 0 | 0 | 0 | 0 | 0 | 0 | 0 | 0 | 0 | 0 | 0 | 0 | 0 | 0 | 0 | 0 | 0 | 0 | 0 | 0 | 0 | 0 | 0 | 0 | 0
F7_Industrial_Primary Metals_Existing_Space Heating_Natural Gas_Windows - High Efficiency_A_Technical Potential | F7 | Industrial | Primary Metals | Existing | Space Heating | Natural Gas | Windows - High Efficiency | A | Cumulative Energy Savings (MWh or mTherms) | Technical Potential | 0 | 0 | 0 | 0 | 0 | 0.0039958 | 0.011741 | 0.024851 | 0.045107 | 0.073978 | 0.1117 | 0.159 | 0.21537 | 0.2775 | 0.34698 | 0.41749 | 0.48938 | 0.55663 | 0.61467 | 0.66546 | 0.70277 | 0.72734 | 0.74078 | 0.74639 | 0.74652 | 0.73944 | 0.73324 | 0.72734 | 0 | 0 | 0
F8_Industrial_Primary Metals_Existing_Space Heating_Natural Gas_Windows - High Efficiency_A_Technical Potential | F8 | Industrial | Primary Metals | Existing | Space Heating | Natural Gas | Windows - High Efficiency | A | Cumulative Summer Peak Savings (MW) | Technical Potential | 0 | 0 | 0 | 0 | 0 | 0 | 0 | 0 | 0 | 0 | 0 | 0 | 0 | 0 | 0 | 0 | 0 | 0 | 0 | 0 | 0 | 0 | 0 | 0 | 0 | 0 | 0 | 0 | 0 | 0 | 0
F9_Industrial_Primary Metals_Existing_Space Heating_Natural Gas_Windows - High Efficiency_A_Technical Potential | F9 | Industrial | Primary Metals | Existing | Space Heating | Natural Gas | Windows - High Efficiency | A | Cumulative Winter Peak Savings (MW) | Technical Potential | 0 | 0 | 0 | 0 | 0 | 0 | 0 | 0 | 0 | 0 | 0 | 0 | 0 | 0 | 0 | 0 | 0 | 0 | 0 | 0 | 0 | 0 | 0 | 0 | 0 | 0 | 0 | 0 | 0 | 0 | 0
F10_Industrial_Primary Metals_Existing_Space Heating_Natural Gas_Windows - High Efficiency_A_Technical Potential | F10 | Industrial | Primary Metals | Existing | Space Heating | Natural Gas | Windows - High Efficiency | A | Purchases (Incremental) | Technical Potential | 0 | 0 | 0 | 0 | 0 | 709.5353 | 1417.5361 | 2502.0565 | 4072.1382 | 6186.0479 | 8747.2327 | 11866.1237 | 15351.5483 | 18685.709 | 22119.0197 | 24579.4487 | 26151.299 | 26128.3071 | 24410.6348 | 21487.8309 | 17696.7147 | 13480.1484 | 9298.4064 | 5920.4603 | 3848.9938 | 0 | 0 | 0 | 0 | 0 | 0
F11_Industrial_Primary Metals_Existing_Space Heating_Natural Gas_Windows - High Efficiency_A_Technical Potential | F11 | Industrial | Primary Metals | Existing | Space Heating | Natural Gas | Windows - High Efficiency | A | Purchases (Cumulative) | Technical Potential | 0 | 0 | 0 | 0 | 0 | 709.5353 | 2127.0714 | 4629.1279 | 8701.266 | 14887.3139 | 23634.5466 | 35500.6703 | 50852.2186 | 69537.9276 | 91656.9472 | 116236.3959 | 142387.6949 | 168516.002 | 192926.6368 | 214414.4677 | 232111.1824 | 245591.3308 | 254889.7372 | 260810.1975 | 264659.1913 | 264659.1913 | 264659.1913 | 264659.1913 | 264659.1913 | 264659.1913 | 264659.1913
F1_Industrial_Primary Metals_Existing_Space Heating_Natural Gas_Gas Boiler - Maintenance_A_Technical Potential | F1 | Industrial | Primary Metals | Existing | Space Heating | Natural Gas | Gas Boiler - Maintenance | A | Integrated Unit Energy Savings (kWh or therms) | Technical Potential | 0 | 0 | 0 | 0 | 0 | 28.7757 | 28.5281 | 28.2588 | 27.978 | 27.6871 | 27.3901 | 27.0897 | 26.7849 | 26.4659 | 26.1286 | 25.8002 | 25.4766 | 25.178 | 24.8889 | 24.6203 | 24.3637 | 24.1 | 23.8585 | 23.6287 | 23.4014 | 23.1907 | 23.008 | 22.8344 | 24.8946 | 24.7923 | 24.699
F2_Industrial_Primary Metals_Existing_Space Heating_Natural Gas_Gas Boiler - Maintenance_A_Technical Potential | F2 | Industrial | Primary Metals | Existing | Space Heating | Natural Gas | Gas Boiler - Maintenance | A | Integrated Unit Summer Peak Savings (kW) | Technical Potential | 0 | 0 | 0 | 0 | 0 | 0 | 0 | 0 | 0 | 0 | 0 | 0 | 0 | 0 | 0 | 0 | 0 | 0 | 0 | 0 | 0 | 0 | 0 | 0 | 0 | 0 | 0 | 0 | 0 | 0 | 0
F3_Industrial_Primary Metals_Existing_Space Heating_Natural Gas_Gas Boiler - Maintenance_A_Technical Potential | F3 | Industrial | Primary Metals | Existing | Space Heating | Natural Gas | Gas Boiler - Maintenance | A | Integrated Unit Winter Peak Savings (kW) | Technical Potential | 0 | 0 | 0 | 0 | 0 | 0 | 0 | 0 | 0 | 0 | 0 | 0 | 0 | 0 | 0 | 0 | 0 | 0 | 0 | 0 | 0 | 0 | 0 | 0 | 0 | 0 | 0 | 0 | 0 | 0 | 0
F4_Industrial_Primary Metals_Existing_Space Heating_Natural Gas_Gas Boiler - Maintenance_A_Technical Potential | F4 | Industrial | Primary Metals | Existing | Space Heating | Natural Gas | Gas Boiler - Maintenance | A | Incremental Energy Savings (MWh or mTherms) | Technical Potential | 0 | 0 | 0 | 0 | 0 | 0.0038192 | 0.0026525 | 0.0018082 | 0.001395 | 0.0012105 | 0.0010231 | 0.00086448 | 0.00072472 | 0.00059458 | 0.0004942 | 0.00040331 | 0.0003102 | 0.00023755 | 0.00018125 | 0.0001398 | 0.0001265 | 9.7549e-05 | 8.2855e-05 | 6.8588e-05 | 5.4692e-05 | 0 | 0 | 0 | 0 | 0 | 0
F5_Industrial_Primary Metals_Existing_Space Heating_Natural Gas_Gas Boiler - Maintenance_A_Technical Potential | F5 | Industrial | Primary Metals | Existing | Space Heating | Natural Gas | Gas Boiler - Maintenance | A | Incremental Summer Peak Savings (MW) | Technical Potential | 0 | 0 | 0 | 0 | 0 | 0 | 0 | 0 | 0 | 0 | 0 | 0 | 0 | 0 | 0 | 0 | 0 | 0 | 0 | 0 | 0 | 0 | 0 | 0 | 0 | 0 | 0 | 0 | 0 | 0 | 0
F6_Industrial_Primary Metals_Existing_Space Heating_Natural Gas_Gas Boiler - Maintenance_A_Technical Potential | F6 | Industrial | Primary Metals | Existing | Space Heating | Natural Gas | Gas Boiler - Maintenance | A | Incremental Winter Peak Savings (MW) | Technical Potential | 0 | 0 | 0 | 0 | 0 | 0 | 0 | 0 | 0 | 0 | 0 | 0 | 0 | 0 | 0 | 0 | 0 | 0 | 0 | 0 | 0 | 0 | 0 | 0 | 0 | 0 | 0 | 0 | 0 | 0 | 0
F7_Industrial_Primary Metals_Existing_Space Heating_Natural Gas_Gas Boiler - Maintenance_A_Technical Potential | F7 | Industrial | Primary Metals | Existing | Space Heating | Natural Gas | Gas Boiler - Maintenance | A | Cumulative Energy Savings (MWh or mTherms) | Technical Potential | 0 | 0 | 0 | 0 | 0 | 0.0038192 | 0.0064389 | 0.0081863 | 0.0094999 | 0.010612 | 0.011521 | 0.012259 | 0.012846 | 0.013287 | 0.013612 | 0.013844 | 0.013981 | 0.014055 | 0.014075 | 0.014062 | 0.014042 | 0.013988 | 0.013931 | 0.013865 | 0.013786 | 0.013662 | 0.013555 | 0.013452 | 0 | 0 | 0
F8_Industrial_Primary Metals_Existing_Space Heating_Natural Gas_Gas Boiler - Maintenance_A_Technical Potential | F8 | Industrial | Primary Metals | Existing | Space Heating | Natural Gas | Gas Boiler - Maintenance | A | Cumulative Summer Peak Savings (MW) | Technical Potential | 0 | 0 | 0 | 0 | 0 | 0 | 0 | 0 | 0 | 0 | 0 | 0 | 0 | 0 | 0 | 0 | 0 | 0 | 0 | 0 | 0 | 0 | 0 | 0 | 0 | 0 | 0 | 0 | 0 | 0 | 0
F9_Industrial_Primary Metals_Existing_Space Heating_Natural Gas_Gas Boiler - Maintenance_A_Technical Potential | F9 | Industrial | Primary Metals | Existing | Space Heating | Natural Gas | Gas Boiler - Maintenance | A | Cumulative Winter Peak Savings (MW) | Technical Potential | 0 | 0 | 0 | 0 | 0 | 0 | 0 | 0 | 0 | 0 | 0 | 0 | 0 | 0 | 0 | 0 | 0 | 0 | 0 | 0 | 0 | 0 | 0 | 0 | 0 | 0 | 0 | 0 | 0 | 0 | 0
F10_Industrial_Primary Metals_Existing_Space Heating_Natural Gas_Gas Boiler - Maintenance_A_Technical Potential | F10 | Industrial | Primary Metals | Existing | Space Heating | Natural Gas | Gas Boiler - Maintenance | A | Purchases (Incremental) | Technical Potential | 0 | 0 | 0 | 0 | 0 | 0.13272 | 0.092978 | 0.063986 | 0.04986 | 0.043721 | 0.037353 | 0.031912 | 0.027057 | 0.022466 | 0.018914 | 0.015632 | 0.012176 | 0.0094348 | 0.0072823 | 0.0056782 | 0.0051922 | 0.0040477 | 0.0034728 | 0.0029028 | 0.0023371 | 0 | 0 | 0 | 0 | 0 | 0
F11_Industrial_Primary Metals_Existing_Space Heating_Natural Gas_Gas Boiler - Maintenance_A_Technical Potential | F11 | Industrial | Primary Metals | Existing | Space Heating | Natural Gas | Gas Boiler - Maintenance | A | Purchases (Cumulative) | Technical Potential | 0 | 0 | 0 | 0 | 0 | 0.13272 | 0.2257 | 0.28969 | 0.33955 | 0.38327 | 0.42062 | 0.45253 | 0.47959 | 0.50206 | 0.52097 | 0.5366 | 0.54878 | 0.55821 | 0.5655 | 0.57117 | 0.57637 | 0.58041 | 0.58389 | 0.58679 | 0.58913 | 0.58913 | 0.58913 | 0.58913 | 0.58913 | 0.58913 | 0.58913
F1_Industrial_Primary Metals_Existing_Process_Natural Gas_Gas Boiler - Maintenance_A_Technical Potential | F1 | Industrial | Primary Metals | Existing | Process | Natural Gas | Gas Boiler - Maintenance | A | Integrated Unit Energy Savings (kWh or therms) | Technical Potential | 0 | 0 | 0 | 0 | 0 | 28.0317 | 28.0317 | 28.0317 | 28.0317 | 28.0317 | 28.0317 | 28.0317 | 28.0317 | 28.0317 | 28.0317 | 28.0317 | 28.0317 | 28.0317 | 28.0317 | 28.0317 | 28.0317 | 28.0317 | 28.0317 | 28.0317 | 28.0317 | 28.0317 | 28.0317 | 28.0317 | 28.0317 | 28.0317 | 28.0317
F2_Industrial_Primary Metals_Existing_Process_Natural Gas_Gas Boiler - Maintenance_A_Technical Potential | F2 | Industrial | Primary Metals | Existing | Process | Natural Gas | Gas Boiler - Maintenance | A | Integrated Unit Summer Peak Savings (kW) | Technical Potential | 0 | 0 | 0 | 0 | 0 | 0 | 0 | 0 | 0 | 0 | 0 | 0 | 0 | 0 | 0 | 0 | 0 | 0 | 0 | 0 | 0 | 0 | 0 | 0 | 0 | 0 | 0 | 0 | 0 | 0 | 0
F3_Industrial_Primary Metals_Existing_Process_Natural Gas_Gas Boiler - Maintenance_A_Technical Potential | F3 | Industrial | Primary Metals | Existing | Process | Natural Gas | Gas Boiler - Maintenance | A | Integrated Unit Winter Peak Savings (kW) | Technical Potential | 0 | 0 | 0 | 0 | 0 | 0 | 0 | 0 | 0 | 0 | 0 | 0 | 0 | 0 | 0 | 0 | 0 | 0 | 0 | 0 | 0 | 0 | 0 | 0 | 0 | 0 | 0 | 0 | 0 | 0 | 0
F4_Industrial_Primary Metals_Existing_Process_Natural Gas_Gas Boiler - Maintenance_A_Technical Potential | F4 | Industrial | Primary Metals | Existing | Process | Natural Gas | Gas Boiler - Maintenance | A | Incremental Energy Savings (MWh or mTherms) | Technical Potential | 0 | 0 | 0 | 0 | 0 | 0.13475 | 0.0944 | 0.064964 | 0.050622 | 0.044389 | 0.037924 | 0.0324 | 0.027471 | 0.022809 | 0.019203 | 0.015871 | 0.012362 | 0.009579 | 0.0073936 | 0.005765 | 0.0052716 | 0.0041095 | 0.0035259 | 0.0029471 | 0.0023729 | 0 | 0 | 0 | 0 | 0 | 0
F5_Industrial_Primary Metals_Existing_Process_Natural Gas_Gas Boiler - Maintenance_A_Technical Potential | F5 | Industrial | Primary Metals | Existing | Process | Natural Gas | Gas Boiler - Maintenance | A | Incremental Summer Peak Savings (MW) | Technical Potential | 0 | 0 | 0 | 0 | 0 | 0 | 0 | 0 | 0 | 0 | 0 | 0 | 0 | 0 | 0 | 0 | 0 | 0 | 0 | 0 | 0 | 0 | 0 | 0 | 0 | 0 | 0 | 0 | 0 | 0 | 0
F6_Industrial_Primary Metals_Existing_Process_Natural Gas_Gas Boiler - Maintenance_A_Technical Potential | F6 | Industrial | Primary Metals | Existing | Process | Natural Gas | Gas Boiler - Maintenance | A | Incremental Winter Peak Savings (MW) | Technical Potential | 0 | 0 | 0 | 0 | 0 | 0 | 0 | 0 | 0 | 0 | 0 | 0 | 0 | 0 | 0 | 0 | 0 | 0 | 0 | 0 | 0 | 0 | 0 | 0 | 0 | 0 | 0 | 0 | 0 | 0 | 0
F7_Industrial_Primary Metals_Existing_Process_Natural Gas_Gas Boiler - Maintenance_A_Technical Potential | F7 | Industrial | Primary Metals | Existing | Process | Natural Gas | Gas Boiler - Maintenance | A | Cumulative Energy Savings (MWh or mTherms) | Technical Potential | 0 | 0 | 0 | 0 | 0 | 0.13475 | 0.22915 | 0.29412 | 0.34474 | 0.38913 | 0.42705 | 0.45945 | 0.48692 | 0.50973 | 0.52893 | 0.54481 | 0.55717 | 0.56675 | 0.57414 | 0.57991 | 0.58518 | 0.58929 | 0.59281 | 0.59576 | 0.59813 | 0.59813 | 0.59813 | 0.59813 | 0 | 0 | 0
F8_Industrial_Primary Metals_Existing_Process_Natural Gas_Gas Boiler - Maintenance_A_Technical Potential | F8 | Industrial | Primary Metals | Existing | Process | Natural Gas | Gas Boiler - Maintenance | A | Cumulative Summer Peak Savings (MW) | Technical Potential | 0 | 0 | 0 | 0 | 0 | 0 | 0 | 0 | 0 | 0 | 0 | 0 | 0 | 0 | 0 | 0 | 0 | 0 | 0 | 0 | 0 | 0 | 0 | 0 | 0 | 0 | 0 | 0 | 0 | 0 | 0
F9_Industrial_Primary Metals_Existing_Process_Natural Gas_Gas Boiler - Maintenance_A_Technical Potential | F9 | Industrial | Primary Metals | Existing | Process | Natural Gas | Gas Boiler - Maintenance | A | Cumulative Winter Peak Savings (MW) | Technical Potential | 0 | 0 | 0 | 0 | 0 | 0 | 0 | 0 | 0 | 0 | 0 | 0 | 0 | 0 | 0 | 0 | 0 | 0 | 0 | 0 | 0 | 0 | 0 | 0 | 0 | 0 | 0 | 0 | 0 | 0 | 0
F10_Industrial_Primary Metals_Existing_Process_Natural Gas_Gas Boiler - Maintenance_A_Technical Potential | F10 | Industrial | Primary Metals | Existing | Process | Natural Gas | Gas Boiler - Maintenance | A | Purchases (Incremental) | Technical Potential | 0 | 0 | 0 | 0 | 0 | 4.8072 | 3.3676 | 2.3175 | 1.8059 | 1.5835 | 1.3529 | 1.1558 | 0.97999 | 0.81369 | 0.68505 | 0.56618 | 0.441 | 0.34172 | 0.26376 | 0.20566 | 0.18806 | 0.1466 | 0.12578 | 0.10514 | 0.084649 | 0 | 0 | 0 | 0 | 0 | 0
F11_Industrial_Primary Metals_Existing_Process_Natural Gas_Gas Boiler - Maintenance_A_Technical Potential | F11 | Industrial | Primary Metals | Existing | Process | Natural Gas | Gas Boiler - Maintenance | A | Purchases (Cumulative) | Technical Potential | 0 | 0 | 0 | 0 | 0 | 4.8072 | 8.1748 | 10.4923 | 12.2982 | 13.8817 | 15.2346 | 16.3904 | 17.3704 | 18.1841 | 18.8692 | 19.4353 | 19.8763 | 20.2181 | 20.4818 | 20.6875 | 20.8755 | 21.0221 | 21.1479 | 21.2531 | 21.3377 | 21.3377 | 21.3377 | 21.3377 | 21.3377 | 21.3377 | 21.3377
F1_Industrial_Primary Metals_Existing_Space Heating_Natural Gas_Gas Furnace - Maintenance_A_Technical Potential | F1 | Industrial | Primary Metals | Existing | Space Heating | Natural Gas | Gas Furnace - Maintenance | A | Integrated Unit Energy Savings (kWh or therms) | Technical Potential | 0 | 0 | 0 | 0 | 0 | 0.0091658 | 0.0090527 | 0.0089102 | 0.0087635 | 0.0086136 | 0.0084622 | 0.0083114 | 0.0081656 | 0.0080199 | 0.0078742 | 0.0077372 | 0.0076077 | 0.0074894 | 0.0073772 | 0.0072726 | 0.0071715 | 0.007071 | 0.0069739 | 0.0068816 | 0.0067929 | 0.0067178 | 0.0066509 | 0.0065866 | 0.0073847 | 0.0073392 | 0.0072965
F2_Industrial_Primary Metals_Existing_Space Heating_Natural Gas_Gas Furnace - Maintenance_A_Technical Potential | F2 | Industrial | Primary Metals | Existing | Space Heating | Natural Gas | Gas Furnace - Maintenance | A | Integrated Unit Summer Peak Savings (kW) | Technical Potential | 0 | 0 | 0 | 0 | 0 | 0 | 0 | 0 | 0 | 0 | 0 | 0 | 0 | 0 | 0 | 0 | 0 | 0 | 0 | 0 | 0 | 0 | 0 | 0 | 0 | 0 | 0 | 0 | 0 | 0 | 0
F3_Industrial_Primary Metals_Existing_Space Heating_Natural Gas_Gas Furnace - Maintenance_A_Technical Potential | F3 | Industrial | Primary Metals | Existing | Space Heating | Natural Gas | Gas Furnace - Maintenance | A | Integrated Unit Winter Peak Savings (kW) | Technical Potential | 0 | 0 | 0 | 0 | 0 | 0 | 0 | 0 | 0 | 0 | 0 | 0 | 0 | 0 | 0 | 0 | 0 | 0 | 0 | 0 | 0 | 0 | 0 | 0 | 0 | 0 | 0 | 0 | 0 | 0 | 0
F4_Industrial_Primary Metals_Existing_Space Heating_Natural Gas_Gas Furnace - Maintenance_A_Technical Potential | F4 | Industrial | Primary Metals | Existing | Space Heating | Natural Gas | Gas Furnace - Maintenance | A | Incremental Energy Savings (MWh or mTherms) | Technical Potential | 0 | 0 | 0 | 0 | 0 | 1.8752e-05 | 1.2974e-05 | 8.7879e-06 | 6.735e-06 | 5.8047e-06 | 4.8721e-06 | 4.0883e-06 | 3.4055e-06 | 2.7772e-06 | 2.2957e-06 | 1.8643e-06 | 1.4278e-06 | 1.0892e-06 | 8.2808e-07 | 6.3652e-07 | 5.7395e-07 | 4.4116e-07 | 3.7331e-07 | 3.079e-07 | 2.4471e-07 | 0 | 0 | 0 | 0 | 0 | 0
F5_Industrial_Primary Metals_Existing_Space Heating_Natural Gas_Gas Furnace - Maintenance_A_Technical Potential | F5 | Industrial | Primary Metals | Existing | Space Heating | Natural Gas | Gas Furnace - Maintenance | A | Incremental Summer Peak Savings (MW) | Technical Potential | 0 | 0 | 0 | 0 | 0 | 0 | 0 | 0 | 0 | 0 | 0 | 0 | 0 | 0 | 0 | 0 | 0 | 0 | 0 | 0 | 0 | 0 | 0 | 0 | 0 | 0 | 0 | 0 | 0 | 0 | 0
F6_Industrial_Primary Metals_Existing_Space Heating_Natural Gas_Gas Furnace - Maintenance_A_Technical Potential | F6 | Industrial | Primary Metals | Existing | Space Heating | Natural Gas | Gas Furnace - Maintenance | A | Incremental Winter Peak Savings (MW) | Technical Potential | 0 | 0 | 0 | 0 | 0 | 0 | 0 | 0 | 0 | 0 | 0 | 0 | 0 | 0 | 0 | 0 | 0 | 0 | 0 | 0 | 0 | 0 | 0 | 0 | 0 | 0 | 0 | 0 | 0 | 0 | 0
F7_Industrial_Primary Metals_Existing_Space Heating_Natural Gas_Gas Furnace - Maintenance_A_Technical Potential | F7 | Industrial | Primary Metals | Existing | Space Heating | Natural Gas | Gas Furnace - Maintenance | A | Cumulative Energy Savings (MWh or mTherms) | Technical Potential | 0 | 0 | 0 | 0 | 0 | 1.8752e-05 | 3.1494e-05 | 3.9786e-05 | 4.5866e-05 | 5.0886e-05 | 5.4864e-05 | 5.7975e-05 | 6.0363e-05 | 6.2064e-05 | 6.3232e-05 | 6.3996e-05 | 6.4352e-05 | 6.4441e-05 | 6.4304e-05 | 6.4029e-05 | 6.3712e-05 | 6.326e-05 | 6.2765e-05 | 6.2242e-05 | 6.1685e-05 | 6.1003e-05 | 6.0395e-05 | 5.9812e-05 | 0 | 0 | 0
F8_Industrial_Primary Metals_Existing_Space Heating_Natural Gas_Gas Furnace - Maintenance_A_Technical Potential | F8 | Industrial | Primary Metals | Existing | Space Heating | Natural Gas | Gas Furnace - Maintenance | A | Cumulative Summer Peak Savings (MW) | Technical Potential | 0 | 0 | 0 | 0 | 0 | 0 | 0 | 0 | 0 | 0 | 0 | 0 | 0 | 0 | 0 | 0 | 0 | 0 | 0 | 0 | 0 | 0 | 0 | 0 | 0 | 0 | 0 | 0 | 0 | 0 | 0
F9_Industrial_Primary Metals_Existing_Space Heating_Natural Gas_Gas Furnace - Maintenance_A_Technical Potential | F9 | Industrial | Primary Metals | Existing | Space Heating | Natural Gas | Gas Furnace - Maintenance | A | Cumulative Winter Peak Savings (MW) | Technical Potential | 0 | 0 | 0 | 0 | 0 | 0 | 0 | 0 | 0 | 0 | 0 | 0 | 0 | 0 | 0 | 0 | 0 | 0 | 0 | 0 | 0 | 0 | 0 | 0 | 0 | 0 | 0 | 0 | 0 | 0 | 0
F10_Industrial_Primary Metals_Existing_Space Heating_Natural Gas_Gas Furnace - Maintenance_A_Technical Potential | F10 | Industrial | Primary Metals | Existing | Space Heating | Natural Gas | Gas Furnace - Maintenance | A | Purchases (Incremental) | Technical Potential | 0 | 0 | 0 | 0 | 0 | 2.0458 | 1.4332 | 0.98628 | 0.76853 | 0.67391 | 0.57575 | 0.49189 | 0.41706 | 0.34628 | 0.29154 | 0.24095 | 0.18768 | 0.14543 | 0.11225 | 0.087523 | 0.080032 | 0.06239 | 0.053529 | 0.044743 | 0.036025 | 0 | 0 | 0 | 0 | 0 | 0
F11_Industrial_Primary Metals_Existing_Space Heating_Natural Gas_Gas Furnace - Maintenance_A_Technical Potential | F11 | Industrial | Primary Metals | Existing | Space Heating | Natural Gas | Gas Furnace - Maintenance | A | Purchases (Cumulative) | Technical Potential | 0 | 0 | 0 | 0 | 0 | 2.0458 | 3.479 | 4.4653 | 5.2338 | 5.9077 | 6.4834 | 6.9753 | 7.3924 | 7.7387 | 8.0302 | 8.2712 | 8.4588 | 8.6043 | 8.7165 | 8.804 | 8.8841 | 8.9465 | 9 | 9.0447 | 9.0808 | 9.0808 | 9.0808 | 9.0808 | 9.0808 | 9.0808 | 9.0808
F1_Industrial_Primary Metals_Existing_Space Heating_Natural Gas_Gas Boiler - Hot Water Reset_A_Technical Potential | F1 | Industrial | Primary Metals | Existing | Space Heating | Natural Gas | Gas Boiler - Hot Water Reset | A | Integrated Unit Energy Savings (kWh or therms) | Technical Potential | 0 | 0 | 0 | 0 | 0 | 104.5054 | 103.4754 | 102.3686 | 101.2253 | 100.0482 | 98.8448 | 97.6394 | 96.423 | 95.1457 | 93.8258 | 92.5264 | 91.2593 | 90.0778 | 88.9267 | 87.867 | 86.844 | 85.7989 | 84.8349 | 83.9149 | 83.006 | 82.2528 | 81.5994 | 80.9787 | 90.5257 | 90.1539 | 89.8145
F2_Industrial_Primary Metals_Existing_Space Heating_Natural Gas_Gas Boiler - Hot Water Reset_A_Technical Potential | F2 | Industrial | Primary Metals | Existing | Space Heating | Natural Gas | Gas Boiler - Hot Water Reset | A | Integrated Unit Summer Peak Savings (kW) | Technical Potential | 0 | 0 | 0 | 0 | 0 | 0 | 0 | 0 | 0 | 0 | 0 | 0 | 0 | 0 | 0 | 0 | 0 | 0 | 0 | 0 | 0 | 0 | 0 | 0 | 0 | 0 | 0 | 0 | 0 | 0 | 0
F3_Industrial_Primary Metals_Existing_Space Heating_Natural Gas_Gas Boiler - Hot Water Reset_A_Technical Potential | F3 | Industrial | Primary Metals | Existing | Space Heating | Natural Gas | Gas Boiler - Hot Water Reset | A | Integrated Unit Winter Peak Savings (kW) | Technical Potential | 0 | 0 | 0 | 0 | 0 | 0 | 0 | 0 | 0 | 0 | 0 | 0 | 0 | 0 | 0 | 0 | 0 | 0 | 0 | 0 | 0 | 0 | 0 | 0 | 0 | 0 | 0 | 0 | 0 | 0 | 0
F4_Industrial_Primary Metals_Existing_Space Heating_Natural Gas_Gas Boiler - Hot Water Reset_A_Technical Potential | F4 | Industrial | Primary Metals | Existing | Space Heating | Natural Gas | Gas Boiler - Hot Water Reset | A | Incremental Energy Savings (MWh or mTherms) | Technical Potential | 0 | 0 | 0 | 0 | 0 | 0.0067409 | 0.0081906 | 0.0098573 | 0.011321 | 0.012773 | 0.014567 | 0.015742 | 0.015849 | 0.014504 | 0.012341 | 0.0093281 | 0.0060898 | 0.0034727 | 0.0016359 | 0.00068469 | 0.00024506 | 7.5331e-05 | 1.6175e-05 | 2.621e-06 | 3.1021e-07 | 0 | 0 | 0 | 0 | 0 | 0
F5_Industrial_Primary Metals_Existing_Space Heating_Natural Gas_Gas Boiler - Hot Water Reset_A_Technical Potential | F5 | Industrial | Primary Metals | Existing | Space Heating | Natural Gas | Gas Boiler - Hot Water Reset | A | Incremental Summer Peak Savings (MW) | Technical Potential | 0 | 0 | 0 | 0 | 0 | 0 | 0 | 0 | 0 | 0 | 0 | 0 | 0 | 0 | 0 | 0 | 0 | 0 | 0 | 0 | 0 | 0 | 0 | 0 | 0 | 0 | 0 | 0 | 0 | 0 | 0
F6_Industrial_Primary Metals_Existing_Space Heating_Natural Gas_Gas Boiler - Hot Water Reset_A_Technical Potential | F6 | Industrial | Primary Metals | Existing | Space Heating | Natural Gas | Gas Boiler - Hot Water Reset | A | Incremental Winter Peak Savings (MW) | Technical Potential | 0 | 0 | 0 | 0 | 0 | 0 | 0 | 0 | 0 | 0 | 0 | 0 | 0 | 0 | 0 | 0 | 0 | 0 | 0 | 0 | 0 | 0 | 0 | 0 | 0 | 0 | 0 | 0 | 0 | 0 | 0
F7_Industrial_Primary Metals_Existing_Space Heating_Natural Gas_Gas Boiler - Hot Water Reset_A_Technical Potential | F7 | Industrial | Primary Metals | Existing | Space Heating | Natural Gas | Gas Boiler - Hot Water Reset | A | Cumulative Energy Savings (MWh or mTherms) | Technical Potential | 0 | 0 | 0 | 0 | 0 | 0.0067409 | 0.014865 | 0.024563 | 0.03561 | 0.047969 | 0.061959 | 0.076946 | 0.091836 | 0.10512 | 0.11601 | 0.12373 | 0.12812 | 0.12994 | 0.12991 | 0.12905 | 0.12779 | 0.12633 | 0.12493 | 0.12357 | 0.12224 | 0.12113 | 0.12016 | 0.11925 | 0 | 0 | 0
F8_Industrial_Primary Metals_Existing_Space Heating_Natural Gas_Gas Boiler - Hot Water Reset_A_Technical Potential | F8 | Industrial | Primary Metals | Existing | Space Heating | Natural Gas | Gas Boiler - Hot Water Reset | A | Cumulative Summer Peak Savings (MW) | Technical Potential | 0 | 0 | 0 | 0 | 0 | 0 | 0 | 0 | 0 | 0 | 0 | 0 | 0 | 0 | 0 | 0 | 0 | 0 | 0 | 0 | 0 | 0 | 0 | 0 | 0 | 0 | 0 | 0 | 0 | 0 | 0
F9_Industrial_Primary Metals_Existing_Space Heating_Natural Gas_Gas Boiler - Hot Water Reset_A_Technical Potential | F9 | Industrial | Primary Metals | Existing | Space Heating | Natural Gas | Gas Boiler - Hot Water Reset | A | Cumulative Winter Peak Savings (MW) | Technical Potential | 0 | 0 | 0 | 0 | 0 | 0 | 0 | 0 | 0 | 0 | 0 | 0 | 0 | 0 | 0 | 0 | 0 | 0 | 0 | 0 | 0 | 0 | 0 | 0 | 0 | 0 | 0 | 0 | 0 | 0 | 0
F10_Industrial_Primary Metals_Existing_Space Heating_Natural Gas_Gas Boiler - Hot Water Reset_A_Technical Potential | F10 | Industrial | Primary Metals | Existing | Space Heating | Natural Gas | Gas Boiler - Hot Water Reset | A | Purchases (Incremental) | Technical Potential | 0 | 0 | 0 | 0 | 0 | 0.064503 | 0.079155 | 0.096292 | 0.11184 | 0.12767 | 0.14737 | 0.16123 | 0.16437 | 0.15244 | 0.13153 | 0.10082 | 0.066731 | 0.038552 | 0.018396 | 0.0077923 | 0.0028218 | 0.00087799 | 0.00019066 | 3.1233e-05 | 3.7373e-06 | 0 | 0 | 0 | 0 | 0 | 0
F11_Industrial_Primary Metals_Existing_Space Heating_Natural Gas_Gas Boiler - Hot Water Reset_A_Technical Potential | F11 | Industrial | Primary Metals | Existing | Space Heating | Natural Gas | Gas Boiler - Hot Water Reset | A | Purchases (Cumulative) | Technical Potential | 0 | 0 | 0 | 0 | 0 | 0.064503 | 0.14366 | 0.23995 | 0.35179 | 0.47946 | 0.62683 | 0.78806 | 0.95243 | 1.1049 | 1.2364 | 1.3372 | 1.4039 | 1.4425 | 1.4609 | 1.4687 | 1.4715 | 1.4724 | 1.4726 | 1.4726 | 1.4726 | 1.4726 | 1.4726 | 1.4726 | 1.4726 | 1.4726 | 1.4726
F1_Industrial_Primary Metals_Existing_Process_Natural Gas_Gas Boiler - Hot Water Reset_A_Technical Potential | F1 | Industrial | Primary Metals | Existing | Process | Natural Gas | Gas Boiler - Hot Water Reset | A | Integrated Unit Energy Savings (kWh or therms) | Technical Potential | 0 | 0 | 0 | 0 | 0 | 50.8476 | 50.7296 | 50.6111 | 50.4947 | 50.3789 | 50.2619 | 50.1625 | 50.0729 | 49.9782 | 49.9077 | 49.8283 | 49.763 | 49.6947 | 49.6236 | 49.5675 | 49.5055 | 49.4499 | 49.3945 | 49.3393 | 49.2843 | 49.2795 | 49.275 | 49.2709 | 50.9667 | 50.9667 | 50.9667
F2_Industrial_Primary Metals_Existing_Process_Natural Gas_Gas Boiler - Hot Water Reset_A_Technical Potential | F2 | Industrial | Primary Metals | Existing | Process | Natural Gas | Gas Boiler - Hot Water Reset | A | Integrated Unit Summer Peak Savings (kW) | Technical Potential | 0 | 0 | 0 | 0 | 0 | 0 | 0 | 0 | 0 | 0 | 0 | 0 | 0 | 0 | 0 | 0 | 0 | 0 | 0 | 0 | 0 | 0 | 0 | 0 | 0 | 0 | 0 | 0 | 0 | 0 | 0
F3_Industrial_Primary Metals_Existing_Process_Natural Gas_Gas Boiler - Hot Water Reset_A_Technical Potential | F3 | Industrial | Primary Metals | Existing | Process | Natural Gas | Gas Boiler - Hot Water Reset | A | Integrated Unit Winter Peak Savings (kW) | Technical Potential | 0 | 0 | 0 | 0 | 0 | 0 | 0 | 0 | 0 | 0 | 0 | 0 | 0 | 0 | 0 | 0 | 0 | 0 | 0 | 0 | 0 | 0 | 0 | 0 | 0 | 0 | 0 | 0 | 0 | 0 | 0
F4_Industrial_Primary Metals_Existing_Process_Natural Gas_Gas Boiler - Hot Water Reset_A_Technical Potential | F4 | Industrial | Primary Metals | Existing | Process | Natural Gas | Gas Boiler - Hot Water Reset | A | Incremental Energy Savings (MWh or mTherms) | Technical Potential | 0 | 0 | 0 | 0 | 0 | 0.11879 | 0.14544 | 0.17651 | 0.20454 | 0.23296 | 0.26828 | 0.29292 | 0.2981 | 0.27594 | 0.23776 | 0.18195 | 0.12027 | 0.069389 | 0.033064 | 0.013989 | 0.0050597 | 0.0015725 | 0.0003411 | 5.5815e-05 | 6.6711e-06 | 0 | 0 | 0 | 0 | 0 | 0
F5_Industrial_Primary Metals_Existing_Process_Natural Gas_Gas Boiler - Hot Water Reset_A_Technical Potential | F5 | Industrial | Primary Metals | Existing | Process | Natural Gas | Gas Boiler - Hot Water Reset | A | Incremental Summer Peak Savings (MW) | Technical Potential | 0 | 0 | 0 | 0 | 0 | 0 | 0 | 0 | 0 | 0 | 0 | 0 | 0 | 0 | 0 | 0 | 0 | 0 | 0 | 0 | 0 | 0 | 0 | 0 | 0 | 0 | 0 | 0 | 0 | 0 | 0
F6_Industrial_Primary Metals_Existing_Process_Natural Gas_Gas Boiler - Hot Water Reset_A_Technical Potential | F6 | Industrial | Primary Metals | Existing | Process | Natural Gas | Gas Boiler - Hot Water Reset | A | Incremental Winter Peak Savings (MW) | Technical Potential | 0 | 0 | 0 | 0 | 0 | 0 | 0 | 0 | 0 | 0 | 0 | 0 | 0 | 0 | 0 | 0 | 0 | 0 | 0 | 0 | 0 | 0 | 0 | 0 | 0 | 0 | 0 | 0 | 0 | 0 | 0
F7_Industrial_Primary Metals_Existing_Process_Natural Gas_Gas Boiler - Hot Water Reset_A_Technical Potential | F7 | Industrial | Primary Metals | Existing | Process | Natural Gas | Gas Boiler - Hot Water Reset | A | Cumulative Energy Savings (MWh or mTherms) | Technical Potential | 0 | 0 | 0 | 0 | 0 | 0.11879 | 0.26396 | 0.43985 | 0.64338 | 0.87487 | 1.1411 | 1.4318 | 1.7273 | 2 | 2.2349 | 2.4133 | 2.5304 | 2.5964 | 2.6257 | 2.6367 | 2.6385 | 2.6371 | 2.6345 | 2.6316 | 2.6287 | 2.6284 | 2.6282 | 2.628 | 0 | 0 | 0
F8_Industrial_Primary Metals_Existing_Process_Natural Gas_Gas Boiler - Hot Water Reset_A_Technical Potential | F8 | Industrial | Primary Metals | Existing | Process | Natural Gas | Gas Boiler - Hot Water Reset | A | Cumulative Summer Peak Savings (MW) | Technical Potential | 0 | 0 | 0 | 0 | 0 | 0 | 0 | 0 | 0 | 0 | 0 | 0 | 0 | 0 | 0 | 0 | 0 | 0 | 0 | 0 | 0 | 0 | 0 | 0 | 0 | 0 | 0 | 0 | 0 | 0 | 0
F9_Industrial_Primary Metals_Existing_Process_Natural Gas_Gas Boiler - Hot Water Reset_A_Technical Potential | F9 | Industrial | Primary Metals | Existing | Process | Natural Gas | Gas Boiler - Hot Water Reset | A | Cumulative Winter Peak Savings (MW) | Technical Potential | 0 | 0 | 0 | 0 | 0 | 0 | 0 | 0 | 0 | 0 | 0 | 0 | 0 | 0 | 0 | 0 | 0 | 0 | 0 | 0 | 0 | 0 | 0 | 0 | 0 | 0 | 0 | 0 | 0 | 0 | 0
F10_Industrial_Primary Metals_Existing_Process_Natural Gas_Gas Boiler - Hot Water Reset_A_Technical Potential | F10 | Industrial | Primary Metals | Existing | Process | Natural Gas | Gas Boiler - Hot Water Reset | A | Purchases (Incremental) | Technical Potential | 0 | 0 | 0 | 0 | 0 | 2.3362 | 2.8669 | 3.4876 | 4.0508 | 4.6242 | 5.3376 | 5.8394 | 5.9533 | 5.5212 | 4.764 | 3.6515 | 2.4169 | 1.3963 | 0.6663 | 0.28223 | 0.10221 | 0.0318 | 0.0069057 | 0.0011313 | 0.00013536 | 0 | 0 | 0 | 0 | 0 | 0
F11_Industrial_Primary Metals_Existing_Process_Natural Gas_Gas Boiler - Hot Water Reset_A_Technical Potential | F11 | Industrial | Primary Metals | Existing | Process | Natural Gas | Gas Boiler - Hot Water Reset | A | Purchases (Cumulative) | Technical Potential | 0 | 0 | 0 | 0 | 0 | 2.3362 | 5.2032 | 8.6908 | 12.7415 | 17.3658 | 22.7034 | 28.5428 | 34.4961 | 40.0173 | 44.7814 | 48.4328 | 50.8497 | 52.2461 | 52.9124 | 53.1946 | 53.2968 | 53.3286 | 53.3355 | 53.3366 | 53.3368 | 53.3368 | 53.3368 | 53.3368 | 53.3368 | 53.3368 | 53.3368
F1_Industrial_Primary Metals_Existing_Space Heating_Natural Gas_Steam Trap Maintenance_A_Technical Potential | F1 | Industrial | Primary Metals | Existing | Space Heating | Natural Gas | Steam Trap Maintenance | A | Integrated Unit Energy Savings (kWh or therms) | Technical Potential | 0 | 0 | 0 | 0 | 0 | 36.956 | 36.6278 | 36.2722 | 35.9026 | 35.52 | 35.1298 | 34.7364 | 34.3381 | 33.9213 | 33.4828 | 33.0552 | 32.635 | 32.2466 | 31.8702 | 31.5213 | 31.1875 | 30.845 | 30.531 | 30.2321 | 29.9365 | 29.6667 | 29.4327 | 29.2103 | 31.9808 | 31.8495 | 31.7296
F2_Industrial_Primary Metals_Existing_Space Heating_Natural Gas_Steam Trap Maintenance_A_Technical Potential | F2 | Industrial | Primary Metals | Existing | Space Heating | Natural Gas | Steam Trap Maintenance | A | Integrated Unit Summer Peak Savings (kW) | Technical Potential | 0 | 0 | 0 | 0 | 0 | 0 | 0 | 0 | 0 | 0 | 0 | 0 | 0 | 0 | 0 | 0 | 0 | 0 | 0 | 0 | 0 | 0 | 0 | 0 | 0 | 0 | 0 | 0 | 0 | 0 | 0
F3_Industrial_Primary Metals_Existing_Space Heating_Natural Gas_Steam Trap Maintenance_A_Technical Potential | F3 | Industrial | Primary Metals | Existing | Space Heating | Natural Gas | Steam Trap Maintenance | A | Integrated Unit Winter Peak Savings (kW) | Technical Potential | 0 | 0 | 0 | 0 | 0 | 0 | 0 | 0 | 0 | 0 | 0 | 0 | 0 | 0 | 0 | 0 | 0 | 0 | 0 | 0 | 0 | 0 | 0 | 0 | 0 | 0 | 0 | 0 | 0 | 0 | 0
F4_Industrial_Primary Metals_Existing_Space Heating_Natural Gas_Steam Trap Maintenance_A_Technical Potential | F4 | Industrial | Primary Metals | Existing | Space Heating | Natural Gas | Steam Trap Maintenance | A | Incremental Energy Savings (MWh or mTherms) | Technical Potential | 0 | 0 | 0 | 0 | 0 | 0.0013305 | 0.0013179 | 0.0012974 | 0.0012849 | 0.0012723 | 0.0012423 | 0.001225 | 0.0012085 | 0.0011749 | 0.0011642 | 0.0011383 | 0.001124 | 0.001105 | 0.0010824 | 0.0010718 | 0.0010561 | 0.0010404 | 0.0010261 | 0.0010126 | 0.00099951 | 0 | 0 | 0 | 0 | 0 | 0
F5_Industrial_Primary Metals_Existing_Space Heating_Natural Gas_Steam Trap Maintenance_A_Technical Potential | F5 | Industrial | Primary Metals | Existing | Space Heating | Natural Gas | Steam Trap Maintenance | A | Incremental Summer Peak Savings (MW) | Technical Potential | 0 | 0 | 0 | 0 | 0 | 0 | 0 | 0 | 0 | 0 | 0 | 0 | 0 | 0 | 0 | 0 | 0 | 0 | 0 | 0 | 0 | 0 | 0 | 0 | 0 | 0 | 0 | 0 | 0 | 0 | 0
F6_Industrial_Primary Metals_Existing_Space Heating_Natural Gas_Steam Trap Maintenance_A_Technical Potential | F6 | Industrial | Primary Metals | Existing | Space Heating | Natural Gas | Steam Trap Maintenance | A | Incremental Winter Peak Savings (MW) | Technical Potential | 0 | 0 | 0 | 0 | 0 | 0 | 0 | 0 | 0 | 0 | 0 | 0 | 0 | 0 | 0 | 0 | 0 | 0 | 0 | 0 | 0 | 0 | 0 | 0 | 0 | 0 | 0 | 0 | 0 | 0 | 0
F7_Industrial_Primary Metals_Existing_Space Heating_Natural Gas_Steam Trap Maintenance_A_Technical Potential | F7 | Industrial | Primary Metals | Existing | Space Heating | Natural Gas | Steam Trap Maintenance | A | Cumulative Energy Savings (MWh or mTherms) | Technical Potential | 0 | 0 | 0 | 0 | 0 | 0.0013305 | 0.0026366 | 0.0039084 | 0.0051535 | 0.0063709 | 0.0075432 | 0.0086838 | 0.0097927 | 0.010849 | 0.011873 | 0.012859 | 0.01382 | 0.01476 | 0.015671 | 0.016571 | 0.017451 | 0.0183 | 0.01914 | 0.019965 | 0.020769 | 0.020582 | 0.02042 | 0.020266 | 0 | 0 | 0
F8_Industrial_Primary Metals_Existing_Space Heating_Natural Gas_Steam Trap Maintenance_A_Technical Potential | F8 | Industrial | Primary Metals | Existing | Space Heating | Natural Gas | Steam Trap Maintenance | A | Cumulative Summer Peak Savings (MW) | Technical Potential | 0 | 0 | 0 | 0 | 0 | 0 | 0 | 0 | 0 | 0 | 0 | 0 | 0 | 0 | 0 | 0 | 0 | 0 | 0 | 0 | 0 | 0 | 0 | 0 | 0 | 0 | 0 | 0 | 0 | 0 | 0
F9_Industrial_Primary Metals_Existing_Space Heating_Natural Gas_Steam Trap Maintenance_A_Technical Potential | F9 | Industrial | Primary Metals | Existing | Space Heating | Natural Gas | Steam Trap Maintenance | A | Cumulative Winter Peak Savings (MW) | Technical Potential | 0 | 0 | 0 | 0 | 0 | 0 | 0 | 0 | 0 | 0 | 0 | 0 | 0 | 0 | 0 | 0 | 0 | 0 | 0 | 0 | 0 | 0 | 0 | 0 | 0 | 0 | 0 | 0 | 0 | 0 | 0
F10_Industrial_Primary Metals_Existing_Space Heating_Natural Gas_Steam Trap Maintenance_A_Technical Potential | F10 | Industrial | Primary Metals | Existing | Space Heating | Natural Gas | Steam Trap Maintenance | A | Purchases (Incremental) | Technical Potential | 0 | 0 | 0 | 0 | 0 | 0.036001 | 0.035982 | 0.035769 | 0.035789 | 0.035818 | 0.035364 | 0.035267 | 0.035195 | 0.034636 | 0.034769 | 0.034437 | 0.034442 | 0.034268 | 0.033963 | 0.034003 | 0.033862 | 0.03373 | 0.033608 | 0.033493 | 0.033388 | 0 | 0 | 0 | 0 | 0 | 0
F11_Industrial_Primary Metals_Existing_Space Heating_Natural Gas_Steam Trap Maintenance_A_Technical Potential | F11 | Industrial | Primary Metals | Existing | Space Heating | Natural Gas | Steam Trap Maintenance | A | Purchases (Cumulative) | Technical Potential | 0 | 0 | 0 | 0 | 0 | 0.036001 | 0.071983 | 0.10775 | 0.14354 | 0.17936 | 0.21472 | 0.24999 | 0.28519 | 0.31982 | 0.35459 | 0.38903 | 0.42347 | 0.45774 | 0.4917 | 0.5257 | 0.55956 | 0.5933 | 0.6269 | 0.6604 | 0.69378 | 0.69378 | 0.69378 | 0.69378 | 0.69378 | 0.69378 | 0.69378
F1_Industrial_Primary Metals_Existing_Process_Natural Gas_Steam Trap Maintenance_A_Technical Potential | F1 | Industrial | Primary Metals | Existing | Process | Natural Gas | Steam Trap Maintenance | A | Integrated Unit Energy Savings (kWh or therms) | Technical Potential | 0 | 0 | 0 | 0 | 0 | 35.9624 | 35.9146 | 35.8667 | 35.8198 | 35.773 | 35.7278 | 35.6933 | 35.6656 | 35.6384 | 35.6225 | 35.6049 | 35.5938 | 35.5829 | 35.5719 | 35.5668 | 35.5604 | 35.5585 | 35.5568 | 35.5552 | 35.5537 | 35.5524 | 35.5511 | 35.55 | 36.0109 | 36.0109 | 36.0109
F2_Industrial_Primary Metals_Existing_Process_Natural Gas_Steam Trap Maintenance_A_Technical Potential | F2 | Industrial | Primary Metals | Existing | Process | Natural Gas | Steam Trap Maintenance | A | Integrated Unit Summer Peak Savings (kW) | Technical Potential | 0 | 0 | 0 | 0 | 0 | 0 | 0 | 0 | 0 | 0 | 0 | 0 | 0 | 0 | 0 | 0 | 0 | 0 | 0 | 0 | 0 | 0 | 0 | 0 | 0 | 0 | 0 | 0 | 0 | 0 | 0
F3_Industrial_Primary Metals_Existing_Process_Natural Gas_Steam Trap Maintenance_A_Technical Potential | F3 | Industrial | Primary Metals | Existing | Process | Natural Gas | Steam Trap Maintenance | A | Integrated Unit Winter Peak Savings (kW) | Technical Potential | 0 | 0 | 0 | 0 | 0 | 0 | 0 | 0 | 0 | 0 | 0 | 0 | 0 | 0 | 0 | 0 | 0 | 0 | 0 | 0 | 0 | 0 | 0 | 0 | 0 | 0 | 0 | 0 | 0 | 0 | 0
F4_Industrial_Primary Metals_Existing_Process_Natural Gas_Steam Trap Maintenance_A_Technical Potential | F4 | Industrial | Primary Metals | Existing | Process | Natural Gas | Steam Trap Maintenance | A | Incremental Energy Savings (MWh or mTherms) | Technical Potential | 0 | 0 | 0 | 0 | 0 | 0.046893 | 0.046805 | 0.046467 | 0.046431 | 0.046409 | 0.045762 | 0.045592 | 0.045465 | 0.044708 | 0.044859 | 0.044409 | 0.044401 | 0.044164 | 0.043757 | 0.043802 | 0.043613 | 0.043442 | 0.043281 | 0.043132 | 0.042994 | 0 | 0 | 0 | 0 | 0 | 0
F5_Industrial_Primary Metals_Existing_Process_Natural Gas_Steam Trap Maintenance_A_Technical Potential | F5 | Industrial | Primary Metals | Existing | Process | Natural Gas | Steam Trap Maintenance | A | Incremental Summer Peak Savings (MW) | Technical Potential | 0 | 0 | 0 | 0 | 0 | 0 | 0 | 0 | 0 | 0 | 0 | 0 | 0 | 0 | 0 | 0 | 0 | 0 | 0 | 0 | 0 | 0 | 0 | 0 | 0 | 0 | 0 | 0 | 0 | 0 | 0
F6_Industrial_Primary Metals_Existing_Process_Natural Gas_Steam Trap Maintenance_A_Technical Potential | F6 | Industrial | Primary Metals | Existing | Process | Natural Gas | Steam Trap Maintenance | A | Incremental Winter Peak Savings (MW) | Technical Potential | 0 | 0 | 0 | 0 | 0 | 0 | 0 | 0 | 0 | 0 | 0 | 0 | 0 | 0 | 0 | 0 | 0 | 0 | 0 | 0 | 0 | 0 | 0 | 0 | 0 | 0 | 0 | 0 | 0 | 0 | 0
F7_Industrial_Primary Metals_Existing_Process_Natural Gas_Steam Trap Maintenance_A_Technical Potential | F7 | Industrial | Primary Metals | Existing | Process | Natural Gas | Steam Trap Maintenance | A | Cumulative Energy Savings (MWh or mTherms) | Technical Potential | 0 | 0 | 0 | 0 | 0 | 0.046893 | 0.093635 | 0.13998 | 0.18623 | 0.23239 | 0.27786 | 0.32318 | 0.3684 | 0.41282 | 0.4575 | 0.50168 | 0.54593 | 0.58992 | 0.6335 | 0.67721 | 0.7207 | 0.76411 | 0.80735 | 0.85045 | 0.8934 | 0.89337 | 0.89334 | 0.89331 | 0 | 0 | 0
F8_Industrial_Primary Metals_Existing_Process_Natural Gas_Steam Trap Maintenance_A_Technical Potential | F8 | Industrial | Primary Metals | Existing | Process | Natural Gas | Steam Trap Maintenance | A | Cumulative Summer Peak Savings (MW) | Technical Potential | 0 | 0 | 0 | 0 | 0 | 0 | 0 | 0 | 0 | 0 | 0 | 0 | 0 | 0 | 0 | 0 | 0 | 0 | 0 | 0 | 0 | 0 | 0 | 0 | 0 | 0 | 0 | 0 | 0 | 0 | 0
F9_Industrial_Primary Metals_Existing_Process_Natural Gas_Steam Trap Maintenance_A_Technical Potential | F9 | Industrial | Primary Metals | Existing | Process | Natural Gas | Steam Trap Maintenance | A | Cumulative Winter Peak Savings (MW) | Technical Potential | 0 | 0 | 0 | 0 | 0 | 0 | 0 | 0 | 0 | 0 | 0 | 0 | 0 | 0 | 0 | 0 | 0 | 0 | 0 | 0 | 0 | 0 | 0 | 0 | 0 | 0 | 0 | 0 | 0 | 0 | 0
F10_Industrial_Primary Metals_Existing_Process_Natural Gas_Steam Trap Maintenance_A_Technical Potential | F10 | Industrial | Primary Metals | Existing | Process | Natural Gas | Steam Trap Maintenance | A | Purchases (Incremental) | Technical Potential | 0 | 0 | 0 | 0 | 0 | 1.3039 | 1.3032 | 1.2955 | 1.2962 | 1.2973 | 1.2808 | 1.2773 | 1.2747 | 1.2545 | 1.2593 | 1.2473 | 1.2474 | 1.2412 | 1.2301 | 1.2316 | 1.2265 | 1.2217 | 1.2172 | 1.2131 | 1.2093 | 0 | 0 | 0 | 0 | 0 | 0
F11_Industrial_Primary Metals_Existing_Process_Natural Gas_Steam Trap Maintenance_A_Technical Potential | F11 | Industrial | Primary Metals | Existing | Process | Natural Gas | Steam Trap Maintenance | A | Purchases (Cumulative) | Technical Potential | 0 | 0 | 0 | 0 | 0 | 1.3039 | 2.6072 | 3.9027 | 5.199 | 6.4963 | 7.7771 | 9.0545 | 10.3292 | 11.5837 | 12.843 | 14.0903 | 15.3377 | 16.5789 | 17.809 | 19.0405 | 20.267 | 21.4887 | 22.7059 | 23.919 | 25.1283 | 25.1283 | 25.1283 | 25.1283 | 25.1283 | 25.1283 | 25.1283
F1_Industrial_Primary Metals_Existing_Space Heating_Natural Gas_Gas Boiler - High Turndown_A_Technical Potential | F1 | Industrial | Primary Metals | Existing | Space Heating | Natural Gas | Gas Boiler - High Turndown | A | Integrated Unit Energy Savings (kWh or therms) | Technical Potential | 0 | 0 | 0 | 0 | 0 | 38.9851 | 38.262 | 37.3386 | 36.2205 | 34.9188 | 33.4444 | 31.9293 | 30.4209 | 28.8903 | 27.5886 | 26.3492 | 25.3471 | 24.4705 | 23.6933 | 23.1371 | 22.6254 | 22.1757 | 21.7941 | 21.4846 | 21.1926 | 20.9739 | 20.7833 | 20.6035 | 33.9471 | 33.8077 | 33.6804
F2_Industrial_Primary Metals_Existing_Space Heating_Natural Gas_Gas Boiler - High Turndown_A_Technical Potential | F2 | Industrial | Primary Metals | Existing | Space Heating | Natural Gas | Gas Boiler - High Turndown | A | Integrated Unit Summer Peak Savings (kW) | Technical Potential | 0 | 0 | 0 | 0 | 0 | 0 | 0 | 0 | 0 | 0 | 0 | 0 | 0 | 0 | 0 | 0 | 0 | 0 | 0 | 0 | 0 | 0 | 0 | 0 | 0 | 0 | 0 | 0 | 0 | 0 | 0
F3_Industrial_Primary Metals_Existing_Space Heating_Natural Gas_Gas Boiler - High Turndown_A_Technical Potential | F3 | Industrial | Primary Metals | Existing | Space Heating | Natural Gas | Gas Boiler - High Turndown | A | Integrated Unit Winter Peak Savings (kW) | Technical Potential | 0 | 0 | 0 | 0 | 0 | 0 | 0 | 0 | 0 | 0 | 0 | 0 | 0 | 0 | 0 | 0 | 0 | 0 | 0 | 0 | 0 | 0 | 0 | 0 | 0 | 0 | 0 | 0 | 0 | 0 | 0
F4_Industrial_Primary Metals_Existing_Space Heating_Natural Gas_Gas Boiler - High Turndown_A_Technical Potential | F4 | Industrial | Primary Metals | Existing | Space Heating | Natural Gas | Gas Boiler - High Turndown | A | Incremental Energy Savings (MWh or mTherms) | Technical Potential | 0 | 0 | 0 | 0 | 0 | 0.0038377 | 0.0037645 | 0.003652 | 0.0035445 | 0.00342 | 0.0029106 | 0.0022169 | 0.0016863 | 0.0012608 | 0.00096689 | 0.00073172 | 0.00056318 | 0.00043278 | 0.00033223 | 0.00025986 | 0.00020245 | 1.3481e-06 | 4.7147e-07 | 1.5791e-07 | 5.0631e-08 | 4.2468e-08 | 4.197e-08 | 4.1506e-08 | 6.8238e-08 | 6.7826e-08 | 6.7456e-08
F5_Industrial_Primary Metals_Existing_Space Heating_Natural Gas_Gas Boiler - High Turndown_A_Technical Potential | F5 | Industrial | Primary Metals | Existing | Space Heating | Natural Gas | Gas Boiler - High Turndown | A | Incremental Summer Peak Savings (MW) | Technical Potential | 0 | 0 | 0 | 0 | 0 | 0 | 0 | 0 | 0 | 0 | 0 | 0 | 0 | 0 | 0 | 0 | 0 | 0 | 0 | 0 | 0 | 0 | 0 | 0 | 0 | 0 | 0 | 0 | 0 | 0 | 0
F6_Industrial_Primary Metals_Existing_Space Heating_Natural Gas_Gas Boiler - High Turndown_A_Technical Potential | F6 | Industrial | Primary Metals | Existing | Space Heating | Natural Gas | Gas Boiler - High Turndown | A | Incremental Winter Peak Savings (MW) | Technical Potential | 0 | 0 | 0 | 0 | 0 | 0 | 0 | 0 | 0 | 0 | 0 | 0 | 0 | 0 | 0 | 0 | 0 | 0 | 0 | 0 | 0 | 0 | 0 | 0 | 0 | 0 | 0 | 0 | 0 | 0 | 0
F7_Industrial_Primary Metals_Existing_Space Heating_Natural Gas_Gas Boiler - High Turndown_A_Technical Potential | F7 | Industrial | Primary Metals | Existing | Space Heating | Natural Gas | Gas Boiler - High Turndown | A | Cumulative Energy Savings (MWh or mTherms) | Technical Potential | 0 | 0 | 0 | 0 | 0 | 0.0038377 | 0.007531 | 0.011001 | 0.014216 | 0.017125 | 0.019313 | 0.020655 | 0.021365 | 0.021551 | 0.021547 | 0.021311 | 0.021064 | 0.020768 | 0.02044 | 0.020221 | 0.019976 | 0.01958 | 0.019244 | 0.01897 | 0.018713 | 0.01852 | 0.018351 | 0.018193 | 0 | 0 | 0
F8_Industrial_Primary Metals_Existing_Space Heating_Natural Gas_Gas Boiler - High Turndown_A_Technical Potential | F8 | Industrial | Primary Metals | Existing | Space Heating | Natural Gas | Gas Boiler - High Turndown | A | Cumulative Summer Peak Savings (MW) | Technical Potential | 0 | 0 | 0 | 0 | 0 | 0 | 0 | 0 | 0 | 0 | 0 | 0 | 0 | 0 | 0 | 0 | 0 | 0 | 0 | 0 | 0 | 0 | 0 | 0 | 0 | 0 | 0 | 0 | 0 | 0 | 0
F9_Industrial_Primary Metals_Existing_Space Heating_Natural Gas_Gas Boiler - High Turndown_A_Technical Potential | F9 | Industrial | Primary Metals | Existing | Space Heating | Natural Gas | Gas Boiler - High Turndown | A | Cumulative Winter Peak Savings (MW) | Technical Potential | 0 | 0 | 0 | 0 | 0 | 0 | 0 | 0 | 0 | 0 | 0 | 0 | 0 | 0 | 0 | 0 | 0 | 0 | 0 | 0 | 0 | 0 | 0 | 0 | 0 | 0 | 0 | 0 | 0 | 0 | 0
F10_Industrial_Primary Metals_Existing_Space Heating_Natural Gas_Gas Boiler - High Turndown_A_Technical Potential | F10 | Industrial | Primary Metals | Existing | Space Heating | Natural Gas | Gas Boiler - High Turndown | A | Purchases (Incremental) | Technical Potential | 0 | 0 | 0 | 0 | 0 | 0.098441 | 0.098387 | 0.097807 | 0.09786 | 0.097941 | 0.087027 | 0.069431 | 0.055432 | 0.043642 | 0.035047 | 0.02777 | 0.022219 | 0.017686 | 0.014022 | 0.011231 | 0.0089477 | 6.0793e-05 | 2.1633e-05 | 7.3497e-06 | 2.3891e-06 | 2.0248e-06 | 2.0194e-06 | 2.0145e-06 | 2.0101e-06 | 2.0062e-06 | 2.0028e-06
F11_Industrial_Primary Metals_Existing_Space Heating_Natural Gas_Gas Boiler - High Turndown_A_Technical Potential | F11 | Industrial | Primary Metals | Existing | Space Heating | Natural Gas | Gas Boiler - High Turndown | A | Purchases (Cumulative) | Technical Potential | 0 | 0 | 0 | 0 | 0 | 0.098441 | 0.19683 | 0.29463 | 0.39249 | 0.49043 | 0.57746 | 0.64689 | 0.70233 | 0.74597 | 0.78101 | 0.80878 | 0.831 | 0.84869 | 0.86271 | 0.87394 | 0.88289 | 0.88295 | 0.88297 | 0.88298 | 0.88298 | 0.88298 | 0.88299 | 0.88299 | 0.88299 | 0.88299 | 0.88299
F1_Industrial_Primary Metals_Existing_Process_Natural Gas_Gas Boiler - High Turndown_A_Technical Potential | F1 | Industrial | Primary Metals | Existing | Process | Natural Gas | Gas Boiler - High Turndown | A | Integrated Unit Energy Savings (kWh or therms) | Technical Potential | 0 | 0 | 0 | 0 | 0 | 38.1234 | 38.0221 | 37.9198 | 37.8188 | 37.7178 | 37.6143 | 37.5241 | 37.4413 | 37.3534 | 37.2868 | 37.2126 | 37.1518 | 37.0887 | 37.0236 | 36.9719 | 36.915 | 36.8629 | 36.811 | 36.7593 | 36.7079 | 36.7035 | 36.6995 | 36.6958 | 38.225 | 38.225 | 38.225
F2_Industrial_Primary Metals_Existing_Process_Natural Gas_Gas Boiler - High Turndown_A_Technical Potential | F2 | Industrial | Primary Metals | Existing | Process | Natural Gas | Gas Boiler - High Turndown | A | Integrated Unit Summer Peak Savings (kW) | Technical Potential | 0 | 0 | 0 | 0 | 0 | 0 | 0 | 0 | 0 | 0 | 0 | 0 | 0 | 0 | 0 | 0 | 0 | 0 | 0 | 0 | 0 | 0 | 0 | 0 | 0 | 0 | 0 | 0 | 0 | 0 | 0
F3_Industrial_Primary Metals_Existing_Process_Natural Gas_Gas Boiler - High Turndown_A_Technical Potential | F3 | Industrial | Primary Metals | Existing | Process | Natural Gas | Gas Boiler - High Turndown | A | Integrated Unit Winter Peak Savings (kW) | Technical Potential | 0 | 0 | 0 | 0 | 0 | 0 | 0 | 0 | 0 | 0 | 0 | 0 | 0 | 0 | 0 | 0 | 0 | 0 | 0 | 0 | 0 | 0 | 0 | 0 | 0 | 0 | 0 | 0 | 0 | 0 | 0
F4_Industrial_Primary Metals_Existing_Process_Natural Gas_Gas Boiler - High Turndown_A_Technical Potential | F4 | Industrial | Primary Metals | Existing | Process | Natural Gas | Gas Boiler - High Turndown | A | Incremental Energy Savings (MWh or mTherms) | Technical Potential | 0 | 0 | 0 | 0 | 0 | 0.13593 | 0.13549 | 0.13433 | 0.13405 | 0.1338 | 0.11856 | 0.094364 | 0.075172 | 0.059043 | 0.04733 | 0.037429 | 0.029898 | 0.023758 | 0.018803 | 0.01504 | 0.011963 | 8.1168e-05 | 2.8842e-05 | 9.7854e-06 | 3.1764e-06 | 2.6917e-06 | 2.6843e-06 | 2.6775e-06 | 2.783e-06 | 2.7776e-06 | 2.7729e-06
F5_Industrial_Primary Metals_Existing_Process_Natural Gas_Gas Boiler - High Turndown_A_Technical Potential | F5 | Industrial | Primary Metals | Existing | Process | Natural Gas | Gas Boiler - High Turndown | A | Incremental Summer Peak Savings (MW) | Technical Potential | 0 | 0 | 0 | 0 | 0 | 0 | 0 | 0 | 0 | 0 | 0 | 0 | 0 | 0 | 0 | 0 | 0 | 0 | 0 | 0 | 0 | 0 | 0 | 0 | 0 | 0 | 0 | 0 | 0 | 0 | 0
F6_Industrial_Primary Metals_Existing_Process_Natural Gas_Gas Boiler - High Turndown_A_Technical Potential | F6 | Industrial | Primary Metals | Existing | Process | Natural Gas | Gas Boiler - High Turndown | A | Incremental Winter Peak Savings (MW) | Technical Potential | 0 | 0 | 0 | 0 | 0 | 0 | 0 | 0 | 0 | 0 | 0 | 0 | 0 | 0 | 0 | 0 | 0 | 0 | 0 | 0 | 0 | 0 | 0 | 0 | 0 | 0 | 0 | 0 | 0 | 0 | 0
F7_Industrial_Primary Metals_Existing_Process_Natural Gas_Gas Boiler - High Turndown_A_Technical Potential | F7 | Industrial | Primary Metals | Existing | Process | Natural Gas | Gas Boiler - High Turndown | A | Cumulative Energy Savings (MWh or mTherms) | Technical Potential | 0 | 0 | 0 | 0 | 0 | 0.13593 | 0.27106 | 0.40466 | 0.53763 | 0.66999 | 0.78671 | 0.87919 | 0.95242 | 1.0092 | 1.0548 | 1.0901 | 1.1182 | 1.1401 | 1.1569 | 1.1703 | 1.1805 | 1.1789 | 1.1772 | 1.1756 | 1.174 | 1.1738 | 1.1737 | 1.1736 | 0 | 0 | 0
F8_Industrial_Primary Metals_Existing_Process_Natural Gas_Gas Boiler - High Turndown_A_Technical Potential | F8 | Industrial | Primary Metals | Existing | Process | Natural Gas | Gas Boiler - High Turndown | A | Cumulative Summer Peak Savings (MW) | Technical Potential | 0 | 0 | 0 | 0 | 0 | 0 | 0 | 0 | 0 | 0 | 0 | 0 | 0 | 0 | 0 | 0 | 0 | 0 | 0 | 0 | 0 | 0 | 0 | 0 | 0 | 0 | 0 | 0 | 0 | 0 | 0
F9_Industrial_Primary Metals_Existing_Process_Natural Gas_Gas Boiler - High Turndown_A_Technical Potential | F9 | Industrial | Primary Metals | Existing | Process | Natural Gas | Gas Boiler - High Turndown | A | Cumulative Winter Peak Savings (MW) | Technical Potential | 0 | 0 | 0 | 0 | 0 | 0 | 0 | 0 | 0 | 0 | 0 | 0 | 0 | 0 | 0 | 0 | 0 | 0 | 0 | 0 | 0 | 0 | 0 | 0 | 0 | 0 | 0 | 0 | 0 | 0 | 0
F10_Industrial_Primary Metals_Existing_Process_Natural Gas_Gas Boiler - High Turndown_A_Technical Potential | F10 | Industrial | Primary Metals | Existing | Process | Natural Gas | Gas Boiler - High Turndown | A | Purchases (Incremental) | Technical Potential | 0 | 0 | 0 | 0 | 0 | 3.5655 | 3.5635 | 3.5425 | 3.5444 | 3.5473 | 3.1521 | 2.5148 | 2.0077 | 1.5807 | 1.2694 | 1.0058 | 0.80475 | 0.64056 | 0.50788 | 0.40678 | 0.32408 | 0.0022019 | 0.00078352 | 0.0002662 | 8.6531e-05 | 7.3337e-05 | 7.3142e-05 | 7.2965e-05 | 7.2806e-05 | 7.2664e-05 | 7.2541e-05
F11_Industrial_Primary Metals_Existing_Process_Natural Gas_Gas Boiler - High Turndown_A_Technical Potential | F11 | Industrial | Primary Metals | Existing | Process | Natural Gas | Gas Boiler - High Turndown | A | Purchases (Cumulative) | Technical Potential | 0 | 0 | 0 | 0 | 0 | 3.5655 | 7.129 | 10.6714 | 14.2158 | 17.7632 | 20.9152 | 23.43 | 25.4377 | 27.0184 | 28.2877 | 29.2935 | 30.0983 | 30.7388 | 31.2467 | 31.6535 | 31.9776 | 31.9798 | 31.9806 | 31.9808 | 31.9809 | 31.981 | 31.9811 | 31.9811 | 31.9812 | 31.9813 | 31.9814
F1_Industrial_Primary Metals_Existing_Space Heating_Natural Gas_Gas Boiler - Burner Control Optimization_A_Technical Potential | F1 | Industrial | Primary Metals | Existing | Space Heating | Natural Gas | Gas Boiler - Burner Control Optimization | A | Integrated Unit Energy Savings (kWh or therms) | Technical Potential | 0 | 0 | 0 | 0 | 0 | 11.3051 | 11.0949 | 10.8266 | 10.5019 | 10.1239 | 9.696 | 9.2564 | 8.8189 | 8.3749 | 7.9974 | 7.638 | 7.3474 | 7.0932 | 6.8679 | 6.7066 | 6.5582 | 6.4279 | 6.3173 | 6.2276 | 6.1429 | 6.0795 | 6.0242 | 5.9721 | 9.8447 | 9.8042 | 9.7673
F2_Industrial_Primary Metals_Existing_Space Heating_Natural Gas_Gas Boiler - Burner Control Optimization_A_Technical Potential | F2 | Industrial | Primary Metals | Existing | Space Heating | Natural Gas | Gas Boiler - Burner Control Optimization | A | Integrated Unit Summer Peak Savings (kW) | Technical Potential | 0 | 0 | 0 | 0 | 0 | 0 | 0 | 0 | 0 | 0 | 0 | 0 | 0 | 0 | 0 | 0 | 0 | 0 | 0 | 0 | 0 | 0 | 0 | 0 | 0 | 0 | 0 | 0 | 0 | 0 | 0
F3_Industrial_Primary Metals_Existing_Space Heating_Natural Gas_Gas Boiler - Burner Control Optimization_A_Technical Potential | F3 | Industrial | Primary Metals | Existing | Space Heating | Natural Gas | Gas Boiler - Burner Control Optimization | A | Integrated Unit Winter Peak Savings (kW) | Technical Potential | 0 | 0 | 0 | 0 | 0 | 0 | 0 | 0 | 0 | 0 | 0 | 0 | 0 | 0 | 0 | 0 | 0 | 0 | 0 | 0 | 0 | 0 | 0 | 0 | 0 | 0 | 0 | 0 | 0 | 0 | 0
F4_Industrial_Primary Metals_Existing_Space Heating_Natural Gas_Gas Boiler - Burner Control Optimization_A_Technical Potential | F4 | Industrial | Primary Metals | Existing | Space Heating | Natural Gas | Gas Boiler - Burner Control Optimization | A | Incremental Energy Savings (MWh or mTherms) | Technical Potential | 0 | 0 | 0 | 0 | 0 | 0.00030021 | 0.00046287 | 0.00089802 | 0.0015252 | 0.0022891 | 0.0030303 | 0.0036718 | 0.004073 | 0.0040993 | 0.0039295 | 0.0034693 | 0.0029205 | 0.0023103 | 0.0017243 | 0.0012421 | 0.00084675 | 0.00055113 | 0.00034343 | 0.00020537 | 0.00013673 | 0 | 0 | 0 | 0 | 0 | 0
F5_Industrial_Primary Metals_Existing_Space Heating_Natural Gas_Gas Boiler - Burner Control Optimization_A_Technical Potential | F5 | Industrial | Primary Metals | Existing | Space Heating | Natural Gas | Gas Boiler - Burner Control Optimization | A | Incremental Summer Peak Savings (MW) | Technical Potential | 0 | 0 | 0 | 0 | 0 | 0 | 0 | 0 | 0 | 0 | 0 | 0 | 0 | 0 | 0 | 0 | 0 | 0 | 0 | 0 | 0 | 0 | 0 | 0 | 0 | 0 | 0 | 0 | 0 | 0 | 0
F6_Industrial_Primary Metals_Existing_Space Heating_Natural Gas_Gas Boiler - Burner Control Optimization_A_Technical Potential | F6 | Industrial | Primary Metals | Existing | Space Heating | Natural Gas | Gas Boiler - Burner Control Optimization | A | Incremental Winter Peak Savings (MW) | Technical Potential | 0 | 0 | 0 | 0 | 0 | 0 | 0 | 0 | 0 | 0 | 0 | 0 | 0 | 0 | 0 | 0 | 0 | 0 | 0 | 0 | 0 | 0 | 0 | 0 | 0 | 0 | 0 | 0 | 0 | 0 | 0
F7_Industrial_Primary Metals_Existing_Space Heating_Natural Gas_Gas Boiler - Burner Control Optimization_A_Technical Potential | F7 | Industrial | Primary Metals | Existing | Space Heating | Natural Gas | Gas Boiler - Burner Control Optimization | A | Cumulative Energy Savings (MWh or mTherms) | Technical Potential | 0 | 0 | 0 | 0 | 0 | 0.00030021 | 0.00075749 | 0.0016372 | 0.0031133 | 0.0052903 | 0.008097 | 0.011402 | 0.014936 | 0.018283 | 0.021389 | 0.023897 | 0.025908 | 0.027322 | 0.028178 | 0.028759 | 0.028969 | 0.028945 | 0.02879 | 0.028586 | 0.028335 | 0.028042 | 0.027787 | 0.027547 | 0 | 0 | 0
F8_Industrial_Primary Metals_Existing_Space Heating_Natural Gas_Gas Boiler - Burner Control Optimization_A_Technical Potential | F8 | Industrial | Primary Metals | Existing | Space Heating | Natural Gas | Gas Boiler - Burner Control Optimization | A | Cumulative Summer Peak Savings (MW) | Technical Potential | 0 | 0 | 0 | 0 | 0 | 0 | 0 | 0 | 0 | 0 | 0 | 0 | 0 | 0 | 0 | 0 | 0 | 0 | 0 | 0 | 0 | 0 | 0 | 0 | 0 | 0 | 0 | 0 | 0 | 0 | 0
F9_Industrial_Primary Metals_Existing_Space Heating_Natural Gas_Gas Boiler - Burner Control Optimization_A_Technical Potential | F9 | Industrial | Primary Metals | Existing | Space Heating | Natural Gas | Gas Boiler - Burner Control Optimization | A | Cumulative Winter Peak Savings (MW) | Technical Potential | 0 | 0 | 0 | 0 | 0 | 0 | 0 | 0 | 0 | 0 | 0 | 0 | 0 | 0 | 0 | 0 | 0 | 0 | 0 | 0 | 0 | 0 | 0 | 0 | 0 | 0 | 0 | 0 | 0 | 0 | 0
F10_Industrial_Primary Metals_Existing_Space Heating_Natural Gas_Gas Boiler - Burner Control Optimization_A_Technical Potential | F10 | Industrial | Primary Metals | Existing | Space Heating | Natural Gas | Gas Boiler - Burner Control Optimization | A | Purchases (Incremental) | Technical Potential | 0 | 0 | 0 | 0 | 0 | 0.026555 | 0.041719 | 0.082946 | 0.14523 | 0.22611 | 0.31253 | 0.39668 | 0.46185 | 0.48948 | 0.49135 | 0.45422 | 0.39749 | 0.3257 | 0.25106 | 0.18521 | 0.12911 | 0.08574 | 0.054363 | 0.032978 | 0.022258 | 0 | 0 | 0 | 0 | 0 | 0
F11_Industrial_Primary Metals_Existing_Space Heating_Natural Gas_Gas Boiler - Burner Control Optimization_A_Technical Potential | F11 | Industrial | Primary Metals | Existing | Space Heating | Natural Gas | Gas Boiler - Burner Control Optimization | A | Purchases (Cumulative) | Technical Potential | 0 | 0 | 0 | 0 | 0 | 0.026555 | 0.068274 | 0.15122 | 0.29645 | 0.52256 | 0.83509 | 1.2318 | 1.6936 | 2.1831 | 2.6744 | 3.1287 | 3.5261 | 3.8518 | 4.1029 | 4.2881 | 4.4172 | 4.503 | 4.5573 | 4.5903 | 4.6126 | 4.6126 | 4.6126 | 4.6126 | 4.6126 | 4.6126 | 4.6126
F1_Industrial_Primary Metals_Existing_Process_Natural Gas_Gas Boiler - Burner Control Optimization_A_Technical Potential | F1 | Industrial | Primary Metals | Existing | Process | Natural Gas | Gas Boiler - Burner Control Optimization | A | Integrated Unit Energy Savings (kWh or therms) | Technical Potential | 0 | 0 | 0 | 0 | 0 | 11.055 | 11.0249 | 10.9945 | 10.9645 | 10.9345 | 10.9038 | 10.8771 | 10.8527 | 10.8268 | 10.8072 | 10.7855 | 10.7677 | 10.7492 | 10.7302 | 10.7151 | 10.6985 | 10.6834 | 10.6683 | 10.6533 | 10.6384 | 10.6371 | 10.6359 | 10.6349 | 11.0853 | 11.0853 | 11.0853
F2_Industrial_Primary Metals_Existing_Process_Natural Gas_Gas Boiler - Burner Control Optimization_A_Technical Potential | F2 | Industrial | Primary Metals | Existing | Process | Natural Gas | Gas Boiler - Burner Control Optimization | A | Integrated Unit Summer Peak Savings (kW) | Technical Potential | 0 | 0 | 0 | 0 | 0 | 0 | 0 | 0 | 0 | 0 | 0 | 0 | 0 | 0 | 0 | 0 | 0 | 0 | 0 | 0 | 0 | 0 | 0 | 0 | 0 | 0 | 0 | 0 | 0 | 0 | 0
F3_Industrial_Primary Metals_Existing_Process_Natural Gas_Gas Boiler - Burner Control Optimization_A_Technical Potential | F3 | Industrial | Primary Metals | Existing | Process | Natural Gas | Gas Boiler - Burner Control Optimization | A | Integrated Unit Winter Peak Savings (kW) | Technical Potential | 0 | 0 | 0 | 0 | 0 | 0 | 0 | 0 | 0 | 0 | 0 | 0 | 0 | 0 | 0 | 0 | 0 | 0 | 0 | 0 | 0 | 0 | 0 | 0 | 0 | 0 | 0 | 0 | 0 | 0 | 0
F4_Industrial_Primary Metals_Existing_Process_Natural Gas_Gas Boiler - Burner Control Optimization_A_Technical Potential | F4 | Industrial | Primary Metals | Existing | Process | Natural Gas | Gas Boiler - Burner Control Optimization | A | Incremental Energy Savings (MWh or mTherms) | Technical Potential | 0 | 0 | 0 | 0 | 0 | 0.010633 | 0.016659 | 0.03303 | 0.057676 | 0.089547 | 0.12343 | 0.15627 | 0.18154 | 0.19194 | 0.19233 | 0.17744 | 0.15502 | 0.1268 | 0.097572 | 0.071879 | 0.05003 | 0.033177 | 0.021006 | 0.012725 | 0.0085765 | 0 | 0 | 0 | 0 | 0 | 0
F5_Industrial_Primary Metals_Existing_Process_Natural Gas_Gas Boiler - Burner Control Optimization_A_Technical Potential | F5 | Industrial | Primary Metals | Existing | Process | Natural Gas | Gas Boiler - Burner Control Optimization | A | Incremental Summer Peak Savings (MW) | Technical Potential | 0 | 0 | 0 | 0 | 0 | 0 | 0 | 0 | 0 | 0 | 0 | 0 | 0 | 0 | 0 | 0 | 0 | 0 | 0 | 0 | 0 | 0 | 0 | 0 | 0 | 0 | 0 | 0 | 0 | 0 | 0
F6_Industrial_Primary Metals_Existing_Process_Natural Gas_Gas Boiler - Burner Control Optimization_A_Technical Potential | F6 | Industrial | Primary Metals | Existing | Process | Natural Gas | Gas Boiler - Burner Control Optimization | A | Incremental Winter Peak Savings (MW) | Technical Potential | 0 | 0 | 0 | 0 | 0 | 0 | 0 | 0 | 0 | 0 | 0 | 0 | 0 | 0 | 0 | 0 | 0 | 0 | 0 | 0 | 0 | 0 | 0 | 0 | 0 | 0 | 0 | 0 | 0 | 0 | 0
F7_Industrial_Primary Metals_Existing_Process_Natural Gas_Gas Boiler - Burner Control Optimization_A_Technical Potential | F7 | Industrial | Primary Metals | Existing | Process | Natural Gas | Gas Boiler - Burner Control Optimization | A | Cumulative Energy Savings (MWh or mTherms) | Technical Potential | 0 | 0 | 0 | 0 | 0 | 0.010633 | 0.027263 | 0.060218 | 0.11773 | 0.20695 | 0.3298 | 0.48527 | 0.66572 | 0.85607 | 1.0469 | 1.2222 | 1.3752 | 1.4996 | 1.5945 | 1.6642 | 1.7116 | 1.7424 | 1.7609 | 1.7712 | 1.7773 | 1.7771 | 1.7769 | 1.7767 | 0 | 0 | 0
F8_Industrial_Primary Metals_Existing_Process_Natural Gas_Gas Boiler - Burner Control Optimization_A_Technical Potential | F8 | Industrial | Primary Metals | Existing | Process | Natural Gas | Gas Boiler - Burner Control Optimization | A | Cumulative Summer Peak Savings (MW) | Technical Potential | 0 | 0 | 0 | 0 | 0 | 0 | 0 | 0 | 0 | 0 | 0 | 0 | 0 | 0 | 0 | 0 | 0 | 0 | 0 | 0 | 0 | 0 | 0 | 0 | 0 | 0 | 0 | 0 | 0 | 0 | 0
F9_Industrial_Primary Metals_Existing_Process_Natural Gas_Gas Boiler - Burner Control Optimization_A_Technical Potential | F9 | Industrial | Primary Metals | Existing | Process | Natural Gas | Gas Boiler - Burner Control Optimization | A | Cumulative Winter Peak Savings (MW) | Technical Potential | 0 | 0 | 0 | 0 | 0 | 0 | 0 | 0 | 0 | 0 | 0 | 0 | 0 | 0 | 0 | 0 | 0 | 0 | 0 | 0 | 0 | 0 | 0 | 0 | 0 | 0 | 0 | 0 | 0 | 0 | 0
F10_Industrial_Primary Metals_Existing_Process_Natural Gas_Gas Boiler - Burner Control Optimization_A_Technical Potential | F10 | Industrial | Primary Metals | Existing | Process | Natural Gas | Gas Boiler - Burner Control Optimization | A | Purchases (Incremental) | Technical Potential | 0 | 0 | 0 | 0 | 0 | 0.9618 | 1.511 | 3.0042 | 5.2602 | 8.1894 | 11.3195 | 14.3673 | 16.7278 | 17.7285 | 17.7962 | 16.4514 | 14.3968 | 11.7965 | 9.0932 | 6.7082 | 4.6763 | 3.1054 | 1.969 | 1.1944 | 0.80619 | 0 | 0 | 0 | 0 | 0 | 0
F11_Industrial_Primary Metals_Existing_Process_Natural Gas_Gas Boiler - Burner Control Optimization_A_Technical Potential | F11 | Industrial | Primary Metals | Existing | Process | Natural Gas | Gas Boiler - Burner Control Optimization | A | Purchases (Cumulative) | Technical Potential | 0 | 0 | 0 | 0 | 0 | 0.9618 | 2.4728 | 5.4771 | 10.7373 | 18.9267 | 30.2462 | 44.6135 | 61.3413 | 79.0698 | 96.866 | 113.3174 | 127.7142 | 139.5108 | 148.604 | 155.3122 | 159.9886 | 163.094 | 165.063 | 166.2574 | 167.0636 | 167.0636 | 167.0636 | 167.0636 | 167.0636 | 167.0636 | 167.0636
F1_Industrial_Primary Metals_Existing_Space Heating_Natural Gas_HVAC - Demand Controlled Ventilation_A_Technical Potential | F1 | Industrial | Primary Metals | Existing | Space Heating | Natural Gas | HVAC - Demand Controlled Ventilation | A | Integrated Unit Energy Savings (kWh or therms) | Technical Potential | 0 | 0 | 0 | 0 | 0 | 0.045567 | 0.044991 | 0.044258 | 0.043491 | 0.04269 | 0.041856 | 0.041001 | 0.040143 | 0.039252 | 0.038347 | 0.037457 | 0.036606 | 0.035809 | 0.035054 | 0.034381 | 0.03375 | 0.03316 | 0.032622 | 0.032137 | 0.031686 | 0.031329 | 0.031012 | 0.030707 | 0.036718 | 0.036492 | 0.03628
F2_Industrial_Primary Metals_Existing_Space Heating_Natural Gas_HVAC - Demand Controlled Ventilation_A_Technical Potential | F2 | Industrial | Primary Metals | Existing | Space Heating | Natural Gas | HVAC - Demand Controlled Ventilation | A | Integrated Unit Summer Peak Savings (kW) | Technical Potential | 0 | 0 | 0 | 0 | 0 | 0 | 0 | 0 | 0 | 0 | 0 | 0 | 0 | 0 | 0 | 0 | 0 | 0 | 0 | 0 | 0 | 0 | 0 | 0 | 0 | 0 | 0 | 0 | 0 | 0 | 0
F3_Industrial_Primary Metals_Existing_Space Heating_Natural Gas_HVAC - Demand Controlled Ventilation_A_Technical Potential | F3 | Industrial | Primary Metals | Existing | Space Heating | Natural Gas | HVAC - Demand Controlled Ventilation | A | Integrated Unit Winter Peak Savings (kW) | Technical Potential | 0 | 0 | 0 | 0 | 0 | 0 | 0 | 0 | 0 | 0 | 0 | 0 | 0 | 0 | 0 | 0 | 0 | 0 | 0 | 0 | 0 | 0 | 0 | 0 | 0 | 0 | 0 | 0 | 0 | 0 | 0
F4_Industrial_Primary Metals_Existing_Space Heating_Natural Gas_HVAC - Demand Controlled Ventilation_A_Technical Potential | F4 | Industrial | Primary Metals | Existing | Space Heating | Natural Gas | HVAC - Demand Controlled Ventilation | A | Incremental Energy Savings (MWh or mTherms) | Technical Potential | 0 | 0 | 0 | 0 | 0 | 0.023413 | 0.023104 | 0.022594 | 0.022214 | 0.021823 | 0.021125 | 0.020637 | 0.020164 | 0.019403 | 0.019028 | 0.01841 | 0.017994 | 0.017513 | 0.016991 | 0.016685 | 0.016311 | 0.015963 | 0.015647 | 0.015362 | 0.015098 | 0 | 0 | 0 | 0 | 0 | 0
F5_Industrial_Primary Metals_Existing_Space Heating_Natural Gas_HVAC - Demand Controlled Ventilation_A_Technical Potential | F5 | Industrial | Primary Metals | Existing | Space Heating | Natural Gas | HVAC - Demand Controlled Ventilation | A | Incremental Summer Peak Savings (MW) | Technical Potential | 0 | 0 | 0 | 0 | 0 | 0 | 0 | 0 | 0 | 0 | 0 | 0 | 0 | 0 | 0 | 0 | 0 | 0 | 0 | 0 | 0 | 0 | 0 | 0 | 0 | 0 | 0 | 0 | 0 | 0 | 0
F6_Industrial_Primary Metals_Existing_Space Heating_Natural Gas_HVAC - Demand Controlled Ventilation_A_Technical Potential | F6 | Industrial | Primary Metals | Existing | Space Heating | Natural Gas | HVAC - Demand Controlled Ventilation | A | Incremental Winter Peak Savings (MW) | Technical Potential | 0 | 0 | 0 | 0 | 0 | 0 | 0 | 0 | 0 | 0 | 0 | 0 | 0 | 0 | 0 | 0 | 0 | 0 | 0 | 0 | 0 | 0 | 0 | 0 | 0 | 0 | 0 | 0 | 0 | 0 | 0
F7_Industrial_Primary Metals_Existing_Space Heating_Natural Gas_HVAC - Demand Controlled Ventilation_A_Technical Potential | F7 | Industrial | Primary Metals | Existing | Space Heating | Natural Gas | HVAC - Demand Controlled Ventilation | A | Cumulative Energy Savings (MWh or mTherms) | Technical Potential | 0 | 0 | 0 | 0 | 0 | 0.023413 | 0.046221 | 0.068062 | 0.089097 | 0.10928 | 0.12827 | 0.14629 | 0.16339 | 0.17916 | 0.19406 | 0.20797 | 0.22124 | 0.23393 | 0.24599 | 0.25795 | 0.26953 | 0.28078 | 0.29188 | 0.30289 | 0.31374 | 0.31021 | 0.30707 | 0.30405 | 0 | 0 | 0
F8_Industrial_Primary Metals_Existing_Space Heating_Natural Gas_HVAC - Demand Controlled Ventilation_A_Technical Potential | F8 | Industrial | Primary Metals | Existing | Space Heating | Natural Gas | HVAC - Demand Controlled Ventilation | A | Cumulative Summer Peak Savings (MW) | Technical Potential | 0 | 0 | 0 | 0 | 0 | 0 | 0 | 0 | 0 | 0 | 0 | 0 | 0 | 0 | 0 | 0 | 0 | 0 | 0 | 0 | 0 | 0 | 0 | 0 | 0 | 0 | 0 | 0 | 0 | 0 | 0
F9_Industrial_Primary Metals_Existing_Space Heating_Natural Gas_HVAC - Demand Controlled Ventilation_A_Technical Potential | F9 | Industrial | Primary Metals | Existing | Space Heating | Natural Gas | HVAC - Demand Controlled Ventilation | A | Cumulative Winter Peak Savings (MW) | Technical Potential | 0 | 0 | 0 | 0 | 0 | 0 | 0 | 0 | 0 | 0 | 0 | 0 | 0 | 0 | 0 | 0 | 0 | 0 | 0 | 0 | 0 | 0 | 0 | 0 | 0 | 0 | 0 | 0 | 0 | 0 | 0
F10_Industrial_Primary Metals_Existing_Space Heating_Natural Gas_HVAC - Demand Controlled Ventilation_A_Technical Potential | F10 | Industrial | Primary Metals | Existing | Space Heating | Natural Gas | HVAC - Demand Controlled Ventilation | A | Purchases (Incremental) | Technical Potential | 0 | 0 | 0 | 0 | 0 | 513.8107 | 513.5287 | 510.5002 | 510.7762 | 511.1986 | 504.7069 | 503.3277 | 502.3057 | 494.3293 | 496.2167 | 491.4846 | 491.5484 | 489.0744 | 484.7119 | 485.286 | 483.2793 | 481.3996 | 479.6456 | 478.0156 | 476.5082 | 0 | 0 | 0 | 0 | 0 | 0
F11_Industrial_Primary Metals_Existing_Space Heating_Natural Gas_HVAC - Demand Controlled Ventilation_A_Technical Potential | F11 | Industrial | Primary Metals | Existing | Space Heating | Natural Gas | HVAC - Demand Controlled Ventilation | A | Purchases (Cumulative) | Technical Potential | 0 | 0 | 0 | 0 | 0 | 513.8107 | 1027.3394 | 1537.8397 | 2048.6159 | 2559.8145 | 3064.5214 | 3567.8491 | 4070.1548 | 4564.4841 | 5060.7008 | 5552.1854 | 6043.7337 | 6532.8081 | 7017.52 | 7502.806 | 7986.0853 | 8467.4849 | 8947.1305 | 9425.1461 | 9901.6543 | 9901.6543 | 9901.6543 | 9901.6543 | 9901.6543 | 9901.6543 | 9901.6543
F1_Industrial_Primary Metals_Existing_Space Heating_Natural Gas_Gas Boiler - Stack Economizer_A_Technical Potential | F1 | Industrial | Primary Metals | Existing | Space Heating | Natural Gas | Gas Boiler - Stack Economizer | A | Integrated Unit Energy Savings (kWh or therms) | Technical Potential | 0 | 0 | 0 | 0 | 0 | 28.6435 | 28.3961 | 28.1273 | 27.8473 | 27.5573 | 27.2613 | 26.962 | 26.6583 | 26.3406 | 26.0046 | 25.6776 | 25.3554 | 25.0581 | 24.7702 | 24.5029 | 24.2474 | 23.985 | 23.7445 | 23.5158 | 23.2896 | 23.0799 | 22.8981 | 22.7252 | 24.7814 | 24.6796 | 24.5867
F2_Industrial_Primary Metals_Existing_Space Heating_Natural Gas_Gas Boiler - Stack Economizer_A_Technical Potential | F2 | Industrial | Primary Metals | Existing | Space Heating | Natural Gas | Gas Boiler - Stack Economizer | A | Integrated Unit Summer Peak Savings (kW) | Technical Potential | 0 | 0 | 0 | 0 | 0 | 0 | 0 | 0 | 0 | 0 | 0 | 0 | 0 | 0 | 0 | 0 | 0 | 0 | 0 | 0 | 0 | 0 | 0 | 0 | 0 | 0 | 0 | 0 | 0 | 0 | 0
F3_Industrial_Primary Metals_Existing_Space Heating_Natural Gas_Gas Boiler - Stack Economizer_A_Technical Potential | F3 | Industrial | Primary Metals | Existing | Space Heating | Natural Gas | Gas Boiler - Stack Economizer | A | Integrated Unit Winter Peak Savings (kW) | Technical Potential | 0 | 0 | 0 | 0 | 0 | 0 | 0 | 0 | 0 | 0 | 0 | 0 | 0 | 0 | 0 | 0 | 0 | 0 | 0 | 0 | 0 | 0 | 0 | 0 | 0 | 0 | 0 | 0 | 0 | 0 | 0
F4_Industrial_Primary Metals_Existing_Space Heating_Natural Gas_Gas Boiler - Stack Economizer_A_Technical Potential | F4 | Industrial | Primary Metals | Existing | Space Heating | Natural Gas | Gas Boiler - Stack Economizer | A | Incremental Energy Savings (MWh or mTherms) | Technical Potential | 0 | 0 | 0 | 0 | 0 | 0.0075192 | 0.0074501 | 0.0073361 | 0.007267 | 0.0071973 | 0.0063266 | 0.004992 | 0.0039406 | 0.0030655 | 0.0024303 | 0.0019015 | 0.0015023 | 0.0011818 | 0.00092623 | 0.00073385 | 0.00057856 | 3.8883e-06 | 1.3698e-06 | 4.6089e-07 | 1.4838e-07 | 1.2462e-07 | 1.2331e-07 | 1.2208e-07 | 1.3284e-07 | 1.3204e-07 | 1.3131e-07
F5_Industrial_Primary Metals_Existing_Space Heating_Natural Gas_Gas Boiler - Stack Economizer_A_Technical Potential | F5 | Industrial | Primary Metals | Existing | Space Heating | Natural Gas | Gas Boiler - Stack Economizer | A | Incremental Summer Peak Savings (MW) | Technical Potential | 0 | 0 | 0 | 0 | 0 | 0 | 0 | 0 | 0 | 0 | 0 | 0 | 0 | 0 | 0 | 0 | 0 | 0 | 0 | 0 | 0 | 0 | 0 | 0 | 0 | 0 | 0 | 0 | 0 | 0 | 0
F6_Industrial_Primary Metals_Existing_Space Heating_Natural Gas_Gas Boiler - Stack Economizer_A_Technical Potential | F6 | Industrial | Primary Metals | Existing | Space Heating | Natural Gas | Gas Boiler - Stack Economizer | A | Incremental Winter Peak Savings (MW) | Technical Potential | 0 | 0 | 0 | 0 | 0 | 0 | 0 | 0 | 0 | 0 | 0 | 0 | 0 | 0 | 0 | 0 | 0 | 0 | 0 | 0 | 0 | 0 | 0 | 0 | 0 | 0 | 0 | 0 | 0 | 0 | 0
F7_Industrial_Primary Metals_Existing_Space Heating_Natural Gas_Gas Boiler - Stack Economizer_A_Technical Potential | F7 | Industrial | Primary Metals | Existing | Space Heating | Natural Gas | Gas Boiler - Stack Economizer | A | Cumulative Energy Savings (MWh or mTherms) | Technical Potential | 0 | 0 | 0 | 0 | 0 | 0.0075192 | 0.014904 | 0.022099 | 0.029146 | 0.03604 | 0.04198 | 0.046511 | 0.049928 | 0.052398 | 0.05416 | 0.05538 | 0.056188 | 0.056711 | 0.056985 | 0.057104 | 0.057087 | 0.056473 | 0.055909 | 0.055371 | 0.054838 | 0.054344 | 0.053916 | 0.05351 | 0 | 0 | 0
F8_Industrial_Primary Metals_Existing_Space Heating_Natural Gas_Gas Boiler - Stack Economizer_A_Technical Potential | F8 | Industrial | Primary Metals | Existing | Space Heating | Natural Gas | Gas Boiler - Stack Economizer | A | Cumulative Summer Peak Savings (MW) | Technical Potential | 0 | 0 | 0 | 0 | 0 | 0 | 0 | 0 | 0 | 0 | 0 | 0 | 0 | 0 | 0 | 0 | 0 | 0 | 0 | 0 | 0 | 0 | 0 | 0 | 0 | 0 | 0 | 0 | 0 | 0 | 0
F9_Industrial_Primary Metals_Existing_Space Heating_Natural Gas_Gas Boiler - Stack Economizer_A_Technical Potential | F9 | Industrial | Primary Metals | Existing | Space Heating | Natural Gas | Gas Boiler - Stack Economizer | A | Cumulative Winter Peak Savings (MW) | Technical Potential | 0 | 0 | 0 | 0 | 0 | 0 | 0 | 0 | 0 | 0 | 0 | 0 | 0 | 0 | 0 | 0 | 0 | 0 | 0 | 0 | 0 | 0 | 0 | 0 | 0 | 0 | 0 | 0 | 0 | 0 | 0
F10_Industrial_Primary Metals_Existing_Space Heating_Natural Gas_Gas Boiler - Stack Economizer_A_Technical Potential | F10 | Industrial | Primary Metals | Existing | Space Heating | Natural Gas | Gas Boiler - Stack Economizer | A | Purchases (Incremental) | Technical Potential | 0 | 0 | 0 | 0 | 0 | 0.26251 | 0.26237 | 0.26082 | 0.26096 | 0.26117 | 0.23207 | 0.18515 | 0.14782 | 0.11638 | 0.093458 | 0.074053 | 0.05925 | 0.047162 | 0.037393 | 0.02995 | 0.023861 | 0.00016211 | 5.7687e-05 | 1.9599e-05 | 6.3709e-06 | 5.3995e-06 | 5.3851e-06 | 5.3721e-06 | 5.3604e-06 | 5.35e-06 | 5.3409e-06
F11_Industrial_Primary Metals_Existing_Space Heating_Natural Gas_Gas Boiler - Stack Economizer_A_Technical Potential | F11 | Industrial | Primary Metals | Existing | Space Heating | Natural Gas | Gas Boiler - Stack Economizer | A | Purchases (Cumulative) | Technical Potential | 0 | 0 | 0 | 0 | 0 | 0.26251 | 0.52487 | 0.78569 | 1.0467 | 1.3078 | 1.5399 | 1.725 | 1.8729 | 1.9892 | 2.0827 | 2.1568 | 2.216 | 2.2632 | 2.3006 | 2.3305 | 2.3544 | 2.3545 | 2.3546 | 2.3546 | 2.3546 | 2.3546 | 2.3546 | 2.3546 | 2.3546 | 2.3546 | 2.3547
F1_Industrial_Primary Metals_Existing_Process_Natural Gas_Gas Boiler - Stack Economizer_A_Technical Potential | F1 | Industrial | Primary Metals | Existing | Process | Natural Gas | Gas Boiler - Stack Economizer | A | Integrated Unit Energy Savings (kWh or therms) | Technical Potential | 0 | 0 | 0 | 0 | 0 | 36.6936 | 36.6919 | 36.6907 | 36.6898 | 36.689 | 36.6882 | 36.6876 | 36.6871 | 36.6865 | 36.6862 | 36.6858 | 36.6856 | 36.6853 | 36.6851 | 36.685 | 36.6848 | 36.6847 | 36.6846 | 36.6845 | 36.6844 | 36.6844 | 36.6844 | 36.6843 | 36.696 | 36.696 | 36.696
F2_Industrial_Primary Metals_Existing_Process_Natural Gas_Gas Boiler - Stack Economizer_A_Technical Potential | F2 | Industrial | Primary Metals | Existing | Process | Natural Gas | Gas Boiler - Stack Economizer | A | Integrated Unit Summer Peak Savings (kW) | Technical Potential | 0 | 0 | 0 | 0 | 0 | 0 | 0 | 0 | 0 | 0 | 0 | 0 | 0 | 0 | 0 | 0 | 0 | 0 | 0 | 0 | 0 | 0 | 0 | 0 | 0 | 0 | 0 | 0 | 0 | 0 | 0
F3_Industrial_Primary Metals_Existing_Process_Natural Gas_Gas Boiler - Stack Economizer_A_Technical Potential | F3 | Industrial | Primary Metals | Existing | Process | Natural Gas | Gas Boiler - Stack Economizer | A | Integrated Unit Winter Peak Savings (kW) | Technical Potential | 0 | 0 | 0 | 0 | 0 | 0 | 0 | 0 | 0 | 0 | 0 | 0 | 0 | 0 | 0 | 0 | 0 | 0 | 0 | 0 | 0 | 0 | 0 | 0 | 0 | 0 | 0 | 0 | 0 | 0 | 0
F4_Industrial_Primary Metals_Existing_Process_Natural Gas_Gas Boiler - Stack Economizer_A_Technical Potential | F4 | Industrial | Primary Metals | Existing | Process | Natural Gas | Gas Boiler - Stack Economizer | A | Incremental Energy Savings (MWh or mTherms) | Technical Potential | 0 | 0 | 0 | 0 | 0 | 0.34888 | 0.34867 | 0.3466 | 0.34678 | 0.34706 | 0.30838 | 0.24603 | 0.19642 | 0.15464 | 0.12418 | 0.098397 | 0.078727 | 0.062664 | 0.049684 | 0.039794 | 0.031704 | 0.0002154 | 7.6648e-05 | 2.6041e-05 | 8.4649e-06 | 7.1742e-06 | 7.1551e-06 | 7.1378e-06 | 7.1245e-06 | 7.1106e-06 | 7.0986e-06
F5_Industrial_Primary Metals_Existing_Process_Natural Gas_Gas Boiler - Stack Economizer_A_Technical Potential | F5 | Industrial | Primary Metals | Existing | Process | Natural Gas | Gas Boiler - Stack Economizer | A | Incremental Summer Peak Savings (MW) | Technical Potential | 0 | 0 | 0 | 0 | 0 | 0 | 0 | 0 | 0 | 0 | 0 | 0 | 0 | 0 | 0 | 0 | 0 | 0 | 0 | 0 | 0 | 0 | 0 | 0 | 0 | 0 | 0 | 0 | 0 | 0 | 0
F6_Industrial_Primary Metals_Existing_Process_Natural Gas_Gas Boiler - Stack Economizer_A_Technical Potential | F6 | Industrial | Primary Metals | Existing | Process | Natural Gas | Gas Boiler - Stack Economizer | A | Incremental Winter Peak Savings (MW) | Technical Potential | 0 | 0 | 0 | 0 | 0 | 0 | 0 | 0 | 0 | 0 | 0 | 0 | 0 | 0 | 0 | 0 | 0 | 0 | 0 | 0 | 0 | 0 | 0 | 0 | 0 | 0 | 0 | 0 | 0 | 0 | 0
F7_Industrial_Primary Metals_Existing_Process_Natural Gas_Gas Boiler - Stack Economizer_A_Technical Potential | F7 | Industrial | Primary Metals | Existing | Process | Natural Gas | Gas Boiler - Stack Economizer | A | Cumulative Energy Savings (MWh or mTherms) | Technical Potential | 0 | 0 | 0 | 0 | 0 | 0.34888 | 0.69753 | 1.0441 | 1.3909 | 1.7379 | 2.0462 | 2.2922 | 2.4886 | 2.6432 | 2.7674 | 2.8658 | 2.9445 | 3.0071 | 3.0568 | 3.0966 | 3.1282 | 3.1285 | 3.1285 | 3.1285 | 3.1285 | 3.1285 | 3.1285 | 3.1286 | 0 | 0 | 0
F8_Industrial_Primary Metals_Existing_Process_Natural Gas_Gas Boiler - Stack Economizer_A_Technical Potential | F8 | Industrial | Primary Metals | Existing | Process | Natural Gas | Gas Boiler - Stack Economizer | A | Cumulative Summer Peak Savings (MW) | Technical Potential | 0 | 0 | 0 | 0 | 0 | 0 | 0 | 0 | 0 | 0 | 0 | 0 | 0 | 0 | 0 | 0 | 0 | 0 | 0 | 0 | 0 | 0 | 0 | 0 | 0 | 0 | 0 | 0 | 0 | 0 | 0
F9_Industrial_Primary Metals_Existing_Process_Natural Gas_Gas Boiler - Stack Economizer_A_Technical Potential | F9 | Industrial | Primary Metals | Existing | Process | Natural Gas | Gas Boiler - Stack Economizer | A | Cumulative Winter Peak Savings (MW) | Technical Potential | 0 | 0 | 0 | 0 | 0 | 0 | 0 | 0 | 0 | 0 | 0 | 0 | 0 | 0 | 0 | 0 | 0 | 0 | 0 | 0 | 0 | 0 | 0 | 0 | 0 | 0 | 0 | 0 | 0 | 0 | 0
F10_Industrial_Primary Metals_Existing_Process_Natural Gas_Gas Boiler - Stack Economizer_A_Technical Potential | F10 | Industrial | Primary Metals | Existing | Process | Natural Gas | Gas Boiler - Stack Economizer | A | Purchases (Incremental) | Technical Potential | 0 | 0 | 0 | 0 | 0 | 9.5079 | 9.5027 | 9.4466 | 9.4517 | 9.4595 | 8.4055 | 6.706 | 5.3539 | 4.2151 | 3.385 | 2.6822 | 2.146 | 1.7082 | 1.3543 | 1.0848 | 0.86421 | 0.0058717 | 0.0020894 | 0.00070987 | 0.00023075 | 0.00019557 | 0.00019505 | 0.00019457 | 0.00019415 | 0.00019377 | 0.00019344
F11_Industrial_Primary Metals_Existing_Process_Natural Gas_Gas Boiler - Stack Economizer_A_Technical Potential | F11 | Industrial | Primary Metals | Existing | Process | Natural Gas | Gas Boiler - Stack Economizer | A | Purchases (Cumulative) | Technical Potential | 0 | 0 | 0 | 0 | 0 | 9.5079 | 19.0106 | 28.4572 | 37.9089 | 47.3685 | 55.7739 | 62.48 | 67.8339 | 72.049 | 75.434 | 78.1161 | 80.2621 | 81.9703 | 83.3246 | 84.4094 | 85.2736 | 85.2794 | 85.2815 | 85.2822 | 85.2825 | 85.2827 | 85.2829 | 85.2831 | 85.2832 | 85.2834 | 85.2836
F1_Industrial_Primary Metals_Existing_Space Heating_Natural Gas_Gas Furnace Tube Inserts_A_Technical Potential | F1 | Industrial | Primary Metals | Existing | Space Heating | Natural Gas | Gas Furnace Tube Inserts | A | Integrated Unit Energy Savings (kWh or therms) | Technical Potential | 0 | 0 | 0 | 0 | 0 | 0.086046 | 0.085101 | 0.08388 | 0.082616 | 0.08132 | 0.080015 | 0.078709 | 0.077446 | 0.076192 | 0.074913 | 0.073725 | 0.072591 | 0.071564 | 0.070596 | 0.069684 | 0.068809 | 0.067938 | 0.067097 | 0.0663 | 0.065535 | 0.064816 | 0.064174 | 0.063559 | 0.069231 | 0.068805 | 0.068405
F2_Industrial_Primary Metals_Existing_Space Heating_Natural Gas_Gas Furnace Tube Inserts_A_Technical Potential | F2 | Industrial | Primary Metals | Existing | Space Heating | Natural Gas | Gas Furnace Tube Inserts | A | Integrated Unit Summer Peak Savings (kW) | Technical Potential | 0 | 0 | 0 | 0 | 0 | 0 | 0 | 0 | 0 | 0 | 0 | 0 | 0 | 0 | 0 | 0 | 0 | 0 | 0 | 0 | 0 | 0 | 0 | 0 | 0 | 0 | 0 | 0 | 0 | 0 | 0
F3_Industrial_Primary Metals_Existing_Space Heating_Natural Gas_Gas Furnace Tube Inserts_A_Technical Potential | F3 | Industrial | Primary Metals | Existing | Space Heating | Natural Gas | Gas Furnace Tube Inserts | A | Integrated Unit Winter Peak Savings (kW) | Technical Potential | 0 | 0 | 0 | 0 | 0 | 0 | 0 | 0 | 0 | 0 | 0 | 0 | 0 | 0 | 0 | 0 | 0 | 0 | 0 | 0 | 0 | 0 | 0 | 0 | 0 | 0 | 0 | 0 | 0 | 0 | 0
F4_Industrial_Primary Metals_Existing_Space Heating_Natural Gas_Gas Furnace Tube Inserts_A_Technical Potential | F4 | Industrial | Primary Metals | Existing | Space Heating | Natural Gas | Gas Furnace Tube Inserts | A | Incremental Energy Savings (MWh or mTherms) | Technical Potential | 0 | 0 | 0 | 0 | 0 | 0 | 0 | 0 | 0 | 0 | 0 | 0 | 0 | 0 | 0 | 0 | 0 | 0 | 0 | 0 | 0 | 0 | 0 | 0 | 0 | 0 | 0 | 0 | 0 | 0 | 0
F5_Industrial_Primary Metals_Existing_Space Heating_Natural Gas_Gas Furnace Tube Inserts_A_Technical Potential | F5 | Industrial | Primary Metals | Existing | Space Heating | Natural Gas | Gas Furnace Tube Inserts | A | Incremental Summer Peak Savings (MW) | Technical Potential | 0 | 0 | 0 | 0 | 0 | 0 | 0 | 0 | 0 | 0 | 0 | 0 | 0 | 0 | 0 | 0 | 0 | 0 | 0 | 0 | 0 | 0 | 0 | 0 | 0 | 0 | 0 | 0 | 0 | 0 | 0
F6_Industrial_Primary Metals_Existing_Space Heating_Natural Gas_Gas Furnace Tube Inserts_A_Technical Potential | F6 | Industrial | Primary Metals | Existing | Space Heating | Natural Gas | Gas Furnace Tube Inserts | A | Incremental Winter Peak Savings (MW) | Technical Potential | 0 | 0 | 0 | 0 | 0 | 0 | 0 | 0 | 0 | 0 | 0 | 0 | 0 | 0 | 0 | 0 | 0 | 0 | 0 | 0 | 0 | 0 | 0 | 0 | 0 | 0 | 0 | 0 | 0 | 0 | 0
F7_Industrial_Primary Metals_Existing_Space Heating_Natural Gas_Gas Furnace Tube Inserts_A_Technical Potential | F7 | Industrial | Primary Metals | Existing | Space Heating | Natural Gas | Gas Furnace Tube Inserts | A | Cumulative Energy Savings (MWh or mTherms) | Technical Potential | 0 | 0 | 0 | 0 | 0 | 0 | 0 | 0 | 0 | 0 | 0 | 0 | 0 | 0 | 0 | 0 | 0 | 0 | 0 | 0 | 0 | 0 | 0 | 0 | 0 | 0 | 0 | 0 | 0 | 0 | 0
F8_Industrial_Primary Metals_Existing_Space Heating_Natural Gas_Gas Furnace Tube Inserts_A_Technical Potential | F8 | Industrial | Primary Metals | Existing | Space Heating | Natural Gas | Gas Furnace Tube Inserts | A | Cumulative Summer Peak Savings (MW) | Technical Potential | 0 | 0 | 0 | 0 | 0 | 0 | 0 | 0 | 0 | 0 | 0 | 0 | 0 | 0 | 0 | 0 | 0 | 0 | 0 | 0 | 0 | 0 | 0 | 0 | 0 | 0 | 0 | 0 | 0 | 0 | 0
F9_Industrial_Primary Metals_Existing_Space Heating_Natural Gas_Gas Furnace Tube Inserts_A_Technical Potential | F9 | Industrial | Primary Metals | Existing | Space Heating | Natural Gas | Gas Furnace Tube Inserts | A | Cumulative Winter Peak Savings (MW) | Technical Potential | 0 | 0 | 0 | 0 | 0 | 0 | 0 | 0 | 0 | 0 | 0 | 0 | 0 | 0 | 0 | 0 | 0 | 0 | 0 | 0 | 0 | 0 | 0 | 0 | 0 | 0 | 0 | 0 | 0 | 0 | 0
F10_Industrial_Primary Metals_Existing_Space Heating_Natural Gas_Gas Furnace Tube Inserts_A_Technical Potential | F10 | Industrial | Primary Metals | Existing | Space Heating | Natural Gas | Gas Furnace Tube Inserts | A | Purchases (Incremental) | Technical Potential | 0 | 0 | 0 | 0 | 0 | 0 | 0 | 0 | 0 | 0 | 0 | 0 | 0 | 0 | 0 | 0 | 0 | 0 | 0 | 0 | 0 | 0 | 0 | 0 | 0 | 0 | 0 | 0 | 0 | 0 | 0
F11_Industrial_Primary Metals_Existing_Space Heating_Natural Gas_Gas Furnace Tube Inserts_A_Technical Potential | F11 | Industrial | Primary Metals | Existing | Space Heating | Natural Gas | Gas Furnace Tube Inserts | A | Purchases (Cumulative) | Technical Potential | 0 | 0 | 0 | 0 | 0 | 0 | 0 | 0 | 0 | 0 | 0 | 0 | 0 | 0 | 0 | 0 | 0 | 0 | 0 | 0 | 0 | 0 | 0 | 0 | 0 | 0 | 0 | 0 | 0 | 0 | 0
F1_Industrial_Primary Metals_Existing_Space Heating_Natural Gas_Space Heating - Heat Recovery Ventilator_A_Technical Potential | F1 | Industrial | Primary Metals | Existing | Space Heating | Natural Gas | Space Heating - Heat Recovery Ventilator | A | Integrated Unit Energy Savings (kWh or therms) | Technical Potential | 0 | 0 | 0 | 0 | 0 | 0.013107 | 0.012869 | 0.012538 | 0.012128 | 0.011646 | 0.011097 | 0.010534 | 0.0099793 | 0.0094216 | 0.0089528 | 0.0085105 | 0.0081578 | 0.0078547 | 0.0075909 | 0.0074071 | 0.0072394 | 0.0070943 | 0.0069747 | 0.0068807 | 0.0067943 | 0.0067306 | 0.0066748 | 0.0066217 | 0 | 0 | 0
F2_Industrial_Primary Metals_Existing_Space Heating_Natural Gas_Space Heating - Heat Recovery Ventilator_A_Technical Potential | F2 | Industrial | Primary Metals | Existing | Space Heating | Natural Gas | Space Heating - Heat Recovery Ventilator | A | Integrated Unit Summer Peak Savings (kW) | Technical Potential | 0 | 0 | 0 | 0 | 0 | 0 | 0 | 0 | 0 | 0 | 0 | 0 | 0 | 0 | 0 | 0 | 0 | 0 | 0 | 0 | 0 | 0 | 0 | 0 | 0 | 0 | 0 | 0 | 0 | 0 | 0
F3_Industrial_Primary Metals_Existing_Space Heating_Natural Gas_Space Heating - Heat Recovery Ventilator_A_Technical Potential | F3 | Industrial | Primary Metals | Existing | Space Heating | Natural Gas | Space Heating - Heat Recovery Ventilator | A | Integrated Unit Winter Peak Savings (kW) | Technical Potential | 0 | 0 | 0 | 0 | 0 | 0 | 0 | 0 | 0 | 0 | 0 | 0 | 0 | 0 | 0 | 0 | 0 | 0 | 0 | 0 | 0 | 0 | 0 | 0 | 0 | 0 | 0 | 0 | 0 | 0 | 0
F4_Industrial_Primary Metals_Existing_Space Heating_Natural Gas_Space Heating - Heat Recovery Ventilator_A_Technical Potential | F4 | Industrial | Primary Metals | Existing | Space Heating | Natural Gas | Space Heating - Heat Recovery Ventilator | A | Incremental Energy Savings (MWh or mTherms) | Technical Potential | 0 | 0 | 0 | 0 | 0 | 0.016484 | 0.016176 | 0.015667 | 0.015163 | 0.014572 | 0.013709 | 0.012978 | 0.01227 | 0.0114 | 0.010874 | 0.010238 | 0.0098152 | 0.009403 | 0.0090061 | 0.0087985 | 0.0085637 | 0.0083595 | 0.0081886 | 0.0080507 | 0.0079246 | 0 | 0 | 0 | 0 | 0 | 0
F5_Industrial_Primary Metals_Existing_Space Heating_Natural Gas_Space Heating - Heat Recovery Ventilator_A_Technical Potential | F5 | Industrial | Primary Metals | Existing | Space Heating | Natural Gas | Space Heating - Heat Recovery Ventilator | A | Incremental Summer Peak Savings (MW) | Technical Potential | 0 | 0 | 0 | 0 | 0 | 0 | 0 | 0 | 0 | 0 | 0 | 0 | 0 | 0 | 0 | 0 | 0 | 0 | 0 | 0 | 0 | 0 | 0 | 0 | 0 | 0 | 0 | 0 | 0 | 0 | 0
F6_Industrial_Primary Metals_Existing_Space Heating_Natural Gas_Space Heating - Heat Recovery Ventilator_A_Technical Potential | F6 | Industrial | Primary Metals | Existing | Space Heating | Natural Gas | Space Heating - Heat Recovery Ventilator | A | Incremental Winter Peak Savings (MW) | Technical Potential | 0 | 0 | 0 | 0 | 0 | 0 | 0 | 0 | 0 | 0 | 0 | 0 | 0 | 0 | 0 | 0 | 0 | 0 | 0 | 0 | 0 | 0 | 0 | 0 | 0 | 0 | 0 | 0 | 0 | 0 | 0
F7_Industrial_Primary Metals_Existing_Space Heating_Natural Gas_Space Heating - Heat Recovery Ventilator_A_Technical Potential | F7 | Industrial | Primary Metals | Existing | Space Heating | Natural Gas | Space Heating - Heat Recovery Ventilator | A | Cumulative Energy Savings (MWh or mTherms) | Technical Potential | 0 | 0 | 0 | 0 | 0 | 0.016484 | 0.03236 | 0.047195 | 0.060817 | 0.07297 | 0.08324 | 0.091998 | 0.09942 | 0.10526 | 0.1109 | 0.11566 | 0.12068 | 0.1256 | 0.13039 | 0.13603 | 0.14151 | 0.14704 | 0.15275 | 0.15874 | 0.16467 | 0.16313 | 0.16178 | 0.16049 | 0 | 0 | 0
F8_Industrial_Primary Metals_Existing_Space Heating_Natural Gas_Space Heating - Heat Recovery Ventilator_A_Technical Potential | F8 | Industrial | Primary Metals | Existing | Space Heating | Natural Gas | Space Heating - Heat Recovery Ventilator | A | Cumulative Summer Peak Savings (MW) | Technical Potential | 0 | 0 | 0 | 0 | 0 | 0 | 0 | 0 | 0 | 0 | 0 | 0 | 0 | 0 | 0 | 0 | 0 | 0 | 0 | 0 | 0 | 0 | 0 | 0 | 0 | 0 | 0 | 0 | 0 | 0 | 0
F9_Industrial_Primary Metals_Existing_Space Heating_Natural Gas_Space Heating - Heat Recovery Ventilator_A_Technical Potential | F9 | Industrial | Primary Metals | Existing | Space Heating | Natural Gas | Space Heating - Heat Recovery Ventilator | A | Cumulative Winter Peak Savings (MW) | Technical Potential | 0 | 0 | 0 | 0 | 0 | 0 | 0 | 0 | 0 | 0 | 0 | 0 | 0 | 0 | 0 | 0 | 0 | 0 | 0 | 0 | 0 | 0 | 0 | 0 | 0 | 0 | 0 | 0 | 0 | 0 | 0
F10_Industrial_Primary Metals_Existing_Space Heating_Natural Gas_Space Heating - Heat Recovery Ventilator_A_Technical Potential | F10 | Industrial | Primary Metals | Existing | Space Heating | Natural Gas | Space Heating - Heat Recovery Ventilator | A | Purchases (Incremental) | Technical Potential | 0 | 0 | 0 | 0 | 0 | 1257.6681 | 1256.9779 | 1249.565 | 1250.2406 | 1251.2744 | 1235.3845 | 1232.0086 | 1229.5071 | 1209.9829 | 1214.6027 | 1203.0199 | 1203.176 | 1197.1203 | 1186.4421 | 1187.8475 | 1182.9355 | 1178.3346 | 1174.0412 | 1170.0514 | 1166.3617 | 0 | 0 | 0 | 0 | 0 | 0
F11_Industrial_Primary Metals_Existing_Space Heating_Natural Gas_Space Heating - Heat Recovery Ventilator_A_Technical Potential | F11 | Industrial | Primary Metals | Existing | Space Heating | Natural Gas | Space Heating - Heat Recovery Ventilator | A | Purchases (Cumulative) | Technical Potential | 0 | 0 | 0 | 0 | 0 | 1257.6681 | 2514.646 | 3764.211 | 5014.4516 | 6265.726 | 7501.1104 | 8733.119 | 9962.6261 | 11172.609 | 12387.2117 | 13590.2316 | 14793.4075 | 15990.5279 | 17176.97 | 18364.8175 | 19547.753 | 20726.0876 | 21900.1288 | 23070.1803 | 24236.542 | 24236.542 | 24236.542 | 24236.542 | 24236.542 | 24236.542 | 24236.542
F1_Industrial_Primary Metals_Existing_Space Heating_Natural Gas_Thermostat - Programmable_A_Technical Potential | F1 | Industrial | Primary Metals | Existing | Space Heating | Natural Gas | Thermostat - Programmable | A | Integrated Unit Energy Savings (kWh or therms) | Technical Potential | 0 | 0 | 0 | 0 | 0 | 0.0064998 | 0.00637 | 0.0061942 | 0.0059797 | 0.0057293 | 0.0054456 | 0.0051557 | 0.0048698 | 0.0045817 | 0.0043392 | 0.0041089 | 0.0039238 | 0.0037632 | 0.0036224 | 0.0035228 | 0.0034316 | 0.0033528 | 0.0032875 | 0.0032354 | 0.0031877 | 0.0031573 | 0.0031307 | 0.0031053 | 0 | 0 | 0
F2_Industrial_Primary Metals_Existing_Space Heating_Natural Gas_Thermostat - Programmable_A_Technical Potential | F2 | Industrial | Primary Metals | Existing | Space Heating | Natural Gas | Thermostat - Programmable | A | Integrated Unit Summer Peak Savings (kW) | Technical Potential | 0 | 0 | 0 | 0 | 0 | 0 | 0 | 0 | 0 | 0 | 0 | 0 | 0 | 0 | 0 | 0 | 0 | 0 | 0 | 0 | 0 | 0 | 0 | 0 | 0 | 0 | 0 | 0 | 0 | 0 | 0
F3_Industrial_Primary Metals_Existing_Space Heating_Natural Gas_Thermostat - Programmable_A_Technical Potential | F3 | Industrial | Primary Metals | Existing | Space Heating | Natural Gas | Thermostat - Programmable | A | Integrated Unit Winter Peak Savings (kW) | Technical Potential | 0 | 0 | 0 | 0 | 0 | 0 | 0 | 0 | 0 | 0 | 0 | 0 | 0 | 0 | 0 | 0 | 0 | 0 | 0 | 0 | 0 | 0 | 0 | 0 | 0 | 0 | 0 | 0 | 0 | 0 | 0
F4_Industrial_Primary Metals_Existing_Space Heating_Natural Gas_Thermostat - Programmable_A_Technical Potential | F4 | Industrial | Primary Metals | Existing | Space Heating | Natural Gas | Thermostat - Programmable | A | Incremental Energy Savings (MWh or mTherms) | Technical Potential | 0 | 0 | 0 | 0 | 0 | 0.024524 | 0.024021 | 0.02322 | 0.022428 | 0.021507 | 0.020182 | 0.019056 | 0.017962 | 0.016631 | 0.015811 | 0.014829 | 0.014163 | 0.013515 | 0.012893 | 0.012554 | 0.012178 | 0.011852 | 0.011579 | 0.011357 | 0.011154 | 0 | 0 | 0 | 0 | 0 | 0
F5_Industrial_Primary Metals_Existing_Space Heating_Natural Gas_Thermostat - Programmable_A_Technical Potential | F5 | Industrial | Primary Metals | Existing | Space Heating | Natural Gas | Thermostat - Programmable | A | Incremental Summer Peak Savings (MW) | Technical Potential | 0 | 0 | 0 | 0 | 0 | 0 | 0 | 0 | 0 | 0 | 0 | 0 | 0 | 0 | 0 | 0 | 0 | 0 | 0 | 0 | 0 | 0 | 0 | 0 | 0 | 0 | 0 | 0 | 0 | 0 | 0
F6_Industrial_Primary Metals_Existing_Space Heating_Natural Gas_Thermostat - Programmable_A_Technical Potential | F6 | Industrial | Primary Metals | Existing | Space Heating | Natural Gas | Thermostat - Programmable | A | Incremental Winter Peak Savings (MW) | Technical Potential | 0 | 0 | 0 | 0 | 0 | 0 | 0 | 0 | 0 | 0 | 0 | 0 | 0 | 0 | 0 | 0 | 0 | 0 | 0 | 0 | 0 | 0 | 0 | 0 | 0 | 0 | 0 | 0 | 0 | 0 | 0
F7_Industrial_Primary Metals_Existing_Space Heating_Natural Gas_Thermostat - Programmable_A_Technical Potential | F7 | Industrial | Primary Metals | Existing | Space Heating | Natural Gas | Thermostat - Programmable | A | Cumulative Energy Savings (MWh or mTherms) | Technical Potential | 0 | 0 | 0 | 0 | 0 | 0.024524 | 0.048055 | 0.069949 | 0.089955 | 0.10769 | 0.12254 | 0.13508 | 0.14555 | 0.15357 | 0.16125 | 0.16752 | 0.17414 | 0.18053 | 0.18666 | 0.19409 | 0.20124 | 0.20847 | 0.21599 | 0.22393 | 0.23178 | 0.22957 | 0.22763 | 0.22579 | 0 | 0 | 0
F8_Industrial_Primary Metals_Existing_Space Heating_Natural Gas_Thermostat - Programmable_A_Technical Potential | F8 | Industrial | Primary Metals | Existing | Space Heating | Natural Gas | Thermostat - Programmable | A | Cumulative Summer Peak Savings (MW) | Technical Potential | 0 | 0 | 0 | 0 | 0 | 0 | 0 | 0 | 0 | 0 | 0 | 0 | 0 | 0 | 0 | 0 | 0 | 0 | 0 | 0 | 0 | 0 | 0 | 0 | 0 | 0 | 0 | 0 | 0 | 0 | 0
F9_Industrial_Primary Metals_Existing_Space Heating_Natural Gas_Thermostat - Programmable_A_Technical Potential | F9 | Industrial | Primary Metals | Existing | Space Heating | Natural Gas | Thermostat - Programmable | A | Cumulative Winter Peak Savings (MW) | Technical Potential | 0 | 0 | 0 | 0 | 0 | 0 | 0 | 0 | 0 | 0 | 0 | 0 | 0 | 0 | 0 | 0 | 0 | 0 | 0 | 0 | 0 | 0 | 0 | 0 | 0 | 0 | 0 | 0 | 0 | 0 | 0
F10_Industrial_Primary Metals_Existing_Space Heating_Natural Gas_Thermostat - Programmable_A_Technical Potential | F10 | Industrial | Primary Metals | Existing | Space Heating | Natural Gas | Thermostat - Programmable | A | Purchases (Incremental) | Technical Potential | 0 | 0 | 0 | 0 | 0 | 3773.0044 | 3770.9336 | 3748.695 | 3750.7217 | 3753.8231 | 3706.1534 | 3696.0257 | 3688.5212 | 3629.9488 | 3643.808 | 3609.0596 | 3609.528 | 3591.361 | 3559.3263 | 3563.5425 | 3548.8064 | 3535.0039 | 3522.1236 | 3510.1543 | 3499.0852 | 0 | 0 | 0 | 0 | 0 | 0
F11_Industrial_Primary Metals_Existing_Space Heating_Natural Gas_Thermostat - Programmable_A_Technical Potential | F11 | Industrial | Primary Metals | Existing | Space Heating | Natural Gas | Thermostat - Programmable | A | Purchases (Cumulative) | Technical Potential | 0 | 0 | 0 | 0 | 0 | 3773.0044 | 7543.9379 | 11292.633 | 15043.3547 | 18797.1779 | 22503.3313 | 26199.3571 | 29887.8783 | 33517.8271 | 37161.6351 | 40770.6947 | 44380.2226 | 47971.5837 | 51530.91 | 55094.4525 | 58643.259 | 62178.2629 | 65700.3865 | 69210.5409 | 72709.6261 | 72709.6261 | 72709.6261 | 72709.6261 | 72709.6261 | 72709.6261 | 72709.6261
F1_Industrial_Primary Metals_Existing_Space Heating_Natural Gas_ENERGY STAR Connected Thermostat_A_Technical Potential | F1 | Industrial | Primary Metals | Existing | Space Heating | Natural Gas | ENERGY STAR Connected Thermostat | A | Integrated Unit Energy Savings (kWh or therms) | Technical Potential | 0 | 0 | 0 | 0 | 0 | 0.015324 | 0.015042 | 0.014652 | 0.014171 | 0.013604 | 0.012959 | 0.012299 | 0.011648 | 0.010995 | 0.010445 | 0.0099266 | 0.009513 | 0.0091575 | 0.0088478 | 0.0086317 | 0.0084343 | 0.0082635 | 0.0081223 | 0.0080109 | 0.0079086 | 0.0078343 | 0.0077693 | 0.0077073 | 0 | 0 | 0
F2_Industrial_Primary Metals_Existing_Space Heating_Natural Gas_ENERGY STAR Connected Thermostat_A_Technical Potential | F2 | Industrial | Primary Metals | Existing | Space Heating | Natural Gas | ENERGY STAR Connected Thermostat | A | Integrated Unit Summer Peak Savings (kW) | Technical Potential | 0 | 0 | 0 | 0 | 0 | 0 | 0 | 0 | 0 | 0 | 0 | 0 | 0 | 0 | 0 | 0 | 0 | 0 | 0 | 0 | 0 | 0 | 0 | 0 | 0 | 0 | 0 | 0 | 0 | 0 | 0
F3_Industrial_Primary Metals_Existing_Space Heating_Natural Gas_ENERGY STAR Connected Thermostat_A_Technical Potential | F3 | Industrial | Primary Metals | Existing | Space Heating | Natural Gas | ENERGY STAR Connected Thermostat | A | Integrated Unit Winter Peak Savings (kW) | Technical Potential | 0 | 0 | 0 | 0 | 0 | 0 | 0 | 0 | 0 | 0 | 0 | 0 | 0 | 0 | 0 | 0 | 0 | 0 | 0 | 0 | 0 | 0 | 0 | 0 | 0 | 0 | 0 | 0 | 0 | 0 | 0
F4_Industrial_Primary Metals_Existing_Space Heating_Natural Gas_ENERGY STAR Connected Thermostat_A_Technical Potential | F4 | Industrial | Primary Metals | Existing | Space Heating | Natural Gas | ENERGY STAR Connected Thermostat | A | Incremental Energy Savings (MWh or mTherms) | Technical Potential | 0 | 0 | 0 | 0 | 0 | 0.057819 | 0.056724 | 0.054927 | 0.05315 | 0.051066 | 0.048029 | 0.045459 | 0.042965 | 0.03991 | 0.03806 | 0.035826 | 0.034338 | 0.032888 | 0.031492 | 0.03076 | 0.029932 | 0.029211 | 0.028608 | 0.02812 | 0.027673 | 0 | 0 | 0 | 0 | 0 | 0
F5_Industrial_Primary Metals_Existing_Space Heating_Natural Gas_ENERGY STAR Connected Thermostat_A_Technical Potential | F5 | Industrial | Primary Metals | Existing | Space Heating | Natural Gas | ENERGY STAR Connected Thermostat | A | Incremental Summer Peak Savings (MW) | Technical Potential | 0 | 0 | 0 | 0 | 0 | 0 | 0 | 0 | 0 | 0 | 0 | 0 | 0 | 0 | 0 | 0 | 0 | 0 | 0 | 0 | 0 | 0 | 0 | 0 | 0 | 0 | 0 | 0 | 0 | 0 | 0
F6_Industrial_Primary Metals_Existing_Space Heating_Natural Gas_ENERGY STAR Connected Thermostat_A_Technical Potential | F6 | Industrial | Primary Metals | Existing | Space Heating | Natural Gas | ENERGY STAR Connected Thermostat | A | Incremental Winter Peak Savings (MW) | Technical Potential | 0 | 0 | 0 | 0 | 0 | 0 | 0 | 0 | 0 | 0 | 0 | 0 | 0 | 0 | 0 | 0 | 0 | 0 | 0 | 0 | 0 | 0 | 0 | 0 | 0 | 0 | 0 | 0 | 0 | 0 | 0
F7_Industrial_Primary Metals_Existing_Space Heating_Natural Gas_ENERGY STAR Connected Thermostat_A_Technical Potential | F7 | Industrial | Primary Metals | Existing | Space Heating | Natural Gas | ENERGY STAR Connected Thermostat | A | Cumulative Energy Savings (MWh or mTherms) | Technical Potential | 0 | 0 | 0 | 0 | 0 | 0.057819 | 0.11348 | 0.16546 | 0.21317 | 0.25571 | 0.29163 | 0.32223 | 0.34815 | 0.36851 | 0.38816 | 0.40472 | 0.42219 | 0.4393 | 0.45593 | 0.47556 | 0.49462 | 0.51381 | 0.53364 | 0.55444 | 0.57503 | 0.56963 | 0.5649 | 0.5604 | 0 | 0 | 0
F8_Industrial_Primary Metals_Existing_Space Heating_Natural Gas_ENERGY STAR Connected Thermostat_A_Technical Potential | F8 | Industrial | Primary Metals | Existing | Space Heating | Natural Gas | ENERGY STAR Connected Thermostat | A | Cumulative Summer Peak Savings (MW) | Technical Potential | 0 | 0 | 0 | 0 | 0 | 0 | 0 | 0 | 0 | 0 | 0 | 0 | 0 | 0 | 0 | 0 | 0 | 0 | 0 | 0 | 0 | 0 | 0 | 0 | 0 | 0 | 0 | 0 | 0 | 0 | 0
F9_Industrial_Primary Metals_Existing_Space Heating_Natural Gas_ENERGY STAR Connected Thermostat_A_Technical Potential | F9 | Industrial | Primary Metals | Existing | Space Heating | Natural Gas | ENERGY STAR Connected Thermostat | A | Cumulative Winter Peak Savings (MW) | Technical Potential | 0 | 0 | 0 | 0 | 0 | 0 | 0 | 0 | 0 | 0 | 0 | 0 | 0 | 0 | 0 | 0 | 0 | 0 | 0 | 0 | 0 | 0 | 0 | 0 | 0 | 0 | 0 | 0 | 0 | 0 | 0
F10_Industrial_Primary Metals_Existing_Space Heating_Natural Gas_ENERGY STAR Connected Thermostat_A_Technical Potential | F10 | Industrial | Primary Metals | Existing | Space Heating | Natural Gas | ENERGY STAR Connected Thermostat | A | Purchases (Incremental) | Technical Potential | 0 | 0 | 0 | 0 | 0 | 3773.0044 | 3770.9336 | 3748.695 | 3750.7217 | 3753.8231 | 3706.1534 | 3696.0257 | 3688.5212 | 3629.9488 | 3643.808 | 3609.0596 | 3609.528 | 3591.361 | 3559.3263 | 3563.5425 | 3548.8064 | 3535.0039 | 3522.1236 | 3510.1543 | 3499.0852 | 0 | 0 | 0 | 0 | 0 | 0
F11_Industrial_Primary Metals_Existing_Space Heating_Natural Gas_ENERGY STAR Connected Thermostat_A_Technical Potential | F11 | Industrial | Primary Metals | Existing | Space Heating | Natural Gas | ENERGY STAR Connected Thermostat | A | Purchases (Cumulative) | Technical Potential | 0 | 0 | 0 | 0 | 0 | 3773.0044 | 7543.9379 | 11292.633 | 15043.3547 | 18797.1779 | 22503.3313 | 26199.3571 | 29887.8783 | 33517.8271 | 37161.6351 | 40770.6947 | 44380.2226 | 47971.5837 | 51530.91 | 55094.4525 | 58643.259 | 62178.2629 | 65700.3865 | 69210.5409 | 72709.6261 | 72709.6261 | 72709.6261 | 72709.6261 | 72709.6261 | 72709.6261 | 72709.6261
F1_Industrial_Primary Metals_Existing_Space Heating_Natural Gas_Destratification Fans (HVLS)_A_Technical Potential | F1 | Industrial | Primary Metals | Existing | Space Heating | Natural Gas | Destratification Fans (HVLS) | A | Integrated Unit Energy Savings (kWh or therms) | Technical Potential | 0 | 0 | 0 | 0 | 0 | 0.015313 | 0.01502 | 0.014619 | 0.014128 | 0.013553 | 0.0129 | 0.012234 | 0.011578 | 0.010918 | 0.010365 | 0.0098425 | 0.0094253 | 0.0090657 | 0.0087517 | 0.0085316 | 0.0083298 | 0.0081545 | 0.0080087 | 0.0078925 | 0.0077854 | 0.0077119 | 0.0076476 | 0.0075863 | 0 | 0 | 0
F2_Industrial_Primary Metals_Existing_Space Heating_Natural Gas_Destratification Fans (HVLS)_A_Technical Potential | F2 | Industrial | Primary Metals | Existing | Space Heating | Natural Gas | Destratification Fans (HVLS) | A | Integrated Unit Summer Peak Savings (kW) | Technical Potential | 0 | 0 | 0 | 0 | 0 | 0 | 0 | 0 | 0 | 0 | 0 | 0 | 0 | 0 | 0 | 0 | 0 | 0 | 0 | 0 | 0 | 0 | 0 | 0 | 0 | 0 | 0 | 0 | 0 | 0 | 0
F3_Industrial_Primary Metals_Existing_Space Heating_Natural Gas_Destratification Fans (HVLS)_A_Technical Potential | F3 | Industrial | Primary Metals | Existing | Space Heating | Natural Gas | Destratification Fans (HVLS) | A | Integrated Unit Winter Peak Savings (kW) | Technical Potential | 0 | 0 | 0 | 0 | 0 | 0 | 0 | 0 | 0 | 0 | 0 | 0 | 0 | 0 | 0 | 0 | 0 | 0 | 0 | 0 | 0 | 0 | 0 | 0 | 0 | 0 | 0 | 0 | 0 | 0 | 0
F4_Industrial_Primary Metals_Existing_Space Heating_Natural Gas_Destratification Fans (HVLS)_A_Technical Potential | F4 | Industrial | Primary Metals | Existing | Space Heating | Natural Gas | Destratification Fans (HVLS) | A | Incremental Energy Savings (MWh or mTherms) | Technical Potential | 0 | 0 | 0 | 0 | 0 | 0.057775 | 0.056639 | 0.054803 | 0.05299 | 0.050874 | 0.047811 | 0.045217 | 0.042704 | 0.039633 | 0.037769 | 0.035522 | 0.034021 | 0.032558 | 0.03115 | 0.030403 | 0.029561 | 0.028826 | 0.028208 | 0.027704 | 0.027242 | 0 | 0 | 0 | 0 | 0 | 0
F5_Industrial_Primary Metals_Existing_Space Heating_Natural Gas_Destratification Fans (HVLS)_A_Technical Potential | F5 | Industrial | Primary Metals | Existing | Space Heating | Natural Gas | Destratification Fans (HVLS) | A | Incremental Summer Peak Savings (MW) | Technical Potential | 0 | 0 | 0 | 0 | 0 | 0 | 0 | 0 | 0 | 0 | 0 | 0 | 0 | 0 | 0 | 0 | 0 | 0 | 0 | 0 | 0 | 0 | 0 | 0 | 0 | 0 | 0 | 0 | 0 | 0 | 0
F6_Industrial_Primary Metals_Existing_Space Heating_Natural Gas_Destratification Fans (HVLS)_A_Technical Potential | F6 | Industrial | Primary Metals | Existing | Space Heating | Natural Gas | Destratification Fans (HVLS) | A | Incremental Winter Peak Savings (MW) | Technical Potential | 0 | 0 | 0 | 0 | 0 | 0 | 0 | 0 | 0 | 0 | 0 | 0 | 0 | 0 | 0 | 0 | 0 | 0 | 0 | 0 | 0 | 0 | 0 | 0 | 0 | 0 | 0 | 0 | 0 | 0 | 0
F7_Industrial_Primary Metals_Existing_Space Heating_Natural Gas_Destratification Fans (HVLS)_A_Technical Potential | F7 | Industrial | Primary Metals | Existing | Space Heating | Natural Gas | Destratification Fans (HVLS) | A | Cumulative Energy Savings (MWh or mTherms) | Technical Potential | 0 | 0 | 0 | 0 | 0 | 0.057775 | 0.11331 | 0.16509 | 0.21253 | 0.25475 | 0.2903 | 0.32052 | 0.34603 | 0.36596 | 0.38519 | 0.40129 | 0.4183 | 0.4349 | 0.45098 | 0.47005 | 0.48849 | 0.50703 | 0.52617 | 0.54624 | 0.56607 | 0.56073 | 0.55605 | 0.55159 | 0 | 0 | 0
F8_Industrial_Primary Metals_Existing_Space Heating_Natural Gas_Destratification Fans (HVLS)_A_Technical Potential | F8 | Industrial | Primary Metals | Existing | Space Heating | Natural Gas | Destratification Fans (HVLS) | A | Cumulative Summer Peak Savings (MW) | Technical Potential | 0 | 0 | 0 | 0 | 0 | 0 | 0 | 0 | 0 | 0 | 0 | 0 | 0 | 0 | 0 | 0 | 0 | 0 | 0 | 0 | 0 | 0 | 0 | 0 | 0 | 0 | 0 | 0 | 0 | 0 | 0
F9_Industrial_Primary Metals_Existing_Space Heating_Natural Gas_Destratification Fans (HVLS)_A_Technical Potential | F9 | Industrial | Primary Metals | Existing | Space Heating | Natural Gas | Destratification Fans (HVLS) | A | Cumulative Winter Peak Savings (MW) | Technical Potential | 0 | 0 | 0 | 0 | 0 | 0 | 0 | 0 | 0 | 0 | 0 | 0 | 0 | 0 | 0 | 0 | 0 | 0 | 0 | 0 | 0 | 0 | 0 | 0 | 0 | 0 | 0 | 0 | 0 | 0 | 0
F10_Industrial_Primary Metals_Existing_Space Heating_Natural Gas_Destratification Fans (HVLS)_A_Technical Potential | F10 | Industrial | Primary Metals | Existing | Space Heating | Natural Gas | Destratification Fans (HVLS) | A | Purchases (Incremental) | Technical Potential | 0 | 0 | 0 | 0 | 0 | 3773.0044 | 3770.9336 | 3748.695 | 3750.7217 | 3753.8231 | 3706.1534 | 3696.0257 | 3688.5212 | 3629.9488 | 3643.808 | 3609.0596 | 3609.528 | 3591.361 | 3559.3263 | 3563.5425 | 3548.8064 | 3535.0039 | 3522.1236 | 3510.1543 | 3499.0852 | 0 | 0 | 0 | 0 | 0 | 0
F11_Industrial_Primary Metals_Existing_Space Heating_Natural Gas_Destratification Fans (HVLS)_A_Technical Potential | F11 | Industrial | Primary Metals | Existing | Space Heating | Natural Gas | Destratification Fans (HVLS) | A | Purchases (Cumulative) | Technical Potential | 0 | 0 | 0 | 0 | 0 | 3773.0044 | 7543.9379 | 11292.633 | 15043.3547 | 18797.1779 | 22503.3313 | 26199.3571 | 29887.8783 | 33517.8271 | 37161.6351 | 40770.6947 | 44380.2226 | 47971.5837 | 51530.91 | 55094.4525 | 58643.259 | 62178.2629 | 65700.3865 | 69210.5409 | 72709.6261 | 72709.6261 | 72709.6261 | 72709.6261 | 72709.6261 | 72709.6261 | 72709.6261
F1_Industrial_Primary Metals_Existing_Space Heating_Natural Gas_Gas Boiler - Insulate Steam Lines/Condensate Tank_A_Technical Potential | F1 | Industrial | Primary Metals | Existing | Space Heating | Natural Gas | Gas Boiler - Insulate Steam Lines/Condensate Tank | A | Integrated Unit Energy Savings (kWh or therms) | Technical Potential | 0 | 0 | 0 | 0 | 0 | 311.0278 | 307.7009 | 304.0696 | 300.2329 | 296.1645 | 291.83 | 287.3186 | 282.5755 | 277.3958 | 272.0254 | 266.5119 | 261.1283 | 255.9881 | 251.0227 | 246.6621 | 242.5821 | 238.7133 | 235.3357 | 232.2915 | 229.4099 | 227.2827 | 225.4358 | 223.6836 | 269.6047 | 268.4972 | 267.4865
F2_Industrial_Primary Metals_Existing_Space Heating_Natural Gas_Gas Boiler - Insulate Steam Lines/Condensate Tank_A_Technical Potential | F2 | Industrial | Primary Metals | Existing | Space Heating | Natural Gas | Gas Boiler - Insulate Steam Lines/Condensate Tank | A | Integrated Unit Summer Peak Savings (kW) | Technical Potential | 0 | 0 | 0 | 0 | 0 | 0 | 0 | 0 | 0 | 0 | 0 | 0 | 0 | 0 | 0 | 0 | 0 | 0 | 0 | 0 | 0 | 0 | 0 | 0 | 0 | 0 | 0 | 0 | 0 | 0 | 0
F3_Industrial_Primary Metals_Existing_Space Heating_Natural Gas_Gas Boiler - Insulate Steam Lines/Condensate Tank_A_Technical Potential | F3 | Industrial | Primary Metals | Existing | Space Heating | Natural Gas | Gas Boiler - Insulate Steam Lines/Condensate Tank | A | Integrated Unit Winter Peak Savings (kW) | Technical Potential | 0 | 0 | 0 | 0 | 0 | 0 | 0 | 0 | 0 | 0 | 0 | 0 | 0 | 0 | 0 | 0 | 0 | 0 | 0 | 0 | 0 | 0 | 0 | 0 | 0 | 0 | 0 | 0 | 0 | 0 | 0
F4_Industrial_Primary Metals_Existing_Space Heating_Natural Gas_Gas Boiler - Insulate Steam Lines/Condensate Tank_A_Technical Potential | F4 | Industrial | Primary Metals | Existing | Space Heating | Natural Gas | Gas Boiler - Insulate Steam Lines/Condensate Tank | A | Incremental Energy Savings (MWh or mTherms) | Technical Potential | 0 | 0 | 0 | 0 | 0 | 0.0046656 | 0.0046132 | 0.0045318 | 0.0044771 | 0.0044201 | 0.0043001 | 0.004222 | 0.0041439 | 0.0040033 | 0.0039408 | 0.0038241 | 0.0037474 | 0.0036551 | 0.0035522 | 0.0034947 | 0.0034226 | 0.003355 | 0.0032954 | 0.0032418 | 0.0031914 | 0 | 0 | 0 | 0 | 0 | 0
F5_Industrial_Primary Metals_Existing_Space Heating_Natural Gas_Gas Boiler - Insulate Steam Lines/Condensate Tank_A_Technical Potential | F5 | Industrial | Primary Metals | Existing | Space Heating | Natural Gas | Gas Boiler - Insulate Steam Lines/Condensate Tank | A | Incremental Summer Peak Savings (MW) | Technical Potential | 0 | 0 | 0 | 0 | 0 | 0 | 0 | 0 | 0 | 0 | 0 | 0 | 0 | 0 | 0 | 0 | 0 | 0 | 0 | 0 | 0 | 0 | 0 | 0 | 0 | 0 | 0 | 0 | 0 | 0 | 0
F6_Industrial_Primary Metals_Existing_Space Heating_Natural Gas_Gas Boiler - Insulate Steam Lines/Condensate Tank_A_Technical Potential | F6 | Industrial | Primary Metals | Existing | Space Heating | Natural Gas | Gas Boiler - Insulate Steam Lines/Condensate Tank | A | Incremental Winter Peak Savings (MW) | Technical Potential | 0 | 0 | 0 | 0 | 0 | 0 | 0 | 0 | 0 | 0 | 0 | 0 | 0 | 0 | 0 | 0 | 0 | 0 | 0 | 0 | 0 | 0 | 0 | 0 | 0 | 0 | 0 | 0 | 0 | 0 | 0
F7_Industrial_Primary Metals_Existing_Space Heating_Natural Gas_Gas Boiler - Insulate Steam Lines/Condensate Tank_A_Technical Potential | F7 | Industrial | Primary Metals | Existing | Space Heating | Natural Gas | Gas Boiler - Insulate Steam Lines/Condensate Tank | A | Cumulative Energy Savings (MWh or mTherms) | Technical Potential | 0 | 0 | 0 | 0 | 0 | 0.0046656 | 0.0092289 | 0.013652 | 0.017957 | 0.022133 | 0.026109 | 0.029928 | 0.033578 | 0.036966 | 0.040191 | 0.0432 | 0.046075 | 0.048823 | 0.051428 | 0.05403 | 0.056559 | 0.059011 | 0.061472 | 0.063919 | 0.066317 | 0.065702 | 0.065168 | 0.064662 | 0 | 0 | 0
F8_Industrial_Primary Metals_Existing_Space Heating_Natural Gas_Gas Boiler - Insulate Steam Lines/Condensate Tank_A_Technical Potential | F8 | Industrial | Primary Metals | Existing | Space Heating | Natural Gas | Gas Boiler - Insulate Steam Lines/Condensate Tank | A | Cumulative Summer Peak Savings (MW) | Technical Potential | 0 | 0 | 0 | 0 | 0 | 0 | 0 | 0 | 0 | 0 | 0 | 0 | 0 | 0 | 0 | 0 | 0 | 0 | 0 | 0 | 0 | 0 | 0 | 0 | 0 | 0 | 0 | 0 | 0 | 0 | 0
F9_Industrial_Primary Metals_Existing_Space Heating_Natural Gas_Gas Boiler - Insulate Steam Lines/Condensate Tank_A_Technical Potential | F9 | Industrial | Primary Metals | Existing | Space Heating | Natural Gas | Gas Boiler - Insulate Steam Lines/Condensate Tank | A | Cumulative Winter Peak Savings (MW) | Technical Potential | 0 | 0 | 0 | 0 | 0 | 0 | 0 | 0 | 0 | 0 | 0 | 0 | 0 | 0 | 0 | 0 | 0 | 0 | 0 | 0 | 0 | 0 | 0 | 0 | 0 | 0 | 0 | 0 | 0 | 0 | 0
F10_Industrial_Primary Metals_Existing_Space Heating_Natural Gas_Gas Boiler - Insulate Steam Lines/Condensate Tank_A_Technical Potential | F10 | Industrial | Primary Metals | Existing | Space Heating | Natural Gas | Gas Boiler - Insulate Steam Lines/Condensate Tank | A | Purchases (Incremental) | Technical Potential | 0 | 0 | 0 | 0 | 0 | 0.015001 | 0.014992 | 0.014904 | 0.014912 | 0.014924 | 0.014735 | 0.014695 | 0.014665 | 0.014432 | 0.014487 | 0.014349 | 0.014351 | 0.014278 | 0.014151 | 0.014168 | 0.014109 | 0.014054 | 0.014003 | 0.013956 | 0.013912 | 0 | 0 | 0 | 0 | 0 | 0
F11_Industrial_Primary Metals_Existing_Space Heating_Natural Gas_Gas Boiler - Insulate Steam Lines/Condensate Tank_A_Technical Potential | F11 | Industrial | Primary Metals | Existing | Space Heating | Natural Gas | Gas Boiler - Insulate Steam Lines/Condensate Tank | A | Purchases (Cumulative) | Technical Potential | 0 | 0 | 0 | 0 | 0 | 0.015001 | 0.029993 | 0.044897 | 0.059809 | 0.074733 | 0.089468 | 0.10416 | 0.11883 | 0.13326 | 0.14775 | 0.16209 | 0.17645 | 0.19072 | 0.20487 | 0.21904 | 0.23315 | 0.24721 | 0.26121 | 0.27517 | 0.28908 | 0.28908 | 0.28908 | 0.28908 | 0.28908 | 0.28908 | 0.28908
F1_Industrial_Primary Metals_Existing_Process_Natural Gas_Gas Boiler - Insulate Steam Lines/Condensate Tank_A_Technical Potential | F1 | Industrial | Primary Metals | Existing | Process | Natural Gas | Gas Boiler - Insulate Steam Lines/Condensate Tank | A | Integrated Unit Energy Savings (kWh or therms) | Technical Potential | 0 | 0 | 0 | 0 | 0 | 302.7966 | 302.0167 | 301.2289 | 300.4508 | 299.6719 | 298.8755 | 298.1837 | 297.5499 | 296.8789 | 296.3724 | 295.8094 | 295.3493 | 294.8737 | 294.3824 | 293.9946 | 293.5674 | 293.1785 | 292.7911 | 292.4053 | 292.0213 | 291.988 | 291.9574 | 291.9295 | 303.5793 | 303.5793 | 303.5793
F2_Industrial_Primary Metals_Existing_Process_Natural Gas_Gas Boiler - Insulate Steam Lines/Condensate Tank_A_Technical Potential | F2 | Industrial | Primary Metals | Existing | Process | Natural Gas | Gas Boiler - Insulate Steam Lines/Condensate Tank | A | Integrated Unit Summer Peak Savings (kW) | Technical Potential | 0 | 0 | 0 | 0 | 0 | 0 | 0 | 0 | 0 | 0 | 0 | 0 | 0 | 0 | 0 | 0 | 0 | 0 | 0 | 0 | 0 | 0 | 0 | 0 | 0 | 0 | 0 | 0 | 0 | 0 | 0
F3_Industrial_Primary Metals_Existing_Process_Natural Gas_Gas Boiler - Insulate Steam Lines/Condensate Tank_A_Technical Potential | F3 | Industrial | Primary Metals | Existing | Process | Natural Gas | Gas Boiler - Insulate Steam Lines/Condensate Tank | A | Integrated Unit Winter Peak Savings (kW) | Technical Potential | 0 | 0 | 0 | 0 | 0 | 0 | 0 | 0 | 0 | 0 | 0 | 0 | 0 | 0 | 0 | 0 | 0 | 0 | 0 | 0 | 0 | 0 | 0 | 0 | 0 | 0 | 0 | 0 | 0 | 0 | 0
F4_Industrial_Primary Metals_Existing_Process_Natural Gas_Gas Boiler - Insulate Steam Lines/Condensate Tank_A_Technical Potential | F4 | Industrial | Primary Metals | Existing | Process | Natural Gas | Gas Boiler - Insulate Steam Lines/Condensate Tank | A | Incremental Energy Savings (MWh or mTherms) | Technical Potential | 0 | 0 | 0 | 0 | 0 | 0.16451 | 0.164 | 0.16261 | 0.16227 | 0.16199 | 0.1595 | 0.1587 | 0.15804 | 0.15518 | 0.15551 | 0.15373 | 0.15351 | 0.15249 | 0.15088 | 0.15086 | 0.15002 | 0.14924 | 0.1485 | 0.1478 | 0.14714 | 0 | 0 | 0 | 0 | 0 | 0
F5_Industrial_Primary Metals_Existing_Process_Natural Gas_Gas Boiler - Insulate Steam Lines/Condensate Tank_A_Technical Potential | F5 | Industrial | Primary Metals | Existing | Process | Natural Gas | Gas Boiler - Insulate Steam Lines/Condensate Tank | A | Incremental Summer Peak Savings (MW) | Technical Potential | 0 | 0 | 0 | 0 | 0 | 0 | 0 | 0 | 0 | 0 | 0 | 0 | 0 | 0 | 0 | 0 | 0 | 0 | 0 | 0 | 0 | 0 | 0 | 0 | 0 | 0 | 0 | 0 | 0 | 0 | 0
F6_Industrial_Primary Metals_Existing_Process_Natural Gas_Gas Boiler - Insulate Steam Lines/Condensate Tank_A_Technical Potential | F6 | Industrial | Primary Metals | Existing | Process | Natural Gas | Gas Boiler - Insulate Steam Lines/Condensate Tank | A | Incremental Winter Peak Savings (MW) | Technical Potential | 0 | 0 | 0 | 0 | 0 | 0 | 0 | 0 | 0 | 0 | 0 | 0 | 0 | 0 | 0 | 0 | 0 | 0 | 0 | 0 | 0 | 0 | 0 | 0 | 0 | 0 | 0 | 0 | 0 | 0 | 0
F7_Industrial_Primary Metals_Existing_Process_Natural Gas_Gas Boiler - Insulate Steam Lines/Condensate Tank_A_Technical Potential | F7 | Industrial | Primary Metals | Existing | Process | Natural Gas | Gas Boiler - Insulate Steam Lines/Condensate Tank | A | Cumulative Energy Savings (MWh or mTherms) | Technical Potential | 0 | 0 | 0 | 0 | 0 | 0.16451 | 0.32809 | 0.48984 | 0.65085 | 0.81115 | 0.96849 | 1.125 | 1.2806 | 1.4329 | 1.586 | 1.7367 | 1.8875 | 2.0369 | 2.1844 | 2.3324 | 2.4791 | 2.625 | 2.77 | 2.9142 | 3.0575 | 3.0572 | 3.0568 | 3.0565 | 0 | 0 | 0
F8_Industrial_Primary Metals_Existing_Process_Natural Gas_Gas Boiler - Insulate Steam Lines/Condensate Tank_A_Technical Potential | F8 | Industrial | Primary Metals | Existing | Process | Natural Gas | Gas Boiler - Insulate Steam Lines/Condensate Tank | A | Cumulative Summer Peak Savings (MW) | Technical Potential | 0 | 0 | 0 | 0 | 0 | 0 | 0 | 0 | 0 | 0 | 0 | 0 | 0 | 0 | 0 | 0 | 0 | 0 | 0 | 0 | 0 | 0 | 0 | 0 | 0 | 0 | 0 | 0 | 0 | 0 | 0
F9_Industrial_Primary Metals_Existing_Process_Natural Gas_Gas Boiler - Insulate Steam Lines/Condensate Tank_A_Technical Potential | F9 | Industrial | Primary Metals | Existing | Process | Natural Gas | Gas Boiler - Insulate Steam Lines/Condensate Tank | A | Cumulative Winter Peak Savings (MW) | Technical Potential | 0 | 0 | 0 | 0 | 0 | 0 | 0 | 0 | 0 | 0 | 0 | 0 | 0 | 0 | 0 | 0 | 0 | 0 | 0 | 0 | 0 | 0 | 0 | 0 | 0 | 0 | 0 | 0 | 0 | 0 | 0
F10_Industrial_Primary Metals_Existing_Process_Natural Gas_Gas Boiler - Insulate Steam Lines/Condensate Tank_A_Technical Potential | F10 | Industrial | Primary Metals | Existing | Process | Natural Gas | Gas Boiler - Insulate Steam Lines/Condensate Tank | A | Purchases (Incremental) | Technical Potential | 0 | 0 | 0 | 0 | 0 | 0.54331 | 0.54301 | 0.53981 | 0.5401 | 0.54055 | 0.53368 | 0.53222 | 0.53114 | 0.52271 | 0.52471 | 0.5197 | 0.51977 | 0.51715 | 0.51254 | 0.51315 | 0.51103 | 0.50904 | 0.50718 | 0.50546 | 0.50387 | 0 | 0 | 0 | 0 | 0 | 0
F11_Industrial_Primary Metals_Existing_Process_Natural Gas_Gas Boiler - Insulate Steam Lines/Condensate Tank_A_Technical Potential | F11 | Industrial | Primary Metals | Existing | Process | Natural Gas | Gas Boiler - Insulate Steam Lines/Condensate Tank | A | Purchases (Cumulative) | Technical Potential | 0 | 0 | 0 | 0 | 0 | 0.54331 | 1.0863 | 1.6261 | 2.1662 | 2.7068 | 3.2405 | 3.7727 | 4.3038 | 4.8265 | 5.3512 | 5.8709 | 6.3907 | 6.9079 | 7.4204 | 7.9336 | 8.4446 | 8.9536 | 9.4608 | 9.9663 | 10.4701 | 10.4701 | 10.4701 | 10.4701 | 10.4701 | 10.4701 | 10.4701
F1_Industrial_Primary Metals_Existing_Space Heating_Natural Gas_Gas Boiler - Insulate Hot Water Lines_A_Technical Potential | F1 | Industrial | Primary Metals | Existing | Space Heating | Natural Gas | Gas Boiler - Insulate Hot Water Lines | A | Integrated Unit Energy Savings (kWh or therms) | Technical Potential | 0 | 0 | 0 | 0 | 0 | 351.7675 | 348.2636 | 344.493 | 340.5944 | 336.5757 | 332.4573 | 328.3298 | 324.1651 | 319.7954 | 315.3026 | 310.8862 | 306.5995 | 302.6104 | 298.7301 | 295.1678 | 291.7275 | 288.2144 | 284.9743 | 281.8825 | 278.8282 | 276.2971 | 274.1012 | 272.0152 | 304.7381 | 303.4863 | 302.3438
F2_Industrial_Primary Metals_Existing_Space Heating_Natural Gas_Gas Boiler - Insulate Hot Water Lines_A_Technical Potential | F2 | Industrial | Primary Metals | Existing | Space Heating | Natural Gas | Gas Boiler - Insulate Hot Water Lines | A | Integrated Unit Summer Peak Savings (kW) | Technical Potential | 0 | 0 | 0 | 0 | 0 | 0 | 0 | 0 | 0 | 0 | 0 | 0 | 0 | 0 | 0 | 0 | 0 | 0 | 0 | 0 | 0 | 0 | 0 | 0 | 0 | 0 | 0 | 0 | 0 | 0 | 0
F3_Industrial_Primary Metals_Existing_Space Heating_Natural Gas_Gas Boiler - Insulate Hot Water Lines_A_Technical Potential | F3 | Industrial | Primary Metals | Existing | Space Heating | Natural Gas | Gas Boiler - Insulate Hot Water Lines | A | Integrated Unit Winter Peak Savings (kW) | Technical Potential | 0 | 0 | 0 | 0 | 0 | 0 | 0 | 0 | 0 | 0 | 0 | 0 | 0 | 0 | 0 | 0 | 0 | 0 | 0 | 0 | 0 | 0 | 0 | 0 | 0 | 0 | 0 | 0 | 0 | 0 | 0
F4_Industrial_Primary Metals_Existing_Space Heating_Natural Gas_Gas Boiler - Insulate Hot Water Lines_A_Technical Potential | F4 | Industrial | Primary Metals | Existing | Space Heating | Natural Gas | Gas Boiler - Insulate Hot Water Lines | A | Incremental Energy Savings (MWh or mTherms) | Technical Potential | 0 | 0 | 0 | 0 | 0 | 0.010553 | 0.010443 | 0.010269 | 0.010158 | 0.010046 | 0.0097974 | 0.0096493 | 0.0095076 | 0.0092305 | 0.0091355 | 0.0089217 | 0.0087998 | 0.0086416 | 0.0084547 | 0.0083638 | 0.0082321 | 0.0081013 | 0.0079811 | 0.0078677 | 0.0077579 | 0 | 0 | 0 | 0 | 0 | 0
F5_Industrial_Primary Metals_Existing_Space Heating_Natural Gas_Gas Boiler - Insulate Hot Water Lines_A_Technical Potential | F5 | Industrial | Primary Metals | Existing | Space Heating | Natural Gas | Gas Boiler - Insulate Hot Water Lines | A | Incremental Summer Peak Savings (MW) | Technical Potential | 0 | 0 | 0 | 0 | 0 | 0 | 0 | 0 | 0 | 0 | 0 | 0 | 0 | 0 | 0 | 0 | 0 | 0 | 0 | 0 | 0 | 0 | 0 | 0 | 0 | 0 | 0 | 0 | 0 | 0 | 0
F6_Industrial_Primary Metals_Existing_Space Heating_Natural Gas_Gas Boiler - Insulate Hot Water Lines_A_Technical Potential | F6 | Industrial | Primary Metals | Existing | Space Heating | Natural Gas | Gas Boiler - Insulate Hot Water Lines | A | Incremental Winter Peak Savings (MW) | Technical Potential | 0 | 0 | 0 | 0 | 0 | 0 | 0 | 0 | 0 | 0 | 0 | 0 | 0 | 0 | 0 | 0 | 0 | 0 | 0 | 0 | 0 | 0 | 0 | 0 | 0 | 0 | 0 | 0 | 0 | 0 | 0
F7_Industrial_Primary Metals_Existing_Space Heating_Natural Gas_Gas Boiler - Insulate Hot Water Lines_A_Technical Potential | F7 | Industrial | Primary Metals | Existing | Space Heating | Natural Gas | Gas Boiler - Insulate Hot Water Lines | A | Cumulative Energy Savings (MWh or mTherms) | Technical Potential | 0 | 0 | 0 | 0 | 0 | 0.010553 | 0.020891 | 0.030933 | 0.040741 | 0.050307 | 0.059489 | 0.068399 | 0.077039 | 0.085231 | 0.093169 | 0.10079 | 0.1082 | 0.11543 | 0.1224 | 0.12931 | 0.13603 | 0.1425 | 0.14888 | 0.15513 | 0.16121 | 0.15974 | 0.15847 | 0.15727 | 0 | 0 | 0
F8_Industrial_Primary Metals_Existing_Space Heating_Natural Gas_Gas Boiler - Insulate Hot Water Lines_A_Technical Potential | F8 | Industrial | Primary Metals | Existing | Space Heating | Natural Gas | Gas Boiler - Insulate Hot Water Lines | A | Cumulative Summer Peak Savings (MW) | Technical Potential | 0 | 0 | 0 | 0 | 0 | 0 | 0 | 0 | 0 | 0 | 0 | 0 | 0 | 0 | 0 | 0 | 0 | 0 | 0 | 0 | 0 | 0 | 0 | 0 | 0 | 0 | 0 | 0 | 0 | 0 | 0
F9_Industrial_Primary Metals_Existing_Space Heating_Natural Gas_Gas Boiler - Insulate Hot Water Lines_A_Technical Potential | F9 | Industrial | Primary Metals | Existing | Space Heating | Natural Gas | Gas Boiler - Insulate Hot Water Lines | A | Cumulative Winter Peak Savings (MW) | Technical Potential | 0 | 0 | 0 | 0 | 0 | 0 | 0 | 0 | 0 | 0 | 0 | 0 | 0 | 0 | 0 | 0 | 0 | 0 | 0 | 0 | 0 | 0 | 0 | 0 | 0 | 0 | 0 | 0 | 0 | 0 | 0
F10_Industrial_Primary Metals_Existing_Space Heating_Natural Gas_Gas Boiler - Insulate Hot Water Lines_A_Technical Potential | F10 | Industrial | Primary Metals | Existing | Space Heating | Natural Gas | Gas Boiler - Insulate Hot Water Lines | A | Purchases (Incremental) | Technical Potential | 0 | 0 | 0 | 0 | 0 | 0.030001 | 0.029985 | 0.029808 | 0.029824 | 0.029849 | 0.02947 | 0.029389 | 0.029329 | 0.028864 | 0.028974 | 0.028698 | 0.028701 | 0.028557 | 0.028302 | 0.028336 | 0.028218 | 0.028109 | 0.028006 | 0.027911 | 0.027823 | 0 | 0 | 0 | 0 | 0 | 0
F11_Industrial_Primary Metals_Existing_Space Heating_Natural Gas_Gas Boiler - Insulate Hot Water Lines_A_Technical Potential | F11 | Industrial | Primary Metals | Existing | Space Heating | Natural Gas | Gas Boiler - Insulate Hot Water Lines | A | Purchases (Cumulative) | Technical Potential | 0 | 0 | 0 | 0 | 0 | 0.030001 | 0.059986 | 0.089794 | 0.11962 | 0.14947 | 0.17894 | 0.20833 | 0.23765 | 0.26652 | 0.29549 | 0.32419 | 0.35289 | 0.38145 | 0.40975 | 0.43809 | 0.4663 | 0.49441 | 0.52242 | 0.55033 | 0.57815 | 0.57815 | 0.57815 | 0.57815 | 0.57815 | 0.57815 | 0.57815
F1_Industrial_Primary Metals_Existing_Process_Natural Gas_Gas Boiler - Insulate Hot Water Lines_A_Technical Potential | F1 | Industrial | Primary Metals | Existing | Process | Natural Gas | Gas Boiler - Insulate Hot Water Lines | A | Integrated Unit Energy Savings (kWh or therms) | Technical Potential | 0 | 0 | 0 | 0 | 0 | 342.318 | 341.4989 | 340.6712 | 339.8533 | 339.0342 | 338.1991 | 337.4791 | 336.8244 | 336.1345 | 335.6204 | 335.0503 | 334.5905 | 334.1167 | 333.6286 | 333.2491 | 332.83 | 332.4539 | 332.0796 | 331.7068 | 331.3358 | 331.3017 | 331.2704 | 331.2418 | 343.1401 | 343.1401 | 343.1401
F2_Industrial_Primary Metals_Existing_Process_Natural Gas_Gas Boiler - Insulate Hot Water Lines_A_Technical Potential | F2 | Industrial | Primary Metals | Existing | Process | Natural Gas | Gas Boiler - Insulate Hot Water Lines | A | Integrated Unit Summer Peak Savings (kW) | Technical Potential | 0 | 0 | 0 | 0 | 0 | 0 | 0 | 0 | 0 | 0 | 0 | 0 | 0 | 0 | 0 | 0 | 0 | 0 | 0 | 0 | 0 | 0 | 0 | 0 | 0 | 0 | 0 | 0 | 0 | 0 | 0
F3_Industrial_Primary Metals_Existing_Process_Natural Gas_Gas Boiler - Insulate Hot Water Lines_A_Technical Potential | F3 | Industrial | Primary Metals | Existing | Process | Natural Gas | Gas Boiler - Insulate Hot Water Lines | A | Integrated Unit Winter Peak Savings (kW) | Technical Potential | 0 | 0 | 0 | 0 | 0 | 0 | 0 | 0 | 0 | 0 | 0 | 0 | 0 | 0 | 0 | 0 | 0 | 0 | 0 | 0 | 0 | 0 | 0 | 0 | 0 | 0 | 0 | 0 | 0 | 0 | 0
F4_Industrial_Primary Metals_Existing_Process_Natural Gas_Gas Boiler - Insulate Hot Water Lines_A_Technical Potential | F4 | Industrial | Primary Metals | Existing | Process | Natural Gas | Gas Boiler - Insulate Hot Water Lines | A | Incremental Energy Savings (MWh or mTherms) | Technical Potential | 0 | 0 | 0 | 0 | 0 | 0.37197 | 0.37088 | 0.36779 | 0.36711 | 0.36653 | 0.36098 | 0.35923 | 0.3578 | 0.3514 | 0.3522 | 0.34825 | 0.34782 | 0.34558 | 0.342 | 0.34201 | 0.34017 | 0.33846 | 0.33685 | 0.33533 | 0.3339 | 0 | 0 | 0 | 0 | 0 | 0
F5_Industrial_Primary Metals_Existing_Process_Natural Gas_Gas Boiler - Insulate Hot Water Lines_A_Technical Potential | F5 | Industrial | Primary Metals | Existing | Process | Natural Gas | Gas Boiler - Insulate Hot Water Lines | A | Incremental Summer Peak Savings (MW) | Technical Potential | 0 | 0 | 0 | 0 | 0 | 0 | 0 | 0 | 0 | 0 | 0 | 0 | 0 | 0 | 0 | 0 | 0 | 0 | 0 | 0 | 0 | 0 | 0 | 0 | 0 | 0 | 0 | 0 | 0 | 0 | 0
F6_Industrial_Primary Metals_Existing_Process_Natural Gas_Gas Boiler - Insulate Hot Water Lines_A_Technical Potential | F6 | Industrial | Primary Metals | Existing | Process | Natural Gas | Gas Boiler - Insulate Hot Water Lines | A | Incremental Winter Peak Savings (MW) | Technical Potential | 0 | 0 | 0 | 0 | 0 | 0 | 0 | 0 | 0 | 0 | 0 | 0 | 0 | 0 | 0 | 0 | 0 | 0 | 0 | 0 | 0 | 0 | 0 | 0 | 0 | 0 | 0 | 0 | 0 | 0 | 0
F7_Industrial_Primary Metals_Existing_Process_Natural Gas_Gas Boiler - Insulate Hot Water Lines_A_Technical Potential | F7 | Industrial | Primary Metals | Existing | Process | Natural Gas | Gas Boiler - Insulate Hot Water Lines | A | Cumulative Energy Savings (MWh or mTherms) | Technical Potential | 0 | 0 | 0 | 0 | 0 | 0.37197 | 0.74196 | 1.108 | 1.4724 | 1.8354 | 2.1918 | 2.5464 | 2.8993 | 3.2447 | 3.592 | 3.9341 | 4.2765 | 4.6161 | 4.9513 | 5.2877 | 5.6212 | 5.9533 | 6.2835 | 6.6118 | 6.9383 | 6.9375 | 6.9369 | 6.9363 | 0 | 0 | 0
F8_Industrial_Primary Metals_Existing_Process_Natural Gas_Gas Boiler - Insulate Hot Water Lines_A_Technical Potential | F8 | Industrial | Primary Metals | Existing | Process | Natural Gas | Gas Boiler - Insulate Hot Water Lines | A | Cumulative Summer Peak Savings (MW) | Technical Potential | 0 | 0 | 0 | 0 | 0 | 0 | 0 | 0 | 0 | 0 | 0 | 0 | 0 | 0 | 0 | 0 | 0 | 0 | 0 | 0 | 0 | 0 | 0 | 0 | 0 | 0 | 0 | 0 | 0 | 0 | 0
F9_Industrial_Primary Metals_Existing_Process_Natural Gas_Gas Boiler - Insulate Hot Water Lines_A_Technical Potential | F9 | Industrial | Primary Metals | Existing | Process | Natural Gas | Gas Boiler - Insulate Hot Water Lines | A | Cumulative Winter Peak Savings (MW) | Technical Potential | 0 | 0 | 0 | 0 | 0 | 0 | 0 | 0 | 0 | 0 | 0 | 0 | 0 | 0 | 0 | 0 | 0 | 0 | 0 | 0 | 0 | 0 | 0 | 0 | 0 | 0 | 0 | 0 | 0 | 0 | 0
F10_Industrial_Primary Metals_Existing_Process_Natural Gas_Gas Boiler - Insulate Hot Water Lines_A_Technical Potential | F10 | Industrial | Primary Metals | Existing | Process | Natural Gas | Gas Boiler - Insulate Hot Water Lines | A | Purchases (Incremental) | Technical Potential | 0 | 0 | 0 | 0 | 0 | 1.0866 | 1.086 | 1.0796 | 1.0802 | 1.0811 | 1.0674 | 1.0644 | 1.0623 | 1.0454 | 1.0494 | 1.0394 | 1.0395 | 1.0343 | 1.0251 | 1.0263 | 1.0221 | 1.0181 | 1.0144 | 1.0109 | 1.0077 | 0 | 0 | 0 | 0 | 0 | 0
F11_Industrial_Primary Metals_Existing_Process_Natural Gas_Gas Boiler - Insulate Hot Water Lines_A_Technical Potential | F11 | Industrial | Primary Metals | Existing | Process | Natural Gas | Gas Boiler - Insulate Hot Water Lines | A | Purchases (Cumulative) | Technical Potential | 0 | 0 | 0 | 0 | 0 | 1.0866 | 2.1726 | 3.2523 | 4.3325 | 5.4136 | 6.4809 | 7.5454 | 8.6077 | 9.6531 | 10.7025 | 11.7419 | 12.7814 | 13.8157 | 14.8408 | 15.8671 | 16.8892 | 17.9072 | 18.9216 | 19.9325 | 20.9403 | 20.9403 | 20.9403 | 20.9403 | 20.9403 | 20.9403 | 20.9403
F1_Industrial_Primary Metals_Existing_Process_Natural Gas_Process - Insulate Heated Process Fluids_A_Technical Potential | F1 | Industrial | Primary Metals | Existing | Process | Natural Gas | Process - Insulate Heated Process Fluids | A | Integrated Unit Energy Savings (kWh or therms) | Technical Potential | 0 | 0 | 0 | 0 | 0 | 1904.4446 | 1904.0299 | 1903.6375 | 1903.2645 | 1902.8981 | 1902.5428 | 1902.2707 | 1902.0512 | 1901.8329 | 1901.7058 | 1901.5634 | 1901.4749 | 1901.3866 | 1901.2985 | 1901.2576 | 1901.2058 | 1901.1871 | 1901.1699 | 1901.1542 | 1901.14 | 1901.129 | 1901.119 | 1901.1098 | 1904.8967 | 1904.8967 | 1904.8967
F2_Industrial_Primary Metals_Existing_Process_Natural Gas_Process - Insulate Heated Process Fluids_A_Technical Potential | F2 | Industrial | Primary Metals | Existing | Process | Natural Gas | Process - Insulate Heated Process Fluids | A | Integrated Unit Summer Peak Savings (kW) | Technical Potential | 0 | 0 | 0 | 0 | 0 | 0 | 0 | 0 | 0 | 0 | 0 | 0 | 0 | 0 | 0 | 0 | 0 | 0 | 0 | 0 | 0 | 0 | 0 | 0 | 0 | 0 | 0 | 0 | 0 | 0 | 0
F3_Industrial_Primary Metals_Existing_Process_Natural Gas_Process - Insulate Heated Process Fluids_A_Technical Potential | F3 | Industrial | Primary Metals | Existing | Process | Natural Gas | Process - Insulate Heated Process Fluids | A | Integrated Unit Winter Peak Savings (kW) | Technical Potential | 0 | 0 | 0 | 0 | 0 | 0 | 0 | 0 | 0 | 0 | 0 | 0 | 0 | 0 | 0 | 0 | 0 | 0 | 0 | 0 | 0 | 0 | 0 | 0 | 0 | 0 | 0 | 0 | 0 | 0 | 0
F4_Industrial_Primary Metals_Existing_Process_Natural Gas_Process - Insulate Heated Process Fluids_A_Technical Potential | F4 | Industrial | Primary Metals | Existing | Process | Natural Gas | Process - Insulate Heated Process Fluids | A | Incremental Energy Savings (MWh or mTherms) | Technical Potential | 0 | 0 | 0 | 0 | 0 | 2.2634 | 2.2617 | 2.2479 | 2.2486 | 2.2501 | 1.999 | 1.5946 | 1.2729 | 1.0021 | 0.80465 | 0.63753 | 0.51007 | 0.40598 | 0.32187 | 0.2578 | 0.20538 | 0.0013954 | 0.00049653 | 0.0001687 | 5.4836e-05 | 4.6475e-05 | 4.6351e-05 | 4.6238e-05 | 4.6229e-05 | 4.6139e-05 | 4.6061e-05
F5_Industrial_Primary Metals_Existing_Process_Natural Gas_Process - Insulate Heated Process Fluids_A_Technical Potential | F5 | Industrial | Primary Metals | Existing | Process | Natural Gas | Process - Insulate Heated Process Fluids | A | Incremental Summer Peak Savings (MW) | Technical Potential | 0 | 0 | 0 | 0 | 0 | 0 | 0 | 0 | 0 | 0 | 0 | 0 | 0 | 0 | 0 | 0 | 0 | 0 | 0 | 0 | 0 | 0 | 0 | 0 | 0 | 0 | 0 | 0 | 0 | 0 | 0
F6_Industrial_Primary Metals_Existing_Process_Natural Gas_Process - Insulate Heated Process Fluids_A_Technical Potential | F6 | Industrial | Primary Metals | Existing | Process | Natural Gas | Process - Insulate Heated Process Fluids | A | Incremental Winter Peak Savings (MW) | Technical Potential | 0 | 0 | 0 | 0 | 0 | 0 | 0 | 0 | 0 | 0 | 0 | 0 | 0 | 0 | 0 | 0 | 0 | 0 | 0 | 0 | 0 | 0 | 0 | 0 | 0 | 0 | 0 | 0 | 0 | 0 | 0
F7_Industrial_Primary Metals_Existing_Process_Natural Gas_Process - Insulate Heated Process Fluids_A_Technical Potential | F7 | Industrial | Primary Metals | Existing | Process | Natural Gas | Process - Insulate Heated Process Fluids | A | Cumulative Energy Savings (MWh or mTherms) | Technical Potential | 0 | 0 | 0 | 0 | 0 | 2.2634 | 4.5246 | 6.7715 | 9.0188 | 11.2672 | 13.264 | 14.8567 | 16.1279 | 17.1281 | 17.9316 | 18.5678 | 19.077 | 19.4821 | 19.8031 | 20.0605 | 20.2653 | 20.2665 | 20.2668 | 20.2668 | 20.2667 | 20.2667 | 20.2666 | 20.2666 | 0 | 0 | 0
F8_Industrial_Primary Metals_Existing_Process_Natural Gas_Process - Insulate Heated Process Fluids_A_Technical Potential | F8 | Industrial | Primary Metals | Existing | Process | Natural Gas | Process - Insulate Heated Process Fluids | A | Cumulative Summer Peak Savings (MW) | Technical Potential | 0 | 0 | 0 | 0 | 0 | 0 | 0 | 0 | 0 | 0 | 0 | 0 | 0 | 0 | 0 | 0 | 0 | 0 | 0 | 0 | 0 | 0 | 0 | 0 | 0 | 0 | 0 | 0 | 0 | 0 | 0
F9_Industrial_Primary Metals_Existing_Process_Natural Gas_Process - Insulate Heated Process Fluids_A_Technical Potential | F9 | Industrial | Primary Metals | Existing | Process | Natural Gas | Process - Insulate Heated Process Fluids | A | Cumulative Winter Peak Savings (MW) | Technical Potential | 0 | 0 | 0 | 0 | 0 | 0 | 0 | 0 | 0 | 0 | 0 | 0 | 0 | 0 | 0 | 0 | 0 | 0 | 0 | 0 | 0 | 0 | 0 | 0 | 0 | 0 | 0 | 0 | 0 | 0 | 0
F10_Industrial_Primary Metals_Existing_Process_Natural Gas_Process - Insulate Heated Process Fluids_A_Technical Potential | F10 | Industrial | Primary Metals | Existing | Process | Natural Gas | Process - Insulate Heated Process Fluids | A | Purchases (Incremental) | Technical Potential | 0 | 0 | 0 | 0 | 0 | 1.1885 | 1.1878 | 1.1808 | 1.1815 | 1.1824 | 1.0507 | 0.83825 | 0.66924 | 0.52689 | 0.42312 | 0.33527 | 0.26825 | 0.21352 | 0.16929 | 0.13559 | 0.10803 | 0.00073396 | 0.00026117 | 8.8734e-05 | 2.8844e-05 | 2.4446e-05 | 2.4381e-05 | 2.4322e-05 | 2.4269e-05 | 2.4221e-05 | 2.418e-05
F11_Industrial_Primary Metals_Existing_Process_Natural Gas_Process - Insulate Heated Process Fluids_A_Technical Potential | F11 | Industrial | Primary Metals | Existing | Process | Natural Gas | Process - Insulate Heated Process Fluids | A | Purchases (Cumulative) | Technical Potential | 0 | 0 | 0 | 0 | 0 | 1.1885 | 2.3763 | 3.5571 | 4.7386 | 5.9211 | 6.9717 | 7.81 | 8.4792 | 9.0061 | 9.4292 | 9.7645 | 10.0328 | 10.2463 | 10.4156 | 10.5512 | 10.6592 | 10.6599 | 10.6602 | 10.6603 | 10.6603 | 10.6603 | 10.6604 | 10.6604 | 10.6604 | 10.6604 | 10.6605
F1_Industrial_Primary Metals_Existing_Process_Natural Gas_Process Heat Recovery_A_Technical Potential | F1 | Industrial | Primary Metals | Existing | Process | Natural Gas | Process Heat Recovery | A | Integrated Unit Energy Savings (kWh or therms) | Technical Potential | 0 | 0 | 0 | 0 | 0 | 3.7684 | 3.7581 | 3.7477 | 3.7373 | 3.7269 | 3.7162 | 3.7068 | 3.6982 | 3.6889 | 3.6819 | 3.6741 | 3.6678 | 3.6612 | 3.6545 | 3.6493 | 3.6435 | 3.6383 | 3.6331 | 3.6279 | 3.6228 | 3.6224 | 3.622 | 3.6216 | 0 | 0 | 0
F2_Industrial_Primary Metals_Existing_Process_Natural Gas_Process Heat Recovery_A_Technical Potential | F2 | Industrial | Primary Metals | Existing | Process | Natural Gas | Process Heat Recovery | A | Integrated Unit Summer Peak Savings (kW) | Technical Potential | 0 | 0 | 0 | 0 | 0 | 0 | 0 | 0 | 0 | 0 | 0 | 0 | 0 | 0 | 0 | 0 | 0 | 0 | 0 | 0 | 0 | 0 | 0 | 0 | 0 | 0 | 0 | 0 | 0 | 0 | 0
F3_Industrial_Primary Metals_Existing_Process_Natural Gas_Process Heat Recovery_A_Technical Potential | F3 | Industrial | Primary Metals | Existing | Process | Natural Gas | Process Heat Recovery | A | Integrated Unit Winter Peak Savings (kW) | Technical Potential | 0 | 0 | 0 | 0 | 0 | 0 | 0 | 0 | 0 | 0 | 0 | 0 | 0 | 0 | 0 | 0 | 0 | 0 | 0 | 0 | 0 | 0 | 0 | 0 | 0 | 0 | 0 | 0 | 0 | 0 | 0
F4_Industrial_Primary Metals_Existing_Process_Natural Gas_Process Heat Recovery_A_Technical Potential | F4 | Industrial | Primary Metals | Existing | Process | Natural Gas | Process Heat Recovery | A | Incremental Energy Savings (MWh or mTherms) | Technical Potential | 0 | 0 | 0 | 0 | 0 | 0.16123 | 0.1607 | 0.15931 | 0.15896 | 0.15865 | 0.14056 | 0.11186 | 0.089098 | 0.069972 | 0.056084 | 0.044346 | 0.03542 | 0.028143 | 0.022273 | 0.017813 | 0.014169 | 9.6132e-05 | 3.4159e-05 | 1.1589e-05 | 3.7618e-06 | 3.1879e-06 | 3.179e-06 | 3.171e-06 | 0 | 0 | 0
F5_Industrial_Primary Metals_Existing_Process_Natural Gas_Process Heat Recovery_A_Technical Potential | F5 | Industrial | Primary Metals | Existing | Process | Natural Gas | Process Heat Recovery | A | Incremental Summer Peak Savings (MW) | Technical Potential | 0 | 0 | 0 | 0 | 0 | 0 | 0 | 0 | 0 | 0 | 0 | 0 | 0 | 0 | 0 | 0 | 0 | 0 | 0 | 0 | 0 | 0 | 0 | 0 | 0 | 0 | 0 | 0 | 0 | 0 | 0
F6_Industrial_Primary Metals_Existing_Process_Natural Gas_Process Heat Recovery_A_Technical Potential | F6 | Industrial | Primary Metals | Existing | Process | Natural Gas | Process Heat Recovery | A | Incremental Winter Peak Savings (MW) | Technical Potential | 0 | 0 | 0 | 0 | 0 | 0 | 0 | 0 | 0 | 0 | 0 | 0 | 0 | 0 | 0 | 0 | 0 | 0 | 0 | 0 | 0 | 0 | 0 | 0 | 0 | 0 | 0 | 0 | 0 | 0 | 0
F7_Industrial_Primary Metals_Existing_Process_Natural Gas_Process Heat Recovery_A_Technical Potential | F7 | Industrial | Primary Metals | Existing | Process | Natural Gas | Process Heat Recovery | A | Cumulative Energy Savings (MWh or mTherms) | Technical Potential | 0 | 0 | 0 | 0 | 0 | 0.16123 | 0.3215 | 0.47992 | 0.63755 | 0.79442 | 0.93271 | 1.0422 | 1.1289 | 1.196 | 1.2498 | 1.2915 | 1.3247 | 1.3505 | 1.3703 | 1.3861 | 1.3981 | 1.3962 | 1.3943 | 1.3923 | 1.3903 | 1.3902 | 1.39 | 1.3899 | 0 | 0 | 0
F8_Industrial_Primary Metals_Existing_Process_Natural Gas_Process Heat Recovery_A_Technical Potential | F8 | Industrial | Primary Metals | Existing | Process | Natural Gas | Process Heat Recovery | A | Cumulative Summer Peak Savings (MW) | Technical Potential | 0 | 0 | 0 | 0 | 0 | 0 | 0 | 0 | 0 | 0 | 0 | 0 | 0 | 0 | 0 | 0 | 0 | 0 | 0 | 0 | 0 | 0 | 0 | 0 | 0 | 0 | 0 | 0 | 0 | 0 | 0
F9_Industrial_Primary Metals_Existing_Process_Natural Gas_Process Heat Recovery_A_Technical Potential | F9 | Industrial | Primary Metals | Existing | Process | Natural Gas | Process Heat Recovery | A | Cumulative Winter Peak Savings (MW) | Technical Potential | 0 | 0 | 0 | 0 | 0 | 0 | 0 | 0 | 0 | 0 | 0 | 0 | 0 | 0 | 0 | 0 | 0 | 0 | 0 | 0 | 0 | 0 | 0 | 0 | 0 | 0 | 0 | 0 | 0 | 0 | 0
F10_Industrial_Primary Metals_Existing_Process_Natural Gas_Process Heat Recovery_A_Technical Potential | F10 | Industrial | Primary Metals | Existing | Process | Natural Gas | Process Heat Recovery | A | Purchases (Incremental) | Technical Potential | 0 | 0 | 0 | 0 | 0 | 42.7855 | 42.762 | 42.5098 | 42.5328 | 42.568 | 37.8247 | 30.177 | 24.0926 | 18.968 | 15.2324 | 12.0697 | 9.657 | 7.6867 | 6.0945 | 4.8814 | 3.889 | 0.026423 | 0.0094022 | 0.0031944 | 0.0010384 | 0.00088005 | 0.0008777 | 0.00087558 | 1.0948e-06 | 1.0948e-06 | 1.0948e-06
F11_Industrial_Primary Metals_Existing_Process_Natural Gas_Process Heat Recovery_A_Technical Potential | F11 | Industrial | Primary Metals | Existing | Process | Natural Gas | Process Heat Recovery | A | Purchases (Cumulative) | Technical Potential | 0 | 0 | 0 | 0 | 0 | 42.7855 | 85.5475 | 128.0573 | 170.5901 | 213.1581 | 250.9828 | 281.1598 | 305.2524 | 324.2204 | 339.4528 | 351.5225 | 361.1795 | 368.8662 | 374.9607 | 379.8421 | 383.7311 | 383.7575 | 383.7669 | 383.7701 | 383.7711 | 383.772 | 383.7729 | 383.7737 | 383.7737 | 383.7737 | 383.7737
F1_Industrial_Primary Metals_Existing_Space Heating_Natural Gas_Building Automation System_A_Technical Potential | F1 | Industrial | Primary Metals | Existing | Space Heating | Natural Gas | Building Automation System | A | Integrated Unit Energy Savings (kWh or therms) | Technical Potential | 0 | 0 | 0 | 0 | 0 | 0.015419 | 0.015292 | 0.015135 | 0.014968 | 0.01479 | 0.014604 | 0.014414 | 0.014222 | 0.01402 | 0.01381 | 0.013604 | 0.013404 | 0.013223 | 0.013052 | 0.012897 | 0.012749 | 0.012599 | 0.012466 | 0.012341 | 0.012221 | 0.012123 | 0.012038 | 0.011956 | 0 | 0 | 0
F2_Industrial_Primary Metals_Existing_Space Heating_Natural Gas_Building Automation System_A_Technical Potential | F2 | Industrial | Primary Metals | Existing | Space Heating | Natural Gas | Building Automation System | A | Integrated Unit Summer Peak Savings (kW) | Technical Potential | 0 | 0 | 0 | 0 | 0 | 0 | 0 | 0 | 0 | 0 | 0 | 0 | 0 | 0 | 0 | 0 | 0 | 0 | 0 | 0 | 0 | 0 | 0 | 0 | 0 | 0 | 0 | 0 | 0 | 0 | 0
F3_Industrial_Primary Metals_Existing_Space Heating_Natural Gas_Building Automation System_A_Technical Potential | F3 | Industrial | Primary Metals | Existing | Space Heating | Natural Gas | Building Automation System | A | Integrated Unit Winter Peak Savings (kW) | Technical Potential | 0 | 0 | 0 | 0 | 0 | 0 | 0 | 0 | 0 | 0 | 0 | 0 | 0 | 0 | 0 | 0 | 0 | 0 | 0 | 0 | 0 | 0 | 0 | 0 | 0 | 0 | 0 | 0 | 0 | 0 | 0
F4_Industrial_Primary Metals_Existing_Space Heating_Natural Gas_Building Automation System_A_Technical Potential | F4 | Industrial | Primary Metals | Existing | Space Heating | Natural Gas | Building Automation System | A | Incremental Energy Savings (MWh or mTherms) | Technical Potential | 0 | 0 | 0 | 0 | 0 | 0.011935 | 0.023647 | 0.041311 | 0.066491 | 0.09981 | 0.13936 | 0.18658 | 0.23817 | 0.28578 | 0.33324 | 0.36478 | 0.38241 | 0.37691 | 0.34757 | 0.30232 | 0.24612 | 0.18528 | 0.12645 | 0.079705 | 0.051314 | 0 | 0 | 0 | 0 | 0 | 0
F5_Industrial_Primary Metals_Existing_Space Heating_Natural Gas_Building Automation System_A_Technical Potential | F5 | Industrial | Primary Metals | Existing | Space Heating | Natural Gas | Building Automation System | A | Incremental Summer Peak Savings (MW) | Technical Potential | 0 | 0 | 0 | 0 | 0 | 0 | 0 | 0 | 0 | 0 | 0 | 0 | 0 | 0 | 0 | 0 | 0 | 0 | 0 | 0 | 0 | 0 | 0 | 0 | 0 | 0 | 0 | 0 | 0 | 0 | 0
F6_Industrial_Primary Metals_Existing_Space Heating_Natural Gas_Building Automation System_A_Technical Potential | F6 | Industrial | Primary Metals | Existing | Space Heating | Natural Gas | Building Automation System | A | Incremental Winter Peak Savings (MW) | Technical Potential | 0 | 0 | 0 | 0 | 0 | 0 | 0 | 0 | 0 | 0 | 0 | 0 | 0 | 0 | 0 | 0 | 0 | 0 | 0 | 0 | 0 | 0 | 0 | 0 | 0 | 0 | 0 | 0 | 0 | 0 | 0
F7_Industrial_Primary Metals_Existing_Space Heating_Natural Gas_Building Automation System_A_Technical Potential | F7 | Industrial | Primary Metals | Existing | Space Heating | Natural Gas | Building Automation System | A | Cumulative Energy Savings (MWh or mTherms) | Technical Potential | 0 | 0 | 0 | 0 | 0 | 0.011935 | 0.035484 | 0.076431 | 0.14208 | 0.2402 | 0.37654 | 0.55822 | 0.78894 | 1.0635 | 1.3809 | 1.725 | 2.0821 | 2.4309 | 2.747 | 3.0167 | 3.2282 | 3.3755 | 3.4664 | 3.5112 | 3.5284 | 3.5002 | 3.4756 | 3.452 | 0 | 0 | 0
F8_Industrial_Primary Metals_Existing_Space Heating_Natural Gas_Building Automation System_A_Technical Potential | F8 | Industrial | Primary Metals | Existing | Space Heating | Natural Gas | Building Automation System | A | Cumulative Summer Peak Savings (MW) | Technical Potential | 0 | 0 | 0 | 0 | 0 | 0 | 0 | 0 | 0 | 0 | 0 | 0 | 0 | 0 | 0 | 0 | 0 | 0 | 0 | 0 | 0 | 0 | 0 | 0 | 0 | 0 | 0 | 0 | 0 | 0 | 0
F9_Industrial_Primary Metals_Existing_Space Heating_Natural Gas_Building Automation System_A_Technical Potential | F9 | Industrial | Primary Metals | Existing | Space Heating | Natural Gas | Building Automation System | A | Cumulative Winter Peak Savings (MW) | Technical Potential | 0 | 0 | 0 | 0 | 0 | 0 | 0 | 0 | 0 | 0 | 0 | 0 | 0 | 0 | 0 | 0 | 0 | 0 | 0 | 0 | 0 | 0 | 0 | 0 | 0 | 0 | 0 | 0 | 0 | 0 | 0
F10_Industrial_Primary Metals_Existing_Space Heating_Natural Gas_Building Automation System_A_Technical Potential | F10 | Industrial | Primary Metals | Existing | Space Heating | Natural Gas | Building Automation System | A | Purchases (Incremental) | Technical Potential | 0 | 0 | 0 | 0 | 0 | 774.0385 | 1546.403 | 2729.5162 | 4442.3325 | 6748.4159 | 9542.4357 | 12944.8622 | 16747.1436 | 20384.4098 | 24129.8396 | 26813.944 | 28528.6898 | 28503.6077 | 26629.7834 | 23441.2701 | 19305.507 | 14705.6164 | 10143.7161 | 6458.684 | 4198.9023 | 0 | 0 | 0 | 0 | 0 | 0
F11_Industrial_Primary Metals_Existing_Space Heating_Natural Gas_Building Automation System_A_Technical Potential | F11 | Industrial | Primary Metals | Existing | Space Heating | Natural Gas | Building Automation System | A | Purchases (Cumulative) | Technical Potential | 0 | 0 | 0 | 0 | 0 | 774.0385 | 2320.4415 | 5049.9577 | 9492.2902 | 16240.7061 | 25783.1418 | 38728.004 | 55475.1476 | 75859.5574 | 99989.397 | 126803.341 | 155332.0308 | 183835.6386 | 210465.422 | 233906.6921 | 253212.199 | 267917.8155 | 278061.5315 | 284520.2155 | 288719.1178 | 288719.1178 | 288719.1178 | 288719.1178 | 288719.1178 | 288719.1178 | 288719.1178
F1_Industrial_Primary Metals_Existing_Space Heating_Natural Gas_Steam System Efficiency Improvements_A_Technical Potential | F1 | Industrial | Primary Metals | Existing | Space Heating | Natural Gas | Steam System Efficiency Improvements | A | Integrated Unit Energy Savings (kWh or therms) | Technical Potential | 0 | 0 | 0 | 0 | 0 | 0.13628 | 0.13326 | 0.12945 | 0.12488 | 0.1196 | 0.11367 | 0.10763 | 0.10168 | 0.095687 | 0.090664 | 0.085889 | 0.082058 | 0.0787 | 0.075727 | 0.073608 | 0.071655 | 0.069955 | 0.068512 | 0.06734 | 0.066241 | 0.065536 | 0.06492 | 0.06434 | 0.11902 | 0.11854 | 0.11809
F2_Industrial_Primary Metals_Existing_Space Heating_Natural Gas_Steam System Efficiency Improvements_A_Technical Potential | F2 | Industrial | Primary Metals | Existing | Space Heating | Natural Gas | Steam System Efficiency Improvements | A | Integrated Unit Summer Peak Savings (kW) | Technical Potential | 0 | 0 | 0 | 0 | 0 | 0 | 0 | 0 | 0 | 0 | 0 | 0 | 0 | 0 | 0 | 0 | 0 | 0 | 0 | 0 | 0 | 0 | 0 | 0 | 0 | 0 | 0 | 0 | 0 | 0 | 0
F3_Industrial_Primary Metals_Existing_Space Heating_Natural Gas_Steam System Efficiency Improvements_A_Technical Potential | F3 | Industrial | Primary Metals | Existing | Space Heating | Natural Gas | Steam System Efficiency Improvements | A | Integrated Unit Winter Peak Savings (kW) | Technical Potential | 0 | 0 | 0 | 0 | 0 | 0 | 0 | 0 | 0 | 0 | 0 | 0 | 0 | 0 | 0 | 0 | 0 | 0 | 0 | 0 | 0 | 0 | 0 | 0 | 0 | 0 | 0 | 0 | 0 | 0 | 0
F4_Industrial_Primary Metals_Existing_Space Heating_Natural Gas_Steam System Efficiency Improvements_A_Technical Potential | F4 | Industrial | Primary Metals | Existing | Space Heating | Natural Gas | Steam System Efficiency Improvements | A | Incremental Energy Savings (MWh or mTherms) | Technical Potential | 0 | 0 | 0 | 0 | 0 | 0.00074758 | 0.0014605 | 0.0025042 | 0.0039316 | 0.0057202 | 0.007687 | 0.0098743 | 0.012068 | 0.013824 | 0.015505 | 0.016322 | 0.016591 | 0.015898 | 0.014292 | 0.012229 | 0.0098039 | 0.0072907 | 0.0049253 | 0.0030824 | 0.0019712 | 0 | 0 | 0 | 0 | 0 | 0
F5_Industrial_Primary Metals_Existing_Space Heating_Natural Gas_Steam System Efficiency Improvements_A_Technical Potential | F5 | Industrial | Primary Metals | Existing | Space Heating | Natural Gas | Steam System Efficiency Improvements | A | Incremental Summer Peak Savings (MW) | Technical Potential | 0 | 0 | 0 | 0 | 0 | 0 | 0 | 0 | 0 | 0 | 0 | 0 | 0 | 0 | 0 | 0 | 0 | 0 | 0 | 0 | 0 | 0 | 0 | 0 | 0 | 0 | 0 | 0 | 0 | 0 | 0
F6_Industrial_Primary Metals_Existing_Space Heating_Natural Gas_Steam System Efficiency Improvements_A_Technical Potential | F6 | Industrial | Primary Metals | Existing | Space Heating | Natural Gas | Steam System Efficiency Improvements | A | Incremental Winter Peak Savings (MW) | Technical Potential | 0 | 0 | 0 | 0 | 0 | 0 | 0 | 0 | 0 | 0 | 0 | 0 | 0 | 0 | 0 | 0 | 0 | 0 | 0 | 0 | 0 | 0 | 0 | 0 | 0 | 0 | 0 | 0 | 0 | 0 | 0
F7_Industrial_Primary Metals_Existing_Space Heating_Natural Gas_Steam System Efficiency Improvements_A_Technical Potential | F7 | Industrial | Primary Metals | Existing | Space Heating | Natural Gas | Steam System Efficiency Improvements | A | Cumulative Energy Savings (MWh or mTherms) | Technical Potential | 0 | 0 | 0 | 0 | 0 | 0.00074758 | 0.0021915 | 0.004633 | 0.008401 | 0.013766 | 0.02077 | 0.029542 | 0.039977 | 0.051444 | 0.064248 | 0.077186 | 0.090334 | 0.10254 | 0.11295 | 0.12202 | 0.12859 | 0.13283 | 0.13501 | 0.13579 | 0.13554 | 0.1341 | 0.13284 | 0.13165 | 0 | 0 | 0
F8_Industrial_Primary Metals_Existing_Space Heating_Natural Gas_Steam System Efficiency Improvements_A_Technical Potential | F8 | Industrial | Primary Metals | Existing | Space Heating | Natural Gas | Steam System Efficiency Improvements | A | Cumulative Summer Peak Savings (MW) | Technical Potential | 0 | 0 | 0 | 0 | 0 | 0 | 0 | 0 | 0 | 0 | 0 | 0 | 0 | 0 | 0 | 0 | 0 | 0 | 0 | 0 | 0 | 0 | 0 | 0 | 0 | 0 | 0 | 0 | 0 | 0 | 0
F9_Industrial_Primary Metals_Existing_Space Heating_Natural Gas_Steam System Efficiency Improvements_A_Technical Potential | F9 | Industrial | Primary Metals | Existing | Space Heating | Natural Gas | Steam System Efficiency Improvements | A | Cumulative Winter Peak Savings (MW) | Technical Potential | 0 | 0 | 0 | 0 | 0 | 0 | 0 | 0 | 0 | 0 | 0 | 0 | 0 | 0 | 0 | 0 | 0 | 0 | 0 | 0 | 0 | 0 | 0 | 0 | 0 | 0 | 0 | 0 | 0 | 0 | 0
F10_Industrial_Primary Metals_Existing_Space Heating_Natural Gas_Steam System Efficiency Improvements_A_Technical Potential | F10 | Industrial | Primary Metals | Existing | Space Heating | Natural Gas | Steam System Efficiency Improvements | A | Purchases (Incremental) | Technical Potential | 0 | 0 | 0 | 0 | 0 | 5.4857 | 10.9595 | 19.3444 | 31.4834 | 47.8268 | 67.6284 | 91.7418 | 118.6891 | 144.4668 | 171.0111 | 190.0337 | 202.1863 | 202.0086 | 188.7285 | 166.1311 | 136.8205 | 104.2205 | 71.8898 | 45.7735 | 29.7581 | 0 | 0 | 0 | 0 | 0 | 0
F11_Industrial_Primary Metals_Existing_Space Heating_Natural Gas_Steam System Efficiency Improvements_A_Technical Potential | F11 | Industrial | Primary Metals | Existing | Space Heating | Natural Gas | Steam System Efficiency Improvements | A | Purchases (Cumulative) | Technical Potential | 0 | 0 | 0 | 0 | 0 | 5.4857 | 16.4453 | 35.7897 | 67.273 | 115.0999 | 182.7283 | 274.4701 | 393.1592 | 537.626 | 708.6371 | 898.6708 | 1100.8571 | 1302.8657 | 1491.5942 | 1657.7253 | 1794.5458 | 1898.7663 | 1970.6561 | 2016.4296 | 2046.1877 | 2046.1877 | 2046.1877 | 2046.1877 | 2046.1877 | 2046.1877 | 2046.1877
F1_Industrial_Primary Metals_Existing_Process_Natural Gas_Steam System Efficiency Improvements_A_Technical Potential | F1 | Industrial | Primary Metals | Existing | Process | Natural Gas | Steam System Efficiency Improvements | A | Integrated Unit Energy Savings (kWh or therms) | Technical Potential | 0 | 0 | 0 | 0 | 0 | 0.13365 | 0.13327 | 0.13289 | 0.13251 | 0.13213 | 0.13174 | 0.1314 | 0.13109 | 0.13076 | 0.13051 | 0.13023 | 0.13 | 0.12976 | 0.12952 | 0.12934 | 0.12913 | 0.12894 | 0.12876 | 0.12858 | 0.1284 | 0.12838 | 0.12836 | 0.12835 | 0.13402 | 0.13402 | 0.13402
F2_Industrial_Primary Metals_Existing_Process_Natural Gas_Steam System Efficiency Improvements_A_Technical Potential | F2 | Industrial | Primary Metals | Existing | Process | Natural Gas | Steam System Efficiency Improvements | A | Integrated Unit Summer Peak Savings (kW) | Technical Potential | 0 | 0 | 0 | 0 | 0 | 0 | 0 | 0 | 0 | 0 | 0 | 0 | 0 | 0 | 0 | 0 | 0 | 0 | 0 | 0 | 0 | 0 | 0 | 0 | 0 | 0 | 0 | 0 | 0 | 0 | 0
F3_Industrial_Primary Metals_Existing_Process_Natural Gas_Steam System Efficiency Improvements_A_Technical Potential | F3 | Industrial | Primary Metals | Existing | Process | Natural Gas | Steam System Efficiency Improvements | A | Integrated Unit Winter Peak Savings (kW) | Technical Potential | 0 | 0 | 0 | 0 | 0 | 0 | 0 | 0 | 0 | 0 | 0 | 0 | 0 | 0 | 0 | 0 | 0 | 0 | 0 | 0 | 0 | 0 | 0 | 0 | 0 | 0 | 0 | 0 | 0 | 0 | 0
F4_Industrial_Primary Metals_Existing_Process_Natural Gas_Steam System Efficiency Improvements_A_Technical Potential | F4 | Industrial | Primary Metals | Existing | Process | Natural Gas | Steam System Efficiency Improvements | A | Incremental Energy Savings (MWh or mTherms) | Technical Potential | 0 | 0 | 0 | 0 | 0 | 2.2345e-05 | 4.4515e-05 | 7.8348e-05 | 0.00012715 | 0.0001926 | 0.00027155 | 0.00036741 | 0.0004742 | 0.00057573 | 0.00068019 | 0.00075424 | 0.00080106 | 0.00079892 | 0.00074502 | 0.00065486 | 0.00053847 | 0.00040958 | 0.00028212 | 0.00017937 | 0.00011645 | 0 | 0 | 0 | 0 | 0 | 0
F5_Industrial_Primary Metals_Existing_Process_Natural Gas_Steam System Efficiency Improvements_A_Technical Potential | F5 | Industrial | Primary Metals | Existing | Process | Natural Gas | Steam System Efficiency Improvements | A | Incremental Summer Peak Savings (MW) | Technical Potential | 0 | 0 | 0 | 0 | 0 | 0 | 0 | 0 | 0 | 0 | 0 | 0 | 0 | 0 | 0 | 0 | 0 | 0 | 0 | 0 | 0 | 0 | 0 | 0 | 0 | 0 | 0 | 0 | 0 | 0 | 0
F6_Industrial_Primary Metals_Existing_Process_Natural Gas_Steam System Efficiency Improvements_A_Technical Potential | F6 | Industrial | Primary Metals | Existing | Process | Natural Gas | Steam System Efficiency Improvements | A | Incremental Winter Peak Savings (MW) | Technical Potential | 0 | 0 | 0 | 0 | 0 | 0 | 0 | 0 | 0 | 0 | 0 | 0 | 0 | 0 | 0 | 0 | 0 | 0 | 0 | 0 | 0 | 0 | 0 | 0 | 0 | 0 | 0 | 0 | 0 | 0 | 0
F7_Industrial_Primary Metals_Existing_Process_Natural Gas_Steam System Efficiency Improvements_A_Technical Potential | F7 | Industrial | Primary Metals | Existing | Process | Natural Gas | Steam System Efficiency Improvements | A | Cumulative Energy Savings (MWh or mTherms) | Technical Potential | 0 | 0 | 0 | 0 | 0 | 2.2345e-05 | 6.6797e-05 | 0.00014495 | 0.00027169 | 0.00046352 | 0.0007337 | 0.0010992 | 0.0015708 | 0.0021425 | 0.0028186 | 0.0035668 | 0.0043616 | 0.0051527 | 0.0058882 | 0.0065345 | 0.0070626 | 0.007462 | 0.0077334 | 0.0079018 | 0.0080071 | 0.0080061 | 0.0080052 | 0.0080044 | 0 | 0 | 0
F8_Industrial_Primary Metals_Existing_Process_Natural Gas_Steam System Efficiency Improvements_A_Technical Potential | F8 | Industrial | Primary Metals | Existing | Process | Natural Gas | Steam System Efficiency Improvements | A | Cumulative Summer Peak Savings (MW) | Technical Potential | 0 | 0 | 0 | 0 | 0 | 0 | 0 | 0 | 0 | 0 | 0 | 0 | 0 | 0 | 0 | 0 | 0 | 0 | 0 | 0 | 0 | 0 | 0 | 0 | 0 | 0 | 0 | 0 | 0 | 0 | 0
F9_Industrial_Primary Metals_Existing_Process_Natural Gas_Steam System Efficiency Improvements_A_Technical Potential | F9 | Industrial | Primary Metals | Existing | Process | Natural Gas | Steam System Efficiency Improvements | A | Cumulative Winter Peak Savings (MW) | Technical Potential | 0 | 0 | 0 | 0 | 0 | 0 | 0 | 0 | 0 | 0 | 0 | 0 | 0 | 0 | 0 | 0 | 0 | 0 | 0 | 0 | 0 | 0 | 0 | 0 | 0 | 0 | 0 | 0 | 0 | 0 | 0
F10_Industrial_Primary Metals_Existing_Process_Natural Gas_Steam System Efficiency Improvements_A_Technical Potential | F10 | Industrial | Primary Metals | Existing | Process | Natural Gas | Steam System Efficiency Improvements | A | Purchases (Incremental) | Technical Potential | 0 | 0 | 0 | 0 | 0 | 0.16719 | 0.33402 | 0.58957 | 0.95954 | 1.4577 | 2.0612 | 2.7961 | 3.6174 | 4.403 | 5.212 | 5.7918 | 6.1622 | 6.1567 | 5.752 | 5.0633 | 4.17 | 3.1764 | 2.191 | 1.3951 | 0.90696 | 0 | 0 | 0 | 0 | 0 | 0
F11_Industrial_Primary Metals_Existing_Process_Natural Gas_Steam System Efficiency Improvements_A_Technical Potential | F11 | Industrial | Primary Metals | Existing | Process | Natural Gas | Steam System Efficiency Improvements | A | Purchases (Cumulative) | Technical Potential | 0 | 0 | 0 | 0 | 0 | 0.16719 | 0.50121 | 1.0908 | 2.0503 | 3.508 | 5.5691 | 8.3652 | 11.9826 | 16.3856 | 21.5976 | 27.3894 | 33.5515 | 39.7083 | 45.4603 | 50.5236 | 54.6935 | 57.8699 | 60.061 | 61.456 | 62.363 | 62.363 | 62.363 | 62.363 | 62.363 | 62.363 | 62.363
F1_Industrial_Primary Metals_Existing_Space Heating_Natural Gas_Strategic Energy Management_A_Technical Potential | F1 | Industrial | Primary Metals | Existing | Space Heating | Natural Gas | Strategic Energy Management | A | Integrated Unit Energy Savings (kWh or therms) | Technical Potential | 0 | 0 | 0 | 0 | 0 | 16.278 | 16.1639 | 16.018 | 15.8608 | 15.6927 | 15.5167 | 15.3353 | 15.1514 | 14.9586 | 14.7535 | 14.5536 | 14.3572 | 14.181 | 14.0153 | 13.8643 | 13.7216 | 13.5768 | 13.4495 | 13.3303 | 13.2164 | 13.1116 | 13.0205 | 12.9326 | 0 | 0 | 0
F2_Industrial_Primary Metals_Existing_Space Heating_Natural Gas_Strategic Energy Management_A_Technical Potential | F2 | Industrial | Primary Metals | Existing | Space Heating | Natural Gas | Strategic Energy Management | A | Integrated Unit Summer Peak Savings (kW) | Technical Potential | 0 | 0 | 0 | 0 | 0 | 0 | 0 | 0 | 0 | 0 | 0 | 0 | 0 | 0 | 0 | 0 | 0 | 0 | 0 | 0 | 0 | 0 | 0 | 0 | 0 | 0 | 0 | 0 | 0 | 0 | 0
F3_Industrial_Primary Metals_Existing_Space Heating_Natural Gas_Strategic Energy Management_A_Technical Potential | F3 | Industrial | Primary Metals | Existing | Space Heating | Natural Gas | Strategic Energy Management | A | Integrated Unit Winter Peak Savings (kW) | Technical Potential | 0 | 0 | 0 | 0 | 0 | 0 | 0 | 0 | 0 | 0 | 0 | 0 | 0 | 0 | 0 | 0 | 0 | 0 | 0 | 0 | 0 | 0 | 0 | 0 | 0 | 0 | 0 | 0 | 0 | 0 | 0
F4_Industrial_Primary Metals_Existing_Space Heating_Natural Gas_Strategic Energy Management_A_Technical Potential | F4 | Industrial | Primary Metals | Existing | Space Heating | Natural Gas | Strategic Energy Management | A | Incremental Energy Savings (MWh or mTherms) | Technical Potential | 0 | 0 | 0 | 0 | 0 | 0.075134 | 0.074567 | 0.073458 | 0.072776 | 0.072065 | 0.070352 | 0.069339 | 0.068368 | 0.066427 | 0.065766 | 0.064256 | 0.063397 | 0.062304 | 0.061027 | 0.060441 | 0.059571 | 0.058714 | 0.057951 | 0.057242 | 0.056574 | 0 | 0 | 0 | 0 | 0 | 0
F5_Industrial_Primary Metals_Existing_Space Heating_Natural Gas_Strategic Energy Management_A_Technical Potential | F5 | Industrial | Primary Metals | Existing | Space Heating | Natural Gas | Strategic Energy Management | A | Incremental Summer Peak Savings (MW) | Technical Potential | 0 | 0 | 0 | 0 | 0 | 0 | 0 | 0 | 0 | 0 | 0 | 0 | 0 | 0 | 0 | 0 | 0 | 0 | 0 | 0 | 0 | 0 | 0 | 0 | 0 | 0 | 0 | 0 | 0 | 0 | 0
F6_Industrial_Primary Metals_Existing_Space Heating_Natural Gas_Strategic Energy Management_A_Technical Potential | F6 | Industrial | Primary Metals | Existing | Space Heating | Natural Gas | Strategic Energy Management | A | Incremental Winter Peak Savings (MW) | Technical Potential | 0 | 0 | 0 | 0 | 0 | 0 | 0 | 0 | 0 | 0 | 0 | 0 | 0 | 0 | 0 | 0 | 0 | 0 | 0 | 0 | 0 | 0 | 0 | 0 | 0 | 0 | 0 | 0 | 0 | 0 | 0
F7_Industrial_Primary Metals_Existing_Space Heating_Natural Gas_Strategic Energy Management_A_Technical Potential | F7 | Industrial | Primary Metals | Existing | Space Heating | Natural Gas | Strategic Energy Management | A | Cumulative Energy Savings (MWh or mTherms) | Technical Potential | 0 | 0 | 0 | 0 | 0 | 0.075134 | 0.14917 | 0.22129 | 0.29189 | 0.36086 | 0.42717 | 0.49151 | 0.55399 | 0.61336 | 0.67072 | 0.72588 | 0.77949 | 0.83223 | 0.88353 | 0.93445 | 0.98441 | 1.0327 | 1.081 | 1.1287 | 1.1756 | 1.1663 | 1.1582 | 1.1503 | 0 | 0 | 0
F8_Industrial_Primary Metals_Existing_Space Heating_Natural Gas_Strategic Energy Management_A_Technical Potential | F8 | Industrial | Primary Metals | Existing | Space Heating | Natural Gas | Strategic Energy Management | A | Cumulative Summer Peak Savings (MW) | Technical Potential | 0 | 0 | 0 | 0 | 0 | 0 | 0 | 0 | 0 | 0 | 0 | 0 | 0 | 0 | 0 | 0 | 0 | 0 | 0 | 0 | 0 | 0 | 0 | 0 | 0 | 0 | 0 | 0 | 0 | 0 | 0
F9_Industrial_Primary Metals_Existing_Space Heating_Natural Gas_Strategic Energy Management_A_Technical Potential | F9 | Industrial | Primary Metals | Existing | Space Heating | Natural Gas | Strategic Energy Management | A | Cumulative Winter Peak Savings (MW) | Technical Potential | 0 | 0 | 0 | 0 | 0 | 0 | 0 | 0 | 0 | 0 | 0 | 0 | 0 | 0 | 0 | 0 | 0 | 0 | 0 | 0 | 0 | 0 | 0 | 0 | 0 | 0 | 0 | 0 | 0 | 0 | 0
F10_Industrial_Primary Metals_Existing_Space Heating_Natural Gas_Strategic Energy Management_A_Technical Potential | F10 | Industrial | Primary Metals | Existing | Space Heating | Natural Gas | Strategic Energy Management | A | Purchases (Incremental) | Technical Potential | 0 | 0 | 0 | 0 | 0 | 4.6157 | 4.6132 | 4.586 | 4.5884 | 4.5922 | 4.5339 | 4.5215 | 4.5124 | 4.4407 | 4.4577 | 4.4151 | 4.4157 | 4.3935 | 4.3543 | 4.3595 | 4.3414 | 4.3245 | 4.3088 | 4.2941 | 4.2806 | 0 | 0 | 0 | 0 | 0 | 0
F11_Industrial_Primary Metals_Existing_Space Heating_Natural Gas_Strategic Energy Management_A_Technical Potential | F11 | Industrial | Primary Metals | Existing | Space Heating | Natural Gas | Strategic Energy Management | A | Purchases (Cumulative) | Technical Potential | 0 | 0 | 0 | 0 | 0 | 4.6157 | 9.2289 | 13.8148 | 18.4033 | 22.9955 | 27.5294 | 32.051 | 36.5633 | 41.004 | 45.4617 | 49.8768 | 54.2925 | 58.686 | 63.0403 | 67.3998 | 71.7412 | 76.0657 | 80.3745 | 84.6687 | 88.9493 | 88.9493 | 88.9493 | 88.9493 | 88.9493 | 88.9493 | 88.9493
F1_Industrial_Primary Metals_Existing_Process_Natural Gas_Strategic Energy Management_A_Technical Potential | F1 | Industrial | Primary Metals | Existing | Process | Natural Gas | Strategic Energy Management | A | Integrated Unit Energy Savings (kWh or therms) | Technical Potential | 0 | 0 | 0 | 0 | 0 | 100.6508 | 100.5146 | 100.3783 | 100.2447 | 100.1116 | 99.9826 | 99.8836 | 99.8038 | 99.7251 | 99.6783 | 99.6266 | 99.5934 | 99.5602 | 99.5271 | 99.5104 | 99.4901 | 99.4824 | 99.4752 | 99.4682 | 99.4616 | 99.4578 | 99.4542 | 99.451 | 0 | 0 | 0
F2_Industrial_Primary Metals_Existing_Process_Natural Gas_Strategic Energy Management_A_Technical Potential | F2 | Industrial | Primary Metals | Existing | Process | Natural Gas | Strategic Energy Management | A | Integrated Unit Summer Peak Savings (kW) | Technical Potential | 0 | 0 | 0 | 0 | 0 | 0 | 0 | 0 | 0 | 0 | 0 | 0 | 0 | 0 | 0 | 0 | 0 | 0 | 0 | 0 | 0 | 0 | 0 | 0 | 0 | 0 | 0 | 0 | 0 | 0 | 0
F3_Industrial_Primary Metals_Existing_Process_Natural Gas_Strategic Energy Management_A_Technical Potential | F3 | Industrial | Primary Metals | Existing | Process | Natural Gas | Strategic Energy Management | A | Integrated Unit Winter Peak Savings (kW) | Technical Potential | 0 | 0 | 0 | 0 | 0 | 0 | 0 | 0 | 0 | 0 | 0 | 0 | 0 | 0 | 0 | 0 | 0 | 0 | 0 | 0 | 0 | 0 | 0 | 0 | 0 | 0 | 0 | 0 | 0 | 0 | 0
F4_Industrial_Primary Metals_Existing_Process_Natural Gas_Strategic Energy Management_A_Technical Potential | F4 | Industrial | Primary Metals | Existing | Process | Natural Gas | Strategic Energy Management | A | Incremental Energy Savings (MWh or mTherms) | Technical Potential | 0 | 0 | 0 | 0 | 0 | 1.9686 | 1.9649 | 1.9507 | 1.9491 | 1.9481 | 1.9209 | 1.9138 | 1.9084 | 1.8766 | 1.8829 | 1.8639 | 1.8636 | 1.8536 | 1.8364 | 1.8383 | 1.8303 | 1.8231 | 1.8163 | 1.81 | 1.8042 | 0 | 0 | 0 | 0 | 0 | 0
F5_Industrial_Primary Metals_Existing_Process_Natural Gas_Strategic Energy Management_A_Technical Potential | F5 | Industrial | Primary Metals | Existing | Process | Natural Gas | Strategic Energy Management | A | Incremental Summer Peak Savings (MW) | Technical Potential | 0 | 0 | 0 | 0 | 0 | 0 | 0 | 0 | 0 | 0 | 0 | 0 | 0 | 0 | 0 | 0 | 0 | 0 | 0 | 0 | 0 | 0 | 0 | 0 | 0 | 0 | 0 | 0 | 0 | 0 | 0
F6_Industrial_Primary Metals_Existing_Process_Natural Gas_Strategic Energy Management_A_Technical Potential | F6 | Industrial | Primary Metals | Existing | Process | Natural Gas | Strategic Energy Management | A | Incremental Winter Peak Savings (MW) | Technical Potential | 0 | 0 | 0 | 0 | 0 | 0 | 0 | 0 | 0 | 0 | 0 | 0 | 0 | 0 | 0 | 0 | 0 | 0 | 0 | 0 | 0 | 0 | 0 | 0 | 0 | 0 | 0 | 0 | 0 | 0 | 0
F7_Industrial_Primary Metals_Existing_Process_Natural Gas_Strategic Energy Management_A_Technical Potential | F7 | Industrial | Primary Metals | Existing | Process | Natural Gas | Strategic Energy Management | A | Cumulative Energy Savings (MWh or mTherms) | Technical Potential | 0 | 0 | 0 | 0 | 0 | 1.9686 | 3.9309 | 5.8762 | 7.8175 | 9.7553 | 11.6636 | 13.5659 | 15.4634 | 17.3278 | 19.2025 | 21.0565 | 22.913 | 24.759 | 26.5871 | 28.421 | 30.2455 | 32.0662 | 33.8802 | 35.6878 | 37.4896 | 37.4881 | 37.4868 | 37.4855 | 0 | 0 | 0
F8_Industrial_Primary Metals_Existing_Process_Natural Gas_Strategic Energy Management_A_Technical Potential | F8 | Industrial | Primary Metals | Existing | Process | Natural Gas | Strategic Energy Management | A | Cumulative Summer Peak Savings (MW) | Technical Potential | 0 | 0 | 0 | 0 | 0 | 0 | 0 | 0 | 0 | 0 | 0 | 0 | 0 | 0 | 0 | 0 | 0 | 0 | 0 | 0 | 0 | 0 | 0 | 0 | 0 | 0 | 0 | 0 | 0 | 0 | 0
F9_Industrial_Primary Metals_Existing_Process_Natural Gas_Strategic Energy Management_A_Technical Potential | F9 | Industrial | Primary Metals | Existing | Process | Natural Gas | Strategic Energy Management | A | Cumulative Winter Peak Savings (MW) | Technical Potential | 0 | 0 | 0 | 0 | 0 | 0 | 0 | 0 | 0 | 0 | 0 | 0 | 0 | 0 | 0 | 0 | 0 | 0 | 0 | 0 | 0 | 0 | 0 | 0 | 0 | 0 | 0 | 0 | 0 | 0 | 0
F10_Industrial_Primary Metals_Existing_Process_Natural Gas_Strategic Energy Management_A_Technical Potential | F10 | Industrial | Primary Metals | Existing | Process | Natural Gas | Strategic Energy Management | A | Purchases (Incremental) | Technical Potential | 0 | 0 | 0 | 0 | 0 | 19.5592 | 19.5484 | 19.4331 | 19.4436 | 19.4597 | 19.2126 | 19.1601 | 19.1212 | 18.8176 | 18.8894 | 18.7093 | 18.7117 | 18.6175 | 18.4515 | 18.4733 | 18.3969 | 18.3254 | 18.2586 | 18.1965 | 18.1392 | 0 | 0 | 0 | 0 | 0 | 0
F11_Industrial_Primary Metals_Existing_Process_Natural Gas_Strategic Energy Management_A_Technical Potential | F11 | Industrial | Primary Metals | Existing | Process | Natural Gas | Strategic Energy Management | A | Purchases (Cumulative) | Technical Potential | 0 | 0 | 0 | 0 | 0 | 19.5592 | 39.1076 | 58.5407 | 77.9843 | 97.4441 | 116.6567 | 135.8168 | 154.938 | 173.7555 | 192.6449 | 211.3542 | 230.0659 | 248.6834 | 267.1348 | 285.6081 | 304.0051 | 322.3304 | 340.589 | 358.7856 | 376.9247 | 376.9247 | 376.9247 | 376.9247 | 376.9247 | 376.9247 | 376.9247
F1_Industrial_Primary Metals_Existing_Miscellaneous_Natural Gas_Strategic Energy Management_A_Technical Potential | F1 | Industrial | Primary Metals | Existing | Miscellaneous | Natural Gas | Strategic Energy Management | A | Integrated Unit Energy Savings (kWh or therms) | Technical Potential | 0 | 0 | 0 | 0 | 0 | 17.014 | 17.014 | 17.014 | 17.014 | 17.014 | 17.014 | 17.014 | 17.014 | 17.014 | 17.014 | 17.014 | 17.014 | 17.014 | 17.014 | 17.014 | 17.014 | 17.014 | 17.014 | 17.014 | 17.014 | 17.014 | 17.014 | 17.014 | 0 | 0 | 0
F2_Industrial_Primary Metals_Existing_Miscellaneous_Natural Gas_Strategic Energy Management_A_Technical Potential | F2 | Industrial | Primary Metals | Existing | Miscellaneous | Natural Gas | Strategic Energy Management | A | Integrated Unit Summer Peak Savings (kW) | Technical Potential | 0 | 0 | 0 | 0 | 0 | 0 | 0 | 0 | 0 | 0 | 0 | 0 | 0 | 0 | 0 | 0 | 0 | 0 | 0 | 0 | 0 | 0 | 0 | 0 | 0 | 0 | 0 | 0 | 0 | 0 | 0
F3_Industrial_Primary Metals_Existing_Miscellaneous_Natural Gas_Strategic Energy Management_A_Technical Potential | F3 | Industrial | Primary Metals | Existing | Miscellaneous | Natural Gas | Strategic Energy Management | A | Integrated Unit Winter Peak Savings (kW) | Technical Potential | 0 | 0 | 0 | 0 | 0 | 0 | 0 | 0 | 0 | 0 | 0 | 0 | 0 | 0 | 0 | 0 | 0 | 0 | 0 | 0 | 0 | 0 | 0 | 0 | 0 | 0 | 0 | 0 | 0 | 0 | 0
F4_Industrial_Primary Metals_Existing_Miscellaneous_Natural Gas_Strategic Energy Management_A_Technical Potential | F4 | Industrial | Primary Metals | Existing | Miscellaneous | Natural Gas | Strategic Energy Management | A | Incremental Energy Savings (MWh or mTherms) | Technical Potential | 0 | 0 | 0 | 0 | 0 | 0.083195 | 0.083149 | 0.082659 | 0.082704 | 0.082772 | 0.081721 | 0.081498 | 0.081332 | 0.080041 | 0.080346 | 0.07958 | 0.07959 | 0.07919 | 0.078483 | 0.078576 | 0.078251 | 0.077947 | 0.077663 | 0.077399 | 0.077155 | 0 | 0 | 0 | 0 | 0 | 0
F5_Industrial_Primary Metals_Existing_Miscellaneous_Natural Gas_Strategic Energy Management_A_Technical Potential | F5 | Industrial | Primary Metals | Existing | Miscellaneous | Natural Gas | Strategic Energy Management | A | Incremental Summer Peak Savings (MW) | Technical Potential | 0 | 0 | 0 | 0 | 0 | 0 | 0 | 0 | 0 | 0 | 0 | 0 | 0 | 0 | 0 | 0 | 0 | 0 | 0 | 0 | 0 | 0 | 0 | 0 | 0 | 0 | 0 | 0 | 0 | 0 | 0
F6_Industrial_Primary Metals_Existing_Miscellaneous_Natural Gas_Strategic Energy Management_A_Technical Potential | F6 | Industrial | Primary Metals | Existing | Miscellaneous | Natural Gas | Strategic Energy Management | A | Incremental Winter Peak Savings (MW) | Technical Potential | 0 | 0 | 0 | 0 | 0 | 0 | 0 | 0 | 0 | 0 | 0 | 0 | 0 | 0 | 0 | 0 | 0 | 0 | 0 | 0 | 0 | 0 | 0 | 0 | 0 | 0 | 0 | 0 | 0 | 0 | 0
F7_Industrial_Primary Metals_Existing_Miscellaneous_Natural Gas_Strategic Energy Management_A_Technical Potential | F7 | Industrial | Primary Metals | Existing | Miscellaneous | Natural Gas | Strategic Energy Management | A | Cumulative Energy Savings (MWh or mTherms) | Technical Potential | 0 | 0 | 0 | 0 | 0 | 0.083195 | 0.16634 | 0.249 | 0.33171 | 0.41448 | 0.4962 | 0.5777 | 0.65903 | 0.73907 | 0.81942 | 0.899 | 0.97859 | 1.0578 | 1.1363 | 1.2148 | 1.2931 | 1.371 | 1.4487 | 1.5261 | 1.6033 | 1.6033 | 1.6033 | 1.6033 | 0 | 0 | 0
F8_Industrial_Primary Metals_Existing_Miscellaneous_Natural Gas_Strategic Energy Management_A_Technical Potential | F8 | Industrial | Primary Metals | Existing | Miscellaneous | Natural Gas | Strategic Energy Management | A | Cumulative Summer Peak Savings (MW) | Technical Potential | 0 | 0 | 0 | 0 | 0 | 0 | 0 | 0 | 0 | 0 | 0 | 0 | 0 | 0 | 0 | 0 | 0 | 0 | 0 | 0 | 0 | 0 | 0 | 0 | 0 | 0 | 0 | 0 | 0 | 0 | 0
F9_Industrial_Primary Metals_Existing_Miscellaneous_Natural Gas_Strategic Energy Management_A_Technical Potential | F9 | Industrial | Primary Metals | Existing | Miscellaneous | Natural Gas | Strategic Energy Management | A | Cumulative Winter Peak Savings (MW) | Technical Potential | 0 | 0 | 0 | 0 | 0 | 0 | 0 | 0 | 0 | 0 | 0 | 0 | 0 | 0 | 0 | 0 | 0 | 0 | 0 | 0 | 0 | 0 | 0 | 0 | 0 | 0 | 0 | 0 | 0 | 0 | 0
F10_Industrial_Primary Metals_Existing_Miscellaneous_Natural Gas_Strategic Energy Management_A_Technical Potential | F10 | Industrial | Primary Metals | Existing | Miscellaneous | Natural Gas | Strategic Energy Management | A | Purchases (Incremental) | Technical Potential | 0 | 0 | 0 | 0 | 0 | 4.8898 | 4.8871 | 4.8583 | 4.8609 | 4.8649 | 4.8031 | 4.79 | 4.7803 | 4.7044 | 4.7224 | 4.6773 | 4.6779 | 4.6544 | 4.6129 | 4.6183 | 4.5992 | 4.5813 | 4.5646 | 4.5491 | 4.5348 | 0 | 0 | 0 | 0 | 0 | 0
F11_Industrial_Primary Metals_Existing_Miscellaneous_Natural Gas_Strategic Energy Management_A_Technical Potential | F11 | Industrial | Primary Metals | Existing | Miscellaneous | Natural Gas | Strategic Energy Management | A | Purchases (Cumulative) | Technical Potential | 0 | 0 | 0 | 0 | 0 | 4.8898 | 9.7769 | 14.6352 | 19.4961 | 24.361 | 29.1642 | 33.9542 | 38.7345 | 43.4389 | 48.1612 | 52.8385 | 57.5165 | 62.1708 | 66.7837 | 71.402 | 76.0013 | 80.5826 | 85.1473 | 89.6964 | 94.2312 | 94.2312 | 94.2312 | 94.2312 | 94.2312 | 94.2312 | 94.2312
F1_Industrial_Primary Metals_Existing_Space Heating_Natural Gas_Commissioning_A_Technical Potential | F1 | Industrial | Primary Metals | Existing | Space Heating | Natural Gas | Commissioning | A | Integrated Unit Energy Savings (kWh or therms) | Technical Potential | 0 | 0 | 0 | 0 | 0 | 21.447 | 21.3028 | 21.1166 | 20.9152 | 20.6993 | 20.4729 | 20.2387 | 20.0006 | 19.7511 | 19.4841 | 19.2243 | 18.9686 | 18.7396 | 18.5245 | 18.3281 | 18.1429 | 17.9547 | 17.7895 | 17.6349 | 17.4873 | 17.3489 | 17.2285 | 17.1124 | 0 | 0 | 0
F2_Industrial_Primary Metals_Existing_Space Heating_Natural Gas_Commissioning_A_Technical Potential | F2 | Industrial | Primary Metals | Existing | Space Heating | Natural Gas | Commissioning | A | Integrated Unit Summer Peak Savings (kW) | Technical Potential | 0 | 0 | 0 | 0 | 0 | 0 | 0 | 0 | 0 | 0 | 0 | 0 | 0 | 0 | 0 | 0 | 0 | 0 | 0 | 0 | 0 | 0 | 0 | 0 | 0 | 0 | 0 | 0 | 0 | 0 | 0
F3_Industrial_Primary Metals_Existing_Space Heating_Natural Gas_Commissioning_A_Technical Potential | F3 | Industrial | Primary Metals | Existing | Space Heating | Natural Gas | Commissioning | A | Integrated Unit Winter Peak Savings (kW) | Technical Potential | 0 | 0 | 0 | 0 | 0 | 0 | 0 | 0 | 0 | 0 | 0 | 0 | 0 | 0 | 0 | 0 | 0 | 0 | 0 | 0 | 0 | 0 | 0 | 0 | 0 | 0 | 0 | 0 | 0 | 0 | 0
F4_Industrial_Primary Metals_Existing_Space Heating_Natural Gas_Commissioning_A_Technical Potential | F4 | Industrial | Primary Metals | Existing | Space Heating | Natural Gas | Commissioning | A | Incremental Energy Savings (MWh or mTherms) | Technical Potential | 0 | 0 | 0 | 0 | 0 | 0 | 0 | 0 | 0 | 0 | 0 | 0 | 0 | 0 | 0 | 0 | 0 | 0 | 0 | 0 | 0 | 0 | 0 | 0 | 0 | 0 | 0 | 0 | 0 | 0 | 0
F5_Industrial_Primary Metals_Existing_Space Heating_Natural Gas_Commissioning_A_Technical Potential | F5 | Industrial | Primary Metals | Existing | Space Heating | Natural Gas | Commissioning | A | Incremental Summer Peak Savings (MW) | Technical Potential | 0 | 0 | 0 | 0 | 0 | 0 | 0 | 0 | 0 | 0 | 0 | 0 | 0 | 0 | 0 | 0 | 0 | 0 | 0 | 0 | 0 | 0 | 0 | 0 | 0 | 0 | 0 | 0 | 0 | 0 | 0
F6_Industrial_Primary Metals_Existing_Space Heating_Natural Gas_Commissioning_A_Technical Potential | F6 | Industrial | Primary Metals | Existing | Space Heating | Natural Gas | Commissioning | A | Incremental Winter Peak Savings (MW) | Technical Potential | 0 | 0 | 0 | 0 | 0 | 0 | 0 | 0 | 0 | 0 | 0 | 0 | 0 | 0 | 0 | 0 | 0 | 0 | 0 | 0 | 0 | 0 | 0 | 0 | 0 | 0 | 0 | 0 | 0 | 0 | 0
F7_Industrial_Primary Metals_Existing_Space Heating_Natural Gas_Commissioning_A_Technical Potential | F7 | Industrial | Primary Metals | Existing | Space Heating | Natural Gas | Commissioning | A | Cumulative Energy Savings (MWh or mTherms) | Technical Potential | 0 | 0 | 0 | 0 | 0 | 0 | 0 | 0 | 0 | 0 | 0 | 0 | 0 | 0 | 0 | 0 | 0 | 0 | 0 | 0 | 0 | 0 | 0 | 0 | 0 | 0 | 0 | 0 | 0 | 0 | 0
F8_Industrial_Primary Metals_Existing_Space Heating_Natural Gas_Commissioning_A_Technical Potential | F8 | Industrial | Primary Metals | Existing | Space Heating | Natural Gas | Commissioning | A | Cumulative Summer Peak Savings (MW) | Technical Potential | 0 | 0 | 0 | 0 | 0 | 0 | 0 | 0 | 0 | 0 | 0 | 0 | 0 | 0 | 0 | 0 | 0 | 0 | 0 | 0 | 0 | 0 | 0 | 0 | 0 | 0 | 0 | 0 | 0 | 0 | 0
F9_Industrial_Primary Metals_Existing_Space Heating_Natural Gas_Commissioning_A_Technical Potential | F9 | Industrial | Primary Metals | Existing | Space Heating | Natural Gas | Commissioning | A | Cumulative Winter Peak Savings (MW) | Technical Potential | 0 | 0 | 0 | 0 | 0 | 0 | 0 | 0 | 0 | 0 | 0 | 0 | 0 | 0 | 0 | 0 | 0 | 0 | 0 | 0 | 0 | 0 | 0 | 0 | 0 | 0 | 0 | 0 | 0 | 0 | 0
F10_Industrial_Primary Metals_Existing_Space Heating_Natural Gas_Commissioning_A_Technical Potential | F10 | Industrial | Primary Metals | Existing | Space Heating | Natural Gas | Commissioning | A | Purchases (Incremental) | Technical Potential | 0 | 0 | 0 | 0 | 0 | 0 | 0 | 0 | 0 | 0 | 0 | 0 | 0 | 0 | 0 | 0 | 0 | 0 | 0 | 0 | 0 | 0 | 0 | 0 | 0 | 0 | 0 | 0 | 0 | 0 | 0
F11_Industrial_Primary Metals_Existing_Space Heating_Natural Gas_Commissioning_A_Technical Potential | F11 | Industrial | Primary Metals | Existing | Space Heating | Natural Gas | Commissioning | A | Purchases (Cumulative) | Technical Potential | 0 | 0 | 0 | 0 | 0 | 0 | 0 | 0 | 0 | 0 | 0 | 0 | 0 | 0 | 0 | 0 | 0 | 0 | 0 | 0 | 0 | 0 | 0 | 0 | 0 | 0 | 0 | 0 | 0 | 0 | 0
F1_Industrial_Primary Metals_Existing_Process_Natural Gas_Commissioning_A_Technical Potential | F1 | Industrial | Primary Metals | Existing | Process | Natural Gas | Commissioning | A | Integrated Unit Energy Savings (kWh or therms) | Technical Potential | 0 | 0 | 0 | 0 | 0 | 562.5435 | 562.5435 | 562.5435 | 562.5435 | 562.5435 | 562.5435 | 562.5435 | 562.5435 | 562.5435 | 562.5435 | 562.5435 | 562.5435 | 562.5435 | 562.5435 | 562.5435 | 562.5435 | 562.5435 | 562.5435 | 562.5435 | 562.5435 | 562.5435 | 562.5435 | 562.5435 | 0 | 0 | 0
F2_Industrial_Primary Metals_Existing_Process_Natural Gas_Commissioning_A_Technical Potential | F2 | Industrial | Primary Metals | Existing | Process | Natural Gas | Commissioning | A | Integrated Unit Summer Peak Savings (kW) | Technical Potential | 0 | 0 | 0 | 0 | 0 | 0 | 0 | 0 | 0 | 0 | 0 | 0 | 0 | 0 | 0 | 0 | 0 | 0 | 0 | 0 | 0 | 0 | 0 | 0 | 0 | 0 | 0 | 0 | 0 | 0 | 0
F3_Industrial_Primary Metals_Existing_Process_Natural Gas_Commissioning_A_Technical Potential | F3 | Industrial | Primary Metals | Existing | Process | Natural Gas | Commissioning | A | Integrated Unit Winter Peak Savings (kW) | Technical Potential | 0 | 0 | 0 | 0 | 0 | 0 | 0 | 0 | 0 | 0 | 0 | 0 | 0 | 0 | 0 | 0 | 0 | 0 | 0 | 0 | 0 | 0 | 0 | 0 | 0 | 0 | 0 | 0 | 0 | 0 | 0
F4_Industrial_Primary Metals_Existing_Process_Natural Gas_Commissioning_A_Technical Potential | F4 | Industrial | Primary Metals | Existing | Process | Natural Gas | Commissioning | A | Incremental Energy Savings (MWh or mTherms) | Technical Potential | 0 | 0 | 0 | 0 | 0 | 0 | 0 | 0 | 0 | 0 | 0 | 0 | 0 | 0 | 0 | 0 | 0 | 0 | 0 | 0 | 0 | 0 | 0 | 0 | 0 | 0 | 0 | 0 | 0 | 0 | 0
F5_Industrial_Primary Metals_Existing_Process_Natural Gas_Commissioning_A_Technical Potential | F5 | Industrial | Primary Metals | Existing | Process | Natural Gas | Commissioning | A | Incremental Summer Peak Savings (MW) | Technical Potential | 0 | 0 | 0 | 0 | 0 | 0 | 0 | 0 | 0 | 0 | 0 | 0 | 0 | 0 | 0 | 0 | 0 | 0 | 0 | 0 | 0 | 0 | 0 | 0 | 0 | 0 | 0 | 0 | 0 | 0 | 0
F6_Industrial_Primary Metals_Existing_Process_Natural Gas_Commissioning_A_Technical Potential | F6 | Industrial | Primary Metals | Existing | Process | Natural Gas | Commissioning | A | Incremental Winter Peak Savings (MW) | Technical Potential | 0 | 0 | 0 | 0 | 0 | 0 | 0 | 0 | 0 | 0 | 0 | 0 | 0 | 0 | 0 | 0 | 0 | 0 | 0 | 0 | 0 | 0 | 0 | 0 | 0 | 0 | 0 | 0 | 0 | 0 | 0
F7_Industrial_Primary Metals_Existing_Process_Natural Gas_Commissioning_A_Technical Potential | F7 | Industrial | Primary Metals | Existing | Process | Natural Gas | Commissioning | A | Cumulative Energy Savings (MWh or mTherms) | Technical Potential | 0 | 0 | 0 | 0 | 0 | 0 | 0 | 0 | 0 | 0 | 0 | 0 | 0 | 0 | 0 | 0 | 0 | 0 | 0 | 0 | 0 | 0 | 0 | 0 | 0 | 0 | 0 | 0 | 0 | 0 | 0
F8_Industrial_Primary Metals_Existing_Process_Natural Gas_Commissioning_A_Technical Potential | F8 | Industrial | Primary Metals | Existing | Process | Natural Gas | Commissioning | A | Cumulative Summer Peak Savings (MW) | Technical Potential | 0 | 0 | 0 | 0 | 0 | 0 | 0 | 0 | 0 | 0 | 0 | 0 | 0 | 0 | 0 | 0 | 0 | 0 | 0 | 0 | 0 | 0 | 0 | 0 | 0 | 0 | 0 | 0 | 0 | 0 | 0
F9_Industrial_Primary Metals_Existing_Process_Natural Gas_Commissioning_A_Technical Potential | F9 | Industrial | Primary Metals | Existing | Process | Natural Gas | Commissioning | A | Cumulative Winter Peak Savings (MW) | Technical Potential | 0 | 0 | 0 | 0 | 0 | 0 | 0 | 0 | 0 | 0 | 0 | 0 | 0 | 0 | 0 | 0 | 0 | 0 | 0 | 0 | 0 | 0 | 0 | 0 | 0 | 0 | 0 | 0 | 0 | 0 | 0
F10_Industrial_Primary Metals_Existing_Process_Natural Gas_Commissioning_A_Technical Potential | F10 | Industrial | Primary Metals | Existing | Process | Natural Gas | Commissioning | A | Purchases (Incremental) | Technical Potential | 0 | 0 | 0 | 0 | 0 | 0 | 0 | 0 | 0 | 0 | 0 | 0 | 0 | 0 | 0 | 0 | 0 | 0 | 0 | 0 | 0 | 0 | 0 | 0 | 0 | 0 | 0 | 0 | 0 | 0 | 0
F11_Industrial_Primary Metals_Existing_Process_Natural Gas_Commissioning_A_Technical Potential | F11 | Industrial | Primary Metals | Existing | Process | Natural Gas | Commissioning | A | Purchases (Cumulative) | Technical Potential | 0 | 0 | 0 | 0 | 0 | 0 | 0 | 0 | 0 | 0 | 0 | 0 | 0 | 0 | 0 | 0 | 0 | 0 | 0 | 0 | 0 | 0 | 0 | 0 | 0 | 0 | 0 | 0 | 0 | 0 | 0
F1_Industrial_Primary Metals_Existing_Space Heating_Natural Gas_Retrocommissioning_A_Technical Potential | F1 | Industrial | Primary Metals | Existing | Space Heating | Natural Gas | Retrocommissioning | A | Integrated Unit Energy Savings (kWh or therms) | Technical Potential | 0 | 0 | 0 | 0 | 0 | 2.9784 | 2.958 | 2.9318 | 2.9035 | 2.8732 | 2.8415 | 2.8087 | 2.7755 | 2.7407 | 2.7035 | 2.6674 | 2.6318 | 2.5999 | 2.57 | 2.5428 | 2.517 | 2.4909 | 2.468 | 2.4465 | 2.426 | 2.4068 | 2.3901 | 2.374 | 0 | 0 | 0
F2_Industrial_Primary Metals_Existing_Space Heating_Natural Gas_Retrocommissioning_A_Technical Potential | F2 | Industrial | Primary Metals | Existing | Space Heating | Natural Gas | Retrocommissioning | A | Integrated Unit Summer Peak Savings (kW) | Technical Potential | 0 | 0 | 0 | 0 | 0 | 0 | 0 | 0 | 0 | 0 | 0 | 0 | 0 | 0 | 0 | 0 | 0 | 0 | 0 | 0 | 0 | 0 | 0 | 0 | 0 | 0 | 0 | 0 | 0 | 0 | 0
F3_Industrial_Primary Metals_Existing_Space Heating_Natural Gas_Retrocommissioning_A_Technical Potential | F3 | Industrial | Primary Metals | Existing | Space Heating | Natural Gas | Retrocommissioning | A | Integrated Unit Winter Peak Savings (kW) | Technical Potential | 0 | 0 | 0 | 0 | 0 | 0 | 0 | 0 | 0 | 0 | 0 | 0 | 0 | 0 | 0 | 0 | 0 | 0 | 0 | 0 | 0 | 0 | 0 | 0 | 0 | 0 | 0 | 0 | 0 | 0 | 0
F4_Industrial_Primary Metals_Existing_Space Heating_Natural Gas_Retrocommissioning_A_Technical Potential | F4 | Industrial | Primary Metals | Existing | Space Heating | Natural Gas | Retrocommissioning | A | Incremental Energy Savings (MWh or mTherms) | Technical Potential | 0 | 0 | 0 | 0 | 0 | 0.011327 | 0.011244 | 0.011078 | 0.010977 | 0.010872 | 0.010615 | 0.010464 | 0.010319 | 0.010028 | 0.0099299 | 0.0097036 | 0.0095755 | 0.009412 | 0.0092207 | 0.0091337 | 0.0090038 | 0.0088757 | 0.008762 | 0.0086563 | 0.0085567 | 0 | 0 | 0 | 0 | 0 | 0
F5_Industrial_Primary Metals_Existing_Space Heating_Natural Gas_Retrocommissioning_A_Technical Potential | F5 | Industrial | Primary Metals | Existing | Space Heating | Natural Gas | Retrocommissioning | A | Incremental Summer Peak Savings (MW) | Technical Potential | 0 | 0 | 0 | 0 | 0 | 0 | 0 | 0 | 0 | 0 | 0 | 0 | 0 | 0 | 0 | 0 | 0 | 0 | 0 | 0 | 0 | 0 | 0 | 0 | 0 | 0 | 0 | 0 | 0 | 0 | 0
F6_Industrial_Primary Metals_Existing_Space Heating_Natural Gas_Retrocommissioning_A_Technical Potential | F6 | Industrial | Primary Metals | Existing | Space Heating | Natural Gas | Retrocommissioning | A | Incremental Winter Peak Savings (MW) | Technical Potential | 0 | 0 | 0 | 0 | 0 | 0 | 0 | 0 | 0 | 0 | 0 | 0 | 0 | 0 | 0 | 0 | 0 | 0 | 0 | 0 | 0 | 0 | 0 | 0 | 0 | 0 | 0 | 0 | 0 | 0 | 0
F7_Industrial_Primary Metals_Existing_Space Heating_Natural Gas_Retrocommissioning_A_Technical Potential | F7 | Industrial | Primary Metals | Existing | Space Heating | Natural Gas | Retrocommissioning | A | Cumulative Energy Savings (MWh or mTherms) | Technical Potential | 0 | 0 | 0 | 0 | 0 | 0.011327 | 0.022493 | 0.033372 | 0.044027 | 0.05444 | 0.064453 | 0.074175 | 0.083616 | 0.092596 | 0.10127 | 0.10962 | 0.11773 | 0.12572 | 0.1335 | 0.14121 | 0.14879 | 0.15612 | 0.16344 | 0.17068 | 0.17781 | 0.1764 | 0.17517 | 0.17399 | 0 | 0 | 0
F8_Industrial_Primary Metals_Existing_Space Heating_Natural Gas_Retrocommissioning_A_Technical Potential | F8 | Industrial | Primary Metals | Existing | Space Heating | Natural Gas | Retrocommissioning | A | Cumulative Summer Peak Savings (MW) | Technical Potential | 0 | 0 | 0 | 0 | 0 | 0 | 0 | 0 | 0 | 0 | 0 | 0 | 0 | 0 | 0 | 0 | 0 | 0 | 0 | 0 | 0 | 0 | 0 | 0 | 0 | 0 | 0 | 0 | 0 | 0 | 0
F9_Industrial_Primary Metals_Existing_Space Heating_Natural Gas_Retrocommissioning_A_Technical Potential | F9 | Industrial | Primary Metals | Existing | Space Heating | Natural Gas | Retrocommissioning | A | Cumulative Winter Peak Savings (MW) | Technical Potential | 0 | 0 | 0 | 0 | 0 | 0 | 0 | 0 | 0 | 0 | 0 | 0 | 0 | 0 | 0 | 0 | 0 | 0 | 0 | 0 | 0 | 0 | 0 | 0 | 0 | 0 | 0 | 0 | 0 | 0 | 0
F10_Industrial_Primary Metals_Existing_Space Heating_Natural Gas_Retrocommissioning_A_Technical Potential | F10 | Industrial | Primary Metals | Existing | Space Heating | Natural Gas | Retrocommissioning | A | Purchases (Incremental) | Technical Potential | 0 | 0 | 0 | 0 | 0 | 3.8032 | 3.8011 | 3.7787 | 3.7807 | 3.7838 | 3.7358 | 3.7256 | 3.718 | 3.659 | 3.6729 | 3.6379 | 3.6384 | 3.6201 | 3.5878 | 3.592 | 3.5772 | 3.5633 | 3.5503 | 3.5382 | 3.5271 | 0 | 0 | 0 | 0 | 0 | 0
F11_Industrial_Primary Metals_Existing_Space Heating_Natural Gas_Retrocommissioning_A_Technical Potential | F11 | Industrial | Primary Metals | Existing | Space Heating | Natural Gas | Retrocommissioning | A | Purchases (Cumulative) | Technical Potential | 0 | 0 | 0 | 0 | 0 | 3.8032 | 7.6042 | 11.3829 | 15.1636 | 18.9475 | 22.6832 | 26.4088 | 30.1268 | 33.7858 | 37.4587 | 41.0966 | 44.735 | 48.3551 | 51.9429 | 55.5349 | 59.1121 | 62.6754 | 66.2256 | 69.7639 | 73.2909 | 73.2909 | 73.2909 | 73.2909 | 73.2909 | 73.2909 | 73.2909
F1_Industrial_Primary Metals_Existing_Process_Natural Gas_Retrocommissioning_A_Technical Potential | F1 | Industrial | Primary Metals | Existing | Process | Natural Gas | Retrocommissioning | A | Integrated Unit Energy Savings (kWh or therms) | Technical Potential | 0 | 0 | 0 | 0 | 0 | 0 | 0 | 0 | 0 | 0 | 0 | 0 | 0 | 0 | 0 | 0 | 0 | 0 | 0 | 0 | 0 | 0 | 0 | 0 | 0 | 0 | 0 | 0 | 0 | 0 | 0
F2_Industrial_Primary Metals_Existing_Process_Natural Gas_Retrocommissioning_A_Technical Potential | F2 | Industrial | Primary Metals | Existing | Process | Natural Gas | Retrocommissioning | A | Integrated Unit Summer Peak Savings (kW) | Technical Potential | 0 | 0 | 0 | 0 | 0 | 0 | 0 | 0 | 0 | 0 | 0 | 0 | 0 | 0 | 0 | 0 | 0 | 0 | 0 | 0 | 0 | 0 | 0 | 0 | 0 | 0 | 0 | 0 | 0 | 0 | 0
F3_Industrial_Primary Metals_Existing_Process_Natural Gas_Retrocommissioning_A_Technical Potential | F3 | Industrial | Primary Metals | Existing | Process | Natural Gas | Retrocommissioning | A | Integrated Unit Winter Peak Savings (kW) | Technical Potential | 0 | 0 | 0 | 0 | 0 | 0 | 0 | 0 | 0 | 0 | 0 | 0 | 0 | 0 | 0 | 0 | 0 | 0 | 0 | 0 | 0 | 0 | 0 | 0 | 0 | 0 | 0 | 0 | 0 | 0 | 0
F4_Industrial_Primary Metals_Existing_Process_Natural Gas_Retrocommissioning_A_Technical Potential | F4 | Industrial | Primary Metals | Existing | Process | Natural Gas | Retrocommissioning | A | Incremental Energy Savings (MWh or mTherms) | Technical Potential | 0 | 0 | 0 | 0 | 0 | 0 | 0 | 0 | 0 | 0 | 0 | 0 | 0 | 0 | 0 | 0 | 0 | 0 | 0 | 0 | 0 | 0 | 0 | 0 | 0 | 0 | 0 | 0 | 0 | 0 | 0
F5_Industrial_Primary Metals_Existing_Process_Natural Gas_Retrocommissioning_A_Technical Potential | F5 | Industrial | Primary Metals | Existing | Process | Natural Gas | Retrocommissioning | A | Incremental Summer Peak Savings (MW) | Technical Potential | 0 | 0 | 0 | 0 | 0 | 0 | 0 | 0 | 0 | 0 | 0 | 0 | 0 | 0 | 0 | 0 | 0 | 0 | 0 | 0 | 0 | 0 | 0 | 0 | 0 | 0 | 0 | 0 | 0 | 0 | 0
F6_Industrial_Primary Metals_Existing_Process_Natural Gas_Retrocommissioning_A_Technical Potential | F6 | Industrial | Primary Metals | Existing | Process | Natural Gas | Retrocommissioning | A | Incremental Winter Peak Savings (MW) | Technical Potential | 0 | 0 | 0 | 0 | 0 | 0 | 0 | 0 | 0 | 0 | 0 | 0 | 0 | 0 | 0 | 0 | 0 | 0 | 0 | 0 | 0 | 0 | 0 | 0 | 0 | 0 | 0 | 0 | 0 | 0 | 0
F7_Industrial_Primary Metals_Existing_Process_Natural Gas_Retrocommissioning_A_Technical Potential | F7 | Industrial | Primary Metals | Existing | Process | Natural Gas | Retrocommissioning | A | Cumulative Energy Savings (MWh or mTherms) | Technical Potential | 0 | 0 | 0 | 0 | 0 | 0 | 0 | 0 | 0 | 0 | 0 | 0 | 0 | 0 | 0 | 0 | 0 | 0 | 0 | 0 | 0 | 0 | 0 | 0 | 0 | 0 | 0 | 0 | 0 | 0 | 0
F8_Industrial_Primary Metals_Existing_Process_Natural Gas_Retrocommissioning_A_Technical Potential | F8 | Industrial | Primary Metals | Existing | Process | Natural Gas | Retrocommissioning | A | Cumulative Summer Peak Savings (MW) | Technical Potential | 0 | 0 | 0 | 0 | 0 | 0 | 0 | 0 | 0 | 0 | 0 | 0 | 0 | 0 | 0 | 0 | 0 | 0 | 0 | 0 | 0 | 0 | 0 | 0 | 0 | 0 | 0 | 0 | 0 | 0 | 0
F9_Industrial_Primary Metals_Existing_Process_Natural Gas_Retrocommissioning_A_Technical Potential | F9 | Industrial | Primary Metals | Existing | Process | Natural Gas | Retrocommissioning | A | Cumulative Winter Peak Savings (MW) | Technical Potential | 0 | 0 | 0 | 0 | 0 | 0 | 0 | 0 | 0 | 0 | 0 | 0 | 0 | 0 | 0 | 0 | 0 | 0 | 0 | 0 | 0 | 0 | 0 | 0 | 0 | 0 | 0 | 0 | 0 | 0 | 0
F10_Industrial_Primary Metals_Existing_Process_Natural Gas_Retrocommissioning_A_Technical Potential | F10 | Industrial | Primary Metals | Existing | Process | Natural Gas | Retrocommissioning | A | Purchases (Incremental) | Technical Potential | 0 | 0 | 0 | 0 | 0 | 3.8032 | 3.8011 | 3.7787 | 3.7807 | 3.7838 | 3.7358 | 3.7256 | 3.718 | 3.659 | 3.6729 | 3.6379 | 3.6384 | 3.6201 | 3.5878 | 3.592 | 3.5772 | 3.5633 | 3.5503 | 3.5382 | 3.5271 | 0 | 0 | 0 | 0 | 0 | 0
F11_Industrial_Primary Metals_Existing_Process_Natural Gas_Retrocommissioning_A_Technical Potential | F11 | Industrial | Primary Metals | Existing | Process | Natural Gas | Retrocommissioning | A | Purchases (Cumulative) | Technical Potential | 0 | 0 | 0 | 0 | 0 | 3.8032 | 7.6042 | 11.3829 | 15.1636 | 18.9475 | 22.6832 | 26.4088 | 30.1268 | 33.7858 | 37.4587 | 41.0966 | 44.735 | 48.3551 | 51.9429 | 55.5349 | 59.1121 | 62.6754 | 66.2256 | 69.7639 | 73.2909 | 73.2909 | 73.2909 | 73.2909 | 73.2909 | 73.2909 | 73.2909
F1_Industrial_Primary Metals_New_Space Heating_Natural Gas_Insulation - Roof/Ceiling_A_Technical Potential | F1 | Industrial | Primary Metals | New | Space Heating | Natural Gas | Insulation - Roof/Ceiling | A | Integrated Unit Energy Savings (kWh or therms) | Technical Potential | 0 | 0 | 0 | 0 | 0 | 0.091586 | 0.088796 | 0.086728 | 0.08512 | 0.083801 | 0.082713 | 0.081423 | 0.080035 | 0.078622 | 0.077211 | 0.075904 | 0.074702 | 0.074281 | 0.073474 | 0.072874 | 0.072452 | 0.072142 | 0.072045 | 0.072079 | 0.072195 | 0.072361 | 0.07252 | 0.072679 | 0 | 0 | 0
F2_Industrial_Primary Metals_New_Space Heating_Natural Gas_Insulation - Roof/Ceiling_A_Technical Potential | F2 | Industrial | Primary Metals | New | Space Heating | Natural Gas | Insulation - Roof/Ceiling | A | Integrated Unit Summer Peak Savings (kW) | Technical Potential | 0 | 0 | 0 | 0 | 0 | 0 | 0 | 0 | 0 | 0 | 0 | 0 | 0 | 0 | 0 | 0 | 0 | 0 | 0 | 0 | 0 | 0 | 0 | 0 | 0 | 0 | 0 | 0 | 0 | 0 | 0
F3_Industrial_Primary Metals_New_Space Heating_Natural Gas_Insulation - Roof/Ceiling_A_Technical Potential | F3 | Industrial | Primary Metals | New | Space Heating | Natural Gas | Insulation - Roof/Ceiling | A | Integrated Unit Winter Peak Savings (kW) | Technical Potential | 0 | 0 | 0 | 0 | 0 | 0 | 0 | 0 | 0 | 0 | 0 | 0 | 0 | 0 | 0 | 0 | 0 | 0 | 0 | 0 | 0 | 0 | 0 | 0 | 0 | 0 | 0 | 0 | 0 | 0 | 0
F4_Industrial_Primary Metals_New_Space Heating_Natural Gas_Insulation - Roof/Ceiling_A_Technical Potential | F4 | Industrial | Primary Metals | New | Space Heating | Natural Gas | Insulation - Roof/Ceiling | A | Incremental Energy Savings (MWh or mTherms) | Technical Potential | 0 | 0 | 0 | 0 | 0 | 0 | 0 | 0 | 0 | 0 | 0 | 0 | 0 | 0 | 0 | 0 | 0 | 0 | 0 | 0 | 0 | 0 | 0 | 0 | 0 | 0 | 0 | 0 | 0 | 0 | 0
F5_Industrial_Primary Metals_New_Space Heating_Natural Gas_Insulation - Roof/Ceiling_A_Technical Potential | F5 | Industrial | Primary Metals | New | Space Heating | Natural Gas | Insulation - Roof/Ceiling | A | Incremental Summer Peak Savings (MW) | Technical Potential | 0 | 0 | 0 | 0 | 0 | 0 | 0 | 0 | 0 | 0 | 0 | 0 | 0 | 0 | 0 | 0 | 0 | 0 | 0 | 0 | 0 | 0 | 0 | 0 | 0 | 0 | 0 | 0 | 0 | 0 | 0
F6_Industrial_Primary Metals_New_Space Heating_Natural Gas_Insulation - Roof/Ceiling_A_Technical Potential | F6 | Industrial | Primary Metals | New | Space Heating | Natural Gas | Insulation - Roof/Ceiling | A | Incremental Winter Peak Savings (MW) | Technical Potential | 0 | 0 | 0 | 0 | 0 | 0 | 0 | 0 | 0 | 0 | 0 | 0 | 0 | 0 | 0 | 0 | 0 | 0 | 0 | 0 | 0 | 0 | 0 | 0 | 0 | 0 | 0 | 0 | 0 | 0 | 0
F7_Industrial_Primary Metals_New_Space Heating_Natural Gas_Insulation - Roof/Ceiling_A_Technical Potential | F7 | Industrial | Primary Metals | New | Space Heating | Natural Gas | Insulation - Roof/Ceiling | A | Cumulative Energy Savings (MWh or mTherms) | Technical Potential | 0 | 0 | 0 | 0 | 0 | 0 | 0 | 0 | 0 | 0 | 0 | 0 | 0 | 0 | 0 | 0 | 0 | 0 | 0 | 0 | 0 | 0 | 0 | 0 | 0 | 0 | 0 | 0 | 0 | 0 | 0
F8_Industrial_Primary Metals_New_Space Heating_Natural Gas_Insulation - Roof/Ceiling_A_Technical Potential | F8 | Industrial | Primary Metals | New | Space Heating | Natural Gas | Insulation - Roof/Ceiling | A | Cumulative Summer Peak Savings (MW) | Technical Potential | 0 | 0 | 0 | 0 | 0 | 0 | 0 | 0 | 0 | 0 | 0 | 0 | 0 | 0 | 0 | 0 | 0 | 0 | 0 | 0 | 0 | 0 | 0 | 0 | 0 | 0 | 0 | 0 | 0 | 0 | 0
F9_Industrial_Primary Metals_New_Space Heating_Natural Gas_Insulation - Roof/Ceiling_A_Technical Potential | F9 | Industrial | Primary Metals | New | Space Heating | Natural Gas | Insulation - Roof/Ceiling | A | Cumulative Winter Peak Savings (MW) | Technical Potential | 0 | 0 | 0 | 0 | 0 | 0 | 0 | 0 | 0 | 0 | 0 | 0 | 0 | 0 | 0 | 0 | 0 | 0 | 0 | 0 | 0 | 0 | 0 | 0 | 0 | 0 | 0 | 0 | 0 | 0 | 0
F10_Industrial_Primary Metals_New_Space Heating_Natural Gas_Insulation - Roof/Ceiling_A_Technical Potential | F10 | Industrial | Primary Metals | New | Space Heating | Natural Gas | Insulation - Roof/Ceiling | A | Purchases (Incremental) | Technical Potential | 0 | 0 | 0 | 0 | 0 | 0 | 0 | 0 | 0 | 0 | 0 | 0 | 0 | 0 | 0 | 0 | 0 | 0 | 0 | 0 | 0 | 0 | 0 | 0 | 0 | 0 | 0 | 0 | 0 | 0 | 0
F11_Industrial_Primary Metals_New_Space Heating_Natural Gas_Insulation - Roof/Ceiling_A_Technical Potential | F11 | Industrial | Primary Metals | New | Space Heating | Natural Gas | Insulation - Roof/Ceiling | A | Purchases (Cumulative) | Technical Potential | 0 | 0 | 0 | 0 | 0 | 0 | 0 | 0 | 0 | 0 | 0 | 0 | 0 | 0 | 0 | 0 | 0 | 0 | 0 | 0 | 0 | 0 | 0 | 0 | 0 | 0 | 0 | 0 | 0 | 0 | 0
F1_Industrial_Primary Metals_New_Space Heating_Natural Gas_Insulation - Wall Cavity_A_Technical Potential | F1 | Industrial | Primary Metals | New | Space Heating | Natural Gas | Insulation - Wall Cavity | A | Integrated Unit Energy Savings (kWh or therms) | Technical Potential | 0 | 0 | 0 | 0 | 0 | 0.016494 | 0.015991 | 0.015619 | 0.015329 | 0.015092 | 0.014896 | 0.014664 | 0.014414 | 0.014159 | 0.013905 | 0.01367 | 0.013453 | 0.013377 | 0.013232 | 0.013124 | 0.013048 | 0.012992 | 0.012975 | 0.012981 | 0.013002 | 0.013032 | 0.01306 | 0.013089 | 0 | 0 | 0
F2_Industrial_Primary Metals_New_Space Heating_Natural Gas_Insulation - Wall Cavity_A_Technical Potential | F2 | Industrial | Primary Metals | New | Space Heating | Natural Gas | Insulation - Wall Cavity | A | Integrated Unit Summer Peak Savings (kW) | Technical Potential | 0 | 0 | 0 | 0 | 0 | 0 | 0 | 0 | 0 | 0 | 0 | 0 | 0 | 0 | 0 | 0 | 0 | 0 | 0 | 0 | 0 | 0 | 0 | 0 | 0 | 0 | 0 | 0 | 0 | 0 | 0
F3_Industrial_Primary Metals_New_Space Heating_Natural Gas_Insulation - Wall Cavity_A_Technical Potential | F3 | Industrial | Primary Metals | New | Space Heating | Natural Gas | Insulation - Wall Cavity | A | Integrated Unit Winter Peak Savings (kW) | Technical Potential | 0 | 0 | 0 | 0 | 0 | 0 | 0 | 0 | 0 | 0 | 0 | 0 | 0 | 0 | 0 | 0 | 0 | 0 | 0 | 0 | 0 | 0 | 0 | 0 | 0 | 0 | 0 | 0 | 0 | 0 | 0
F4_Industrial_Primary Metals_New_Space Heating_Natural Gas_Insulation - Wall Cavity_A_Technical Potential | F4 | Industrial | Primary Metals | New | Space Heating | Natural Gas | Insulation - Wall Cavity | A | Incremental Energy Savings (MWh or mTherms) | Technical Potential | 0 | 0 | 0 | 0 | 0 | 0 | 0 | 0 | 0 | 0 | 0 | 0 | 0 | 0 | 0 | 0 | 0 | 0 | 0 | 0 | 0 | 0 | 0 | 0 | 0 | 0 | 0 | 0 | 0 | 0 | 0
F5_Industrial_Primary Metals_New_Space Heating_Natural Gas_Insulation - Wall Cavity_A_Technical Potential | F5 | Industrial | Primary Metals | New | Space Heating | Natural Gas | Insulation - Wall Cavity | A | Incremental Summer Peak Savings (MW) | Technical Potential | 0 | 0 | 0 | 0 | 0 | 0 | 0 | 0 | 0 | 0 | 0 | 0 | 0 | 0 | 0 | 0 | 0 | 0 | 0 | 0 | 0 | 0 | 0 | 0 | 0 | 0 | 0 | 0 | 0 | 0 | 0
F6_Industrial_Primary Metals_New_Space Heating_Natural Gas_Insulation - Wall Cavity_A_Technical Potential | F6 | Industrial | Primary Metals | New | Space Heating | Natural Gas | Insulation - Wall Cavity | A | Incremental Winter Peak Savings (MW) | Technical Potential | 0 | 0 | 0 | 0 | 0 | 0 | 0 | 0 | 0 | 0 | 0 | 0 | 0 | 0 | 0 | 0 | 0 | 0 | 0 | 0 | 0 | 0 | 0 | 0 | 0 | 0 | 0 | 0 | 0 | 0 | 0
F7_Industrial_Primary Metals_New_Space Heating_Natural Gas_Insulation - Wall Cavity_A_Technical Potential | F7 | Industrial | Primary Metals | New | Space Heating | Natural Gas | Insulation - Wall Cavity | A | Cumulative Energy Savings (MWh or mTherms) | Technical Potential | 0 | 0 | 0 | 0 | 0 | 0 | 0 | 0 | 0 | 0 | 0 | 0 | 0 | 0 | 0 | 0 | 0 | 0 | 0 | 0 | 0 | 0 | 0 | 0 | 0 | 0 | 0 | 0 | 0 | 0 | 0
F8_Industrial_Primary Metals_New_Space Heating_Natural Gas_Insulation - Wall Cavity_A_Technical Potential | F8 | Industrial | Primary Metals | New | Space Heating | Natural Gas | Insulation - Wall Cavity | A | Cumulative Summer Peak Savings (MW) | Technical Potential | 0 | 0 | 0 | 0 | 0 | 0 | 0 | 0 | 0 | 0 | 0 | 0 | 0 | 0 | 0 | 0 | 0 | 0 | 0 | 0 | 0 | 0 | 0 | 0 | 0 | 0 | 0 | 0 | 0 | 0 | 0
F9_Industrial_Primary Metals_New_Space Heating_Natural Gas_Insulation - Wall Cavity_A_Technical Potential | F9 | Industrial | Primary Metals | New | Space Heating | Natural Gas | Insulation - Wall Cavity | A | Cumulative Winter Peak Savings (MW) | Technical Potential | 0 | 0 | 0 | 0 | 0 | 0 | 0 | 0 | 0 | 0 | 0 | 0 | 0 | 0 | 0 | 0 | 0 | 0 | 0 | 0 | 0 | 0 | 0 | 0 | 0 | 0 | 0 | 0 | 0 | 0 | 0
F10_Industrial_Primary Metals_New_Space Heating_Natural Gas_Insulation - Wall Cavity_A_Technical Potential | F10 | Industrial | Primary Metals | New | Space Heating | Natural Gas | Insulation - Wall Cavity | A | Purchases (Incremental) | Technical Potential | 0 | 0 | 0 | 0 | 0 | 0 | 0 | 0 | 0 | 0 | 0 | 0 | 0 | 0 | 0 | 0 | 0 | 0 | 0 | 0 | 0 | 0 | 0 | 0 | 0 | 0 | 0 | 0 | 0 | 0 | 0
F11_Industrial_Primary Metals_New_Space Heating_Natural Gas_Insulation - Wall Cavity_A_Technical Potential | F11 | Industrial | Primary Metals | New | Space Heating | Natural Gas | Insulation - Wall Cavity | A | Purchases (Cumulative) | Technical Potential | 0 | 0 | 0 | 0 | 0 | 0 | 0 | 0 | 0 | 0 | 0 | 0 | 0 | 0 | 0 | 0 | 0 | 0 | 0 | 0 | 0 | 0 | 0 | 0 | 0 | 0 | 0 | 0 | 0 | 0 | 0
F1_Industrial_Primary Metals_New_Space Heating_Natural Gas_Insulation - Ducting_A_Technical Potential | F1 | Industrial | Primary Metals | New | Space Heating | Natural Gas | Insulation - Ducting | A | Integrated Unit Energy Savings (kWh or therms) | Technical Potential | 0 | 0 | 0 | 0 | 0 | 0 | 0 | 0 | 0 | 0 | 0 | 0 | 0 | 0 | 0 | 0 | 0 | 0 | 0 | 0 | 0 | 0 | 0 | 0 | 0 | 0 | 0 | 0 | 0 | 0 | 0
F2_Industrial_Primary Metals_New_Space Heating_Natural Gas_Insulation - Ducting_A_Technical Potential | F2 | Industrial | Primary Metals | New | Space Heating | Natural Gas | Insulation - Ducting | A | Integrated Unit Summer Peak Savings (kW) | Technical Potential | 0 | 0 | 0 | 0 | 0 | 0 | 0 | 0 | 0 | 0 | 0 | 0 | 0 | 0 | 0 | 0 | 0 | 0 | 0 | 0 | 0 | 0 | 0 | 0 | 0 | 0 | 0 | 0 | 0 | 0 | 0
F3_Industrial_Primary Metals_New_Space Heating_Natural Gas_Insulation - Ducting_A_Technical Potential | F3 | Industrial | Primary Metals | New | Space Heating | Natural Gas | Insulation - Ducting | A | Integrated Unit Winter Peak Savings (kW) | Technical Potential | 0 | 0 | 0 | 0 | 0 | 0 | 0 | 0 | 0 | 0 | 0 | 0 | 0 | 0 | 0 | 0 | 0 | 0 | 0 | 0 | 0 | 0 | 0 | 0 | 0 | 0 | 0 | 0 | 0 | 0 | 0
F4_Industrial_Primary Metals_New_Space Heating_Natural Gas_Insulation - Ducting_A_Technical Potential | F4 | Industrial | Primary Metals | New | Space Heating | Natural Gas | Insulation - Ducting | A | Incremental Energy Savings (MWh or mTherms) | Technical Potential | 0 | 0 | 0 | 0 | 0 | 0 | 0 | 0 | 0 | 0 | 0 | 0 | 0 | 0 | 0 | 0 | 0 | 0 | 0 | 0 | 0 | 0 | 0 | 0 | 0 | 0 | 0 | 0 | 0 | 0 | 0
F5_Industrial_Primary Metals_New_Space Heating_Natural Gas_Insulation - Ducting_A_Technical Potential | F5 | Industrial | Primary Metals | New | Space Heating | Natural Gas | Insulation - Ducting | A | Incremental Summer Peak Savings (MW) | Technical Potential | 0 | 0 | 0 | 0 | 0 | 0 | 0 | 0 | 0 | 0 | 0 | 0 | 0 | 0 | 0 | 0 | 0 | 0 | 0 | 0 | 0 | 0 | 0 | 0 | 0 | 0 | 0 | 0 | 0 | 0 | 0
F6_Industrial_Primary Metals_New_Space Heating_Natural Gas_Insulation - Ducting_A_Technical Potential | F6 | Industrial | Primary Metals | New | Space Heating | Natural Gas | Insulation - Ducting | A | Incremental Winter Peak Savings (MW) | Technical Potential | 0 | 0 | 0 | 0 | 0 | 0 | 0 | 0 | 0 | 0 | 0 | 0 | 0 | 0 | 0 | 0 | 0 | 0 | 0 | 0 | 0 | 0 | 0 | 0 | 0 | 0 | 0 | 0 | 0 | 0 | 0
F7_Industrial_Primary Metals_New_Space Heating_Natural Gas_Insulation - Ducting_A_Technical Potential | F7 | Industrial | Primary Metals | New | Space Heating | Natural Gas | Insulation - Ducting | A | Cumulative Energy Savings (MWh or mTherms) | Technical Potential | 0 | 0 | 0 | 0 | 0 | 0 | 0 | 0 | 0 | 0 | 0 | 0 | 0 | 0 | 0 | 0 | 0 | 0 | 0 | 0 | 0 | 0 | 0 | 0 | 0 | 0 | 0 | 0 | 0 | 0 | 0
F8_Industrial_Primary Metals_New_Space Heating_Natural Gas_Insulation - Ducting_A_Technical Potential | F8 | Industrial | Primary Metals | New | Space Heating | Natural Gas | Insulation - Ducting | A | Cumulative Summer Peak Savings (MW) | Technical Potential | 0 | 0 | 0 | 0 | 0 | 0 | 0 | 0 | 0 | 0 | 0 | 0 | 0 | 0 | 0 | 0 | 0 | 0 | 0 | 0 | 0 | 0 | 0 | 0 | 0 | 0 | 0 | 0 | 0 | 0 | 0
F9_Industrial_Primary Metals_New_Space Heating_Natural Gas_Insulation - Ducting_A_Technical Potential | F9 | Industrial | Primary Metals | New | Space Heating | Natural Gas | Insulation - Ducting | A | Cumulative Winter Peak Savings (MW) | Technical Potential | 0 | 0 | 0 | 0 | 0 | 0 | 0 | 0 | 0 | 0 | 0 | 0 | 0 | 0 | 0 | 0 | 0 | 0 | 0 | 0 | 0 | 0 | 0 | 0 | 0 | 0 | 0 | 0 | 0 | 0 | 0
F10_Industrial_Primary Metals_New_Space Heating_Natural Gas_Insulation - Ducting_A_Technical Potential | F10 | Industrial | Primary Metals | New | Space Heating | Natural Gas | Insulation - Ducting | A | Purchases (Incremental) | Technical Potential | 0 | 0 | 0 | 0 | 0 | 0 | 0 | 0 | 0 | 0 | 0 | 0 | 0 | 0 | 0 | 0 | 0 | 0 | 0 | 0 | 0 | 0 | 0 | 0 | 0 | 0 | 0 | 0 | 0 | 0 | 0
F11_Industrial_Primary Metals_New_Space Heating_Natural Gas_Insulation - Ducting_A_Technical Potential | F11 | Industrial | Primary Metals | New | Space Heating | Natural Gas | Insulation - Ducting | A | Purchases (Cumulative) | Technical Potential | 0 | 0 | 0 | 0 | 0 | 0 | 0 | 0 | 0 | 0 | 0 | 0 | 0 | 0 | 0 | 0 | 0 | 0 | 0 | 0 | 0 | 0 | 0 | 0 | 0 | 0 | 0 | 0 | 0 | 0 | 0
F1_Industrial_Primary Metals_New_Space Heating_Natural Gas_HVAC - Duct Repair and Sealing_A_Technical Potential | F1 | Industrial | Primary Metals | New | Space Heating | Natural Gas | HVAC - Duct Repair and Sealing | A | Integrated Unit Energy Savings (kWh or therms) | Technical Potential | 0 | 0 | 0 | 0 | 0 | 0 | 0 | 0 | 0 | 0 | 0 | 0 | 0 | 0 | 0 | 0 | 0 | 0 | 0 | 0 | 0 | 0 | 0 | 0 | 0 | 0 | 0 | 0 | 0 | 0 | 0
F2_Industrial_Primary Metals_New_Space Heating_Natural Gas_HVAC - Duct Repair and Sealing_A_Technical Potential | F2 | Industrial | Primary Metals | New | Space Heating | Natural Gas | HVAC - Duct Repair and Sealing | A | Integrated Unit Summer Peak Savings (kW) | Technical Potential | 0 | 0 | 0 | 0 | 0 | 0 | 0 | 0 | 0 | 0 | 0 | 0 | 0 | 0 | 0 | 0 | 0 | 0 | 0 | 0 | 0 | 0 | 0 | 0 | 0 | 0 | 0 | 0 | 0 | 0 | 0
F3_Industrial_Primary Metals_New_Space Heating_Natural Gas_HVAC - Duct Repair and Sealing_A_Technical Potential | F3 | Industrial | Primary Metals | New | Space Heating | Natural Gas | HVAC - Duct Repair and Sealing | A | Integrated Unit Winter Peak Savings (kW) | Technical Potential | 0 | 0 | 0 | 0 | 0 | 0 | 0 | 0 | 0 | 0 | 0 | 0 | 0 | 0 | 0 | 0 | 0 | 0 | 0 | 0 | 0 | 0 | 0 | 0 | 0 | 0 | 0 | 0 | 0 | 0 | 0
F4_Industrial_Primary Metals_New_Space Heating_Natural Gas_HVAC - Duct Repair and Sealing_A_Technical Potential | F4 | Industrial | Primary Metals | New | Space Heating | Natural Gas | HVAC - Duct Repair and Sealing | A | Incremental Energy Savings (MWh or mTherms) | Technical Potential | 0 | 0 | 0 | 0 | 0 | 0 | 0 | 0 | 0 | 0 | 0 | 0 | 0 | 0 | 0 | 0 | 0 | 0 | 0 | 0 | 0 | 0 | 0 | 0 | 0 | 0 | 0 | 0 | 0 | 0 | 0
F5_Industrial_Primary Metals_New_Space Heating_Natural Gas_HVAC - Duct Repair and Sealing_A_Technical Potential | F5 | Industrial | Primary Metals | New | Space Heating | Natural Gas | HVAC - Duct Repair and Sealing | A | Incremental Summer Peak Savings (MW) | Technical Potential | 0 | 0 | 0 | 0 | 0 | 0 | 0 | 0 | 0 | 0 | 0 | 0 | 0 | 0 | 0 | 0 | 0 | 0 | 0 | 0 | 0 | 0 | 0 | 0 | 0 | 0 | 0 | 0 | 0 | 0 | 0
F6_Industrial_Primary Metals_New_Space Heating_Natural Gas_HVAC - Duct Repair and Sealing_A_Technical Potential | F6 | Industrial | Primary Metals | New | Space Heating | Natural Gas | HVAC - Duct Repair and Sealing | A | Incremental Winter Peak Savings (MW) | Technical Potential | 0 | 0 | 0 | 0 | 0 | 0 | 0 | 0 | 0 | 0 | 0 | 0 | 0 | 0 | 0 | 0 | 0 | 0 | 0 | 0 | 0 | 0 | 0 | 0 | 0 | 0 | 0 | 0 | 0 | 0 | 0
F7_Industrial_Primary Metals_New_Space Heating_Natural Gas_HVAC - Duct Repair and Sealing_A_Technical Potential | F7 | Industrial | Primary Metals | New | Space Heating | Natural Gas | HVAC - Duct Repair and Sealing | A | Cumulative Energy Savings (MWh or mTherms) | Technical Potential | 0 | 0 | 0 | 0 | 0 | 0 | 0 | 0 | 0 | 0 | 0 | 0 | 0 | 0 | 0 | 0 | 0 | 0 | 0 | 0 | 0 | 0 | 0 | 0 | 0 | 0 | 0 | 0 | 0 | 0 | 0
F8_Industrial_Primary Metals_New_Space Heating_Natural Gas_HVAC - Duct Repair and Sealing_A_Technical Potential | F8 | Industrial | Primary Metals | New | Space Heating | Natural Gas | HVAC - Duct Repair and Sealing | A | Cumulative Summer Peak Savings (MW) | Technical Potential | 0 | 0 | 0 | 0 | 0 | 0 | 0 | 0 | 0 | 0 | 0 | 0 | 0 | 0 | 0 | 0 | 0 | 0 | 0 | 0 | 0 | 0 | 0 | 0 | 0 | 0 | 0 | 0 | 0 | 0 | 0
F9_Industrial_Primary Metals_New_Space Heating_Natural Gas_HVAC - Duct Repair and Sealing_A_Technical Potential | F9 | Industrial | Primary Metals | New | Space Heating | Natural Gas | HVAC - Duct Repair and Sealing | A | Cumulative Winter Peak Savings (MW) | Technical Potential | 0 | 0 | 0 | 0 | 0 | 0 | 0 | 0 | 0 | 0 | 0 | 0 | 0 | 0 | 0 | 0 | 0 | 0 | 0 | 0 | 0 | 0 | 0 | 0 | 0 | 0 | 0 | 0 | 0 | 0 | 0
F10_Industrial_Primary Metals_New_Space Heating_Natural Gas_HVAC - Duct Repair and Sealing_A_Technical Potential | F10 | Industrial | Primary Metals | New | Space Heating | Natural Gas | HVAC - Duct Repair and Sealing | A | Purchases (Incremental) | Technical Potential | 0 | 0 | 0 | 0 | 0 | 0 | 0 | 0 | 0 | 0 | 0 | 0 | 0 | 0 | 0 | 0 | 0 | 0 | 0 | 0 | 0 | 0 | 0 | 0 | 0 | 0 | 0 | 0 | 0 | 0 | 0
F11_Industrial_Primary Metals_New_Space Heating_Natural Gas_HVAC - Duct Repair and Sealing_A_Technical Potential | F11 | Industrial | Primary Metals | New | Space Heating | Natural Gas | HVAC - Duct Repair and Sealing | A | Purchases (Cumulative) | Technical Potential | 0 | 0 | 0 | 0 | 0 | 0 | 0 | 0 | 0 | 0 | 0 | 0 | 0 | 0 | 0 | 0 | 0 | 0 | 0 | 0 | 0 | 0 | 0 | 0 | 0 | 0 | 0 | 0 | 0 | 0 | 0
F1_Industrial_Primary Metals_New_Space Heating_Natural Gas_Windows - High Efficiency_A_Technical Potential | F1 | Industrial | Primary Metals | New | Space Heating | Natural Gas | Windows - High Efficiency | A | Integrated Unit Energy Savings (kWh or therms) | Technical Potential | 0 | 0 | 0 | 0 | 0 | 0.0052335 | 0.0050731 | 0.0049543 | 0.0048617 | 0.0047857 | 0.004723 | 0.0046487 | 0.0045689 | 0.0044877 | 0.0044067 | 0.0043316 | 0.0042625 | 0.004238 | 0.0041915 | 0.0041568 | 0.0041325 | 0.0041146 | 0.0041089 | 0.0041106 | 0.0041171 | 0.0041269 | 0.0041363 | 0.0041457 | 0 | 0 | 0
F2_Industrial_Primary Metals_New_Space Heating_Natural Gas_Windows - High Efficiency_A_Technical Potential | F2 | Industrial | Primary Metals | New | Space Heating | Natural Gas | Windows - High Efficiency | A | Integrated Unit Summer Peak Savings (kW) | Technical Potential | 0 | 0 | 0 | 0 | 0 | 0 | 0 | 0 | 0 | 0 | 0 | 0 | 0 | 0 | 0 | 0 | 0 | 0 | 0 | 0 | 0 | 0 | 0 | 0 | 0 | 0 | 0 | 0 | 0 | 0 | 0
F3_Industrial_Primary Metals_New_Space Heating_Natural Gas_Windows - High Efficiency_A_Technical Potential | F3 | Industrial | Primary Metals | New | Space Heating | Natural Gas | Windows - High Efficiency | A | Integrated Unit Winter Peak Savings (kW) | Technical Potential | 0 | 0 | 0 | 0 | 0 | 0 | 0 | 0 | 0 | 0 | 0 | 0 | 0 | 0 | 0 | 0 | 0 | 0 | 0 | 0 | 0 | 0 | 0 | 0 | 0 | 0 | 0 | 0 | 0 | 0 | 0
F4_Industrial_Primary Metals_New_Space Heating_Natural Gas_Windows - High Efficiency_A_Technical Potential | F4 | Industrial | Primary Metals | New | Space Heating | Natural Gas | Windows - High Efficiency | A | Incremental Energy Savings (MWh or mTherms) | Technical Potential | 0 | 0 | 0 | 0 | 0 | 0 | 0 | 0 | 0 | 0 | 0 | 0 | 0 | 0 | 0 | 0 | 0 | 0 | 0 | 0 | 0 | 0 | 0 | 0 | 0 | 0 | 0 | 0 | 0 | 0 | 0
F5_Industrial_Primary Metals_New_Space Heating_Natural Gas_Windows - High Efficiency_A_Technical Potential | F5 | Industrial | Primary Metals | New | Space Heating | Natural Gas | Windows - High Efficiency | A | Incremental Summer Peak Savings (MW) | Technical Potential | 0 | 0 | 0 | 0 | 0 | 0 | 0 | 0 | 0 | 0 | 0 | 0 | 0 | 0 | 0 | 0 | 0 | 0 | 0 | 0 | 0 | 0 | 0 | 0 | 0 | 0 | 0 | 0 | 0 | 0 | 0
F6_Industrial_Primary Metals_New_Space Heating_Natural Gas_Windows - High Efficiency_A_Technical Potential | F6 | Industrial | Primary Metals | New | Space Heating | Natural Gas | Windows - High Efficiency | A | Incremental Winter Peak Savings (MW) | Technical Potential | 0 | 0 | 0 | 0 | 0 | 0 | 0 | 0 | 0 | 0 | 0 | 0 | 0 | 0 | 0 | 0 | 0 | 0 | 0 | 0 | 0 | 0 | 0 | 0 | 0 | 0 | 0 | 0 | 0 | 0 | 0
F7_Industrial_Primary Metals_New_Space Heating_Natural Gas_Windows - High Efficiency_A_Technical Potential | F7 | Industrial | Primary Metals | New | Space Heating | Natural Gas | Windows - High Efficiency | A | Cumulative Energy Savings (MWh or mTherms) | Technical Potential | 0 | 0 | 0 | 0 | 0 | 0 | 0 | 0 | 0 | 0 | 0 | 0 | 0 | 0 | 0 | 0 | 0 | 0 | 0 | 0 | 0 | 0 | 0 | 0 | 0 | 0 | 0 | 0 | 0 | 0 | 0
F8_Industrial_Primary Metals_New_Space Heating_Natural Gas_Windows - High Efficiency_A_Technical Potential | F8 | Industrial | Primary Metals | New | Space Heating | Natural Gas | Windows - High Efficiency | A | Cumulative Summer Peak Savings (MW) | Technical Potential | 0 | 0 | 0 | 0 | 0 | 0 | 0 | 0 | 0 | 0 | 0 | 0 | 0 | 0 | 0 | 0 | 0 | 0 | 0 | 0 | 0 | 0 | 0 | 0 | 0 | 0 | 0 | 0 | 0 | 0 | 0
F9_Industrial_Primary Metals_New_Space Heating_Natural Gas_Windows - High Efficiency_A_Technical Potential | F9 | Industrial | Primary Metals | New | Space Heating | Natural Gas | Windows - High Efficiency | A | Cumulative Winter Peak Savings (MW) | Technical Potential | 0 | 0 | 0 | 0 | 0 | 0 | 0 | 0 | 0 | 0 | 0 | 0 | 0 | 0 | 0 | 0 | 0 | 0 | 0 | 0 | 0 | 0 | 0 | 0 | 0 | 0 | 0 | 0 | 0 | 0 | 0
F10_Industrial_Primary Metals_New_Space Heating_Natural Gas_Windows - High Efficiency_A_Technical Potential | F10 | Industrial | Primary Metals | New | Space Heating | Natural Gas | Windows - High Efficiency | A | Purchases (Incremental) | Technical Potential | 0 | 0 | 0 | 0 | 0 | 0 | 0 | 0 | 0 | 0 | 0 | 0 | 0 | 0 | 0 | 0 | 0 | 0 | 0 | 0 | 0 | 0 | 0 | 0 | 0 | 0 | 0 | 0 | 0 | 0 | 0
F11_Industrial_Primary Metals_New_Space Heating_Natural Gas_Windows - High Efficiency_A_Technical Potential | F11 | Industrial | Primary Metals | New | Space Heating | Natural Gas | Windows - High Efficiency | A | Purchases (Cumulative) | Technical Potential | 0 | 0 | 0 | 0 | 0 | 0 | 0 | 0 | 0 | 0 | 0 | 0 | 0 | 0 | 0 | 0 | 0 | 0 | 0 | 0 | 0 | 0 | 0 | 0 | 0 | 0 | 0 | 0 | 0 | 0 | 0
F1_Industrial_Primary Metals_New_Space Heating_Natural Gas_Gas Boiler - Maintenance_A_Technical Potential | F1 | Industrial | Primary Metals | New | Space Heating | Natural Gas | Gas Boiler - Maintenance | A | Integrated Unit Energy Savings (kWh or therms) | Technical Potential | 0 | 0 | 0 | 0 | 0 | 0 | 0 | 0 | 0 | 0 | 0 | 0 | 0 | 0 | 0 | 0 | 0 | 0 | 0 | 0 | 0 | 0 | 0 | 0 | 0 | 0 | 0 | 0 | 0 | 0 | 0
F2_Industrial_Primary Metals_New_Space Heating_Natural Gas_Gas Boiler - Maintenance_A_Technical Potential | F2 | Industrial | Primary Metals | New | Space Heating | Natural Gas | Gas Boiler - Maintenance | A | Integrated Unit Summer Peak Savings (kW) | Technical Potential | 0 | 0 | 0 | 0 | 0 | 0 | 0 | 0 | 0 | 0 | 0 | 0 | 0 | 0 | 0 | 0 | 0 | 0 | 0 | 0 | 0 | 0 | 0 | 0 | 0 | 0 | 0 | 0 | 0 | 0 | 0
F3_Industrial_Primary Metals_New_Space Heating_Natural Gas_Gas Boiler - Maintenance_A_Technical Potential | F3 | Industrial | Primary Metals | New | Space Heating | Natural Gas | Gas Boiler - Maintenance | A | Integrated Unit Winter Peak Savings (kW) | Technical Potential | 0 | 0 | 0 | 0 | 0 | 0 | 0 | 0 | 0 | 0 | 0 | 0 | 0 | 0 | 0 | 0 | 0 | 0 | 0 | 0 | 0 | 0 | 0 | 0 | 0 | 0 | 0 | 0 | 0 | 0 | 0
F4_Industrial_Primary Metals_New_Space Heating_Natural Gas_Gas Boiler - Maintenance_A_Technical Potential | F4 | Industrial | Primary Metals | New | Space Heating | Natural Gas | Gas Boiler - Maintenance | A | Incremental Energy Savings (MWh or mTherms) | Technical Potential | 0 | 0 | 0 | 0 | 0 | 0 | 0 | 0 | 0 | 0 | 0 | 0 | 0 | 0 | 0 | 0 | 0 | 0 | 0 | 0 | 0 | 0 | 0 | 0 | 0 | 0 | 0 | 0 | 0 | 0 | 0
F5_Industrial_Primary Metals_New_Space Heating_Natural Gas_Gas Boiler - Maintenance_A_Technical Potential | F5 | Industrial | Primary Metals | New | Space Heating | Natural Gas | Gas Boiler - Maintenance | A | Incremental Summer Peak Savings (MW) | Technical Potential | 0 | 0 | 0 | 0 | 0 | 0 | 0 | 0 | 0 | 0 | 0 | 0 | 0 | 0 | 0 | 0 | 0 | 0 | 0 | 0 | 0 | 0 | 0 | 0 | 0 | 0 | 0 | 0 | 0 | 0 | 0
F6_Industrial_Primary Metals_New_Space Heating_Natural Gas_Gas Boiler - Maintenance_A_Technical Potential | F6 | Industrial | Primary Metals | New | Space Heating | Natural Gas | Gas Boiler - Maintenance | A | Incremental Winter Peak Savings (MW) | Technical Potential | 0 | 0 | 0 | 0 | 0 | 0 | 0 | 0 | 0 | 0 | 0 | 0 | 0 | 0 | 0 | 0 | 0 | 0 | 0 | 0 | 0 | 0 | 0 | 0 | 0 | 0 | 0 | 0 | 0 | 0 | 0
F7_Industrial_Primary Metals_New_Space Heating_Natural Gas_Gas Boiler - Maintenance_A_Technical Potential | F7 | Industrial | Primary Metals | New | Space Heating | Natural Gas | Gas Boiler - Maintenance | A | Cumulative Energy Savings (MWh or mTherms) | Technical Potential | 0 | 0 | 0 | 0 | 0 | 0 | 0 | 0 | 0 | 0 | 0 | 0 | 0 | 0 | 0 | 0 | 0 | 0 | 0 | 0 | 0 | 0 | 0 | 0 | 0 | 0 | 0 | 0 | 0 | 0 | 0
F8_Industrial_Primary Metals_New_Space Heating_Natural Gas_Gas Boiler - Maintenance_A_Technical Potential | F8 | Industrial | Primary Metals | New | Space Heating | Natural Gas | Gas Boiler - Maintenance | A | Cumulative Summer Peak Savings (MW) | Technical Potential | 0 | 0 | 0 | 0 | 0 | 0 | 0 | 0 | 0 | 0 | 0 | 0 | 0 | 0 | 0 | 0 | 0 | 0 | 0 | 0 | 0 | 0 | 0 | 0 | 0 | 0 | 0 | 0 | 0 | 0 | 0
F9_Industrial_Primary Metals_New_Space Heating_Natural Gas_Gas Boiler - Maintenance_A_Technical Potential | F9 | Industrial | Primary Metals | New | Space Heating | Natural Gas | Gas Boiler - Maintenance | A | Cumulative Winter Peak Savings (MW) | Technical Potential | 0 | 0 | 0 | 0 | 0 | 0 | 0 | 0 | 0 | 0 | 0 | 0 | 0 | 0 | 0 | 0 | 0 | 0 | 0 | 0 | 0 | 0 | 0 | 0 | 0 | 0 | 0 | 0 | 0 | 0 | 0
F10_Industrial_Primary Metals_New_Space Heating_Natural Gas_Gas Boiler - Maintenance_A_Technical Potential | F10 | Industrial | Primary Metals | New | Space Heating | Natural Gas | Gas Boiler - Maintenance | A | Purchases (Incremental) | Technical Potential | 0 | 0 | 0 | 0 | 0 | 0 | 0 | 0 | 0 | 0 | 0 | 0 | 0 | 0 | 0 | 0 | 0 | 0 | 0 | 0 | 0 | 0 | 0 | 0 | 0 | 0 | 0 | 0 | 0 | 0 | 0
F11_Industrial_Primary Metals_New_Space Heating_Natural Gas_Gas Boiler - Maintenance_A_Technical Potential | F11 | Industrial | Primary Metals | New | Space Heating | Natural Gas | Gas Boiler - Maintenance | A | Purchases (Cumulative) | Technical Potential | 0 | 0 | 0 | 0 | 0 | 0 | 0 | 0 | 0 | 0 | 0 | 0 | 0 | 0 | 0 | 0 | 0 | 0 | 0 | 0 | 0 | 0 | 0 | 0 | 0 | 0 | 0 | 0 | 0 | 0 | 0
F1_Industrial_Primary Metals_New_Process_Natural Gas_Gas Boiler - Maintenance_A_Technical Potential | F1 | Industrial | Primary Metals | New | Process | Natural Gas | Gas Boiler - Maintenance | A | Integrated Unit Energy Savings (kWh or therms) | Technical Potential | 0 | 0 | 0 | 0 | 0 | 28.0317 | 28.0317 | 28.0317 | 28.0317 | 28.0317 | 28.0317 | 28.0317 | 28.0317 | 28.0317 | 28.0317 | 28.0317 | 28.0317 | 28.0317 | 28.0317 | 28.0317 | 28.0317 | 28.0317 | 28.0317 | 28.0317 | 28.0317 | 28.0317 | 28.0317 | 28.0317 | 28.0317 | 28.0317 | 28.0317
F2_Industrial_Primary Metals_New_Process_Natural Gas_Gas Boiler - Maintenance_A_Technical Potential | F2 | Industrial | Primary Metals | New | Process | Natural Gas | Gas Boiler - Maintenance | A | Integrated Unit Summer Peak Savings (kW) | Technical Potential | 0 | 0 | 0 | 0 | 0 | 0 | 0 | 0 | 0 | 0 | 0 | 0 | 0 | 0 | 0 | 0 | 0 | 0 | 0 | 0 | 0 | 0 | 0 | 0 | 0 | 0 | 0 | 0 | 0 | 0 | 0
F3_Industrial_Primary Metals_New_Process_Natural Gas_Gas Boiler - Maintenance_A_Technical Potential | F3 | Industrial | Primary Metals | New | Process | Natural Gas | Gas Boiler - Maintenance | A | Integrated Unit Winter Peak Savings (kW) | Technical Potential | 0 | 0 | 0 | 0 | 0 | 0 | 0 | 0 | 0 | 0 | 0 | 0 | 0 | 0 | 0 | 0 | 0 | 0 | 0 | 0 | 0 | 0 | 0 | 0 | 0 | 0 | 0 | 0 | 0 | 0 | 0
F4_Industrial_Primary Metals_New_Process_Natural Gas_Gas Boiler - Maintenance_A_Technical Potential | F4 | Industrial | Primary Metals | New | Process | Natural Gas | Gas Boiler - Maintenance | A | Incremental Energy Savings (MWh or mTherms) | Technical Potential | 0 | 0 | 0 | 0 | 0 | 0.0072947 | 0.0060576 | 0.0048469 | 0.0072947 | 0.0060576 | 0.0048469 | 0.0072947 | 0.0060576 | 0.0048469 | 0.0072947 | 0.0060576 | 0.0048469 | 0.0072947 | 0.0060576 | 0.0048469 | 0.0072947 | 0.0060576 | 0.0048469 | 0.0072947 | 0.0060576 | 0.0048469 | 0.0072947 | 0.0060576 | 0.0048469 | 0.0072947 | 0.0060576
F5_Industrial_Primary Metals_New_Process_Natural Gas_Gas Boiler - Maintenance_A_Technical Potential | F5 | Industrial | Primary Metals | New | Process | Natural Gas | Gas Boiler - Maintenance | A | Incremental Summer Peak Savings (MW) | Technical Potential | 0 | 0 | 0 | 0 | 0 | 0 | 0 | 0 | 0 | 0 | 0 | 0 | 0 | 0 | 0 | 0 | 0 | 0 | 0 | 0 | 0 | 0 | 0 | 0 | 0 | 0 | 0 | 0 | 0 | 0 | 0
F6_Industrial_Primary Metals_New_Process_Natural Gas_Gas Boiler - Maintenance_A_Technical Potential | F6 | Industrial | Primary Metals | New | Process | Natural Gas | Gas Boiler - Maintenance | A | Incremental Winter Peak Savings (MW) | Technical Potential | 0 | 0 | 0 | 0 | 0 | 0 | 0 | 0 | 0 | 0 | 0 | 0 | 0 | 0 | 0 | 0 | 0 | 0 | 0 | 0 | 0 | 0 | 0 | 0 | 0 | 0 | 0 | 0 | 0 | 0 | 0
F7_Industrial_Primary Metals_New_Process_Natural Gas_Gas Boiler - Maintenance_A_Technical Potential | F7 | Industrial | Primary Metals | New | Process | Natural Gas | Gas Boiler - Maintenance | A | Cumulative Energy Savings (MWh or mTherms) | Technical Potential | 0 | 0 | 0 | 0 | 0 | 0.0072947 | 0.013352 | 0.018199 | 0.018199 | 0.018199 | 0.018199 | 0.018199 | 0.018199 | 0.018199 | 0.018199 | 0.018199 | 0.018199 | 0.018199 | 0.018199 | 0.018199 | 0.018199 | 0.018199 | 0.018199 | 0.018199 | 0.018199 | 0.018199 | 0.018199 | 0.018199 | 0 | 0 | 0
F8_Industrial_Primary Metals_New_Process_Natural Gas_Gas Boiler - Maintenance_A_Technical Potential | F8 | Industrial | Primary Metals | New | Process | Natural Gas | Gas Boiler - Maintenance | A | Cumulative Summer Peak Savings (MW) | Technical Potential | 0 | 0 | 0 | 0 | 0 | 0 | 0 | 0 | 0 | 0 | 0 | 0 | 0 | 0 | 0 | 0 | 0 | 0 | 0 | 0 | 0 | 0 | 0 | 0 | 0 | 0 | 0 | 0 | 0 | 0 | 0
F9_Industrial_Primary Metals_New_Process_Natural Gas_Gas Boiler - Maintenance_A_Technical Potential | F9 | Industrial | Primary Metals | New | Process | Natural Gas | Gas Boiler - Maintenance | A | Cumulative Winter Peak Savings (MW) | Technical Potential | 0 | 0 | 0 | 0 | 0 | 0 | 0 | 0 | 0 | 0 | 0 | 0 | 0 | 0 | 0 | 0 | 0 | 0 | 0 | 0 | 0 | 0 | 0 | 0 | 0 | 0 | 0 | 0 | 0 | 0 | 0
F10_Industrial_Primary Metals_New_Process_Natural Gas_Gas Boiler - Maintenance_A_Technical Potential | F10 | Industrial | Primary Metals | New | Process | Natural Gas | Gas Boiler - Maintenance | A | Purchases (Incremental) | Technical Potential | 0 | 0 | 0 | 0 | 0 | 0.26023 | 0.2161 | 0.17291 | 0.26023 | 0.2161 | 0.17291 | 0.26023 | 0.2161 | 0.17291 | 0.26023 | 0.2161 | 0.17291 | 0.26023 | 0.2161 | 0.17291 | 0.26023 | 0.2161 | 0.17291 | 0.26023 | 0.2161 | 0.17291 | 0.26023 | 0.2161 | 0.17291 | 0.26023 | 0.2161
F11_Industrial_Primary Metals_New_Process_Natural Gas_Gas Boiler - Maintenance_A_Technical Potential | F11 | Industrial | Primary Metals | New | Process | Natural Gas | Gas Boiler - Maintenance | A | Purchases (Cumulative) | Technical Potential | 0 | 0 | 0 | 0 | 0 | 0.26023 | 0.47633 | 0.64924 | 0.64924 | 0.64924 | 0.64924 | 0.64924 | 0.64924 | 0.64924 | 0.64924 | 0.64924 | 0.64924 | 0.64924 | 0.64924 | 0.64924 | 0.64924 | 0.64924 | 0.64924 | 0.64924 | 0.64924 | 0.64924 | 0.64924 | 0.64924 | 0.64924 | 0.64924 | 0.64924
F1_Industrial_Primary Metals_New_Space Heating_Natural Gas_Gas Furnace - Maintenance_A_Technical Potential | F1 | Industrial | Primary Metals | New | Space Heating | Natural Gas | Gas Furnace - Maintenance | A | Integrated Unit Energy Savings (kWh or therms) | Technical Potential | 0 | 0 | 0 | 0 | 0 | 0 | 0 | 0 | 0 | 0 | 0 | 0 | 0 | 0 | 0 | 0 | 0 | 0 | 0 | 0 | 0 | 0 | 0 | 0 | 0 | 0 | 0 | 0 | 0 | 0 | 0
F2_Industrial_Primary Metals_New_Space Heating_Natural Gas_Gas Furnace - Maintenance_A_Technical Potential | F2 | Industrial | Primary Metals | New | Space Heating | Natural Gas | Gas Furnace - Maintenance | A | Integrated Unit Summer Peak Savings (kW) | Technical Potential | 0 | 0 | 0 | 0 | 0 | 0 | 0 | 0 | 0 | 0 | 0 | 0 | 0 | 0 | 0 | 0 | 0 | 0 | 0 | 0 | 0 | 0 | 0 | 0 | 0 | 0 | 0 | 0 | 0 | 0 | 0
F3_Industrial_Primary Metals_New_Space Heating_Natural Gas_Gas Furnace - Maintenance_A_Technical Potential | F3 | Industrial | Primary Metals | New | Space Heating | Natural Gas | Gas Furnace - Maintenance | A | Integrated Unit Winter Peak Savings (kW) | Technical Potential | 0 | 0 | 0 | 0 | 0 | 0 | 0 | 0 | 0 | 0 | 0 | 0 | 0 | 0 | 0 | 0 | 0 | 0 | 0 | 0 | 0 | 0 | 0 | 0 | 0 | 0 | 0 | 0 | 0 | 0 | 0
F4_Industrial_Primary Metals_New_Space Heating_Natural Gas_Gas Furnace - Maintenance_A_Technical Potential | F4 | Industrial | Primary Metals | New | Space Heating | Natural Gas | Gas Furnace - Maintenance | A | Incremental Energy Savings (MWh or mTherms) | Technical Potential | 0 | 0 | 0 | 0 | 0 | 0 | 0 | 0 | 0 | 0 | 0 | 0 | 0 | 0 | 0 | 0 | 0 | 0 | 0 | 0 | 0 | 0 | 0 | 0 | 0 | 0 | 0 | 0 | 0 | 0 | 0
F5_Industrial_Primary Metals_New_Space Heating_Natural Gas_Gas Furnace - Maintenance_A_Technical Potential | F5 | Industrial | Primary Metals | New | Space Heating | Natural Gas | Gas Furnace - Maintenance | A | Incremental Summer Peak Savings (MW) | Technical Potential | 0 | 0 | 0 | 0 | 0 | 0 | 0 | 0 | 0 | 0 | 0 | 0 | 0 | 0 | 0 | 0 | 0 | 0 | 0 | 0 | 0 | 0 | 0 | 0 | 0 | 0 | 0 | 0 | 0 | 0 | 0
F6_Industrial_Primary Metals_New_Space Heating_Natural Gas_Gas Furnace - Maintenance_A_Technical Potential | F6 | Industrial | Primary Metals | New | Space Heating | Natural Gas | Gas Furnace - Maintenance | A | Incremental Winter Peak Savings (MW) | Technical Potential | 0 | 0 | 0 | 0 | 0 | 0 | 0 | 0 | 0 | 0 | 0 | 0 | 0 | 0 | 0 | 0 | 0 | 0 | 0 | 0 | 0 | 0 | 0 | 0 | 0 | 0 | 0 | 0 | 0 | 0 | 0
F7_Industrial_Primary Metals_New_Space Heating_Natural Gas_Gas Furnace - Maintenance_A_Technical Potential | F7 | Industrial | Primary Metals | New | Space Heating | Natural Gas | Gas Furnace - Maintenance | A | Cumulative Energy Savings (MWh or mTherms) | Technical Potential | 0 | 0 | 0 | 0 | 0 | 0 | 0 | 0 | 0 | 0 | 0 | 0 | 0 | 0 | 0 | 0 | 0 | 0 | 0 | 0 | 0 | 0 | 0 | 0 | 0 | 0 | 0 | 0 | 0 | 0 | 0
F8_Industrial_Primary Metals_New_Space Heating_Natural Gas_Gas Furnace - Maintenance_A_Technical Potential | F8 | Industrial | Primary Metals | New | Space Heating | Natural Gas | Gas Furnace - Maintenance | A | Cumulative Summer Peak Savings (MW) | Technical Potential | 0 | 0 | 0 | 0 | 0 | 0 | 0 | 0 | 0 | 0 | 0 | 0 | 0 | 0 | 0 | 0 | 0 | 0 | 0 | 0 | 0 | 0 | 0 | 0 | 0 | 0 | 0 | 0 | 0 | 0 | 0
F9_Industrial_Primary Metals_New_Space Heating_Natural Gas_Gas Furnace - Maintenance_A_Technical Potential | F9 | Industrial | Primary Metals | New | Space Heating | Natural Gas | Gas Furnace - Maintenance | A | Cumulative Winter Peak Savings (MW) | Technical Potential | 0 | 0 | 0 | 0 | 0 | 0 | 0 | 0 | 0 | 0 | 0 | 0 | 0 | 0 | 0 | 0 | 0 | 0 | 0 | 0 | 0 | 0 | 0 | 0 | 0 | 0 | 0 | 0 | 0 | 0 | 0
F10_Industrial_Primary Metals_New_Space Heating_Natural Gas_Gas Furnace - Maintenance_A_Technical Potential | F10 | Industrial | Primary Metals | New | Space Heating | Natural Gas | Gas Furnace - Maintenance | A | Purchases (Incremental) | Technical Potential | 0 | 0 | 0 | 0 | 0 | 0 | 0 | 0 | 0 | 0 | 0 | 0 | 0 | 0 | 0 | 0 | 0 | 0 | 0 | 0 | 0 | 0 | 0 | 0 | 0 | 0 | 0 | 0 | 0 | 0 | 0
F11_Industrial_Primary Metals_New_Space Heating_Natural Gas_Gas Furnace - Maintenance_A_Technical Potential | F11 | Industrial | Primary Metals | New | Space Heating | Natural Gas | Gas Furnace - Maintenance | A | Purchases (Cumulative) | Technical Potential | 0 | 0 | 0 | 0 | 0 | 0 | 0 | 0 | 0 | 0 | 0 | 0 | 0 | 0 | 0 | 0 | 0 | 0 | 0 | 0 | 0 | 0 | 0 | 0 | 0 | 0 | 0 | 0 | 0 | 0 | 0
F1_Industrial_Primary Metals_New_Space Heating_Natural Gas_Gas Boiler - Hot Water Reset_A_Technical Potential | F1 | Industrial | Primary Metals | New | Space Heating | Natural Gas | Gas Boiler - Hot Water Reset | A | Integrated Unit Energy Savings (kWh or therms) | Technical Potential | 0 | 0 | 0 | 0 | 0 | 0 | 0 | 0 | 0 | 0 | 0 | 0 | 0 | 0 | 0 | 0 | 0 | 0 | 0 | 0 | 0 | 0 | 0 | 0 | 0 | 0 | 0 | 0 | 0 | 0 | 0
F2_Industrial_Primary Metals_New_Space Heating_Natural Gas_Gas Boiler - Hot Water Reset_A_Technical Potential | F2 | Industrial | Primary Metals | New | Space Heating | Natural Gas | Gas Boiler - Hot Water Reset | A | Integrated Unit Summer Peak Savings (kW) | Technical Potential | 0 | 0 | 0 | 0 | 0 | 0 | 0 | 0 | 0 | 0 | 0 | 0 | 0 | 0 | 0 | 0 | 0 | 0 | 0 | 0 | 0 | 0 | 0 | 0 | 0 | 0 | 0 | 0 | 0 | 0 | 0
F3_Industrial_Primary Metals_New_Space Heating_Natural Gas_Gas Boiler - Hot Water Reset_A_Technical Potential | F3 | Industrial | Primary Metals | New | Space Heating | Natural Gas | Gas Boiler - Hot Water Reset | A | Integrated Unit Winter Peak Savings (kW) | Technical Potential | 0 | 0 | 0 | 0 | 0 | 0 | 0 | 0 | 0 | 0 | 0 | 0 | 0 | 0 | 0 | 0 | 0 | 0 | 0 | 0 | 0 | 0 | 0 | 0 | 0 | 0 | 0 | 0 | 0 | 0 | 0
F4_Industrial_Primary Metals_New_Space Heating_Natural Gas_Gas Boiler - Hot Water Reset_A_Technical Potential | F4 | Industrial | Primary Metals | New | Space Heating | Natural Gas | Gas Boiler - Hot Water Reset | A | Incremental Energy Savings (MWh or mTherms) | Technical Potential | 0 | 0 | 0 | 0 | 0 | 0 | 0 | 0 | 0 | 0 | 0 | 0 | 0 | 0 | 0 | 0 | 0 | 0 | 0 | 0 | 0 | 0 | 0 | 0 | 0 | 0 | 0 | 0 | 0 | 0 | 0
F5_Industrial_Primary Metals_New_Space Heating_Natural Gas_Gas Boiler - Hot Water Reset_A_Technical Potential | F5 | Industrial | Primary Metals | New | Space Heating | Natural Gas | Gas Boiler - Hot Water Reset | A | Incremental Summer Peak Savings (MW) | Technical Potential | 0 | 0 | 0 | 0 | 0 | 0 | 0 | 0 | 0 | 0 | 0 | 0 | 0 | 0 | 0 | 0 | 0 | 0 | 0 | 0 | 0 | 0 | 0 | 0 | 0 | 0 | 0 | 0 | 0 | 0 | 0
F6_Industrial_Primary Metals_New_Space Heating_Natural Gas_Gas Boiler - Hot Water Reset_A_Technical Potential | F6 | Industrial | Primary Metals | New | Space Heating | Natural Gas | Gas Boiler - Hot Water Reset | A | Incremental Winter Peak Savings (MW) | Technical Potential | 0 | 0 | 0 | 0 | 0 | 0 | 0 | 0 | 0 | 0 | 0 | 0 | 0 | 0 | 0 | 0 | 0 | 0 | 0 | 0 | 0 | 0 | 0 | 0 | 0 | 0 | 0 | 0 | 0 | 0 | 0
F7_Industrial_Primary Metals_New_Space Heating_Natural Gas_Gas Boiler - Hot Water Reset_A_Technical Potential | F7 | Industrial | Primary Metals | New | Space Heating | Natural Gas | Gas Boiler - Hot Water Reset | A | Cumulative Energy Savings (MWh or mTherms) | Technical Potential | 0 | 0 | 0 | 0 | 0 | 0 | 0 | 0 | 0 | 0 | 0 | 0 | 0 | 0 | 0 | 0 | 0 | 0 | 0 | 0 | 0 | 0 | 0 | 0 | 0 | 0 | 0 | 0 | 0 | 0 | 0
F8_Industrial_Primary Metals_New_Space Heating_Natural Gas_Gas Boiler - Hot Water Reset_A_Technical Potential | F8 | Industrial | Primary Metals | New | Space Heating | Natural Gas | Gas Boiler - Hot Water Reset | A | Cumulative Summer Peak Savings (MW) | Technical Potential | 0 | 0 | 0 | 0 | 0 | 0 | 0 | 0 | 0 | 0 | 0 | 0 | 0 | 0 | 0 | 0 | 0 | 0 | 0 | 0 | 0 | 0 | 0 | 0 | 0 | 0 | 0 | 0 | 0 | 0 | 0
F9_Industrial_Primary Metals_New_Space Heating_Natural Gas_Gas Boiler - Hot Water Reset_A_Technical Potential | F9 | Industrial | Primary Metals | New | Space Heating | Natural Gas | Gas Boiler - Hot Water Reset | A | Cumulative Winter Peak Savings (MW) | Technical Potential | 0 | 0 | 0 | 0 | 0 | 0 | 0 | 0 | 0 | 0 | 0 | 0 | 0 | 0 | 0 | 0 | 0 | 0 | 0 | 0 | 0 | 0 | 0 | 0 | 0 | 0 | 0 | 0 | 0 | 0 | 0
F10_Industrial_Primary Metals_New_Space Heating_Natural Gas_Gas Boiler - Hot Water Reset_A_Technical Potential | F10 | Industrial | Primary Metals | New | Space Heating | Natural Gas | Gas Boiler - Hot Water Reset | A | Purchases (Incremental) | Technical Potential | 0 | 0 | 0 | 0 | 0 | 0 | 0 | 0 | 0 | 0 | 0 | 0 | 0 | 0 | 0 | 0 | 0 | 0 | 0 | 0 | 0 | 0 | 0 | 0 | 0 | 0 | 0 | 0 | 0 | 0 | 0
F11_Industrial_Primary Metals_New_Space Heating_Natural Gas_Gas Boiler - Hot Water Reset_A_Technical Potential | F11 | Industrial | Primary Metals | New | Space Heating | Natural Gas | Gas Boiler - Hot Water Reset | A | Purchases (Cumulative) | Technical Potential | 0 | 0 | 0 | 0 | 0 | 0 | 0 | 0 | 0 | 0 | 0 | 0 | 0 | 0 | 0 | 0 | 0 | 0 | 0 | 0 | 0 | 0 | 0 | 0 | 0 | 0 | 0 | 0 | 0 | 0 | 0
F1_Industrial_Primary Metals_New_Process_Natural Gas_Gas Boiler - Hot Water Reset_A_Technical Potential | F1 | Industrial | Primary Metals | New | Process | Natural Gas | Gas Boiler - Hot Water Reset | A | Integrated Unit Energy Savings (kWh or therms) | Technical Potential | 0 | 0 | 0 | 0 | 0 | 50.8505 | 50.7529 | 50.6666 | 50.5877 | 50.5136 | 50.4748 | 50.449 | 50.4328 | 50.4238 | 50.4195 | 50.4192 | 50.4215 | 50.4257 | 50.4313 | 50.4376 | 50.4454 | 50.4576 | 50.4688 | 50.479 | 50.4883 | 50.5063 | 50.5228 | 50.5382 | 50.9667 | 50.9667 | 50.9667
F2_Industrial_Primary Metals_New_Process_Natural Gas_Gas Boiler - Hot Water Reset_A_Technical Potential | F2 | Industrial | Primary Metals | New | Process | Natural Gas | Gas Boiler - Hot Water Reset | A | Integrated Unit Summer Peak Savings (kW) | Technical Potential | 0 | 0 | 0 | 0 | 0 | 0 | 0 | 0 | 0 | 0 | 0 | 0 | 0 | 0 | 0 | 0 | 0 | 0 | 0 | 0 | 0 | 0 | 0 | 0 | 0 | 0 | 0 | 0 | 0 | 0 | 0
F3_Industrial_Primary Metals_New_Process_Natural Gas_Gas Boiler - Hot Water Reset_A_Technical Potential | F3 | Industrial | Primary Metals | New | Process | Natural Gas | Gas Boiler - Hot Water Reset | A | Integrated Unit Winter Peak Savings (kW) | Technical Potential | 0 | 0 | 0 | 0 | 0 | 0 | 0 | 0 | 0 | 0 | 0 | 0 | 0 | 0 | 0 | 0 | 0 | 0 | 0 | 0 | 0 | 0 | 0 | 0 | 0 | 0 | 0 | 0 | 0 | 0 | 0
F4_Industrial_Primary Metals_New_Process_Natural Gas_Gas Boiler - Hot Water Reset_A_Technical Potential | F4 | Industrial | Primary Metals | New | Process | Natural Gas | Gas Boiler - Hot Water Reset | A | Incremental Energy Savings (MWh or mTherms) | Technical Potential | 0 | 0 | 0 | 0 | 0 | 0.012862 | 0.018674 | 0.026368 | 0.034657 | 0.044141 | 0.057024 | 0.068432 | 0.075903 | 0.077175 | 0.071118 | 0.058751 | 0.041322 | 0.025411 | 0.012914 | 0.0057487 | 0.0021943 | 0.012763 | 0.018569 | 0.02627 | 0.034589 | 0.044134 | 0.057078 | 0.068553 | 0.076707 | 0.078005 | 0.07189
F5_Industrial_Primary Metals_New_Process_Natural Gas_Gas Boiler - Hot Water Reset_A_Technical Potential | F5 | Industrial | Primary Metals | New | Process | Natural Gas | Gas Boiler - Hot Water Reset | A | Incremental Summer Peak Savings (MW) | Technical Potential | 0 | 0 | 0 | 0 | 0 | 0 | 0 | 0 | 0 | 0 | 0 | 0 | 0 | 0 | 0 | 0 | 0 | 0 | 0 | 0 | 0 | 0 | 0 | 0 | 0 | 0 | 0 | 0 | 0 | 0 | 0
F6_Industrial_Primary Metals_New_Process_Natural Gas_Gas Boiler - Hot Water Reset_A_Technical Potential | F6 | Industrial | Primary Metals | New | Process | Natural Gas | Gas Boiler - Hot Water Reset | A | Incremental Winter Peak Savings (MW) | Technical Potential | 0 | 0 | 0 | 0 | 0 | 0 | 0 | 0 | 0 | 0 | 0 | 0 | 0 | 0 | 0 | 0 | 0 | 0 | 0 | 0 | 0 | 0 | 0 | 0 | 0 | 0 | 0 | 0 | 0 | 0 | 0
F7_Industrial_Primary Metals_New_Process_Natural Gas_Gas Boiler - Hot Water Reset_A_Technical Potential | F7 | Industrial | Primary Metals | New | Process | Natural Gas | Gas Boiler - Hot Water Reset | A | Cumulative Energy Savings (MWh or mTherms) | Technical Potential | 0 | 0 | 0 | 0 | 0 | 0.012862 | 0.031511 | 0.057825 | 0.092393 | 0.1364 | 0.19332 | 0.26165 | 0.33747 | 0.41458 | 0.48567 | 0.54442 | 0.58576 | 0.61122 | 0.6242 | 0.63003 | 0.63232 | 0.63247 | 0.63261 | 0.63274 | 0.63286 | 0.63308 | 0.63329 | 0.63349 | 0 | 0 | 0
F8_Industrial_Primary Metals_New_Process_Natural Gas_Gas Boiler - Hot Water Reset_A_Technical Potential | F8 | Industrial | Primary Metals | New | Process | Natural Gas | Gas Boiler - Hot Water Reset | A | Cumulative Summer Peak Savings (MW) | Technical Potential | 0 | 0 | 0 | 0 | 0 | 0 | 0 | 0 | 0 | 0 | 0 | 0 | 0 | 0 | 0 | 0 | 0 | 0 | 0 | 0 | 0 | 0 | 0 | 0 | 0 | 0 | 0 | 0 | 0 | 0 | 0
F9_Industrial_Primary Metals_New_Process_Natural Gas_Gas Boiler - Hot Water Reset_A_Technical Potential | F9 | Industrial | Primary Metals | New | Process | Natural Gas | Gas Boiler - Hot Water Reset | A | Cumulative Winter Peak Savings (MW) | Technical Potential | 0 | 0 | 0 | 0 | 0 | 0 | 0 | 0 | 0 | 0 | 0 | 0 | 0 | 0 | 0 | 0 | 0 | 0 | 0 | 0 | 0 | 0 | 0 | 0 | 0 | 0 | 0 | 0 | 0 | 0 | 0
F10_Industrial_Primary Metals_New_Process_Natural Gas_Gas Boiler - Hot Water Reset_A_Technical Potential | F10 | Industrial | Primary Metals | New | Process | Natural Gas | Gas Boiler - Hot Water Reset | A | Purchases (Incremental) | Technical Potential | 0 | 0 | 0 | 0 | 0 | 0.25294 | 0.36794 | 0.52042 | 0.68509 | 0.87384 | 1.1298 | 1.3565 | 1.505 | 1.5305 | 1.4105 | 1.1653 | 0.81953 | 0.50392 | 0.25607 | 0.11398 | 0.043499 | 0.25294 | 0.36794 | 0.52042 | 0.68509 | 0.87384 | 1.1298 | 1.3565 | 1.505 | 1.5305 | 1.4105
F11_Industrial_Primary Metals_New_Process_Natural Gas_Gas Boiler - Hot Water Reset_A_Technical Potential | F11 | Industrial | Primary Metals | New | Process | Natural Gas | Gas Boiler - Hot Water Reset | A | Purchases (Cumulative) | Technical Potential | 0 | 0 | 0 | 0 | 0 | 0.25294 | 0.62088 | 1.1413 | 1.8264 | 2.7002 | 3.83 | 5.1864 | 6.6915 | 8.222 | 9.6325 | 10.7978 | 11.6173 | 12.1212 | 12.3773 | 12.4913 | 12.5348 | 12.5348 | 12.5348 | 12.5348 | 12.5348 | 12.5348 | 12.5348 | 12.5348 | 12.5348 | 12.5348 | 12.5348
F1_Industrial_Primary Metals_New_Space Heating_Natural Gas_Steam Trap Maintenance_A_Technical Potential | F1 | Industrial | Primary Metals | New | Space Heating | Natural Gas | Steam Trap Maintenance | A | Integrated Unit Energy Savings (kWh or therms) | Technical Potential | 0 | 0 | 0 | 0 | 0 | 0 | 0 | 0 | 0 | 0 | 0 | 0 | 0 | 0 | 0 | 0 | 0 | 0 | 0 | 0 | 0 | 0 | 0 | 0 | 0 | 0 | 0 | 0 | 0 | 0 | 0
F2_Industrial_Primary Metals_New_Space Heating_Natural Gas_Steam Trap Maintenance_A_Technical Potential | F2 | Industrial | Primary Metals | New | Space Heating | Natural Gas | Steam Trap Maintenance | A | Integrated Unit Summer Peak Savings (kW) | Technical Potential | 0 | 0 | 0 | 0 | 0 | 0 | 0 | 0 | 0 | 0 | 0 | 0 | 0 | 0 | 0 | 0 | 0 | 0 | 0 | 0 | 0 | 0 | 0 | 0 | 0 | 0 | 0 | 0 | 0 | 0 | 0
F3_Industrial_Primary Metals_New_Space Heating_Natural Gas_Steam Trap Maintenance_A_Technical Potential | F3 | Industrial | Primary Metals | New | Space Heating | Natural Gas | Steam Trap Maintenance | A | Integrated Unit Winter Peak Savings (kW) | Technical Potential | 0 | 0 | 0 | 0 | 0 | 0 | 0 | 0 | 0 | 0 | 0 | 0 | 0 | 0 | 0 | 0 | 0 | 0 | 0 | 0 | 0 | 0 | 0 | 0 | 0 | 0 | 0 | 0 | 0 | 0 | 0
F4_Industrial_Primary Metals_New_Space Heating_Natural Gas_Steam Trap Maintenance_A_Technical Potential | F4 | Industrial | Primary Metals | New | Space Heating | Natural Gas | Steam Trap Maintenance | A | Incremental Energy Savings (MWh or mTherms) | Technical Potential | 0 | 0 | 0 | 0 | 0 | 0 | 0 | 0 | 0 | 0 | 0 | 0 | 0 | 0 | 0 | 0 | 0 | 0 | 0 | 0 | 0 | 0 | 0 | 0 | 0 | 0 | 0 | 0 | 0 | 0 | 0
F5_Industrial_Primary Metals_New_Space Heating_Natural Gas_Steam Trap Maintenance_A_Technical Potential | F5 | Industrial | Primary Metals | New | Space Heating | Natural Gas | Steam Trap Maintenance | A | Incremental Summer Peak Savings (MW) | Technical Potential | 0 | 0 | 0 | 0 | 0 | 0 | 0 | 0 | 0 | 0 | 0 | 0 | 0 | 0 | 0 | 0 | 0 | 0 | 0 | 0 | 0 | 0 | 0 | 0 | 0 | 0 | 0 | 0 | 0 | 0 | 0
F6_Industrial_Primary Metals_New_Space Heating_Natural Gas_Steam Trap Maintenance_A_Technical Potential | F6 | Industrial | Primary Metals | New | Space Heating | Natural Gas | Steam Trap Maintenance | A | Incremental Winter Peak Savings (MW) | Technical Potential | 0 | 0 | 0 | 0 | 0 | 0 | 0 | 0 | 0 | 0 | 0 | 0 | 0 | 0 | 0 | 0 | 0 | 0 | 0 | 0 | 0 | 0 | 0 | 0 | 0 | 0 | 0 | 0 | 0 | 0 | 0
F7_Industrial_Primary Metals_New_Space Heating_Natural Gas_Steam Trap Maintenance_A_Technical Potential | F7 | Industrial | Primary Metals | New | Space Heating | Natural Gas | Steam Trap Maintenance | A | Cumulative Energy Savings (MWh or mTherms) | Technical Potential | 0 | 0 | 0 | 0 | 0 | 0 | 0 | 0 | 0 | 0 | 0 | 0 | 0 | 0 | 0 | 0 | 0 | 0 | 0 | 0 | 0 | 0 | 0 | 0 | 0 | 0 | 0 | 0 | 0 | 0 | 0
F8_Industrial_Primary Metals_New_Space Heating_Natural Gas_Steam Trap Maintenance_A_Technical Potential | F8 | Industrial | Primary Metals | New | Space Heating | Natural Gas | Steam Trap Maintenance | A | Cumulative Summer Peak Savings (MW) | Technical Potential | 0 | 0 | 0 | 0 | 0 | 0 | 0 | 0 | 0 | 0 | 0 | 0 | 0 | 0 | 0 | 0 | 0 | 0 | 0 | 0 | 0 | 0 | 0 | 0 | 0 | 0 | 0 | 0 | 0 | 0 | 0
F9_Industrial_Primary Metals_New_Space Heating_Natural Gas_Steam Trap Maintenance_A_Technical Potential | F9 | Industrial | Primary Metals | New | Space Heating | Natural Gas | Steam Trap Maintenance | A | Cumulative Winter Peak Savings (MW) | Technical Potential | 0 | 0 | 0 | 0 | 0 | 0 | 0 | 0 | 0 | 0 | 0 | 0 | 0 | 0 | 0 | 0 | 0 | 0 | 0 | 0 | 0 | 0 | 0 | 0 | 0 | 0 | 0 | 0 | 0 | 0 | 0
F10_Industrial_Primary Metals_New_Space Heating_Natural Gas_Steam Trap Maintenance_A_Technical Potential | F10 | Industrial | Primary Metals | New | Space Heating | Natural Gas | Steam Trap Maintenance | A | Purchases (Incremental) | Technical Potential | 0 | 0 | 0 | 0 | 0 | 0 | 0 | 0 | 0 | 0 | 0 | 0 | 0 | 0 | 0 | 0 | 0 | 0 | 0 | 0 | 0 | 0 | 0 | 0 | 0 | 0 | 0 | 0 | 0 | 0 | 0
F11_Industrial_Primary Metals_New_Space Heating_Natural Gas_Steam Trap Maintenance_A_Technical Potential | F11 | Industrial | Primary Metals | New | Space Heating | Natural Gas | Steam Trap Maintenance | A | Purchases (Cumulative) | Technical Potential | 0 | 0 | 0 | 0 | 0 | 0 | 0 | 0 | 0 | 0 | 0 | 0 | 0 | 0 | 0 | 0 | 0 | 0 | 0 | 0 | 0 | 0 | 0 | 0 | 0 | 0 | 0 | 0 | 0 | 0 | 0
F1_Industrial_Primary Metals_New_Process_Natural Gas_Steam Trap Maintenance_A_Technical Potential | F1 | Industrial | Primary Metals | New | Process | Natural Gas | Steam Trap Maintenance | A | Integrated Unit Energy Savings (kWh or therms) | Technical Potential | 0 | 0 | 0 | 0 | 0 | 35.9636 | 35.924 | 35.889 | 35.8573 | 35.8274 | 35.8034 | 35.7881 | 35.7792 | 35.7749 | 35.7738 | 35.7752 | 35.7782 | 35.7825 | 35.7875 | 35.793 | 35.7994 | 35.8089 | 35.8175 | 35.8254 | 35.8327 | 35.8393 | 35.8455 | 35.8513 | 36.0109 | 36.0109 | 36.0109
F2_Industrial_Primary Metals_New_Process_Natural Gas_Steam Trap Maintenance_A_Technical Potential | F2 | Industrial | Primary Metals | New | Process | Natural Gas | Steam Trap Maintenance | A | Integrated Unit Summer Peak Savings (kW) | Technical Potential | 0 | 0 | 0 | 0 | 0 | 0 | 0 | 0 | 0 | 0 | 0 | 0 | 0 | 0 | 0 | 0 | 0 | 0 | 0 | 0 | 0 | 0 | 0 | 0 | 0 | 0 | 0 | 0 | 0 | 0 | 0
F3_Industrial_Primary Metals_New_Process_Natural Gas_Steam Trap Maintenance_A_Technical Potential | F3 | Industrial | Primary Metals | New | Process | Natural Gas | Steam Trap Maintenance | A | Integrated Unit Winter Peak Savings (kW) | Technical Potential | 0 | 0 | 0 | 0 | 0 | 0 | 0 | 0 | 0 | 0 | 0 | 0 | 0 | 0 | 0 | 0 | 0 | 0 | 0 | 0 | 0 | 0 | 0 | 0 | 0 | 0 | 0 | 0 | 0 | 0 | 0
F4_Industrial_Primary Metals_New_Process_Natural Gas_Steam Trap Maintenance_A_Technical Potential | F4 | Industrial | Primary Metals | New | Process | Natural Gas | Steam Trap Maintenance | A | Incremental Energy Savings (MWh or mTherms) | Technical Potential | 0 | 0 | 0 | 0 | 0 | 0 | 0 | 0 | 0 | 0 | 0 | 0 | 0 | 0 | 0 | 0 | 0 | 0 | 0 | 0 | 0 | 0 | 0 | 0 | 0 | 0 | 0 | 0 | 0 | 0 | 0
F5_Industrial_Primary Metals_New_Process_Natural Gas_Steam Trap Maintenance_A_Technical Potential | F5 | Industrial | Primary Metals | New | Process | Natural Gas | Steam Trap Maintenance | A | Incremental Summer Peak Savings (MW) | Technical Potential | 0 | 0 | 0 | 0 | 0 | 0 | 0 | 0 | 0 | 0 | 0 | 0 | 0 | 0 | 0 | 0 | 0 | 0 | 0 | 0 | 0 | 0 | 0 | 0 | 0 | 0 | 0 | 0 | 0 | 0 | 0
F6_Industrial_Primary Metals_New_Process_Natural Gas_Steam Trap Maintenance_A_Technical Potential | F6 | Industrial | Primary Metals | New | Process | Natural Gas | Steam Trap Maintenance | A | Incremental Winter Peak Savings (MW) | Technical Potential | 0 | 0 | 0 | 0 | 0 | 0 | 0 | 0 | 0 | 0 | 0 | 0 | 0 | 0 | 0 | 0 | 0 | 0 | 0 | 0 | 0 | 0 | 0 | 0 | 0 | 0 | 0 | 0 | 0 | 0 | 0
F7_Industrial_Primary Metals_New_Process_Natural Gas_Steam Trap Maintenance_A_Technical Potential | F7 | Industrial | Primary Metals | New | Process | Natural Gas | Steam Trap Maintenance | A | Cumulative Energy Savings (MWh or mTherms) | Technical Potential | 0 | 0 | 0 | 0 | 0 | 0 | 0 | 0 | 0 | 0 | 0 | 0 | 0 | 0 | 0 | 0 | 0 | 0 | 0 | 0 | 0 | 0 | 0 | 0 | 0 | 0 | 0 | 0 | 0 | 0 | 0
F8_Industrial_Primary Metals_New_Process_Natural Gas_Steam Trap Maintenance_A_Technical Potential | F8 | Industrial | Primary Metals | New | Process | Natural Gas | Steam Trap Maintenance | A | Cumulative Summer Peak Savings (MW) | Technical Potential | 0 | 0 | 0 | 0 | 0 | 0 | 0 | 0 | 0 | 0 | 0 | 0 | 0 | 0 | 0 | 0 | 0 | 0 | 0 | 0 | 0 | 0 | 0 | 0 | 0 | 0 | 0 | 0 | 0 | 0 | 0
F9_Industrial_Primary Metals_New_Process_Natural Gas_Steam Trap Maintenance_A_Technical Potential | F9 | Industrial | Primary Metals | New | Process | Natural Gas | Steam Trap Maintenance | A | Cumulative Winter Peak Savings (MW) | Technical Potential | 0 | 0 | 0 | 0 | 0 | 0 | 0 | 0 | 0 | 0 | 0 | 0 | 0 | 0 | 0 | 0 | 0 | 0 | 0 | 0 | 0 | 0 | 0 | 0 | 0 | 0 | 0 | 0 | 0 | 0 | 0
F10_Industrial_Primary Metals_New_Process_Natural Gas_Steam Trap Maintenance_A_Technical Potential | F10 | Industrial | Primary Metals | New | Process | Natural Gas | Steam Trap Maintenance | A | Purchases (Incremental) | Technical Potential | 0 | 0 | 0 | 0 | 0 | 0 | 0 | 0 | 0 | 0 | 0 | 0 | 0 | 0 | 0 | 0 | 0 | 0 | 0 | 0 | 0 | 0 | 0 | 0 | 0 | 0 | 0 | 0 | 0 | 0 | 0
F11_Industrial_Primary Metals_New_Process_Natural Gas_Steam Trap Maintenance_A_Technical Potential | F11 | Industrial | Primary Metals | New | Process | Natural Gas | Steam Trap Maintenance | A | Purchases (Cumulative) | Technical Potential | 0 | 0 | 0 | 0 | 0 | 0 | 0 | 0 | 0 | 0 | 0 | 0 | 0 | 0 | 0 | 0 | 0 | 0 | 0 | 0 | 0 | 0 | 0 | 0 | 0 | 0 | 0 | 0 | 0 | 0 | 0
F1_Industrial_Primary Metals_New_Space Heating_Natural Gas_Gas Boiler - High Turndown_A_Technical Potential | F1 | Industrial | Primary Metals | New | Space Heating | Natural Gas | Gas Boiler - High Turndown | A | Integrated Unit Energy Savings (kWh or therms) | Technical Potential | 0 | 0 | 0 | 0 | 0 | 0 | 0 | 0 | 0 | 0 | 0 | 0 | 0 | 0 | 0 | 0 | 0 | 0 | 0 | 0 | 0 | 0 | 0 | 0 | 0 | 0 | 0 | 0 | 0 | 0 | 0
F2_Industrial_Primary Metals_New_Space Heating_Natural Gas_Gas Boiler - High Turndown_A_Technical Potential | F2 | Industrial | Primary Metals | New | Space Heating | Natural Gas | Gas Boiler - High Turndown | A | Integrated Unit Summer Peak Savings (kW) | Technical Potential | 0 | 0 | 0 | 0 | 0 | 0 | 0 | 0 | 0 | 0 | 0 | 0 | 0 | 0 | 0 | 0 | 0 | 0 | 0 | 0 | 0 | 0 | 0 | 0 | 0 | 0 | 0 | 0 | 0 | 0 | 0
F3_Industrial_Primary Metals_New_Space Heating_Natural Gas_Gas Boiler - High Turndown_A_Technical Potential | F3 | Industrial | Primary Metals | New | Space Heating | Natural Gas | Gas Boiler - High Turndown | A | Integrated Unit Winter Peak Savings (kW) | Technical Potential | 0 | 0 | 0 | 0 | 0 | 0 | 0 | 0 | 0 | 0 | 0 | 0 | 0 | 0 | 0 | 0 | 0 | 0 | 0 | 0 | 0 | 0 | 0 | 0 | 0 | 0 | 0 | 0 | 0 | 0 | 0
F4_Industrial_Primary Metals_New_Space Heating_Natural Gas_Gas Boiler - High Turndown_A_Technical Potential | F4 | Industrial | Primary Metals | New | Space Heating | Natural Gas | Gas Boiler - High Turndown | A | Incremental Energy Savings (MWh or mTherms) | Technical Potential | 0 | 0 | 0 | 0 | 0 | 0 | 0 | 0 | 0 | 0 | 0 | 0 | 0 | 0 | 0 | 0 | 0 | 0 | 0 | 0 | 0 | 0 | 0 | 0 | 0 | 0 | 0 | 0 | 0 | 0 | 0
F5_Industrial_Primary Metals_New_Space Heating_Natural Gas_Gas Boiler - High Turndown_A_Technical Potential | F5 | Industrial | Primary Metals | New | Space Heating | Natural Gas | Gas Boiler - High Turndown | A | Incremental Summer Peak Savings (MW) | Technical Potential | 0 | 0 | 0 | 0 | 0 | 0 | 0 | 0 | 0 | 0 | 0 | 0 | 0 | 0 | 0 | 0 | 0 | 0 | 0 | 0 | 0 | 0 | 0 | 0 | 0 | 0 | 0 | 0 | 0 | 0 | 0
F6_Industrial_Primary Metals_New_Space Heating_Natural Gas_Gas Boiler - High Turndown_A_Technical Potential | F6 | Industrial | Primary Metals | New | Space Heating | Natural Gas | Gas Boiler - High Turndown | A | Incremental Winter Peak Savings (MW) | Technical Potential | 0 | 0 | 0 | 0 | 0 | 0 | 0 | 0 | 0 | 0 | 0 | 0 | 0 | 0 | 0 | 0 | 0 | 0 | 0 | 0 | 0 | 0 | 0 | 0 | 0 | 0 | 0 | 0 | 0 | 0 | 0
F7_Industrial_Primary Metals_New_Space Heating_Natural Gas_Gas Boiler - High Turndown_A_Technical Potential | F7 | Industrial | Primary Metals | New | Space Heating | Natural Gas | Gas Boiler - High Turndown | A | Cumulative Energy Savings (MWh or mTherms) | Technical Potential | 0 | 0 | 0 | 0 | 0 | 0 | 0 | 0 | 0 | 0 | 0 | 0 | 0 | 0 | 0 | 0 | 0 | 0 | 0 | 0 | 0 | 0 | 0 | 0 | 0 | 0 | 0 | 0 | 0 | 0 | 0
F8_Industrial_Primary Metals_New_Space Heating_Natural Gas_Gas Boiler - High Turndown_A_Technical Potential | F8 | Industrial | Primary Metals | New | Space Heating | Natural Gas | Gas Boiler - High Turndown | A | Cumulative Summer Peak Savings (MW) | Technical Potential | 0 | 0 | 0 | 0 | 0 | 0 | 0 | 0 | 0 | 0 | 0 | 0 | 0 | 0 | 0 | 0 | 0 | 0 | 0 | 0 | 0 | 0 | 0 | 0 | 0 | 0 | 0 | 0 | 0 | 0 | 0
F9_Industrial_Primary Metals_New_Space Heating_Natural Gas_Gas Boiler - High Turndown_A_Technical Potential | F9 | Industrial | Primary Metals | New | Space Heating | Natural Gas | Gas Boiler - High Turndown | A | Cumulative Winter Peak Savings (MW) | Technical Potential | 0 | 0 | 0 | 0 | 0 | 0 | 0 | 0 | 0 | 0 | 0 | 0 | 0 | 0 | 0 | 0 | 0 | 0 | 0 | 0 | 0 | 0 | 0 | 0 | 0 | 0 | 0 | 0 | 0 | 0 | 0
F10_Industrial_Primary Metals_New_Space Heating_Natural Gas_Gas Boiler - High Turndown_A_Technical Potential | F10 | Industrial | Primary Metals | New | Space Heating | Natural Gas | Gas Boiler - High Turndown | A | Purchases (Incremental) | Technical Potential | 0 | 0 | 0 | 0 | 0 | 0 | 0 | 0 | 0 | 0 | 0 | 0 | 0 | 0 | 0 | 0 | 0 | 0 | 0 | 0 | 0 | 0 | 0 | 0 | 0 | 0 | 0 | 0 | 0 | 0 | 0
F11_Industrial_Primary Metals_New_Space Heating_Natural Gas_Gas Boiler - High Turndown_A_Technical Potential | F11 | Industrial | Primary Metals | New | Space Heating | Natural Gas | Gas Boiler - High Turndown | A | Purchases (Cumulative) | Technical Potential | 0 | 0 | 0 | 0 | 0 | 0 | 0 | 0 | 0 | 0 | 0 | 0 | 0 | 0 | 0 | 0 | 0 | 0 | 0 | 0 | 0 | 0 | 0 | 0 | 0 | 0 | 0 | 0 | 0 | 0 | 0
F1_Industrial_Primary Metals_New_Process_Natural Gas_Gas Boiler - High Turndown_A_Technical Potential | F1 | Industrial | Primary Metals | New | Process | Natural Gas | Gas Boiler - High Turndown | A | Integrated Unit Energy Savings (kWh or therms) | Technical Potential | 0 | 0 | 0 | 0 | 0 | 38.129 | 38.048 | 37.9756 | 37.909 | 37.8458 | 37.8089 | 37.7814 | 37.7615 | 37.7474 | 37.7377 | 37.7323 | 37.7299 | 37.73 | 37.7317 | 37.7341 | 37.7378 | 37.7447 | 37.7507 | 37.756 | 37.7605 | 37.7779 | 37.794 | 37.8089 | 38.225 | 38.225 | 38.225
F2_Industrial_Primary Metals_New_Process_Natural Gas_Gas Boiler - High Turndown_A_Technical Potential | F2 | Industrial | Primary Metals | New | Process | Natural Gas | Gas Boiler - High Turndown | A | Integrated Unit Summer Peak Savings (kW) | Technical Potential | 0 | 0 | 0 | 0 | 0 | 0 | 0 | 0 | 0 | 0 | 0 | 0 | 0 | 0 | 0 | 0 | 0 | 0 | 0 | 0 | 0 | 0 | 0 | 0 | 0 | 0 | 0 | 0 | 0 | 0 | 0
F3_Industrial_Primary Metals_New_Process_Natural Gas_Gas Boiler - High Turndown_A_Technical Potential | F3 | Industrial | Primary Metals | New | Process | Natural Gas | Gas Boiler - High Turndown | A | Integrated Unit Winter Peak Savings (kW) | Technical Potential | 0 | 0 | 0 | 0 | 0 | 0 | 0 | 0 | 0 | 0 | 0 | 0 | 0 | 0 | 0 | 0 | 0 | 0 | 0 | 0 | 0 | 0 | 0 | 0 | 0 | 0 | 0 | 0 | 0 | 0 | 0
F4_Industrial_Primary Metals_New_Process_Natural Gas_Gas Boiler - High Turndown_A_Technical Potential | F4 | Industrial | Primary Metals | New | Process | Natural Gas | Gas Boiler - High Turndown | A | Incremental Energy Savings (MWh or mTherms) | Technical Potential | 0 | 0 | 0 | 0 | 0 | 0.014719 | 0.017401 | 0.020074 | 0.022725 | 0.02537 | 0.025225 | 0.02207 | 0.019166 | 0.01654 | 0.014183 | 0.012111 | 0.010295 | 0.0087222 | 0.0073648 | 0.0061988 | 0.014568 | 0.017262 | 0.019955 | 0.022633 | 0.025312 | 0.025204 | 0.022078 | 0.01919 | 0.016749 | 0.014366 | 0.012269
F5_Industrial_Primary Metals_New_Process_Natural Gas_Gas Boiler - High Turndown_A_Technical Potential | F5 | Industrial | Primary Metals | New | Process | Natural Gas | Gas Boiler - High Turndown | A | Incremental Summer Peak Savings (MW) | Technical Potential | 0 | 0 | 0 | 0 | 0 | 0 | 0 | 0 | 0 | 0 | 0 | 0 | 0 | 0 | 0 | 0 | 0 | 0 | 0 | 0 | 0 | 0 | 0 | 0 | 0 | 0 | 0 | 0 | 0 | 0 | 0
F6_Industrial_Primary Metals_New_Process_Natural Gas_Gas Boiler - High Turndown_A_Technical Potential | F6 | Industrial | Primary Metals | New | Process | Natural Gas | Gas Boiler - High Turndown | A | Incremental Winter Peak Savings (MW) | Technical Potential | 0 | 0 | 0 | 0 | 0 | 0 | 0 | 0 | 0 | 0 | 0 | 0 | 0 | 0 | 0 | 0 | 0 | 0 | 0 | 0 | 0 | 0 | 0 | 0 | 0 | 0 | 0 | 0 | 0 | 0 | 0
F7_Industrial_Primary Metals_New_Process_Natural Gas_Gas Boiler - High Turndown_A_Technical Potential | F7 | Industrial | Primary Metals | New | Process | Natural Gas | Gas Boiler - High Turndown | A | Cumulative Energy Savings (MWh or mTherms) | Technical Potential | 0 | 0 | 0 | 0 | 0 | 0.014719 | 0.032088 | 0.052101 | 0.074734 | 0.099979 | 0.12511 | 0.14709 | 0.16617 | 0.18265 | 0.19679 | 0.20887 | 0.21915 | 0.22788 | 0.23525 | 0.24147 | 0.24149 | 0.24153 | 0.24157 | 0.24161 | 0.24163 | 0.24175 | 0.24185 | 0.24194 | 0 | 0 | 0
F8_Industrial_Primary Metals_New_Process_Natural Gas_Gas Boiler - High Turndown_A_Technical Potential | F8 | Industrial | Primary Metals | New | Process | Natural Gas | Gas Boiler - High Turndown | A | Cumulative Summer Peak Savings (MW) | Technical Potential | 0 | 0 | 0 | 0 | 0 | 0 | 0 | 0 | 0 | 0 | 0 | 0 | 0 | 0 | 0 | 0 | 0 | 0 | 0 | 0 | 0 | 0 | 0 | 0 | 0 | 0 | 0 | 0 | 0 | 0 | 0
F9_Industrial_Primary Metals_New_Process_Natural Gas_Gas Boiler - High Turndown_A_Technical Potential | F9 | Industrial | Primary Metals | New | Process | Natural Gas | Gas Boiler - High Turndown | A | Cumulative Winter Peak Savings (MW) | Technical Potential | 0 | 0 | 0 | 0 | 0 | 0 | 0 | 0 | 0 | 0 | 0 | 0 | 0 | 0 | 0 | 0 | 0 | 0 | 0 | 0 | 0 | 0 | 0 | 0 | 0 | 0 | 0 | 0 | 0 | 0 | 0
F10_Industrial_Primary Metals_New_Process_Natural Gas_Gas Boiler - High Turndown_A_Technical Potential | F10 | Industrial | Primary Metals | New | Process | Natural Gas | Gas Boiler - High Turndown | A | Purchases (Incremental) | Technical Potential | 0 | 0 | 0 | 0 | 0 | 0.38602 | 0.45733 | 0.5286 | 0.59945 | 0.67034 | 0.66716 | 0.58416 | 0.50756 | 0.43817 | 0.37583 | 0.32097 | 0.27287 | 0.23117 | 0.19519 | 0.16428 | 0.38602 | 0.45733 | 0.5286 | 0.59945 | 0.67034 | 0.66716 | 0.58416 | 0.50756 | 0.43817 | 0.37583 | 0.32097
F11_Industrial_Primary Metals_New_Process_Natural Gas_Gas Boiler - High Turndown_A_Technical Potential | F11 | Industrial | Primary Metals | New | Process | Natural Gas | Gas Boiler - High Turndown | A | Purchases (Cumulative) | Technical Potential | 0 | 0 | 0 | 0 | 0 | 0.38602 | 0.84336 | 1.372 | 1.9714 | 2.6418 | 3.3089 | 3.8931 | 4.4006 | 4.8388 | 5.2146 | 5.5356 | 5.8085 | 6.0397 | 6.2349 | 6.3991 | 6.3991 | 6.3991 | 6.3991 | 6.3991 | 6.3991 | 6.3991 | 6.3991 | 6.3991 | 6.3991 | 6.3991 | 6.3991
F1_Industrial_Primary Metals_New_Space Heating_Natural Gas_Gas Boiler - Burner Control Optimization_A_Technical Potential | F1 | Industrial | Primary Metals | New | Space Heating | Natural Gas | Gas Boiler - Burner Control Optimization | A | Integrated Unit Energy Savings (kWh or therms) | Technical Potential | 0 | 0 | 0 | 0 | 0 | 0 | 0 | 0 | 0 | 0 | 0 | 0 | 0 | 0 | 0 | 0 | 0 | 0 | 0 | 0 | 0 | 0 | 0 | 0 | 0 | 0 | 0 | 0 | 0 | 0 | 0
F2_Industrial_Primary Metals_New_Space Heating_Natural Gas_Gas Boiler - Burner Control Optimization_A_Technical Potential | F2 | Industrial | Primary Metals | New | Space Heating | Natural Gas | Gas Boiler - Burner Control Optimization | A | Integrated Unit Summer Peak Savings (kW) | Technical Potential | 0 | 0 | 0 | 0 | 0 | 0 | 0 | 0 | 0 | 0 | 0 | 0 | 0 | 0 | 0 | 0 | 0 | 0 | 0 | 0 | 0 | 0 | 0 | 0 | 0 | 0 | 0 | 0 | 0 | 0 | 0
F3_Industrial_Primary Metals_New_Space Heating_Natural Gas_Gas Boiler - Burner Control Optimization_A_Technical Potential | F3 | Industrial | Primary Metals | New | Space Heating | Natural Gas | Gas Boiler - Burner Control Optimization | A | Integrated Unit Winter Peak Savings (kW) | Technical Potential | 0 | 0 | 0 | 0 | 0 | 0 | 0 | 0 | 0 | 0 | 0 | 0 | 0 | 0 | 0 | 0 | 0 | 0 | 0 | 0 | 0 | 0 | 0 | 0 | 0 | 0 | 0 | 0 | 0 | 0 | 0
F4_Industrial_Primary Metals_New_Space Heating_Natural Gas_Gas Boiler - Burner Control Optimization_A_Technical Potential | F4 | Industrial | Primary Metals | New | Space Heating | Natural Gas | Gas Boiler - Burner Control Optimization | A | Incremental Energy Savings (MWh or mTherms) | Technical Potential | 0 | 0 | 0 | 0 | 0 | 0 | 0 | 0 | 0 | 0 | 0 | 0 | 0 | 0 | 0 | 0 | 0 | 0 | 0 | 0 | 0 | 0 | 0 | 0 | 0 | 0 | 0 | 0 | 0 | 0 | 0
F5_Industrial_Primary Metals_New_Space Heating_Natural Gas_Gas Boiler - Burner Control Optimization_A_Technical Potential | F5 | Industrial | Primary Metals | New | Space Heating | Natural Gas | Gas Boiler - Burner Control Optimization | A | Incremental Summer Peak Savings (MW) | Technical Potential | 0 | 0 | 0 | 0 | 0 | 0 | 0 | 0 | 0 | 0 | 0 | 0 | 0 | 0 | 0 | 0 | 0 | 0 | 0 | 0 | 0 | 0 | 0 | 0 | 0 | 0 | 0 | 0 | 0 | 0 | 0
F6_Industrial_Primary Metals_New_Space Heating_Natural Gas_Gas Boiler - Burner Control Optimization_A_Technical Potential | F6 | Industrial | Primary Metals | New | Space Heating | Natural Gas | Gas Boiler - Burner Control Optimization | A | Incremental Winter Peak Savings (MW) | Technical Potential | 0 | 0 | 0 | 0 | 0 | 0 | 0 | 0 | 0 | 0 | 0 | 0 | 0 | 0 | 0 | 0 | 0 | 0 | 0 | 0 | 0 | 0 | 0 | 0 | 0 | 0 | 0 | 0 | 0 | 0 | 0
F7_Industrial_Primary Metals_New_Space Heating_Natural Gas_Gas Boiler - Burner Control Optimization_A_Technical Potential | F7 | Industrial | Primary Metals | New | Space Heating | Natural Gas | Gas Boiler - Burner Control Optimization | A | Cumulative Energy Savings (MWh or mTherms) | Technical Potential | 0 | 0 | 0 | 0 | 0 | 0 | 0 | 0 | 0 | 0 | 0 | 0 | 0 | 0 | 0 | 0 | 0 | 0 | 0 | 0 | 0 | 0 | 0 | 0 | 0 | 0 | 0 | 0 | 0 | 0 | 0
F8_Industrial_Primary Metals_New_Space Heating_Natural Gas_Gas Boiler - Burner Control Optimization_A_Technical Potential | F8 | Industrial | Primary Metals | New | Space Heating | Natural Gas | Gas Boiler - Burner Control Optimization | A | Cumulative Summer Peak Savings (MW) | Technical Potential | 0 | 0 | 0 | 0 | 0 | 0 | 0 | 0 | 0 | 0 | 0 | 0 | 0 | 0 | 0 | 0 | 0 | 0 | 0 | 0 | 0 | 0 | 0 | 0 | 0 | 0 | 0 | 0 | 0 | 0 | 0
F9_Industrial_Primary Metals_New_Space Heating_Natural Gas_Gas Boiler - Burner Control Optimization_A_Technical Potential | F9 | Industrial | Primary Metals | New | Space Heating | Natural Gas | Gas Boiler - Burner Control Optimization | A | Cumulative Winter Peak Savings (MW) | Technical Potential | 0 | 0 | 0 | 0 | 0 | 0 | 0 | 0 | 0 | 0 | 0 | 0 | 0 | 0 | 0 | 0 | 0 | 0 | 0 | 0 | 0 | 0 | 0 | 0 | 0 | 0 | 0 | 0 | 0 | 0 | 0
F10_Industrial_Primary Metals_New_Space Heating_Natural Gas_Gas Boiler - Burner Control Optimization_A_Technical Potential | F10 | Industrial | Primary Metals | New | Space Heating | Natural Gas | Gas Boiler - Burner Control Optimization | A | Purchases (Incremental) | Technical Potential | 0 | 0 | 0 | 0 | 0 | 0 | 0 | 0 | 0 | 0 | 0 | 0 | 0 | 0 | 0 | 0 | 0 | 0 | 0 | 0 | 0 | 0 | 0 | 0 | 0 | 0 | 0 | 0 | 0 | 0 | 0
F11_Industrial_Primary Metals_New_Space Heating_Natural Gas_Gas Boiler - Burner Control Optimization_A_Technical Potential | F11 | Industrial | Primary Metals | New | Space Heating | Natural Gas | Gas Boiler - Burner Control Optimization | A | Purchases (Cumulative) | Technical Potential | 0 | 0 | 0 | 0 | 0 | 0 | 0 | 0 | 0 | 0 | 0 | 0 | 0 | 0 | 0 | 0 | 0 | 0 | 0 | 0 | 0 | 0 | 0 | 0 | 0 | 0 | 0 | 0 | 0 | 0 | 0
F1_Industrial_Primary Metals_New_Process_Natural Gas_Gas Boiler - Burner Control Optimization_A_Technical Potential | F1 | Industrial | Primary Metals | New | Process | Natural Gas | Gas Boiler - Burner Control Optimization | A | Integrated Unit Energy Savings (kWh or therms) | Technical Potential | 0 | 0 | 0 | 0 | 0 | 11.0567 | 11.0326 | 11.011 | 10.9912 | 10.9724 | 10.9613 | 10.9531 | 10.9472 | 10.943 | 10.9402 | 10.9386 | 10.938 | 10.9381 | 10.9387 | 10.9394 | 10.9407 | 10.9428 | 10.9447 | 10.9464 | 10.9478 | 10.9529 | 10.9577 | 10.9621 | 11.0853 | 11.0853 | 11.0853
F2_Industrial_Primary Metals_New_Process_Natural Gas_Gas Boiler - Burner Control Optimization_A_Technical Potential | F2 | Industrial | Primary Metals | New | Process | Natural Gas | Gas Boiler - Burner Control Optimization | A | Integrated Unit Summer Peak Savings (kW) | Technical Potential | 0 | 0 | 0 | 0 | 0 | 0 | 0 | 0 | 0 | 0 | 0 | 0 | 0 | 0 | 0 | 0 | 0 | 0 | 0 | 0 | 0 | 0 | 0 | 0 | 0 | 0 | 0 | 0 | 0 | 0 | 0
F3_Industrial_Primary Metals_New_Process_Natural Gas_Gas Boiler - Burner Control Optimization_A_Technical Potential | F3 | Industrial | Primary Metals | New | Process | Natural Gas | Gas Boiler - Burner Control Optimization | A | Integrated Unit Winter Peak Savings (kW) | Technical Potential | 0 | 0 | 0 | 0 | 0 | 0 | 0 | 0 | 0 | 0 | 0 | 0 | 0 | 0 | 0 | 0 | 0 | 0 | 0 | 0 | 0 | 0 | 0 | 0 | 0 | 0 | 0 | 0 | 0 | 0 | 0
F4_Industrial_Primary Metals_New_Process_Natural Gas_Gas Boiler - Burner Control Optimization_A_Technical Potential | F4 | Industrial | Primary Metals | New | Process | Natural Gas | Gas Boiler - Burner Control Optimization | A | Incremental Energy Savings (MWh or mTherms) | Technical Potential | 0 | 0 | 0 | 0 | 0 | 0.0011514 | 0.0021395 | 0.0049361 | 0.0097783 | 0.01698 | 0.026262 | 0.036555 | 0.046294 | 0.053779 | 0.057645 | 0.057428 | 0.053395 | 0.046567 | 0.038228 | 0.029636 | 0.021775 | 0.015202 | 0.010108 | 0.006416 | 0.0045218 | 0.00491 | 0.0097485 | 0.016964 | 0.026559 | 0.036996 | 0.046878
F5_Industrial_Primary Metals_New_Process_Natural Gas_Gas Boiler - Burner Control Optimization_A_Technical Potential | F5 | Industrial | Primary Metals | New | Process | Natural Gas | Gas Boiler - Burner Control Optimization | A | Incremental Summer Peak Savings (MW) | Technical Potential | 0 | 0 | 0 | 0 | 0 | 0 | 0 | 0 | 0 | 0 | 0 | 0 | 0 | 0 | 0 | 0 | 0 | 0 | 0 | 0 | 0 | 0 | 0 | 0 | 0 | 0 | 0 | 0 | 0 | 0 | 0
F6_Industrial_Primary Metals_New_Process_Natural Gas_Gas Boiler - Burner Control Optimization_A_Technical Potential | F6 | Industrial | Primary Metals | New | Process | Natural Gas | Gas Boiler - Burner Control Optimization | A | Incremental Winter Peak Savings (MW) | Technical Potential | 0 | 0 | 0 | 0 | 0 | 0 | 0 | 0 | 0 | 0 | 0 | 0 | 0 | 0 | 0 | 0 | 0 | 0 | 0 | 0 | 0 | 0 | 0 | 0 | 0 | 0 | 0 | 0 | 0 | 0 | 0
F7_Industrial_Primary Metals_New_Process_Natural Gas_Gas Boiler - Burner Control Optimization_A_Technical Potential | F7 | Industrial | Primary Metals | New | Process | Natural Gas | Gas Boiler - Burner Control Optimization | A | Cumulative Energy Savings (MWh or mTherms) | Technical Potential | 0 | 0 | 0 | 0 | 0 | 0.0011514 | 0.0032883 | 0.008218 | 0.017981 | 0.034931 | 0.061158 | 0.097667 | 0.14391 | 0.19763 | 0.25523 | 0.31262 | 0.366 | 0.41257 | 0.45081 | 0.48048 | 0.50231 | 0.51761 | 0.52781 | 0.53316 | 0.53563 | 0.53588 | 0.53612 | 0.53633 | 0 | 0 | 0
F8_Industrial_Primary Metals_New_Process_Natural Gas_Gas Boiler - Burner Control Optimization_A_Technical Potential | F8 | Industrial | Primary Metals | New | Process | Natural Gas | Gas Boiler - Burner Control Optimization | A | Cumulative Summer Peak Savings (MW) | Technical Potential | 0 | 0 | 0 | 0 | 0 | 0 | 0 | 0 | 0 | 0 | 0 | 0 | 0 | 0 | 0 | 0 | 0 | 0 | 0 | 0 | 0 | 0 | 0 | 0 | 0 | 0 | 0 | 0 | 0 | 0 | 0
F9_Industrial_Primary Metals_New_Process_Natural Gas_Gas Boiler - Burner Control Optimization_A_Technical Potential | F9 | Industrial | Primary Metals | New | Process | Natural Gas | Gas Boiler - Burner Control Optimization | A | Cumulative Winter Peak Savings (MW) | Technical Potential | 0 | 0 | 0 | 0 | 0 | 0 | 0 | 0 | 0 | 0 | 0 | 0 | 0 | 0 | 0 | 0 | 0 | 0 | 0 | 0 | 0 | 0 | 0 | 0 | 0 | 0 | 0 | 0 | 0 | 0 | 0
F10_Industrial_Primary Metals_New_Process_Natural Gas_Gas Boiler - Burner Control Optimization_A_Technical Potential | F10 | Industrial | Primary Metals | New | Process | Natural Gas | Gas Boiler - Burner Control Optimization | A | Purchases (Incremental) | Technical Potential | 0 | 0 | 0 | 0 | 0 | 0.10413 | 0.19392 | 0.44829 | 0.88965 | 1.5475 | 2.3959 | 3.3374 | 4.2289 | 4.9145 | 5.2691 | 5.25 | 4.8816 | 4.2573 | 3.4947 | 2.7091 | 1.9903 | 1.3892 | 0.92356 | 0.58614 | 0.41304 | 0.44829 | 0.88965 | 1.5475 | 2.3959 | 3.3374 | 4.2289
F11_Industrial_Primary Metals_New_Process_Natural Gas_Gas Boiler - Burner Control Optimization_A_Technical Potential | F11 | Industrial | Primary Metals | New | Process | Natural Gas | Gas Boiler - Burner Control Optimization | A | Purchases (Cumulative) | Technical Potential | 0 | 0 | 0 | 0 | 0 | 0.10413 | 0.29805 | 0.74634 | 1.636 | 3.1835 | 5.5794 | 8.9168 | 13.1457 | 18.0602 | 23.3293 | 28.5793 | 33.4609 | 37.7182 | 41.2129 | 43.922 | 45.9123 | 47.3015 | 48.225 | 48.707 | 48.9261 | 48.9261 | 48.9261 | 48.9261 | 48.9261 | 48.9261 | 48.9261
F1_Industrial_Primary Metals_New_Space Heating_Natural Gas_HVAC - Demand Controlled Ventilation_A_Technical Potential | F1 | Industrial | Primary Metals | New | Space Heating | Natural Gas | HVAC - Demand Controlled Ventilation | A | Integrated Unit Energy Savings (kWh or therms) | Technical Potential | 0 | 0 | 0 | 0 | 0 | 0 | 0 | 0 | 0 | 0 | 0 | 0 | 0 | 0 | 0 | 0 | 0 | 0 | 0 | 0 | 0 | 0 | 0 | 0 | 0 | 0 | 0 | 0 | 0 | 0 | 0
F2_Industrial_Primary Metals_New_Space Heating_Natural Gas_HVAC - Demand Controlled Ventilation_A_Technical Potential | F2 | Industrial | Primary Metals | New | Space Heating | Natural Gas | HVAC - Demand Controlled Ventilation | A | Integrated Unit Summer Peak Savings (kW) | Technical Potential | 0 | 0 | 0 | 0 | 0 | 0 | 0 | 0 | 0 | 0 | 0 | 0 | 0 | 0 | 0 | 0 | 0 | 0 | 0 | 0 | 0 | 0 | 0 | 0 | 0 | 0 | 0 | 0 | 0 | 0 | 0
F3_Industrial_Primary Metals_New_Space Heating_Natural Gas_HVAC - Demand Controlled Ventilation_A_Technical Potential | F3 | Industrial | Primary Metals | New | Space Heating | Natural Gas | HVAC - Demand Controlled Ventilation | A | Integrated Unit Winter Peak Savings (kW) | Technical Potential | 0 | 0 | 0 | 0 | 0 | 0 | 0 | 0 | 0 | 0 | 0 | 0 | 0 | 0 | 0 | 0 | 0 | 0 | 0 | 0 | 0 | 0 | 0 | 0 | 0 | 0 | 0 | 0 | 0 | 0 | 0
F4_Industrial_Primary Metals_New_Space Heating_Natural Gas_HVAC - Demand Controlled Ventilation_A_Technical Potential | F4 | Industrial | Primary Metals | New | Space Heating | Natural Gas | HVAC - Demand Controlled Ventilation | A | Incremental Energy Savings (MWh or mTherms) | Technical Potential | 0 | 0 | 0 | 0 | 0 | 0 | 0 | 0 | 0 | 0 | 0 | 0 | 0 | 0 | 0 | 0 | 0 | 0 | 0 | 0 | 0 | 0 | 0 | 0 | 0 | 0 | 0 | 0 | 0 | 0 | 0
F5_Industrial_Primary Metals_New_Space Heating_Natural Gas_HVAC - Demand Controlled Ventilation_A_Technical Potential | F5 | Industrial | Primary Metals | New | Space Heating | Natural Gas | HVAC - Demand Controlled Ventilation | A | Incremental Summer Peak Savings (MW) | Technical Potential | 0 | 0 | 0 | 0 | 0 | 0 | 0 | 0 | 0 | 0 | 0 | 0 | 0 | 0 | 0 | 0 | 0 | 0 | 0 | 0 | 0 | 0 | 0 | 0 | 0 | 0 | 0 | 0 | 0 | 0 | 0
F6_Industrial_Primary Metals_New_Space Heating_Natural Gas_HVAC - Demand Controlled Ventilation_A_Technical Potential | F6 | Industrial | Primary Metals | New | Space Heating | Natural Gas | HVAC - Demand Controlled Ventilation | A | Incremental Winter Peak Savings (MW) | Technical Potential | 0 | 0 | 0 | 0 | 0 | 0 | 0 | 0 | 0 | 0 | 0 | 0 | 0 | 0 | 0 | 0 | 0 | 0 | 0 | 0 | 0 | 0 | 0 | 0 | 0 | 0 | 0 | 0 | 0 | 0 | 0
F7_Industrial_Primary Metals_New_Space Heating_Natural Gas_HVAC - Demand Controlled Ventilation_A_Technical Potential | F7 | Industrial | Primary Metals | New | Space Heating | Natural Gas | HVAC - Demand Controlled Ventilation | A | Cumulative Energy Savings (MWh or mTherms) | Technical Potential | 0 | 0 | 0 | 0 | 0 | 0 | 0 | 0 | 0 | 0 | 0 | 0 | 0 | 0 | 0 | 0 | 0 | 0 | 0 | 0 | 0 | 0 | 0 | 0 | 0 | 0 | 0 | 0 | 0 | 0 | 0
F8_Industrial_Primary Metals_New_Space Heating_Natural Gas_HVAC - Demand Controlled Ventilation_A_Technical Potential | F8 | Industrial | Primary Metals | New | Space Heating | Natural Gas | HVAC - Demand Controlled Ventilation | A | Cumulative Summer Peak Savings (MW) | Technical Potential | 0 | 0 | 0 | 0 | 0 | 0 | 0 | 0 | 0 | 0 | 0 | 0 | 0 | 0 | 0 | 0 | 0 | 0 | 0 | 0 | 0 | 0 | 0 | 0 | 0 | 0 | 0 | 0 | 0 | 0 | 0
F9_Industrial_Primary Metals_New_Space Heating_Natural Gas_HVAC - Demand Controlled Ventilation_A_Technical Potential | F9 | Industrial | Primary Metals | New | Space Heating | Natural Gas | HVAC - Demand Controlled Ventilation | A | Cumulative Winter Peak Savings (MW) | Technical Potential | 0 | 0 | 0 | 0 | 0 | 0 | 0 | 0 | 0 | 0 | 0 | 0 | 0 | 0 | 0 | 0 | 0 | 0 | 0 | 0 | 0 | 0 | 0 | 0 | 0 | 0 | 0 | 0 | 0 | 0 | 0
F10_Industrial_Primary Metals_New_Space Heating_Natural Gas_HVAC - Demand Controlled Ventilation_A_Technical Potential | F10 | Industrial | Primary Metals | New | Space Heating | Natural Gas | HVAC - Demand Controlled Ventilation | A | Purchases (Incremental) | Technical Potential | 0 | 0 | 0 | 0 | 0 | 0 | 0 | 0 | 0 | 0 | 0 | 0 | 0 | 0 | 0 | 0 | 0 | 0 | 0 | 0 | 0 | 0 | 0 | 0 | 0 | 0 | 0 | 0 | 0 | 0 | 0
F11_Industrial_Primary Metals_New_Space Heating_Natural Gas_HVAC - Demand Controlled Ventilation_A_Technical Potential | F11 | Industrial | Primary Metals | New | Space Heating | Natural Gas | HVAC - Demand Controlled Ventilation | A | Purchases (Cumulative) | Technical Potential | 0 | 0 | 0 | 0 | 0 | 0 | 0 | 0 | 0 | 0 | 0 | 0 | 0 | 0 | 0 | 0 | 0 | 0 | 0 | 0 | 0 | 0 | 0 | 0 | 0 | 0 | 0 | 0 | 0 | 0 | 0
F1_Industrial_Primary Metals_New_Space Heating_Natural Gas_Gas Boiler - Stack Economizer_A_Technical Potential | F1 | Industrial | Primary Metals | New | Space Heating | Natural Gas | Gas Boiler - Stack Economizer | A | Integrated Unit Energy Savings (kWh or therms) | Technical Potential | 0 | 0 | 0 | 0 | 0 | 0 | 0 | 0 | 0 | 0 | 0 | 0 | 0 | 0 | 0 | 0 | 0 | 0 | 0 | 0 | 0 | 0 | 0 | 0 | 0 | 0 | 0 | 0 | 0 | 0 | 0
F2_Industrial_Primary Metals_New_Space Heating_Natural Gas_Gas Boiler - Stack Economizer_A_Technical Potential | F2 | Industrial | Primary Metals | New | Space Heating | Natural Gas | Gas Boiler - Stack Economizer | A | Integrated Unit Summer Peak Savings (kW) | Technical Potential | 0 | 0 | 0 | 0 | 0 | 0 | 0 | 0 | 0 | 0 | 0 | 0 | 0 | 0 | 0 | 0 | 0 | 0 | 0 | 0 | 0 | 0 | 0 | 0 | 0 | 0 | 0 | 0 | 0 | 0 | 0
F3_Industrial_Primary Metals_New_Space Heating_Natural Gas_Gas Boiler - Stack Economizer_A_Technical Potential | F3 | Industrial | Primary Metals | New | Space Heating | Natural Gas | Gas Boiler - Stack Economizer | A | Integrated Unit Winter Peak Savings (kW) | Technical Potential | 0 | 0 | 0 | 0 | 0 | 0 | 0 | 0 | 0 | 0 | 0 | 0 | 0 | 0 | 0 | 0 | 0 | 0 | 0 | 0 | 0 | 0 | 0 | 0 | 0 | 0 | 0 | 0 | 0 | 0 | 0
F4_Industrial_Primary Metals_New_Space Heating_Natural Gas_Gas Boiler - Stack Economizer_A_Technical Potential | F4 | Industrial | Primary Metals | New | Space Heating | Natural Gas | Gas Boiler - Stack Economizer | A | Incremental Energy Savings (MWh or mTherms) | Technical Potential | 0 | 0 | 0 | 0 | 0 | 0 | 0 | 0 | 0 | 0 | 0 | 0 | 0 | 0 | 0 | 0 | 0 | 0 | 0 | 0 | 0 | 0 | 0 | 0 | 0 | 0 | 0 | 0 | 0 | 0 | 0
F5_Industrial_Primary Metals_New_Space Heating_Natural Gas_Gas Boiler - Stack Economizer_A_Technical Potential | F5 | Industrial | Primary Metals | New | Space Heating | Natural Gas | Gas Boiler - Stack Economizer | A | Incremental Summer Peak Savings (MW) | Technical Potential | 0 | 0 | 0 | 0 | 0 | 0 | 0 | 0 | 0 | 0 | 0 | 0 | 0 | 0 | 0 | 0 | 0 | 0 | 0 | 0 | 0 | 0 | 0 | 0 | 0 | 0 | 0 | 0 | 0 | 0 | 0
F6_Industrial_Primary Metals_New_Space Heating_Natural Gas_Gas Boiler - Stack Economizer_A_Technical Potential | F6 | Industrial | Primary Metals | New | Space Heating | Natural Gas | Gas Boiler - Stack Economizer | A | Incremental Winter Peak Savings (MW) | Technical Potential | 0 | 0 | 0 | 0 | 0 | 0 | 0 | 0 | 0 | 0 | 0 | 0 | 0 | 0 | 0 | 0 | 0 | 0 | 0 | 0 | 0 | 0 | 0 | 0 | 0 | 0 | 0 | 0 | 0 | 0 | 0
F7_Industrial_Primary Metals_New_Space Heating_Natural Gas_Gas Boiler - Stack Economizer_A_Technical Potential | F7 | Industrial | Primary Metals | New | Space Heating | Natural Gas | Gas Boiler - Stack Economizer | A | Cumulative Energy Savings (MWh or mTherms) | Technical Potential | 0 | 0 | 0 | 0 | 0 | 0 | 0 | 0 | 0 | 0 | 0 | 0 | 0 | 0 | 0 | 0 | 0 | 0 | 0 | 0 | 0 | 0 | 0 | 0 | 0 | 0 | 0 | 0 | 0 | 0 | 0
F8_Industrial_Primary Metals_New_Space Heating_Natural Gas_Gas Boiler - Stack Economizer_A_Technical Potential | F8 | Industrial | Primary Metals | New | Space Heating | Natural Gas | Gas Boiler - Stack Economizer | A | Cumulative Summer Peak Savings (MW) | Technical Potential | 0 | 0 | 0 | 0 | 0 | 0 | 0 | 0 | 0 | 0 | 0 | 0 | 0 | 0 | 0 | 0 | 0 | 0 | 0 | 0 | 0 | 0 | 0 | 0 | 0 | 0 | 0 | 0 | 0 | 0 | 0
F9_Industrial_Primary Metals_New_Space Heating_Natural Gas_Gas Boiler - Stack Economizer_A_Technical Potential | F9 | Industrial | Primary Metals | New | Space Heating | Natural Gas | Gas Boiler - Stack Economizer | A | Cumulative Winter Peak Savings (MW) | Technical Potential | 0 | 0 | 0 | 0 | 0 | 0 | 0 | 0 | 0 | 0 | 0 | 0 | 0 | 0 | 0 | 0 | 0 | 0 | 0 | 0 | 0 | 0 | 0 | 0 | 0 | 0 | 0 | 0 | 0 | 0 | 0
F10_Industrial_Primary Metals_New_Space Heating_Natural Gas_Gas Boiler - Stack Economizer_A_Technical Potential | F10 | Industrial | Primary Metals | New | Space Heating | Natural Gas | Gas Boiler - Stack Economizer | A | Purchases (Incremental) | Technical Potential | 0 | 0 | 0 | 0 | 0 | 0 | 0 | 0 | 0 | 0 | 0 | 0 | 0 | 0 | 0 | 0 | 0 | 0 | 0 | 0 | 0 | 0 | 0 | 0 | 0 | 0 | 0 | 0 | 0 | 0 | 0
F11_Industrial_Primary Metals_New_Space Heating_Natural Gas_Gas Boiler - Stack Economizer_A_Technical Potential | F11 | Industrial | Primary Metals | New | Space Heating | Natural Gas | Gas Boiler - Stack Economizer | A | Purchases (Cumulative) | Technical Potential | 0 | 0 | 0 | 0 | 0 | 0 | 0 | 0 | 0 | 0 | 0 | 0 | 0 | 0 | 0 | 0 | 0 | 0 | 0 | 0 | 0 | 0 | 0 | 0 | 0 | 0 | 0 | 0 | 0 | 0 | 0
F1_Industrial_Primary Metals_New_Process_Natural Gas_Gas Boiler - Stack Economizer_A_Technical Potential | F1 | Industrial | Primary Metals | New | Process | Natural Gas | Gas Boiler - Stack Economizer | A | Integrated Unit Energy Savings (kWh or therms) | Technical Potential | 0 | 0 | 0 | 0 | 0 | 36.6948 | 36.6942 | 36.6938 | 36.6941 | 36.6943 | 36.6945 | 36.6946 | 36.6947 | 36.6948 | 36.6949 | 36.695 | 36.695 | 36.6951 | 36.6951 | 36.6952 | 36.6952 | 36.6953 | 36.6953 | 36.6953 | 36.6954 | 36.6954 | 36.6954 | 36.6954 | 36.696 | 36.696 | 36.696
F2_Industrial_Primary Metals_New_Process_Natural Gas_Gas Boiler - Stack Economizer_A_Technical Potential | F2 | Industrial | Primary Metals | New | Process | Natural Gas | Gas Boiler - Stack Economizer | A | Integrated Unit Summer Peak Savings (kW) | Technical Potential | 0 | 0 | 0 | 0 | 0 | 0 | 0 | 0 | 0 | 0 | 0 | 0 | 0 | 0 | 0 | 0 | 0 | 0 | 0 | 0 | 0 | 0 | 0 | 0 | 0 | 0 | 0 | 0 | 0 | 0 | 0
F3_Industrial_Primary Metals_New_Process_Natural Gas_Gas Boiler - Stack Economizer_A_Technical Potential | F3 | Industrial | Primary Metals | New | Process | Natural Gas | Gas Boiler - Stack Economizer | A | Integrated Unit Winter Peak Savings (kW) | Technical Potential | 0 | 0 | 0 | 0 | 0 | 0 | 0 | 0 | 0 | 0 | 0 | 0 | 0 | 0 | 0 | 0 | 0 | 0 | 0 | 0 | 0 | 0 | 0 | 0 | 0 | 0 | 0 | 0 | 0 | 0 | 0
F4_Industrial_Primary Metals_New_Process_Natural Gas_Gas Boiler - Stack Economizer_A_Technical Potential | F4 | Industrial | Primary Metals | New | Process | Natural Gas | Gas Boiler - Stack Economizer | A | Incremental Energy Savings (MWh or mTherms) | Technical Potential | 0 | 0 | 0 | 0 | 0 | 0.037774 | 0.044751 | 0.051724 | 0.058657 | 0.065594 | 0.065283 | 0.057161 | 0.049666 | 0.042877 | 0.036776 | 0.031408 | 0.026701 | 0.022621 | 0.0191 | 0.016075 | 0.037774 | 0.044752 | 0.051726 | 0.058659 | 0.065596 | 0.065284 | 0.057163 | 0.049667 | 0.042878 | 0.036777 | 0.031409
F5_Industrial_Primary Metals_New_Process_Natural Gas_Gas Boiler - Stack Economizer_A_Technical Potential | F5 | Industrial | Primary Metals | New | Process | Natural Gas | Gas Boiler - Stack Economizer | A | Incremental Summer Peak Savings (MW) | Technical Potential | 0 | 0 | 0 | 0 | 0 | 0 | 0 | 0 | 0 | 0 | 0 | 0 | 0 | 0 | 0 | 0 | 0 | 0 | 0 | 0 | 0 | 0 | 0 | 0 | 0 | 0 | 0 | 0 | 0 | 0 | 0
F6_Industrial_Primary Metals_New_Process_Natural Gas_Gas Boiler - Stack Economizer_A_Technical Potential | F6 | Industrial | Primary Metals | New | Process | Natural Gas | Gas Boiler - Stack Economizer | A | Incremental Winter Peak Savings (MW) | Technical Potential | 0 | 0 | 0 | 0 | 0 | 0 | 0 | 0 | 0 | 0 | 0 | 0 | 0 | 0 | 0 | 0 | 0 | 0 | 0 | 0 | 0 | 0 | 0 | 0 | 0 | 0 | 0 | 0 | 0 | 0 | 0
F7_Industrial_Primary Metals_New_Process_Natural Gas_Gas Boiler - Stack Economizer_A_Technical Potential | F7 | Industrial | Primary Metals | New | Process | Natural Gas | Gas Boiler - Stack Economizer | A | Cumulative Energy Savings (MWh or mTherms) | Technical Potential | 0 | 0 | 0 | 0 | 0 | 0.037774 | 0.082523 | 0.13425 | 0.1929 | 0.2585 | 0.32378 | 0.38095 | 0.43061 | 0.47349 | 0.51027 | 0.54168 | 0.56838 | 0.591 | 0.6101 | 0.62618 | 0.62618 | 0.62618 | 0.62618 | 0.62618 | 0.62618 | 0.62618 | 0.62618 | 0.62618 | 0 | 0 | 0
F8_Industrial_Primary Metals_New_Process_Natural Gas_Gas Boiler - Stack Economizer_A_Technical Potential | F8 | Industrial | Primary Metals | New | Process | Natural Gas | Gas Boiler - Stack Economizer | A | Cumulative Summer Peak Savings (MW) | Technical Potential | 0 | 0 | 0 | 0 | 0 | 0 | 0 | 0 | 0 | 0 | 0 | 0 | 0 | 0 | 0 | 0 | 0 | 0 | 0 | 0 | 0 | 0 | 0 | 0 | 0 | 0 | 0 | 0 | 0 | 0 | 0
F9_Industrial_Primary Metals_New_Process_Natural Gas_Gas Boiler - Stack Economizer_A_Technical Potential | F9 | Industrial | Primary Metals | New | Process | Natural Gas | Gas Boiler - Stack Economizer | A | Cumulative Winter Peak Savings (MW) | Technical Potential | 0 | 0 | 0 | 0 | 0 | 0 | 0 | 0 | 0 | 0 | 0 | 0 | 0 | 0 | 0 | 0 | 0 | 0 | 0 | 0 | 0 | 0 | 0 | 0 | 0 | 0 | 0 | 0 | 0 | 0 | 0
F10_Industrial_Primary Metals_New_Process_Natural Gas_Gas Boiler - Stack Economizer_A_Technical Potential | F10 | Industrial | Primary Metals | New | Process | Natural Gas | Gas Boiler - Stack Economizer | A | Purchases (Incremental) | Technical Potential | 0 | 0 | 0 | 0 | 0 | 1.0294 | 1.2196 | 1.4096 | 1.5985 | 1.7876 | 1.7791 | 1.5578 | 1.3535 | 1.1685 | 1.0022 | 0.85593 | 0.72766 | 0.61646 | 0.5205 | 0.43807 | 1.0294 | 1.2196 | 1.4096 | 1.5985 | 1.7876 | 1.7791 | 1.5578 | 1.3535 | 1.1685 | 1.0022 | 0.85593
F11_Industrial_Primary Metals_New_Process_Natural Gas_Gas Boiler - Stack Economizer_A_Technical Potential | F11 | Industrial | Primary Metals | New | Process | Natural Gas | Gas Boiler - Stack Economizer | A | Purchases (Cumulative) | Technical Potential | 0 | 0 | 0 | 0 | 0 | 1.0294 | 2.249 | 3.6586 | 5.2571 | 7.0447 | 8.8238 | 10.3815 | 11.735 | 12.9035 | 13.9057 | 14.7616 | 15.4893 | 16.1058 | 16.6263 | 17.0643 | 17.0643 | 17.0643 | 17.0643 | 17.0643 | 17.0643 | 17.0643 | 17.0643 | 17.0643 | 17.0643 | 17.0643 | 17.0643
F1_Industrial_Primary Metals_New_Space Heating_Natural Gas_Gas Furnace Tube Inserts_A_Technical Potential | F1 | Industrial | Primary Metals | New | Space Heating | Natural Gas | Gas Furnace Tube Inserts | A | Integrated Unit Energy Savings (kWh or therms) | Technical Potential | 0 | 0 | 0 | 0 | 0 | 0 | 0 | 0 | 0 | 0 | 0 | 0 | 0 | 0 | 0 | 0 | 0 | 0 | 0 | 0 | 0 | 0 | 0 | 0 | 0 | 0 | 0 | 0 | 0 | 0 | 0
F2_Industrial_Primary Metals_New_Space Heating_Natural Gas_Gas Furnace Tube Inserts_A_Technical Potential | F2 | Industrial | Primary Metals | New | Space Heating | Natural Gas | Gas Furnace Tube Inserts | A | Integrated Unit Summer Peak Savings (kW) | Technical Potential | 0 | 0 | 0 | 0 | 0 | 0 | 0 | 0 | 0 | 0 | 0 | 0 | 0 | 0 | 0 | 0 | 0 | 0 | 0 | 0 | 0 | 0 | 0 | 0 | 0 | 0 | 0 | 0 | 0 | 0 | 0
F3_Industrial_Primary Metals_New_Space Heating_Natural Gas_Gas Furnace Tube Inserts_A_Technical Potential | F3 | Industrial | Primary Metals | New | Space Heating | Natural Gas | Gas Furnace Tube Inserts | A | Integrated Unit Winter Peak Savings (kW) | Technical Potential | 0 | 0 | 0 | 0 | 0 | 0 | 0 | 0 | 0 | 0 | 0 | 0 | 0 | 0 | 0 | 0 | 0 | 0 | 0 | 0 | 0 | 0 | 0 | 0 | 0 | 0 | 0 | 0 | 0 | 0 | 0
F4_Industrial_Primary Metals_New_Space Heating_Natural Gas_Gas Furnace Tube Inserts_A_Technical Potential | F4 | Industrial | Primary Metals | New | Space Heating | Natural Gas | Gas Furnace Tube Inserts | A | Incremental Energy Savings (MWh or mTherms) | Technical Potential | 0 | 0 | 0 | 0 | 0 | 0 | 0 | 0 | 0 | 0 | 0 | 0 | 0 | 0 | 0 | 0 | 0 | 0 | 0 | 0 | 0 | 0 | 0 | 0 | 0 | 0 | 0 | 0 | 0 | 0 | 0
F5_Industrial_Primary Metals_New_Space Heating_Natural Gas_Gas Furnace Tube Inserts_A_Technical Potential | F5 | Industrial | Primary Metals | New | Space Heating | Natural Gas | Gas Furnace Tube Inserts | A | Incremental Summer Peak Savings (MW) | Technical Potential | 0 | 0 | 0 | 0 | 0 | 0 | 0 | 0 | 0 | 0 | 0 | 0 | 0 | 0 | 0 | 0 | 0 | 0 | 0 | 0 | 0 | 0 | 0 | 0 | 0 | 0 | 0 | 0 | 0 | 0 | 0
F6_Industrial_Primary Metals_New_Space Heating_Natural Gas_Gas Furnace Tube Inserts_A_Technical Potential | F6 | Industrial | Primary Metals | New | Space Heating | Natural Gas | Gas Furnace Tube Inserts | A | Incremental Winter Peak Savings (MW) | Technical Potential | 0 | 0 | 0 | 0 | 0 | 0 | 0 | 0 | 0 | 0 | 0 | 0 | 0 | 0 | 0 | 0 | 0 | 0 | 0 | 0 | 0 | 0 | 0 | 0 | 0 | 0 | 0 | 0 | 0 | 0 | 0
F7_Industrial_Primary Metals_New_Space Heating_Natural Gas_Gas Furnace Tube Inserts_A_Technical Potential | F7 | Industrial | Primary Metals | New | Space Heating | Natural Gas | Gas Furnace Tube Inserts | A | Cumulative Energy Savings (MWh or mTherms) | Technical Potential | 0 | 0 | 0 | 0 | 0 | 0 | 0 | 0 | 0 | 0 | 0 | 0 | 0 | 0 | 0 | 0 | 0 | 0 | 0 | 0 | 0 | 0 | 0 | 0 | 0 | 0 | 0 | 0 | 0 | 0 | 0
F8_Industrial_Primary Metals_New_Space Heating_Natural Gas_Gas Furnace Tube Inserts_A_Technical Potential | F8 | Industrial | Primary Metals | New | Space Heating | Natural Gas | Gas Furnace Tube Inserts | A | Cumulative Summer Peak Savings (MW) | Technical Potential | 0 | 0 | 0 | 0 | 0 | 0 | 0 | 0 | 0 | 0 | 0 | 0 | 0 | 0 | 0 | 0 | 0 | 0 | 0 | 0 | 0 | 0 | 0 | 0 | 0 | 0 | 0 | 0 | 0 | 0 | 0
F9_Industrial_Primary Metals_New_Space Heating_Natural Gas_Gas Furnace Tube Inserts_A_Technical Potential | F9 | Industrial | Primary Metals | New | Space Heating | Natural Gas | Gas Furnace Tube Inserts | A | Cumulative Winter Peak Savings (MW) | Technical Potential | 0 | 0 | 0 | 0 | 0 | 0 | 0 | 0 | 0 | 0 | 0 | 0 | 0 | 0 | 0 | 0 | 0 | 0 | 0 | 0 | 0 | 0 | 0 | 0 | 0 | 0 | 0 | 0 | 0 | 0 | 0
F10_Industrial_Primary Metals_New_Space Heating_Natural Gas_Gas Furnace Tube Inserts_A_Technical Potential | F10 | Industrial | Primary Metals | New | Space Heating | Natural Gas | Gas Furnace Tube Inserts | A | Purchases (Incremental) | Technical Potential | 0 | 0 | 0 | 0 | 0 | 0 | 0 | 0 | 0 | 0 | 0 | 0 | 0 | 0 | 0 | 0 | 0 | 0 | 0 | 0 | 0 | 0 | 0 | 0 | 0 | 0 | 0 | 0 | 0 | 0 | 0
F11_Industrial_Primary Metals_New_Space Heating_Natural Gas_Gas Furnace Tube Inserts_A_Technical Potential | F11 | Industrial | Primary Metals | New | Space Heating | Natural Gas | Gas Furnace Tube Inserts | A | Purchases (Cumulative) | Technical Potential | 0 | 0 | 0 | 0 | 0 | 0 | 0 | 0 | 0 | 0 | 0 | 0 | 0 | 0 | 0 | 0 | 0 | 0 | 0 | 0 | 0 | 0 | 0 | 0 | 0 | 0 | 0 | 0 | 0 | 0 | 0
F1_Industrial_Primary Metals_New_Space Heating_Natural Gas_Space Heating - Heat Recovery Ventilator_A_Technical Potential | F1 | Industrial | Primary Metals | New | Space Heating | Natural Gas | Space Heating - Heat Recovery Ventilator | A | Integrated Unit Energy Savings (kWh or therms) | Technical Potential | 0 | 0 | 0 | 0 | 0 | 0.012162 | 0.011791 | 0.011517 | 0.011303 | 0.011128 | 0.010984 | 0.010812 | 0.010628 | 0.01044 | 0.010253 | 0.01008 | 0.0099199 | 0.0098639 | 0.0097569 | 0.0096771 | 0.0096211 | 0.0095799 | 0.0095671 | 0.0095715 | 0.009587 | 0.009609 | 0.0096302 | 0.0096512 | 0 | 0 | 0
F2_Industrial_Primary Metals_New_Space Heating_Natural Gas_Space Heating - Heat Recovery Ventilator_A_Technical Potential | F2 | Industrial | Primary Metals | New | Space Heating | Natural Gas | Space Heating - Heat Recovery Ventilator | A | Integrated Unit Summer Peak Savings (kW) | Technical Potential | 0 | 0 | 0 | 0 | 0 | 0 | 0 | 0 | 0 | 0 | 0 | 0 | 0 | 0 | 0 | 0 | 0 | 0 | 0 | 0 | 0 | 0 | 0 | 0 | 0 | 0 | 0 | 0 | 0 | 0 | 0
F3_Industrial_Primary Metals_New_Space Heating_Natural Gas_Space Heating - Heat Recovery Ventilator_A_Technical Potential | F3 | Industrial | Primary Metals | New | Space Heating | Natural Gas | Space Heating - Heat Recovery Ventilator | A | Integrated Unit Winter Peak Savings (kW) | Technical Potential | 0 | 0 | 0 | 0 | 0 | 0 | 0 | 0 | 0 | 0 | 0 | 0 | 0 | 0 | 0 | 0 | 0 | 0 | 0 | 0 | 0 | 0 | 0 | 0 | 0 | 0 | 0 | 0 | 0 | 0 | 0
F4_Industrial_Primary Metals_New_Space Heating_Natural Gas_Space Heating - Heat Recovery Ventilator_A_Technical Potential | F4 | Industrial | Primary Metals | New | Space Heating | Natural Gas | Space Heating - Heat Recovery Ventilator | A | Incremental Energy Savings (MWh or mTherms) | Technical Potential | 0 | 0 | 0 | 0 | 0 | 0.0001722 | 0.00019779 | 0.00022329 | 0.00024852 | 0.00027361 | 0.00029863 | 0.00032176 | 0.0003435 | 0.00036413 | 0.0003834 | 0.00040237 | 0.00042081 | 0.00044312 | 0.0004626 | 0.0004827 | 0.00050367 | 0.00052508 | 0.00054782 | 0.00057145 | 0.0005957 | 0.00026126 | 0.00028658 | 0.00031193 | 0 | 0 | 0
F5_Industrial_Primary Metals_New_Space Heating_Natural Gas_Space Heating - Heat Recovery Ventilator_A_Technical Potential | F5 | Industrial | Primary Metals | New | Space Heating | Natural Gas | Space Heating - Heat Recovery Ventilator | A | Incremental Summer Peak Savings (MW) | Technical Potential | 0 | 0 | 0 | 0 | 0 | 0 | 0 | 0 | 0 | 0 | 0 | 0 | 0 | 0 | 0 | 0 | 0 | 0 | 0 | 0 | 0 | 0 | 0 | 0 | 0 | 0 | 0 | 0 | 0 | 0 | 0
F6_Industrial_Primary Metals_New_Space Heating_Natural Gas_Space Heating - Heat Recovery Ventilator_A_Technical Potential | F6 | Industrial | Primary Metals | New | Space Heating | Natural Gas | Space Heating - Heat Recovery Ventilator | A | Incremental Winter Peak Savings (MW) | Technical Potential | 0 | 0 | 0 | 0 | 0 | 0 | 0 | 0 | 0 | 0 | 0 | 0 | 0 | 0 | 0 | 0 | 0 | 0 | 0 | 0 | 0 | 0 | 0 | 0 | 0 | 0 | 0 | 0 | 0 | 0 | 0
F7_Industrial_Primary Metals_New_Space Heating_Natural Gas_Space Heating - Heat Recovery Ventilator_A_Technical Potential | F7 | Industrial | Primary Metals | New | Space Heating | Natural Gas | Space Heating - Heat Recovery Ventilator | A | Cumulative Energy Savings (MWh or mTherms) | Technical Potential | 0 | 0 | 0 | 0 | 0 | 0.0001722 | 0.00036474 | 0.00057954 | 0.00081731 | 0.0010783 | 0.0013629 | 0.0016634 | 0.0019785 | 0.0023077 | 0.0026497 | 0.0030072 | 0.0033804 | 0.0038045 | 0.0042258 | 0.0046739 | 0.0050143 | 0.0053573 | 0.0057124 | 0.0060761 | 0.0064459 | 0.0064607 | 0.0064749 | 0.0064891 | 0 | 0 | 0
F8_Industrial_Primary Metals_New_Space Heating_Natural Gas_Space Heating - Heat Recovery Ventilator_A_Technical Potential | F8 | Industrial | Primary Metals | New | Space Heating | Natural Gas | Space Heating - Heat Recovery Ventilator | A | Cumulative Summer Peak Savings (MW) | Technical Potential | 0 | 0 | 0 | 0 | 0 | 0 | 0 | 0 | 0 | 0 | 0 | 0 | 0 | 0 | 0 | 0 | 0 | 0 | 0 | 0 | 0 | 0 | 0 | 0 | 0 | 0 | 0 | 0 | 0 | 0 | 0
F9_Industrial_Primary Metals_New_Space Heating_Natural Gas_Space Heating - Heat Recovery Ventilator_A_Technical Potential | F9 | Industrial | Primary Metals | New | Space Heating | Natural Gas | Space Heating - Heat Recovery Ventilator | A | Cumulative Winter Peak Savings (MW) | Technical Potential | 0 | 0 | 0 | 0 | 0 | 0 | 0 | 0 | 0 | 0 | 0 | 0 | 0 | 0 | 0 | 0 | 0 | 0 | 0 | 0 | 0 | 0 | 0 | 0 | 0 | 0 | 0 | 0 | 0 | 0 | 0
F10_Industrial_Primary Metals_New_Space Heating_Natural Gas_Space Heating - Heat Recovery Ventilator_A_Technical Potential | F10 | Industrial | Primary Metals | New | Space Heating | Natural Gas | Space Heating - Heat Recovery Ventilator | A | Purchases (Incremental) | Technical Potential | 0 | 0 | 0 | 0 | 0 | 14.1586 | 16.7741 | 19.3881 | 21.9868 | 24.5868 | 27.189 | 29.7581 | 32.3202 | 34.8772 | 37.3935 | 39.9194 | 42.4212 | 44.9234 | 47.413 | 49.8803 | 52.3506 | 54.8107 | 57.2612 | 59.7027 | 62.136 | 27.189 | 29.7581 | 32.3202 | 34.8772 | 37.3935 | 39.9194
F11_Industrial_Primary Metals_New_Space Heating_Natural Gas_Space Heating - Heat Recovery Ventilator_A_Technical Potential | F11 | Industrial | Primary Metals | New | Space Heating | Natural Gas | Space Heating - Heat Recovery Ventilator | A | Purchases (Cumulative) | Technical Potential | 0 | 0 | 0 | 0 | 0 | 14.1586 | 30.9327 | 50.3209 | 72.3076 | 96.8944 | 124.0834 | 153.8416 | 186.1618 | 221.039 | 258.4325 | 298.3519 | 340.7731 | 385.6965 | 433.1094 | 482.9897 | 521.1817 | 559.2183 | 597.0913 | 634.8072 | 672.3564 | 672.3564 | 672.3564 | 672.3564 | 672.3564 | 672.3564 | 672.3564
F1_Industrial_Primary Metals_New_Space Heating_Natural Gas_Thermostat - Programmable_A_Technical Potential | F1 | Industrial | Primary Metals | New | Space Heating | Natural Gas | Thermostat - Programmable | A | Integrated Unit Energy Savings (kWh or therms) | Technical Potential | 0 | 0 | 0 | 0 | 0 | 0.0060363 | 0.0058478 | 0.0057077 | 0.0055982 | 0.0055082 | 0.0054335 | 0.0053457 | 0.0052517 | 0.0051563 | 0.005061 | 0.004974 | 0.0048941 | 0.0048653 | 0.0048115 | 0.0047711 | 0.0047428 | 0.004722 | 0.0047151 | 0.0047168 | 0.004724 | 0.0047362 | 0.004748 | 0.0047597 | 0 | 0 | 0
F2_Industrial_Primary Metals_New_Space Heating_Natural Gas_Thermostat - Programmable_A_Technical Potential | F2 | Industrial | Primary Metals | New | Space Heating | Natural Gas | Thermostat - Programmable | A | Integrated Unit Summer Peak Savings (kW) | Technical Potential | 0 | 0 | 0 | 0 | 0 | 0 | 0 | 0 | 0 | 0 | 0 | 0 | 0 | 0 | 0 | 0 | 0 | 0 | 0 | 0 | 0 | 0 | 0 | 0 | 0 | 0 | 0 | 0 | 0 | 0 | 0
F3_Industrial_Primary Metals_New_Space Heating_Natural Gas_Thermostat - Programmable_A_Technical Potential | F3 | Industrial | Primary Metals | New | Space Heating | Natural Gas | Thermostat - Programmable | A | Integrated Unit Winter Peak Savings (kW) | Technical Potential | 0 | 0 | 0 | 0 | 0 | 0 | 0 | 0 | 0 | 0 | 0 | 0 | 0 | 0 | 0 | 0 | 0 | 0 | 0 | 0 | 0 | 0 | 0 | 0 | 0 | 0 | 0 | 0 | 0 | 0 | 0
F4_Industrial_Primary Metals_New_Space Heating_Natural Gas_Thermostat - Programmable_A_Technical Potential | F4 | Industrial | Primary Metals | New | Space Heating | Natural Gas | Thermostat - Programmable | A | Incremental Energy Savings (MWh or mTherms) | Technical Potential | 0 | 0 | 0 | 0 | 0 | 0.0002564 | 0.00029428 | 0.00033198 | 0.00036926 | 0.00040628 | 0.00044319 | 0.00047724 | 0.00050921 | 0.00053951 | 0.00056775 | 0.00059568 | 0.00062284 | 0.0006557 | 0.00068438 | 0.00071396 | 0.00074487 | 0.00077644 | 0.00080997 | 0.00084482 | 0.00088058 | 0.00053131 | 0.00056862 | 0.00060574 | 0 | 0 | 0
F5_Industrial_Primary Metals_New_Space Heating_Natural Gas_Thermostat - Programmable_A_Technical Potential | F5 | Industrial | Primary Metals | New | Space Heating | Natural Gas | Thermostat - Programmable | A | Incremental Summer Peak Savings (MW) | Technical Potential | 0 | 0 | 0 | 0 | 0 | 0 | 0 | 0 | 0 | 0 | 0 | 0 | 0 | 0 | 0 | 0 | 0 | 0 | 0 | 0 | 0 | 0 | 0 | 0 | 0 | 0 | 0 | 0 | 0 | 0 | 0
F6_Industrial_Primary Metals_New_Space Heating_Natural Gas_Thermostat - Programmable_A_Technical Potential | F6 | Industrial | Primary Metals | New | Space Heating | Natural Gas | Thermostat - Programmable | A | Incremental Winter Peak Savings (MW) | Technical Potential | 0 | 0 | 0 | 0 | 0 | 0 | 0 | 0 | 0 | 0 | 0 | 0 | 0 | 0 | 0 | 0 | 0 | 0 | 0 | 0 | 0 | 0 | 0 | 0 | 0 | 0 | 0 | 0 | 0 | 0 | 0
F7_Industrial_Primary Metals_New_Space Heating_Natural Gas_Thermostat - Programmable_A_Technical Potential | F7 | Industrial | Primary Metals | New | Space Heating | Natural Gas | Thermostat - Programmable | A | Cumulative Energy Savings (MWh or mTherms) | Technical Potential | 0 | 0 | 0 | 0 | 0 | 0.0002564 | 0.00054267 | 0.00086164 | 0.0012144 | 0.0016011 | 0.0020226 | 0.0024672 | 0.002933 | 0.0034192 | 0.0039238 | 0.004452 | 0.0047954 | 0.0051781 | 0.0055253 | 0.0058783 | 0.0062384 | 0.0066023 | 0.0069817 | 0.0073717 | 0.0077692 | 0.0077894 | 0.0078088 | 0.0078279 | 0 | 0 | 0
F8_Industrial_Primary Metals_New_Space Heating_Natural Gas_Thermostat - Programmable_A_Technical Potential | F8 | Industrial | Primary Metals | New | Space Heating | Natural Gas | Thermostat - Programmable | A | Cumulative Summer Peak Savings (MW) | Technical Potential | 0 | 0 | 0 | 0 | 0 | 0 | 0 | 0 | 0 | 0 | 0 | 0 | 0 | 0 | 0 | 0 | 0 | 0 | 0 | 0 | 0 | 0 | 0 | 0 | 0 | 0 | 0 | 0 | 0 | 0 | 0
F9_Industrial_Primary Metals_New_Space Heating_Natural Gas_Thermostat - Programmable_A_Technical Potential | F9 | Industrial | Primary Metals | New | Space Heating | Natural Gas | Thermostat - Programmable | A | Cumulative Winter Peak Savings (MW) | Technical Potential | 0 | 0 | 0 | 0 | 0 | 0 | 0 | 0 | 0 | 0 | 0 | 0 | 0 | 0 | 0 | 0 | 0 | 0 | 0 | 0 | 0 | 0 | 0 | 0 | 0 | 0 | 0 | 0 | 0 | 0 | 0
F10_Industrial_Primary Metals_New_Space Heating_Natural Gas_Thermostat - Programmable_A_Technical Potential | F10 | Industrial | Primary Metals | New | Space Heating | Natural Gas | Thermostat - Programmable | A | Purchases (Incremental) | Technical Potential | 0 | 0 | 0 | 0 | 0 | 42.4759 | 50.3223 | 58.1644 | 65.9603 | 73.7604 | 81.567 | 89.2744 | 96.9607 | 104.6315 | 112.1804 | 119.7582 | 127.2637 | 134.7702 | 142.2389 | 149.6409 | 157.0518 | 164.432 | 171.7835 | 179.1082 | 186.408 | 112.1804 | 119.7582 | 127.2637 | 134.7702 | 142.2389 | 149.6409
F11_Industrial_Primary Metals_New_Space Heating_Natural Gas_Thermostat - Programmable_A_Technical Potential | F11 | Industrial | Primary Metals | New | Space Heating | Natural Gas | Thermostat - Programmable | A | Purchases (Cumulative) | Technical Potential | 0 | 0 | 0 | 0 | 0 | 42.4759 | 92.7981 | 150.9626 | 216.9229 | 290.6833 | 372.2503 | 461.5247 | 558.4854 | 663.1169 | 775.2974 | 895.0556 | 979.8434 | 1064.2913 | 1148.3657 | 1232.0463 | 1315.3377 | 1398.2027 | 1480.7118 | 1562.8592 | 1644.6357 | 1644.6357 | 1644.6357 | 1644.6357 | 1644.6357 | 1644.6357 | 1644.6357
F1_Industrial_Primary Metals_New_Space Heating_Natural Gas_ENERGY STAR Connected Thermostat_A_Technical Potential | F1 | Industrial | Primary Metals | New | Space Heating | Natural Gas | ENERGY STAR Connected Thermostat | A | Integrated Unit Energy Savings (kWh or therms) | Technical Potential | 0 | 0 | 0 | 0 | 0 | 0.014205 | 0.013758 | 0.013425 | 0.013165 | 0.012951 | 0.012773 | 0.012564 | 0.012341 | 0.012114 | 0.011889 | 0.011682 | 0.011494 | 0.011425 | 0.011298 | 0.011203 | 0.011136 | 0.011087 | 0.01107 | 0.011074 | 0.01109 | 0.01112 | 0.011149 | 0.011177 | 0 | 0 | 0
F2_Industrial_Primary Metals_New_Space Heating_Natural Gas_ENERGY STAR Connected Thermostat_A_Technical Potential | F2 | Industrial | Primary Metals | New | Space Heating | Natural Gas | ENERGY STAR Connected Thermostat | A | Integrated Unit Summer Peak Savings (kW) | Technical Potential | 0 | 0 | 0 | 0 | 0 | 0 | 0 | 0 | 0 | 0 | 0 | 0 | 0 | 0 | 0 | 0 | 0 | 0 | 0 | 0 | 0 | 0 | 0 | 0 | 0 | 0 | 0 | 0 | 0 | 0 | 0
F3_Industrial_Primary Metals_New_Space Heating_Natural Gas_ENERGY STAR Connected Thermostat_A_Technical Potential | F3 | Industrial | Primary Metals | New | Space Heating | Natural Gas | ENERGY STAR Connected Thermostat | A | Integrated Unit Winter Peak Savings (kW) | Technical Potential | 0 | 0 | 0 | 0 | 0 | 0 | 0 | 0 | 0 | 0 | 0 | 0 | 0 | 0 | 0 | 0 | 0 | 0 | 0 | 0 | 0 | 0 | 0 | 0 | 0 | 0 | 0 | 0 | 0 | 0 | 0
F4_Industrial_Primary Metals_New_Space Heating_Natural Gas_ENERGY STAR Connected Thermostat_A_Technical Potential | F4 | Industrial | Primary Metals | New | Space Heating | Natural Gas | ENERGY STAR Connected Thermostat | A | Incremental Energy Savings (MWh or mTherms) | Technical Potential | 0 | 0 | 0 | 0 | 0 | 0.00060338 | 0.00069234 | 0.00078087 | 0.00086837 | 0.00095525 | 0.0010418 | 0.0011216 | 0.0011966 | 0.0012675 | 0.0013337 | 0.001399 | 0.0014627 | 0.0015398 | 0.0016071 | 0.0016764 | 0.0017489 | 0.001823 | 0.0019017 | 0.0019834 | 0.0020673 | 0.0017465 | 0.0018332 | 0.0019201 | 0 | 0 | 0
F5_Industrial_Primary Metals_New_Space Heating_Natural Gas_ENERGY STAR Connected Thermostat_A_Technical Potential | F5 | Industrial | Primary Metals | New | Space Heating | Natural Gas | ENERGY STAR Connected Thermostat | A | Incremental Summer Peak Savings (MW) | Technical Potential | 0 | 0 | 0 | 0 | 0 | 0 | 0 | 0 | 0 | 0 | 0 | 0 | 0 | 0 | 0 | 0 | 0 | 0 | 0 | 0 | 0 | 0 | 0 | 0 | 0 | 0 | 0 | 0 | 0 | 0 | 0
F6_Industrial_Primary Metals_New_Space Heating_Natural Gas_ENERGY STAR Connected Thermostat_A_Technical Potential | F6 | Industrial | Primary Metals | New | Space Heating | Natural Gas | ENERGY STAR Connected Thermostat | A | Incremental Winter Peak Savings (MW) | Technical Potential | 0 | 0 | 0 | 0 | 0 | 0 | 0 | 0 | 0 | 0 | 0 | 0 | 0 | 0 | 0 | 0 | 0 | 0 | 0 | 0 | 0 | 0 | 0 | 0 | 0 | 0 | 0 | 0 | 0 | 0 | 0
F7_Industrial_Primary Metals_New_Space Heating_Natural Gas_ENERGY STAR Connected Thermostat_A_Technical Potential | F7 | Industrial | Primary Metals | New | Space Heating | Natural Gas | ENERGY STAR Connected Thermostat | A | Cumulative Energy Savings (MWh or mTherms) | Technical Potential | 0 | 0 | 0 | 0 | 0 | 0.00060338 | 0.0012767 | 0.0020267 | 0.0028558 | 0.0037645 | 0.0042121 | 0.0046327 | 0.0050292 | 0.0054054 | 0.0057613 | 0.0061075 | 0.0064455 | 0.0068393 | 0.0071881 | 0.0075472 | 0.0079174 | 0.0082943 | 0.0086917 | 0.0091028 | 0.0095241 | 0.0095499 | 0.0095746 | 0.0095989 | 0 | 0 | 0
F8_Industrial_Primary Metals_New_Space Heating_Natural Gas_ENERGY STAR Connected Thermostat_A_Technical Potential | F8 | Industrial | Primary Metals | New | Space Heating | Natural Gas | ENERGY STAR Connected Thermostat | A | Cumulative Summer Peak Savings (MW) | Technical Potential | 0 | 0 | 0 | 0 | 0 | 0 | 0 | 0 | 0 | 0 | 0 | 0 | 0 | 0 | 0 | 0 | 0 | 0 | 0 | 0 | 0 | 0 | 0 | 0 | 0 | 0 | 0 | 0 | 0 | 0 | 0
F9_Industrial_Primary Metals_New_Space Heating_Natural Gas_ENERGY STAR Connected Thermostat_A_Technical Potential | F9 | Industrial | Primary Metals | New | Space Heating | Natural Gas | ENERGY STAR Connected Thermostat | A | Cumulative Winter Peak Savings (MW) | Technical Potential | 0 | 0 | 0 | 0 | 0 | 0 | 0 | 0 | 0 | 0 | 0 | 0 | 0 | 0 | 0 | 0 | 0 | 0 | 0 | 0 | 0 | 0 | 0 | 0 | 0 | 0 | 0 | 0 | 0 | 0 | 0
F10_Industrial_Primary Metals_New_Space Heating_Natural Gas_ENERGY STAR Connected Thermostat_A_Technical Potential | F10 | Industrial | Primary Metals | New | Space Heating | Natural Gas | ENERGY STAR Connected Thermostat | A | Purchases (Incremental) | Technical Potential | 0 | 0 | 0 | 0 | 0 | 42.4759 | 50.3223 | 58.1644 | 65.9603 | 73.7604 | 81.567 | 89.2744 | 96.9607 | 104.6315 | 112.1804 | 119.7582 | 127.2637 | 134.7702 | 142.2389 | 149.6409 | 157.0518 | 164.432 | 171.7835 | 179.1082 | 186.408 | 157.0518 | 164.432 | 171.7835 | 179.1082 | 186.408 | 157.0518
F11_Industrial_Primary Metals_New_Space Heating_Natural Gas_ENERGY STAR Connected Thermostat_A_Technical Potential | F11 | Industrial | Primary Metals | New | Space Heating | Natural Gas | ENERGY STAR Connected Thermostat | A | Purchases (Cumulative) | Technical Potential | 0 | 0 | 0 | 0 | 0 | 42.4759 | 92.7981 | 150.9626 | 216.9229 | 290.6833 | 329.7744 | 368.7265 | 407.5229 | 446.194 | 484.6141 | 522.8053 | 560.7946 | 598.604 | 636.2114 | 673.6719 | 710.9655 | 748.1337 | 785.147 | 822.0163 | 858.7834 | 858.7834 | 858.7834 | 858.7834 | 858.7834 | 858.7834 | 858.7834
F1_Industrial_Primary Metals_New_Space Heating_Natural Gas_Destratification Fans (HVLS)_A_Technical Potential | F1 | Industrial | Primary Metals | New | Space Heating | Natural Gas | Destratification Fans (HVLS) | A | Integrated Unit Energy Savings (kWh or therms) | Technical Potential | 0 | 0 | 0 | 0 | 0 | 0.01422 | 0.013784 | 0.013461 | 0.01321 | 0.013003 | 0.012833 | 0.012631 | 0.012414 | 0.012194 | 0.011973 | 0.011769 | 0.011582 | 0.011515 | 0.011389 | 0.011294 | 0.011228 | 0.01118 | 0.011164 | 0.011169 | 0.011187 | 0.011213 | 0.011239 | 0.011264 | 0 | 0 | 0
F2_Industrial_Primary Metals_New_Space Heating_Natural Gas_Destratification Fans (HVLS)_A_Technical Potential | F2 | Industrial | Primary Metals | New | Space Heating | Natural Gas | Destratification Fans (HVLS) | A | Integrated Unit Summer Peak Savings (kW) | Technical Potential | 0 | 0 | 0 | 0 | 0 | 0 | 0 | 0 | 0 | 0 | 0 | 0 | 0 | 0 | 0 | 0 | 0 | 0 | 0 | 0 | 0 | 0 | 0 | 0 | 0 | 0 | 0 | 0 | 0 | 0 | 0
F3_Industrial_Primary Metals_New_Space Heating_Natural Gas_Destratification Fans (HVLS)_A_Technical Potential | F3 | Industrial | Primary Metals | New | Space Heating | Natural Gas | Destratification Fans (HVLS) | A | Integrated Unit Winter Peak Savings (kW) | Technical Potential | 0 | 0 | 0 | 0 | 0 | 0 | 0 | 0 | 0 | 0 | 0 | 0 | 0 | 0 | 0 | 0 | 0 | 0 | 0 | 0 | 0 | 0 | 0 | 0 | 0 | 0 | 0 | 0 | 0 | 0 | 0
F4_Industrial_Primary Metals_New_Space Heating_Natural Gas_Destratification Fans (HVLS)_A_Technical Potential | F4 | Industrial | Primary Metals | New | Space Heating | Natural Gas | Destratification Fans (HVLS) | A | Incremental Energy Savings (MWh or mTherms) | Technical Potential | 0 | 0 | 0 | 0 | 0 | 0.000604 | 0.00069365 | 0.00078296 | 0.00087131 | 0.00095912 | 0.0010467 | 0.0011276 | 0.0012037 | 0.0012758 | 0.0013432 | 0.0014095 | 0.0014739 | 0.0015519 | 0.0016199 | 0.0016901 | 0.0017634 | 0.0018383 | 0.0019178 | 0.0020004 | 0.0020853 | 0.0013429 | 0.0014303 | 0.0015181 | 0 | 0 | 0
F5_Industrial_Primary Metals_New_Space Heating_Natural Gas_Destratification Fans (HVLS)_A_Technical Potential | F5 | Industrial | Primary Metals | New | Space Heating | Natural Gas | Destratification Fans (HVLS) | A | Incremental Summer Peak Savings (MW) | Technical Potential | 0 | 0 | 0 | 0 | 0 | 0 | 0 | 0 | 0 | 0 | 0 | 0 | 0 | 0 | 0 | 0 | 0 | 0 | 0 | 0 | 0 | 0 | 0 | 0 | 0 | 0 | 0 | 0 | 0 | 0 | 0
F6_Industrial_Primary Metals_New_Space Heating_Natural Gas_Destratification Fans (HVLS)_A_Technical Potential | F6 | Industrial | Primary Metals | New | Space Heating | Natural Gas | Destratification Fans (HVLS) | A | Incremental Winter Peak Savings (MW) | Technical Potential | 0 | 0 | 0 | 0 | 0 | 0 | 0 | 0 | 0 | 0 | 0 | 0 | 0 | 0 | 0 | 0 | 0 | 0 | 0 | 0 | 0 | 0 | 0 | 0 | 0 | 0 | 0 | 0 | 0 | 0 | 0
F7_Industrial_Primary Metals_New_Space Heating_Natural Gas_Destratification Fans (HVLS)_A_Technical Potential | F7 | Industrial | Primary Metals | New | Space Heating | Natural Gas | Destratification Fans (HVLS) | A | Cumulative Energy Savings (MWh or mTherms) | Technical Potential | 0 | 0 | 0 | 0 | 0 | 0.000604 | 0.0012791 | 0.0020321 | 0.0028655 | 0.0037798 | 0.004777 | 0.0058295 | 0.0069332 | 0.0080858 | 0.0092829 | 0.010034 | 0.010765 | 0.011586 | 0.012327 | 0.013082 | 0.013853 | 0.014633 | 0.015448 | 0.016287 | 0.017143 | 0.017184 | 0.017223 | 0.017262 | 0 | 0 | 0
F8_Industrial_Primary Metals_New_Space Heating_Natural Gas_Destratification Fans (HVLS)_A_Technical Potential | F8 | Industrial | Primary Metals | New | Space Heating | Natural Gas | Destratification Fans (HVLS) | A | Cumulative Summer Peak Savings (MW) | Technical Potential | 0 | 0 | 0 | 0 | 0 | 0 | 0 | 0 | 0 | 0 | 0 | 0 | 0 | 0 | 0 | 0 | 0 | 0 | 0 | 0 | 0 | 0 | 0 | 0 | 0 | 0 | 0 | 0 | 0 | 0 | 0
F9_Industrial_Primary Metals_New_Space Heating_Natural Gas_Destratification Fans (HVLS)_A_Technical Potential | F9 | Industrial | Primary Metals | New | Space Heating | Natural Gas | Destratification Fans (HVLS) | A | Cumulative Winter Peak Savings (MW) | Technical Potential | 0 | 0 | 0 | 0 | 0 | 0 | 0 | 0 | 0 | 0 | 0 | 0 | 0 | 0 | 0 | 0 | 0 | 0 | 0 | 0 | 0 | 0 | 0 | 0 | 0 | 0 | 0 | 0 | 0 | 0 | 0
F10_Industrial_Primary Metals_New_Space Heating_Natural Gas_Destratification Fans (HVLS)_A_Technical Potential | F10 | Industrial | Primary Metals | New | Space Heating | Natural Gas | Destratification Fans (HVLS) | A | Purchases (Incremental) | Technical Potential | 0 | 0 | 0 | 0 | 0 | 42.4759 | 50.3223 | 58.1644 | 65.9603 | 73.7604 | 81.567 | 89.2744 | 96.9607 | 104.6315 | 112.1804 | 119.7582 | 127.2637 | 134.7702 | 142.2389 | 149.6409 | 157.0518 | 164.432 | 171.7835 | 179.1082 | 186.408 | 119.7582 | 127.2637 | 134.7702 | 142.2389 | 149.6409 | 157.0518
F11_Industrial_Primary Metals_New_Space Heating_Natural Gas_Destratification Fans (HVLS)_A_Technical Potential | F11 | Industrial | Primary Metals | New | Space Heating | Natural Gas | Destratification Fans (HVLS) | A | Purchases (Cumulative) | Technical Potential | 0 | 0 | 0 | 0 | 0 | 42.4759 | 92.7981 | 150.9626 | 216.9229 | 290.6833 | 372.2503 | 461.5247 | 558.4854 | 663.1169 | 775.2974 | 852.5797 | 929.5211 | 1006.1269 | 1082.4054 | 1158.2859 | 1233.7707 | 1308.9283 | 1383.751 | 1458.2277 | 1532.4552 | 1532.4552 | 1532.4552 | 1532.4552 | 1532.4552 | 1532.4552 | 1532.4552
F1_Industrial_Primary Metals_New_Space Heating_Natural Gas_Gas Boiler - Insulate Steam Lines/Condensate Tank_A_Technical Potential | F1 | Industrial | Primary Metals | New | Space Heating | Natural Gas | Gas Boiler - Insulate Steam Lines/Condensate Tank | A | Integrated Unit Energy Savings (kWh or therms) | Technical Potential | 0 | 0 | 0 | 0 | 0 | 0 | 0 | 0 | 0 | 0 | 0 | 0 | 0 | 0 | 0 | 0 | 0 | 0 | 0 | 0 | 0 | 0 | 0 | 0 | 0 | 0 | 0 | 0 | 0 | 0 | 0
F2_Industrial_Primary Metals_New_Space Heating_Natural Gas_Gas Boiler - Insulate Steam Lines/Condensate Tank_A_Technical Potential | F2 | Industrial | Primary Metals | New | Space Heating | Natural Gas | Gas Boiler - Insulate Steam Lines/Condensate Tank | A | Integrated Unit Summer Peak Savings (kW) | Technical Potential | 0 | 0 | 0 | 0 | 0 | 0 | 0 | 0 | 0 | 0 | 0 | 0 | 0 | 0 | 0 | 0 | 0 | 0 | 0 | 0 | 0 | 0 | 0 | 0 | 0 | 0 | 0 | 0 | 0 | 0 | 0
F3_Industrial_Primary Metals_New_Space Heating_Natural Gas_Gas Boiler - Insulate Steam Lines/Condensate Tank_A_Technical Potential | F3 | Industrial | Primary Metals | New | Space Heating | Natural Gas | Gas Boiler - Insulate Steam Lines/Condensate Tank | A | Integrated Unit Winter Peak Savings (kW) | Technical Potential | 0 | 0 | 0 | 0 | 0 | 0 | 0 | 0 | 0 | 0 | 0 | 0 | 0 | 0 | 0 | 0 | 0 | 0 | 0 | 0 | 0 | 0 | 0 | 0 | 0 | 0 | 0 | 0 | 0 | 0 | 0
F4_Industrial_Primary Metals_New_Space Heating_Natural Gas_Gas Boiler - Insulate Steam Lines/Condensate Tank_A_Technical Potential | F4 | Industrial | Primary Metals | New | Space Heating | Natural Gas | Gas Boiler - Insulate Steam Lines/Condensate Tank | A | Incremental Energy Savings (MWh or mTherms) | Technical Potential | 0 | 0 | 0 | 0 | 0 | 0 | 0 | 0 | 0 | 0 | 0 | 0 | 0 | 0 | 0 | 0 | 0 | 0 | 0 | 0 | 0 | 0 | 0 | 0 | 0 | 0 | 0 | 0 | 0 | 0 | 0
F5_Industrial_Primary Metals_New_Space Heating_Natural Gas_Gas Boiler - Insulate Steam Lines/Condensate Tank_A_Technical Potential | F5 | Industrial | Primary Metals | New | Space Heating | Natural Gas | Gas Boiler - Insulate Steam Lines/Condensate Tank | A | Incremental Summer Peak Savings (MW) | Technical Potential | 0 | 0 | 0 | 0 | 0 | 0 | 0 | 0 | 0 | 0 | 0 | 0 | 0 | 0 | 0 | 0 | 0 | 0 | 0 | 0 | 0 | 0 | 0 | 0 | 0 | 0 | 0 | 0 | 0 | 0 | 0
F6_Industrial_Primary Metals_New_Space Heating_Natural Gas_Gas Boiler - Insulate Steam Lines/Condensate Tank_A_Technical Potential | F6 | Industrial | Primary Metals | New | Space Heating | Natural Gas | Gas Boiler - Insulate Steam Lines/Condensate Tank | A | Incremental Winter Peak Savings (MW) | Technical Potential | 0 | 0 | 0 | 0 | 0 | 0 | 0 | 0 | 0 | 0 | 0 | 0 | 0 | 0 | 0 | 0 | 0 | 0 | 0 | 0 | 0 | 0 | 0 | 0 | 0 | 0 | 0 | 0 | 0 | 0 | 0
F7_Industrial_Primary Metals_New_Space Heating_Natural Gas_Gas Boiler - Insulate Steam Lines/Condensate Tank_A_Technical Potential | F7 | Industrial | Primary Metals | New | Space Heating | Natural Gas | Gas Boiler - Insulate Steam Lines/Condensate Tank | A | Cumulative Energy Savings (MWh or mTherms) | Technical Potential | 0 | 0 | 0 | 0 | 0 | 0 | 0 | 0 | 0 | 0 | 0 | 0 | 0 | 0 | 0 | 0 | 0 | 0 | 0 | 0 | 0 | 0 | 0 | 0 | 0 | 0 | 0 | 0 | 0 | 0 | 0
F8_Industrial_Primary Metals_New_Space Heating_Natural Gas_Gas Boiler - Insulate Steam Lines/Condensate Tank_A_Technical Potential | F8 | Industrial | Primary Metals | New | Space Heating | Natural Gas | Gas Boiler - Insulate Steam Lines/Condensate Tank | A | Cumulative Summer Peak Savings (MW) | Technical Potential | 0 | 0 | 0 | 0 | 0 | 0 | 0 | 0 | 0 | 0 | 0 | 0 | 0 | 0 | 0 | 0 | 0 | 0 | 0 | 0 | 0 | 0 | 0 | 0 | 0 | 0 | 0 | 0 | 0 | 0 | 0
F9_Industrial_Primary Metals_New_Space Heating_Natural Gas_Gas Boiler - Insulate Steam Lines/Condensate Tank_A_Technical Potential | F9 | Industrial | Primary Metals | New | Space Heating | Natural Gas | Gas Boiler - Insulate Steam Lines/Condensate Tank | A | Cumulative Winter Peak Savings (MW) | Technical Potential | 0 | 0 | 0 | 0 | 0 | 0 | 0 | 0 | 0 | 0 | 0 | 0 | 0 | 0 | 0 | 0 | 0 | 0 | 0 | 0 | 0 | 0 | 0 | 0 | 0 | 0 | 0 | 0 | 0 | 0 | 0
F10_Industrial_Primary Metals_New_Space Heating_Natural Gas_Gas Boiler - Insulate Steam Lines/Condensate Tank_A_Technical Potential | F10 | Industrial | Primary Metals | New | Space Heating | Natural Gas | Gas Boiler - Insulate Steam Lines/Condensate Tank | A | Purchases (Incremental) | Technical Potential | 0 | 0 | 0 | 0 | 0 | 0 | 0 | 0 | 0 | 0 | 0 | 0 | 0 | 0 | 0 | 0 | 0 | 0 | 0 | 0 | 0 | 0 | 0 | 0 | 0 | 0 | 0 | 0 | 0 | 0 | 0
F11_Industrial_Primary Metals_New_Space Heating_Natural Gas_Gas Boiler - Insulate Steam Lines/Condensate Tank_A_Technical Potential | F11 | Industrial | Primary Metals | New | Space Heating | Natural Gas | Gas Boiler - Insulate Steam Lines/Condensate Tank | A | Purchases (Cumulative) | Technical Potential | 0 | 0 | 0 | 0 | 0 | 0 | 0 | 0 | 0 | 0 | 0 | 0 | 0 | 0 | 0 | 0 | 0 | 0 | 0 | 0 | 0 | 0 | 0 | 0 | 0 | 0 | 0 | 0 | 0 | 0 | 0
F1_Industrial_Primary Metals_New_Process_Natural Gas_Gas Boiler - Insulate Steam Lines/Condensate Tank_A_Technical Potential | F1 | Industrial | Primary Metals | New | Process | Natural Gas | Gas Boiler - Insulate Steam Lines/Condensate Tank | A | Integrated Unit Energy Savings (kWh or therms) | Technical Potential | 0 | 0 | 0 | 0 | 0 | 302.8413 | 302.2182 | 301.6616 | 301.1493 | 300.6635 | 300.3851 | 300.1818 | 300.0375 | 299.9398 | 299.8769 | 299.8472 | 299.8419 | 299.8561 | 299.8826 | 299.9154 | 299.9577 | 300.026 | 300.0871 | 300.1418 | 300.1909 | 300.3177 | 300.4351 | 300.544 | 303.5793 | 303.5793 | 303.5793
F2_Industrial_Primary Metals_New_Process_Natural Gas_Gas Boiler - Insulate Steam Lines/Condensate Tank_A_Technical Potential | F2 | Industrial | Primary Metals | New | Process | Natural Gas | Gas Boiler - Insulate Steam Lines/Condensate Tank | A | Integrated Unit Summer Peak Savings (kW) | Technical Potential | 0 | 0 | 0 | 0 | 0 | 0 | 0 | 0 | 0 | 0 | 0 | 0 | 0 | 0 | 0 | 0 | 0 | 0 | 0 | 0 | 0 | 0 | 0 | 0 | 0 | 0 | 0 | 0 | 0 | 0 | 0
F3_Industrial_Primary Metals_New_Process_Natural Gas_Gas Boiler - Insulate Steam Lines/Condensate Tank_A_Technical Potential | F3 | Industrial | Primary Metals | New | Process | Natural Gas | Gas Boiler - Insulate Steam Lines/Condensate Tank | A | Integrated Unit Winter Peak Savings (kW) | Technical Potential | 0 | 0 | 0 | 0 | 0 | 0 | 0 | 0 | 0 | 0 | 0 | 0 | 0 | 0 | 0 | 0 | 0 | 0 | 0 | 0 | 0 | 0 | 0 | 0 | 0 | 0 | 0 | 0 | 0 | 0 | 0
F4_Industrial_Primary Metals_New_Process_Natural Gas_Gas Boiler - Insulate Steam Lines/Condensate Tank_A_Technical Potential | F4 | Industrial | Primary Metals | New | Process | Natural Gas | Gas Boiler - Insulate Steam Lines/Condensate Tank | A | Incremental Energy Savings (MWh or mTherms) | Technical Potential | 0 | 0 | 0 | 0 | 0 | 0.017814 | 0.021061 | 0.024299 | 0.027509 | 0.030712 | 0.033931 | 0.037112 | 0.040288 | 0.043461 | 0.046587 | 0.049729 | 0.052845 | 0.055964 | 0.059071 | 0.062152 | 0.065239 | 0.06832 | 0.071389 | 0.074447 | 0.077494 | 0.017666 | 0.020937 | 0.024209 | 0.027731 | 0.03101 | 0.034292
F5_Industrial_Primary Metals_New_Process_Natural Gas_Gas Boiler - Insulate Steam Lines/Condensate Tank_A_Technical Potential | F5 | Industrial | Primary Metals | New | Process | Natural Gas | Gas Boiler - Insulate Steam Lines/Condensate Tank | A | Incremental Summer Peak Savings (MW) | Technical Potential | 0 | 0 | 0 | 0 | 0 | 0 | 0 | 0 | 0 | 0 | 0 | 0 | 0 | 0 | 0 | 0 | 0 | 0 | 0 | 0 | 0 | 0 | 0 | 0 | 0 | 0 | 0 | 0 | 0 | 0 | 0
F6_Industrial_Primary Metals_New_Process_Natural Gas_Gas Boiler - Insulate Steam Lines/Condensate Tank_A_Technical Potential | F6 | Industrial | Primary Metals | New | Process | Natural Gas | Gas Boiler - Insulate Steam Lines/Condensate Tank | A | Incremental Winter Peak Savings (MW) | Technical Potential | 0 | 0 | 0 | 0 | 0 | 0 | 0 | 0 | 0 | 0 | 0 | 0 | 0 | 0 | 0 | 0 | 0 | 0 | 0 | 0 | 0 | 0 | 0 | 0 | 0 | 0 | 0 | 0 | 0 | 0 | 0
F7_Industrial_Primary Metals_New_Process_Natural Gas_Gas Boiler - Insulate Steam Lines/Condensate Tank_A_Technical Potential | F7 | Industrial | Primary Metals | New | Process | Natural Gas | Gas Boiler - Insulate Steam Lines/Condensate Tank | A | Cumulative Energy Savings (MWh or mTherms) | Technical Potential | 0 | 0 | 0 | 0 | 0 | 0.017814 | 0.038839 | 0.063066 | 0.090467 | 0.12103 | 0.15485 | 0.19186 | 0.23206 | 0.27544 | 0.32197 | 0.37167 | 0.42451 | 0.48049 | 0.5396 | 0.60181 | 0.66714 | 0.73561 | 0.80715 | 0.88174 | 0.95938 | 0.95979 | 0.96016 | 0.96051 | 0 | 0 | 0
F8_Industrial_Primary Metals_New_Process_Natural Gas_Gas Boiler - Insulate Steam Lines/Condensate Tank_A_Technical Potential | F8 | Industrial | Primary Metals | New | Process | Natural Gas | Gas Boiler - Insulate Steam Lines/Condensate Tank | A | Cumulative Summer Peak Savings (MW) | Technical Potential | 0 | 0 | 0 | 0 | 0 | 0 | 0 | 0 | 0 | 0 | 0 | 0 | 0 | 0 | 0 | 0 | 0 | 0 | 0 | 0 | 0 | 0 | 0 | 0 | 0 | 0 | 0 | 0 | 0 | 0 | 0
F9_Industrial_Primary Metals_New_Process_Natural Gas_Gas Boiler - Insulate Steam Lines/Condensate Tank_A_Technical Potential | F9 | Industrial | Primary Metals | New | Process | Natural Gas | Gas Boiler - Insulate Steam Lines/Condensate Tank | A | Cumulative Winter Peak Savings (MW) | Technical Potential | 0 | 0 | 0 | 0 | 0 | 0 | 0 | 0 | 0 | 0 | 0 | 0 | 0 | 0 | 0 | 0 | 0 | 0 | 0 | 0 | 0 | 0 | 0 | 0 | 0 | 0 | 0 | 0 | 0 | 0 | 0
F10_Industrial_Primary Metals_New_Process_Natural Gas_Gas Boiler - Insulate Steam Lines/Condensate Tank_A_Technical Potential | F10 | Industrial | Primary Metals | New | Process | Natural Gas | Gas Boiler - Insulate Steam Lines/Condensate Tank | A | Purchases (Incremental) | Technical Potential | 0 | 0 | 0 | 0 | 0 | 0.058823 | 0.069689 | 0.080549 | 0.091346 | 0.10215 | 0.11296 | 0.12363 | 0.13428 | 0.1449 | 0.15535 | 0.16585 | 0.17624 | 0.18664 | 0.19698 | 0.20723 | 0.21749 | 0.22771 | 0.2379 | 0.24804 | 0.25815 | 0.058823 | 0.069689 | 0.080549 | 0.091346 | 0.10215 | 0.11296
F11_Industrial_Primary Metals_New_Process_Natural Gas_Gas Boiler - Insulate Steam Lines/Condensate Tank_A_Technical Potential | F11 | Industrial | Primary Metals | New | Process | Natural Gas | Gas Boiler - Insulate Steam Lines/Condensate Tank | A | Purchases (Cumulative) | Technical Potential | 0 | 0 | 0 | 0 | 0 | 0.058823 | 0.12851 | 0.20906 | 0.30041 | 0.40255 | 0.51551 | 0.63915 | 0.77342 | 0.91832 | 1.0737 | 1.2395 | 1.4158 | 1.6024 | 1.7994 | 2.0066 | 2.2241 | 2.4518 | 2.6897 | 2.9378 | 3.1959 | 3.1959 | 3.1959 | 3.1959 | 3.1959 | 3.1959 | 3.1959
F1_Industrial_Primary Metals_New_Space Heating_Natural Gas_Gas Boiler - Insulate Hot Water Lines_A_Technical Potential | F1 | Industrial | Primary Metals | New | Space Heating | Natural Gas | Gas Boiler - Insulate Hot Water Lines | A | Integrated Unit Energy Savings (kWh or therms) | Technical Potential | 0 | 0 | 0 | 0 | 0 | 0 | 0 | 0 | 0 | 0 | 0 | 0 | 0 | 0 | 0 | 0 | 0 | 0 | 0 | 0 | 0 | 0 | 0 | 0 | 0 | 0 | 0 | 0 | 0 | 0 | 0
F2_Industrial_Primary Metals_New_Space Heating_Natural Gas_Gas Boiler - Insulate Hot Water Lines_A_Technical Potential | F2 | Industrial | Primary Metals | New | Space Heating | Natural Gas | Gas Boiler - Insulate Hot Water Lines | A | Integrated Unit Summer Peak Savings (kW) | Technical Potential | 0 | 0 | 0 | 0 | 0 | 0 | 0 | 0 | 0 | 0 | 0 | 0 | 0 | 0 | 0 | 0 | 0 | 0 | 0 | 0 | 0 | 0 | 0 | 0 | 0 | 0 | 0 | 0 | 0 | 0 | 0
F3_Industrial_Primary Metals_New_Space Heating_Natural Gas_Gas Boiler - Insulate Hot Water Lines_A_Technical Potential | F3 | Industrial | Primary Metals | New | Space Heating | Natural Gas | Gas Boiler - Insulate Hot Water Lines | A | Integrated Unit Winter Peak Savings (kW) | Technical Potential | 0 | 0 | 0 | 0 | 0 | 0 | 0 | 0 | 0 | 0 | 0 | 0 | 0 | 0 | 0 | 0 | 0 | 0 | 0 | 0 | 0 | 0 | 0 | 0 | 0 | 0 | 0 | 0 | 0 | 0 | 0
F4_Industrial_Primary Metals_New_Space Heating_Natural Gas_Gas Boiler - Insulate Hot Water Lines_A_Technical Potential | F4 | Industrial | Primary Metals | New | Space Heating | Natural Gas | Gas Boiler - Insulate Hot Water Lines | A | Incremental Energy Savings (MWh or mTherms) | Technical Potential | 0 | 0 | 0 | 0 | 0 | 0 | 0 | 0 | 0 | 0 | 0 | 0 | 0 | 0 | 0 | 0 | 0 | 0 | 0 | 0 | 0 | 0 | 0 | 0 | 0 | 0 | 0 | 0 | 0 | 0 | 0
F5_Industrial_Primary Metals_New_Space Heating_Natural Gas_Gas Boiler - Insulate Hot Water Lines_A_Technical Potential | F5 | Industrial | Primary Metals | New | Space Heating | Natural Gas | Gas Boiler - Insulate Hot Water Lines | A | Incremental Summer Peak Savings (MW) | Technical Potential | 0 | 0 | 0 | 0 | 0 | 0 | 0 | 0 | 0 | 0 | 0 | 0 | 0 | 0 | 0 | 0 | 0 | 0 | 0 | 0 | 0 | 0 | 0 | 0 | 0 | 0 | 0 | 0 | 0 | 0 | 0
F6_Industrial_Primary Metals_New_Space Heating_Natural Gas_Gas Boiler - Insulate Hot Water Lines_A_Technical Potential | F6 | Industrial | Primary Metals | New | Space Heating | Natural Gas | Gas Boiler - Insulate Hot Water Lines | A | Incremental Winter Peak Savings (MW) | Technical Potential | 0 | 0 | 0 | 0 | 0 | 0 | 0 | 0 | 0 | 0 | 0 | 0 | 0 | 0 | 0 | 0 | 0 | 0 | 0 | 0 | 0 | 0 | 0 | 0 | 0 | 0 | 0 | 0 | 0 | 0 | 0
F7_Industrial_Primary Metals_New_Space Heating_Natural Gas_Gas Boiler - Insulate Hot Water Lines_A_Technical Potential | F7 | Industrial | Primary Metals | New | Space Heating | Natural Gas | Gas Boiler - Insulate Hot Water Lines | A | Cumulative Energy Savings (MWh or mTherms) | Technical Potential | 0 | 0 | 0 | 0 | 0 | 0 | 0 | 0 | 0 | 0 | 0 | 0 | 0 | 0 | 0 | 0 | 0 | 0 | 0 | 0 | 0 | 0 | 0 | 0 | 0 | 0 | 0 | 0 | 0 | 0 | 0
F8_Industrial_Primary Metals_New_Space Heating_Natural Gas_Gas Boiler - Insulate Hot Water Lines_A_Technical Potential | F8 | Industrial | Primary Metals | New | Space Heating | Natural Gas | Gas Boiler - Insulate Hot Water Lines | A | Cumulative Summer Peak Savings (MW) | Technical Potential | 0 | 0 | 0 | 0 | 0 | 0 | 0 | 0 | 0 | 0 | 0 | 0 | 0 | 0 | 0 | 0 | 0 | 0 | 0 | 0 | 0 | 0 | 0 | 0 | 0 | 0 | 0 | 0 | 0 | 0 | 0
F9_Industrial_Primary Metals_New_Space Heating_Natural Gas_Gas Boiler - Insulate Hot Water Lines_A_Technical Potential | F9 | Industrial | Primary Metals | New | Space Heating | Natural Gas | Gas Boiler - Insulate Hot Water Lines | A | Cumulative Winter Peak Savings (MW) | Technical Potential | 0 | 0 | 0 | 0 | 0 | 0 | 0 | 0 | 0 | 0 | 0 | 0 | 0 | 0 | 0 | 0 | 0 | 0 | 0 | 0 | 0 | 0 | 0 | 0 | 0 | 0 | 0 | 0 | 0 | 0 | 0
F10_Industrial_Primary Metals_New_Space Heating_Natural Gas_Gas Boiler - Insulate Hot Water Lines_A_Technical Potential | F10 | Industrial | Primary Metals | New | Space Heating | Natural Gas | Gas Boiler - Insulate Hot Water Lines | A | Purchases (Incremental) | Technical Potential | 0 | 0 | 0 | 0 | 0 | 0 | 0 | 0 | 0 | 0 | 0 | 0 | 0 | 0 | 0 | 0 | 0 | 0 | 0 | 0 | 0 | 0 | 0 | 0 | 0 | 0 | 0 | 0 | 0 | 0 | 0
F11_Industrial_Primary Metals_New_Space Heating_Natural Gas_Gas Boiler - Insulate Hot Water Lines_A_Technical Potential | F11 | Industrial | Primary Metals | New | Space Heating | Natural Gas | Gas Boiler - Insulate Hot Water Lines | A | Purchases (Cumulative) | Technical Potential | 0 | 0 | 0 | 0 | 0 | 0 | 0 | 0 | 0 | 0 | 0 | 0 | 0 | 0 | 0 | 0 | 0 | 0 | 0 | 0 | 0 | 0 | 0 | 0 | 0 | 0 | 0 | 0 | 0 | 0 | 0
F1_Industrial_Primary Metals_New_Process_Natural Gas_Gas Boiler - Insulate Hot Water Lines_A_Technical Potential | F1 | Industrial | Primary Metals | New | Process | Natural Gas | Gas Boiler - Insulate Hot Water Lines | A | Integrated Unit Energy Savings (kWh or therms) | Technical Potential | 0 | 0 | 0 | 0 | 0 | 342.3372 | 341.6593 | 341.0534 | 340.4958 | 339.9669 | 339.6715 | 339.4605 | 339.3156 | 339.223 | 339.1697 | 339.1536 | 339.1649 | 339.1981 | 339.2452 | 339.2993 | 339.3641 | 339.4582 | 339.5441 | 339.6227 | 339.6949 | 339.824 | 339.9434 | 340.0542 | 343.1401 | 343.1401 | 343.1401
F2_Industrial_Primary Metals_New_Process_Natural Gas_Gas Boiler - Insulate Hot Water Lines_A_Technical Potential | F2 | Industrial | Primary Metals | New | Process | Natural Gas | Gas Boiler - Insulate Hot Water Lines | A | Integrated Unit Summer Peak Savings (kW) | Technical Potential | 0 | 0 | 0 | 0 | 0 | 0 | 0 | 0 | 0 | 0 | 0 | 0 | 0 | 0 | 0 | 0 | 0 | 0 | 0 | 0 | 0 | 0 | 0 | 0 | 0 | 0 | 0 | 0 | 0 | 0 | 0
F3_Industrial_Primary Metals_New_Process_Natural Gas_Gas Boiler - Insulate Hot Water Lines_A_Technical Potential | F3 | Industrial | Primary Metals | New | Process | Natural Gas | Gas Boiler - Insulate Hot Water Lines | A | Integrated Unit Winter Peak Savings (kW) | Technical Potential | 0 | 0 | 0 | 0 | 0 | 0 | 0 | 0 | 0 | 0 | 0 | 0 | 0 | 0 | 0 | 0 | 0 | 0 | 0 | 0 | 0 | 0 | 0 | 0 | 0 | 0 | 0 | 0 | 0 | 0 | 0
F4_Industrial_Primary Metals_New_Process_Natural Gas_Gas Boiler - Insulate Hot Water Lines_A_Technical Potential | F4 | Industrial | Primary Metals | New | Process | Natural Gas | Gas Boiler - Insulate Hot Water Lines | A | Incremental Energy Savings (MWh or mTherms) | Technical Potential | 0 | 0 | 0 | 0 | 0 | 0.020137 | 0.02381 | 0.027472 | 0.031103 | 0.034727 | 0.038369 | 0.041968 | 0.045562 | 0.049153 | 0.052691 | 0.056248 | 0.059775 | 0.063307 | 0.066825 | 0.070313 | 0.07381 | 0.0773 | 0.080776 | 0.08424 | 0.087692 | 0.019989 | 0.02369 | 0.027391 | 0.031344 | 0.035051 | 0.038761
F5_Industrial_Primary Metals_New_Process_Natural Gas_Gas Boiler - Insulate Hot Water Lines_A_Technical Potential | F5 | Industrial | Primary Metals | New | Process | Natural Gas | Gas Boiler - Insulate Hot Water Lines | A | Incremental Summer Peak Savings (MW) | Technical Potential | 0 | 0 | 0 | 0 | 0 | 0 | 0 | 0 | 0 | 0 | 0 | 0 | 0 | 0 | 0 | 0 | 0 | 0 | 0 | 0 | 0 | 0 | 0 | 0 | 0 | 0 | 0 | 0 | 0 | 0 | 0
F6_Industrial_Primary Metals_New_Process_Natural Gas_Gas Boiler - Insulate Hot Water Lines_A_Technical Potential | F6 | Industrial | Primary Metals | New | Process | Natural Gas | Gas Boiler - Insulate Hot Water Lines | A | Incremental Winter Peak Savings (MW) | Technical Potential | 0 | 0 | 0 | 0 | 0 | 0 | 0 | 0 | 0 | 0 | 0 | 0 | 0 | 0 | 0 | 0 | 0 | 0 | 0 | 0 | 0 | 0 | 0 | 0 | 0 | 0 | 0 | 0 | 0 | 0 | 0
F7_Industrial_Primary Metals_New_Process_Natural Gas_Gas Boiler - Insulate Hot Water Lines_A_Technical Potential | F7 | Industrial | Primary Metals | New | Process | Natural Gas | Gas Boiler - Insulate Hot Water Lines | A | Cumulative Energy Savings (MWh or mTherms) | Technical Potential | 0 | 0 | 0 | 0 | 0 | 0.020137 | 0.043907 | 0.071301 | 0.10229 | 0.13686 | 0.17511 | 0.21696 | 0.26243 | 0.31152 | 0.36416 | 0.42039 | 0.48018 | 0.54353 | 0.61043 | 0.68084 | 0.75478 | 0.83229 | 0.91328 | 0.99773 | 1.0856 | 1.086 | 1.0864 | 1.0868 | 0 | 0 | 0
F8_Industrial_Primary Metals_New_Process_Natural Gas_Gas Boiler - Insulate Hot Water Lines_A_Technical Potential | F8 | Industrial | Primary Metals | New | Process | Natural Gas | Gas Boiler - Insulate Hot Water Lines | A | Cumulative Summer Peak Savings (MW) | Technical Potential | 0 | 0 | 0 | 0 | 0 | 0 | 0 | 0 | 0 | 0 | 0 | 0 | 0 | 0 | 0 | 0 | 0 | 0 | 0 | 0 | 0 | 0 | 0 | 0 | 0 | 0 | 0 | 0 | 0 | 0 | 0
F9_Industrial_Primary Metals_New_Process_Natural Gas_Gas Boiler - Insulate Hot Water Lines_A_Technical Potential | F9 | Industrial | Primary Metals | New | Process | Natural Gas | Gas Boiler - Insulate Hot Water Lines | A | Cumulative Winter Peak Savings (MW) | Technical Potential | 0 | 0 | 0 | 0 | 0 | 0 | 0 | 0 | 0 | 0 | 0 | 0 | 0 | 0 | 0 | 0 | 0 | 0 | 0 | 0 | 0 | 0 | 0 | 0 | 0 | 0 | 0 | 0 | 0 | 0 | 0
F10_Industrial_Primary Metals_New_Process_Natural Gas_Gas Boiler - Insulate Hot Water Lines_A_Technical Potential | F10 | Industrial | Primary Metals | New | Process | Natural Gas | Gas Boiler - Insulate Hot Water Lines | A | Purchases (Incremental) | Technical Potential | 0 | 0 | 0 | 0 | 0 | 0.058823 | 0.069689 | 0.080549 | 0.091346 | 0.10215 | 0.11296 | 0.12363 | 0.13428 | 0.1449 | 0.15535 | 0.16585 | 0.17624 | 0.18664 | 0.19698 | 0.20723 | 0.21749 | 0.22771 | 0.2379 | 0.24804 | 0.25815 | 0.058823 | 0.069689 | 0.080549 | 0.091346 | 0.10215 | 0.11296
F11_Industrial_Primary Metals_New_Process_Natural Gas_Gas Boiler - Insulate Hot Water Lines_A_Technical Potential | F11 | Industrial | Primary Metals | New | Process | Natural Gas | Gas Boiler - Insulate Hot Water Lines | A | Purchases (Cumulative) | Technical Potential | 0 | 0 | 0 | 0 | 0 | 0.058823 | 0.12851 | 0.20906 | 0.30041 | 0.40255 | 0.51551 | 0.63915 | 0.77342 | 0.91832 | 1.0737 | 1.2395 | 1.4158 | 1.6024 | 1.7994 | 2.0066 | 2.2241 | 2.4518 | 2.6897 | 2.9378 | 3.1959 | 3.1959 | 3.1959 | 3.1959 | 3.1959 | 3.1959 | 3.1959
F1_Industrial_Primary Metals_New_Process_Natural Gas_Process - Insulate Heated Process Fluids_A_Technical Potential | F1 | Industrial | Primary Metals | New | Process | Natural Gas | Process - Insulate Heated Process Fluids | A | Integrated Unit Energy Savings (kWh or therms) | Technical Potential | 0 | 0 | 0 | 0 | 0 | 1904.5076 | 1904.198 | 1903.9354 | 1903.7229 | 1903.5209 | 1903.359 | 1903.2569 | 1903.199 | 1903.1732 | 1903.1689 | 1903.182 | 1903.2062 | 1903.2388 | 1903.2766 | 1903.3173 | 1903.3919 | 1903.4594 | 1903.5209 | 1903.5772 | 1903.6289 | 1903.6765 | 1903.7206 | 1903.7614 | 1904.8967 | 1904.8967 | 1904.8967
F2_Industrial_Primary Metals_New_Process_Natural Gas_Process - Insulate Heated Process Fluids_A_Technical Potential | F2 | Industrial | Primary Metals | New | Process | Natural Gas | Process - Insulate Heated Process Fluids | A | Integrated Unit Summer Peak Savings (kW) | Technical Potential | 0 | 0 | 0 | 0 | 0 | 0 | 0 | 0 | 0 | 0 | 0 | 0 | 0 | 0 | 0 | 0 | 0 | 0 | 0 | 0 | 0 | 0 | 0 | 0 | 0 | 0 | 0 | 0 | 0 | 0 | 0
F3_Industrial_Primary Metals_New_Process_Natural Gas_Process - Insulate Heated Process Fluids_A_Technical Potential | F3 | Industrial | Primary Metals | New | Process | Natural Gas | Process - Insulate Heated Process Fluids | A | Integrated Unit Winter Peak Savings (kW) | Technical Potential | 0 | 0 | 0 | 0 | 0 | 0 | 0 | 0 | 0 | 0 | 0 | 0 | 0 | 0 | 0 | 0 | 0 | 0 | 0 | 0 | 0 | 0 | 0 | 0 | 0 | 0 | 0 | 0 | 0 | 0 | 0
F4_Industrial_Primary Metals_New_Process_Natural Gas_Process - Insulate Heated Process Fluids_A_Technical Potential | F4 | Industrial | Primary Metals | New | Process | Natural Gas | Process - Insulate Heated Process Fluids | A | Incremental Energy Savings (MWh or mTherms) | Technical Potential | 0 | 0 | 0 | 0 | 0 | 0.24506 | 0.29028 | 0.33548 | 0.3804 | 0.42534 | 0.42328 | 0.3706 | 0.322 | 0.27797 | 0.23842 | 0.20362 | 0.17311 | 0.14666 | 0.12383 | 0.10422 | 0.087511 | 0.00062497 | 0.00023319 | 8.2888e-05 | 2.8131e-05 | 0.24496 | 0.29021 | 0.33544 | 0.38063 | 0.42564 | 0.42362
F5_Industrial_Primary Metals_New_Process_Natural Gas_Process - Insulate Heated Process Fluids_A_Technical Potential | F5 | Industrial | Primary Metals | New | Process | Natural Gas | Process - Insulate Heated Process Fluids | A | Incremental Summer Peak Savings (MW) | Technical Potential | 0 | 0 | 0 | 0 | 0 | 0 | 0 | 0 | 0 | 0 | 0 | 0 | 0 | 0 | 0 | 0 | 0 | 0 | 0 | 0 | 0 | 0 | 0 | 0 | 0 | 0 | 0 | 0 | 0 | 0 | 0
F6_Industrial_Primary Metals_New_Process_Natural Gas_Process - Insulate Heated Process Fluids_A_Technical Potential | F6 | Industrial | Primary Metals | New | Process | Natural Gas | Process - Insulate Heated Process Fluids | A | Incremental Winter Peak Savings (MW) | Technical Potential | 0 | 0 | 0 | 0 | 0 | 0 | 0 | 0 | 0 | 0 | 0 | 0 | 0 | 0 | 0 | 0 | 0 | 0 | 0 | 0 | 0 | 0 | 0 | 0 | 0 | 0 | 0 | 0 | 0 | 0 | 0
F7_Industrial_Primary Metals_New_Process_Natural Gas_Process - Insulate Heated Process Fluids_A_Technical Potential | F7 | Industrial | Primary Metals | New | Process | Natural Gas | Process - Insulate Heated Process Fluids | A | Cumulative Energy Savings (MWh or mTherms) | Technical Potential | 0 | 0 | 0 | 0 | 0 | 0.24506 | 0.53531 | 0.87071 | 1.251 | 1.6762 | 2.0994 | 2.4698 | 2.7918 | 3.0697 | 3.3081 | 3.5118 | 3.6849 | 3.8316 | 3.9555 | 4.0599 | 4.1475 | 4.1483 | 4.1487 | 4.1489 | 4.149 | 4.1491 | 4.1492 | 4.1493 | 0 | 0 | 0
F8_Industrial_Primary Metals_New_Process_Natural Gas_Process - Insulate Heated Process Fluids_A_Technical Potential | F8 | Industrial | Primary Metals | New | Process | Natural Gas | Process - Insulate Heated Process Fluids | A | Cumulative Summer Peak Savings (MW) | Technical Potential | 0 | 0 | 0 | 0 | 0 | 0 | 0 | 0 | 0 | 0 | 0 | 0 | 0 | 0 | 0 | 0 | 0 | 0 | 0 | 0 | 0 | 0 | 0 | 0 | 0 | 0 | 0 | 0 | 0 | 0 | 0
F9_Industrial_Primary Metals_New_Process_Natural Gas_Process - Insulate Heated Process Fluids_A_Technical Potential | F9 | Industrial | Primary Metals | New | Process | Natural Gas | Process - Insulate Heated Process Fluids | A | Cumulative Winter Peak Savings (MW) | Technical Potential | 0 | 0 | 0 | 0 | 0 | 0 | 0 | 0 | 0 | 0 | 0 | 0 | 0 | 0 | 0 | 0 | 0 | 0 | 0 | 0 | 0 | 0 | 0 | 0 | 0 | 0 | 0 | 0 | 0 | 0 | 0
F10_Industrial_Primary Metals_New_Process_Natural Gas_Process - Insulate Heated Process Fluids_A_Technical Potential | F10 | Industrial | Primary Metals | New | Process | Natural Gas | Process - Insulate Heated Process Fluids | A | Purchases (Incremental) | Technical Potential | 0 | 0 | 0 | 0 | 0 | 0.12867 | 0.15244 | 0.1762 | 0.19982 | 0.22345 | 0.22239 | 0.19472 | 0.16919 | 0.14606 | 0.12528 | 0.10699 | 0.090957 | 0.077058 | 0.065063 | 0.054759 | 0.045977 | 0.00032833 | 0.0001225 | 4.3543e-05 | 1.4778e-05 | 0.12867 | 0.15244 | 0.1762 | 0.19982 | 0.22345 | 0.22239
F11_Industrial_Primary Metals_New_Process_Natural Gas_Process - Insulate Heated Process Fluids_A_Technical Potential | F11 | Industrial | Primary Metals | New | Process | Natural Gas | Process - Insulate Heated Process Fluids | A | Purchases (Cumulative) | Technical Potential | 0 | 0 | 0 | 0 | 0 | 0.12867 | 0.28112 | 0.45732 | 0.65714 | 0.88058 | 1.103 | 1.2977 | 1.4669 | 1.6129 | 1.7382 | 1.8452 | 1.9362 | 2.0132 | 2.0783 | 2.133 | 2.179 | 2.1793 | 2.1795 | 2.1795 | 2.1795 | 2.1795 | 2.1795 | 2.1795 | 2.1795 | 2.1795 | 2.1795
F1_Industrial_Primary Metals_New_Process_Natural Gas_Process Heat Recovery_A_Technical Potential | F1 | Industrial | Primary Metals | New | Process | Natural Gas | Process Heat Recovery | A | Integrated Unit Energy Savings (kWh or therms) | Technical Potential | 0 | 0 | 0 | 0 | 0 | 3.7689 | 3.7607 | 3.7533 | 3.7464 | 3.7399 | 3.7359 | 3.7329 | 3.7305 | 3.7288 | 3.7276 | 3.7268 | 3.7264 | 3.7263 | 3.7264 | 3.7267 | 3.7271 | 3.7279 | 3.7286 | 3.7292 | 3.7297 | 3.7316 | 3.7333 | 3.7348 | 0 | 0 | 0
F2_Industrial_Primary Metals_New_Process_Natural Gas_Process Heat Recovery_A_Technical Potential | F2 | Industrial | Primary Metals | New | Process | Natural Gas | Process Heat Recovery | A | Integrated Unit Summer Peak Savings (kW) | Technical Potential | 0 | 0 | 0 | 0 | 0 | 0 | 0 | 0 | 0 | 0 | 0 | 0 | 0 | 0 | 0 | 0 | 0 | 0 | 0 | 0 | 0 | 0 | 0 | 0 | 0 | 0 | 0 | 0 | 0 | 0 | 0
F3_Industrial_Primary Metals_New_Process_Natural Gas_Process Heat Recovery_A_Technical Potential | F3 | Industrial | Primary Metals | New | Process | Natural Gas | Process Heat Recovery | A | Integrated Unit Winter Peak Savings (kW) | Technical Potential | 0 | 0 | 0 | 0 | 0 | 0 | 0 | 0 | 0 | 0 | 0 | 0 | 0 | 0 | 0 | 0 | 0 | 0 | 0 | 0 | 0 | 0 | 0 | 0 | 0 | 0 | 0 | 0 | 0 | 0 | 0
F4_Industrial_Primary Metals_New_Process_Natural Gas_Process Heat Recovery_A_Technical Potential | F4 | Industrial | Primary Metals | New | Process | Natural Gas | Process Heat Recovery | A | Incremental Energy Savings (MWh or mTherms) | Technical Potential | 0 | 0 | 0 | 0 | 0 | 0.017459 | 0.020639 | 0.023808 | 0.02695 | 0.030084 | 0.029909 | 0.026167 | 0.022722 | 0.019607 | 0.016811 | 0.014355 | 0.012202 | 0.010337 | 0.0087282 | 0.0073464 | 0.017265 | 0.020458 | 0.023651 | 0.026826 | 0.030002 | 0.029875 | 0.02617 | 0.022748 | 0 | 0 | 0
F5_Industrial_Primary Metals_New_Process_Natural Gas_Process Heat Recovery_A_Technical Potential | F5 | Industrial | Primary Metals | New | Process | Natural Gas | Process Heat Recovery | A | Incremental Summer Peak Savings (MW) | Technical Potential | 0 | 0 | 0 | 0 | 0 | 0 | 0 | 0 | 0 | 0 | 0 | 0 | 0 | 0 | 0 | 0 | 0 | 0 | 0 | 0 | 0 | 0 | 0 | 0 | 0 | 0 | 0 | 0 | 0 | 0 | 0
F6_Industrial_Primary Metals_New_Process_Natural Gas_Process Heat Recovery_A_Technical Potential | F6 | Industrial | Primary Metals | New | Process | Natural Gas | Process Heat Recovery | A | Incremental Winter Peak Savings (MW) | Technical Potential | 0 | 0 | 0 | 0 | 0 | 0 | 0 | 0 | 0 | 0 | 0 | 0 | 0 | 0 | 0 | 0 | 0 | 0 | 0 | 0 | 0 | 0 | 0 | 0 | 0 | 0 | 0 | 0 | 0 | 0 | 0
F7_Industrial_Primary Metals_New_Process_Natural Gas_Process Heat Recovery_A_Technical Potential | F7 | Industrial | Primary Metals | New | Process | Natural Gas | Process Heat Recovery | A | Cumulative Energy Savings (MWh or mTherms) | Technical Potential | 0 | 0 | 0 | 0 | 0 | 0.017459 | 0.038059 | 0.061792 | 0.088629 | 0.11856 | 0.14834 | 0.17439 | 0.197 | 0.21652 | 0.23326 | 0.24756 | 0.25974 | 0.27007 | 0.2788 | 0.28617 | 0.2862 | 0.28626 | 0.28631 | 0.28636 | 0.28641 | 0.28655 | 0.28668 | 0.2868 | 0 | 0 | 0
F8_Industrial_Primary Metals_New_Process_Natural Gas_Process Heat Recovery_A_Technical Potential | F8 | Industrial | Primary Metals | New | Process | Natural Gas | Process Heat Recovery | A | Cumulative Summer Peak Savings (MW) | Technical Potential | 0 | 0 | 0 | 0 | 0 | 0 | 0 | 0 | 0 | 0 | 0 | 0 | 0 | 0 | 0 | 0 | 0 | 0 | 0 | 0 | 0 | 0 | 0 | 0 | 0 | 0 | 0 | 0 | 0 | 0 | 0
F9_Industrial_Primary Metals_New_Process_Natural Gas_Process Heat Recovery_A_Technical Potential | F9 | Industrial | Primary Metals | New | Process | Natural Gas | Process Heat Recovery | A | Cumulative Winter Peak Savings (MW) | Technical Potential | 0 | 0 | 0 | 0 | 0 | 0 | 0 | 0 | 0 | 0 | 0 | 0 | 0 | 0 | 0 | 0 | 0 | 0 | 0 | 0 | 0 | 0 | 0 | 0 | 0 | 0 | 0 | 0 | 0 | 0 | 0
F10_Industrial_Primary Metals_New_Process_Natural Gas_Process Heat Recovery_A_Technical Potential | F10 | Industrial | Primary Metals | New | Process | Natural Gas | Process Heat Recovery | A | Purchases (Incremental) | Technical Potential | 0 | 0 | 0 | 0 | 0 | 4.6323 | 5.488 | 6.3432 | 7.1934 | 8.0441 | 8.0059 | 7.0099 | 6.0908 | 5.2581 | 4.51 | 3.8517 | 3.2745 | 2.7741 | 2.3423 | 1.9713 | 4.6323 | 5.488 | 6.3432 | 7.1934 | 8.0441 | 8.0059 | 7.0099 | 6.0908 | 5.2581 | 4.51 | 3.8517
F11_Industrial_Primary Metals_New_Process_Natural Gas_Process Heat Recovery_A_Technical Potential | F11 | Industrial | Primary Metals | New | Process | Natural Gas | Process Heat Recovery | A | Purchases (Cumulative) | Technical Potential | 0 | 0 | 0 | 0 | 0 | 4.6323 | 10.1203 | 16.4635 | 23.657 | 31.7011 | 39.707 | 46.7169 | 52.8077 | 58.0658 | 62.5757 | 66.4274 | 69.7019 | 72.476 | 74.8182 | 76.7895 | 76.7895 | 76.7895 | 76.7895 | 76.7895 | 76.7895 | 76.7895 | 76.7895 | 76.7895 | 76.7895 | 76.7895 | 76.7895
F1_Industrial_Primary Metals_New_Space Heating_Natural Gas_Building Automation System_A_Technical Potential | F1 | Industrial | Primary Metals | New | Space Heating | Natural Gas | Building Automation System | A | Integrated Unit Energy Savings (kWh or therms) | Technical Potential | 0 | 0 | 0 | 0 | 0 | 0.014225 | 0.013795 | 0.01348 | 0.01324 | 0.01305 | 0.012901 | 0.012727 | 0.012545 | 0.012366 | 0.012192 | 0.012038 | 0.011902 | 0.011887 | 0.011805 | 0.011746 | 0.011704 | 0.011668 | 0.011655 | 0.011653 | 0.011657 | 0.011666 | 0.011676 | 0.011687 | 0 | 0 | 0
F2_Industrial_Primary Metals_New_Space Heating_Natural Gas_Building Automation System_A_Technical Potential | F2 | Industrial | Primary Metals | New | Space Heating | Natural Gas | Building Automation System | A | Integrated Unit Summer Peak Savings (kW) | Technical Potential | 0 | 0 | 0 | 0 | 0 | 0 | 0 | 0 | 0 | 0 | 0 | 0 | 0 | 0 | 0 | 0 | 0 | 0 | 0 | 0 | 0 | 0 | 0 | 0 | 0 | 0 | 0 | 0 | 0 | 0 | 0
F3_Industrial_Primary Metals_New_Space Heating_Natural Gas_Building Automation System_A_Technical Potential | F3 | Industrial | Primary Metals | New | Space Heating | Natural Gas | Building Automation System | A | Integrated Unit Winter Peak Savings (kW) | Technical Potential | 0 | 0 | 0 | 0 | 0 | 0 | 0 | 0 | 0 | 0 | 0 | 0 | 0 | 0 | 0 | 0 | 0 | 0 | 0 | 0 | 0 | 0 | 0 | 0 | 0 | 0 | 0 | 0 | 0 | 0 | 0
F4_Industrial_Primary Metals_New_Space Heating_Natural Gas_Building Automation System_A_Technical Potential | F4 | Industrial | Primary Metals | New | Space Heating | Natural Gas | Building Automation System | A | Incremental Energy Savings (MWh or mTherms) | Technical Potential | 0 | 0 | 0 | 0 | 0 | 0.00012396 | 0.00028468 | 0.0005709 | 0.0010344 | 0.0017304 | 0.0027094 | 0.0039794 | 0.0055227 | 0.0072656 | 0.0090572 | 0.010711 | 0.011972 | 0.012715 | 0.012563 | 0.011562 | 0.0099996 | 0.0079816 | 0.0057661 | 0.0038403 | 0.0026076 | 0.0024501 | 0.0036508 | 0.0051449 | 0 | 0 | 0
F5_Industrial_Primary Metals_New_Space Heating_Natural Gas_Building Automation System_A_Technical Potential | F5 | Industrial | Primary Metals | New | Space Heating | Natural Gas | Building Automation System | A | Incremental Summer Peak Savings (MW) | Technical Potential | 0 | 0 | 0 | 0 | 0 | 0 | 0 | 0 | 0 | 0 | 0 | 0 | 0 | 0 | 0 | 0 | 0 | 0 | 0 | 0 | 0 | 0 | 0 | 0 | 0 | 0 | 0 | 0 | 0 | 0 | 0
F6_Industrial_Primary Metals_New_Space Heating_Natural Gas_Building Automation System_A_Technical Potential | F6 | Industrial | Primary Metals | New | Space Heating | Natural Gas | Building Automation System | A | Incremental Winter Peak Savings (MW) | Technical Potential | 0 | 0 | 0 | 0 | 0 | 0 | 0 | 0 | 0 | 0 | 0 | 0 | 0 | 0 | 0 | 0 | 0 | 0 | 0 | 0 | 0 | 0 | 0 | 0 | 0 | 0 | 0 | 0 | 0 | 0 | 0
F7_Industrial_Primary Metals_New_Space Heating_Natural Gas_Building Automation System_A_Technical Potential | F7 | Industrial | Primary Metals | New | Space Heating | Natural Gas | Building Automation System | A | Cumulative Energy Savings (MWh or mTherms) | Technical Potential | 0 | 0 | 0 | 0 | 0 | 0.00012396 | 0.00040489 | 0.00096655 | 0.0019837 | 0.0036856 | 0.0063529 | 0.010247 | 0.015623 | 0.022665 | 0.031404 | 0.04172 | 0.053219 | 0.065869 | 0.077975 | 0.089147 | 0.098727 | 0.10617 | 0.11132 | 0.11423 | 0.11533 | 0.11542 | 0.11552 | 0.11562 | 0 | 0 | 0
F8_Industrial_Primary Metals_New_Space Heating_Natural Gas_Building Automation System_A_Technical Potential | F8 | Industrial | Primary Metals | New | Space Heating | Natural Gas | Building Automation System | A | Cumulative Summer Peak Savings (MW) | Technical Potential | 0 | 0 | 0 | 0 | 0 | 0 | 0 | 0 | 0 | 0 | 0 | 0 | 0 | 0 | 0 | 0 | 0 | 0 | 0 | 0 | 0 | 0 | 0 | 0 | 0 | 0 | 0 | 0 | 0 | 0 | 0
F9_Industrial_Primary Metals_New_Space Heating_Natural Gas_Building Automation System_A_Technical Potential | F9 | Industrial | Primary Metals | New | Space Heating | Natural Gas | Building Automation System | A | Cumulative Winter Peak Savings (MW) | Technical Potential | 0 | 0 | 0 | 0 | 0 | 0 | 0 | 0 | 0 | 0 | 0 | 0 | 0 | 0 | 0 | 0 | 0 | 0 | 0 | 0 | 0 | 0 | 0 | 0 | 0 | 0 | 0 | 0 | 0 | 0 | 0
F10_Industrial_Primary Metals_New_Space Heating_Natural Gas_Building Automation System_A_Technical Potential | F10 | Industrial | Primary Metals | New | Space Heating | Natural Gas | Building Automation System | A | Purchases (Incremental) | Technical Potential | 0 | 0 | 0 | 0 | 0 | 8.714 | 20.6364 | 42.3509 | 78.123 | 132.6024 | 210.0149 | 312.6723 | 440.2348 | 587.5706 | 742.8756 | 889.758 | 1005.8563 | 1069.6324 | 1064.1874 | 984.3501 | 854.3617 | 684.037 | 494.7364 | 329.559 | 223.6896 | 210.0149 | 312.6723 | 440.2348 | 587.5706 | 742.8756 | 889.758
F11_Industrial_Primary Metals_New_Space Heating_Natural Gas_Building Automation System_A_Technical Potential | F11 | Industrial | Primary Metals | New | Space Heating | Natural Gas | Building Automation System | A | Purchases (Cumulative) | Technical Potential | 0 | 0 | 0 | 0 | 0 | 8.714 | 29.3504 | 71.7013 | 149.8244 | 282.4268 | 492.4417 | 805.114 | 1245.3488 | 1832.9195 | 2575.795 | 3465.553 | 4471.4094 | 5541.0418 | 6605.2292 | 7589.5793 | 8435.227 | 9098.6276 | 9551.013 | 9802.449 | 9893.5362 | 9893.5362 | 9893.5362 | 9893.5362 | 9893.5362 | 9893.5362 | 9893.5362
F1_Industrial_Primary Metals_New_Space Heating_Natural Gas_Steam System Efficiency Improvements_A_Technical Potential | F1 | Industrial | Primary Metals | New | Space Heating | Natural Gas | Steam System Efficiency Improvements | A | Integrated Unit Energy Savings (kWh or therms) | Technical Potential | 0 | 0 | 0 | 0 | 0 | 0 | 0 | 0 | 0 | 0 | 0 | 0 | 0 | 0 | 0 | 0 | 0 | 0 | 0 | 0 | 0 | 0 | 0 | 0 | 0 | 0 | 0 | 0 | 0 | 0 | 0
F2_Industrial_Primary Metals_New_Space Heating_Natural Gas_Steam System Efficiency Improvements_A_Technical Potential | F2 | Industrial | Primary Metals | New | Space Heating | Natural Gas | Steam System Efficiency Improvements | A | Integrated Unit Summer Peak Savings (kW) | Technical Potential | 0 | 0 | 0 | 0 | 0 | 0 | 0 | 0 | 0 | 0 | 0 | 0 | 0 | 0 | 0 | 0 | 0 | 0 | 0 | 0 | 0 | 0 | 0 | 0 | 0 | 0 | 0 | 0 | 0 | 0 | 0
F3_Industrial_Primary Metals_New_Space Heating_Natural Gas_Steam System Efficiency Improvements_A_Technical Potential | F3 | Industrial | Primary Metals | New | Space Heating | Natural Gas | Steam System Efficiency Improvements | A | Integrated Unit Winter Peak Savings (kW) | Technical Potential | 0 | 0 | 0 | 0 | 0 | 0 | 0 | 0 | 0 | 0 | 0 | 0 | 0 | 0 | 0 | 0 | 0 | 0 | 0 | 0 | 0 | 0 | 0 | 0 | 0 | 0 | 0 | 0 | 0 | 0 | 0
F4_Industrial_Primary Metals_New_Space Heating_Natural Gas_Steam System Efficiency Improvements_A_Technical Potential | F4 | Industrial | Primary Metals | New | Space Heating | Natural Gas | Steam System Efficiency Improvements | A | Incremental Energy Savings (MWh or mTherms) | Technical Potential | 0 | 0 | 0 | 0 | 0 | 0 | 0 | 0 | 0 | 0 | 0 | 0 | 0 | 0 | 0 | 0 | 0 | 0 | 0 | 0 | 0 | 0 | 0 | 0 | 0 | 0 | 0 | 0 | 0 | 0 | 0
F5_Industrial_Primary Metals_New_Space Heating_Natural Gas_Steam System Efficiency Improvements_A_Technical Potential | F5 | Industrial | Primary Metals | New | Space Heating | Natural Gas | Steam System Efficiency Improvements | A | Incremental Summer Peak Savings (MW) | Technical Potential | 0 | 0 | 0 | 0 | 0 | 0 | 0 | 0 | 0 | 0 | 0 | 0 | 0 | 0 | 0 | 0 | 0 | 0 | 0 | 0 | 0 | 0 | 0 | 0 | 0 | 0 | 0 | 0 | 0 | 0 | 0
F6_Industrial_Primary Metals_New_Space Heating_Natural Gas_Steam System Efficiency Improvements_A_Technical Potential | F6 | Industrial | Primary Metals | New | Space Heating | Natural Gas | Steam System Efficiency Improvements | A | Incremental Winter Peak Savings (MW) | Technical Potential | 0 | 0 | 0 | 0 | 0 | 0 | 0 | 0 | 0 | 0 | 0 | 0 | 0 | 0 | 0 | 0 | 0 | 0 | 0 | 0 | 0 | 0 | 0 | 0 | 0 | 0 | 0 | 0 | 0 | 0 | 0
F7_Industrial_Primary Metals_New_Space Heating_Natural Gas_Steam System Efficiency Improvements_A_Technical Potential | F7 | Industrial | Primary Metals | New | Space Heating | Natural Gas | Steam System Efficiency Improvements | A | Cumulative Energy Savings (MWh or mTherms) | Technical Potential | 0 | 0 | 0 | 0 | 0 | 0 | 0 | 0 | 0 | 0 | 0 | 0 | 0 | 0 | 0 | 0 | 0 | 0 | 0 | 0 | 0 | 0 | 0 | 0 | 0 | 0 | 0 | 0 | 0 | 0 | 0
F8_Industrial_Primary Metals_New_Space Heating_Natural Gas_Steam System Efficiency Improvements_A_Technical Potential | F8 | Industrial | Primary Metals | New | Space Heating | Natural Gas | Steam System Efficiency Improvements | A | Cumulative Summer Peak Savings (MW) | Technical Potential | 0 | 0 | 0 | 0 | 0 | 0 | 0 | 0 | 0 | 0 | 0 | 0 | 0 | 0 | 0 | 0 | 0 | 0 | 0 | 0 | 0 | 0 | 0 | 0 | 0 | 0 | 0 | 0 | 0 | 0 | 0
F9_Industrial_Primary Metals_New_Space Heating_Natural Gas_Steam System Efficiency Improvements_A_Technical Potential | F9 | Industrial | Primary Metals | New | Space Heating | Natural Gas | Steam System Efficiency Improvements | A | Cumulative Winter Peak Savings (MW) | Technical Potential | 0 | 0 | 0 | 0 | 0 | 0 | 0 | 0 | 0 | 0 | 0 | 0 | 0 | 0 | 0 | 0 | 0 | 0 | 0 | 0 | 0 | 0 | 0 | 0 | 0 | 0 | 0 | 0 | 0 | 0 | 0
F10_Industrial_Primary Metals_New_Space Heating_Natural Gas_Steam System Efficiency Improvements_A_Technical Potential | F10 | Industrial | Primary Metals | New | Space Heating | Natural Gas | Steam System Efficiency Improvements | A | Purchases (Incremental) | Technical Potential | 0 | 0 | 0 | 0 | 0 | 0 | 0 | 0 | 0 | 0 | 0 | 0 | 0 | 0 | 0 | 0 | 0 | 0 | 0 | 0 | 0 | 0 | 0 | 0 | 0 | 0 | 0 | 0 | 0 | 0 | 0
F11_Industrial_Primary Metals_New_Space Heating_Natural Gas_Steam System Efficiency Improvements_A_Technical Potential | F11 | Industrial | Primary Metals | New | Space Heating | Natural Gas | Steam System Efficiency Improvements | A | Purchases (Cumulative) | Technical Potential | 0 | 0 | 0 | 0 | 0 | 0 | 0 | 0 | 0 | 0 | 0 | 0 | 0 | 0 | 0 | 0 | 0 | 0 | 0 | 0 | 0 | 0 | 0 | 0 | 0 | 0 | 0 | 0 | 0 | 0 | 0
F1_Industrial_Primary Metals_New_Process_Natural Gas_Steam System Efficiency Improvements_A_Technical Potential | F1 | Industrial | Primary Metals | New | Process | Natural Gas | Steam System Efficiency Improvements | A | Integrated Unit Energy Savings (kWh or therms) | Technical Potential | 0 | 0 | 0 | 0 | 0 | 0.13368 | 0.13338 | 0.13312 | 0.13288 | 0.13265 | 0.1325 | 0.1324 | 0.13232 | 0.13225 | 0.13221 | 0.13218 | 0.13217 | 0.13216 | 0.13217 | 0.13218 | 0.13219 | 0.13222 | 0.13224 | 0.13227 | 0.13229 | 0.13235 | 0.13241 | 0.13247 | 0.13402 | 0.13402 | 0.13402
F2_Industrial_Primary Metals_New_Process_Natural Gas_Steam System Efficiency Improvements_A_Technical Potential | F2 | Industrial | Primary Metals | New | Process | Natural Gas | Steam System Efficiency Improvements | A | Integrated Unit Summer Peak Savings (kW) | Technical Potential | 0 | 0 | 0 | 0 | 0 | 0 | 0 | 0 | 0 | 0 | 0 | 0 | 0 | 0 | 0 | 0 | 0 | 0 | 0 | 0 | 0 | 0 | 0 | 0 | 0 | 0 | 0 | 0 | 0 | 0 | 0
F3_Industrial_Primary Metals_New_Process_Natural Gas_Steam System Efficiency Improvements_A_Technical Potential | F3 | Industrial | Primary Metals | New | Process | Natural Gas | Steam System Efficiency Improvements | A | Integrated Unit Winter Peak Savings (kW) | Technical Potential | 0 | 0 | 0 | 0 | 0 | 0 | 0 | 0 | 0 | 0 | 0 | 0 | 0 | 0 | 0 | 0 | 0 | 0 | 0 | 0 | 0 | 0 | 0 | 0 | 0 | 0 | 0 | 0 | 0 | 0 | 0
F4_Industrial_Primary Metals_New_Process_Natural Gas_Steam System Efficiency Improvements_A_Technical Potential | F4 | Industrial | Primary Metals | New | Process | Natural Gas | Steam System Efficiency Improvements | A | Incremental Energy Savings (MWh or mTherms) | Technical Potential | 0 | 0 | 0 | 0 | 0 | 2.4197e-06 | 5.7179e-06 | 1.1711e-05 | 2.1564e-05 | 3.6538e-05 | 5.7807e-05 | 8.5993e-05 | 0.000121 | 0.00016142 | 0.00020402 | 0.00024431 | 0.00027616 | 0.00029366 | 0.00029217 | 0.00027027 | 0.00024433 | 0.00027627 | 0.00029384 | 0.00029239 | 0.0002705 | 0.00024462 | 0.00027667 | 0.00029433 | 0.00029627 | 0.00027405 | 0.00024771
F5_Industrial_Primary Metals_New_Process_Natural Gas_Steam System Efficiency Improvements_A_Technical Potential | F5 | Industrial | Primary Metals | New | Process | Natural Gas | Steam System Efficiency Improvements | A | Incremental Summer Peak Savings (MW) | Technical Potential | 0 | 0 | 0 | 0 | 0 | 0 | 0 | 0 | 0 | 0 | 0 | 0 | 0 | 0 | 0 | 0 | 0 | 0 | 0 | 0 | 0 | 0 | 0 | 0 | 0 | 0 | 0 | 0 | 0 | 0 | 0
F6_Industrial_Primary Metals_New_Process_Natural Gas_Steam System Efficiency Improvements_A_Technical Potential | F6 | Industrial | Primary Metals | New | Process | Natural Gas | Steam System Efficiency Improvements | A | Incremental Winter Peak Savings (MW) | Technical Potential | 0 | 0 | 0 | 0 | 0 | 0 | 0 | 0 | 0 | 0 | 0 | 0 | 0 | 0 | 0 | 0 | 0 | 0 | 0 | 0 | 0 | 0 | 0 | 0 | 0 | 0 | 0 | 0 | 0 | 0 | 0
F7_Industrial_Primary Metals_New_Process_Natural Gas_Steam System Efficiency Improvements_A_Technical Potential | F7 | Industrial | Primary Metals | New | Process | Natural Gas | Steam System Efficiency Improvements | A | Cumulative Energy Savings (MWh or mTherms) | Technical Potential | 0 | 0 | 0 | 0 | 0 | 2.4197e-06 | 8.1323e-06 | 1.9828e-05 | 4.1355e-05 | 7.7821e-05 | 0.00013315 | 0.00021336 | 0.00032258 | 0.0004624 | 0.00062985 | 0.00081636 | 0.0010066 | 0.0011794 | 0.0013102 | 0.0013766 | 0.0013768 | 0.0013771 | 0.0013773 | 0.0013776 | 0.0013778 | 0.0013784 | 0.0013791 | 0.0013797 | 0 | 0 | 0
F8_Industrial_Primary Metals_New_Process_Natural Gas_Steam System Efficiency Improvements_A_Technical Potential | F8 | Industrial | Primary Metals | New | Process | Natural Gas | Steam System Efficiency Improvements | A | Cumulative Summer Peak Savings (MW) | Technical Potential | 0 | 0 | 0 | 0 | 0 | 0 | 0 | 0 | 0 | 0 | 0 | 0 | 0 | 0 | 0 | 0 | 0 | 0 | 0 | 0 | 0 | 0 | 0 | 0 | 0 | 0 | 0 | 0 | 0 | 0 | 0
F9_Industrial_Primary Metals_New_Process_Natural Gas_Steam System Efficiency Improvements_A_Technical Potential | F9 | Industrial | Primary Metals | New | Process | Natural Gas | Steam System Efficiency Improvements | A | Cumulative Winter Peak Savings (MW) | Technical Potential | 0 | 0 | 0 | 0 | 0 | 0 | 0 | 0 | 0 | 0 | 0 | 0 | 0 | 0 | 0 | 0 | 0 | 0 | 0 | 0 | 0 | 0 | 0 | 0 | 0 | 0 | 0 | 0 | 0 | 0 | 0
F10_Industrial_Primary Metals_New_Process_Natural Gas_Steam System Efficiency Improvements_A_Technical Potential | F10 | Industrial | Primary Metals | New | Process | Natural Gas | Steam System Efficiency Improvements | A | Purchases (Incremental) | Technical Potential | 0 | 0 | 0 | 0 | 0 | 0.018101 | 0.042868 | 0.087975 | 0.16228 | 0.27545 | 0.43626 | 0.64951 | 0.91449 | 1.2206 | 1.5432 | 1.8483 | 2.0894 | 2.2219 | 2.2106 | 2.0448 | 1.8483 | 2.0894 | 2.2219 | 2.2106 | 2.0448 | 1.8483 | 2.0894 | 2.2219 | 2.2106 | 2.0448 | 1.8483
F11_Industrial_Primary Metals_New_Process_Natural Gas_Steam System Efficiency Improvements_A_Technical Potential | F11 | Industrial | Primary Metals | New | Process | Natural Gas | Steam System Efficiency Improvements | A | Purchases (Cumulative) | Technical Potential | 0 | 0 | 0 | 0 | 0 | 0.018101 | 0.060969 | 0.14894 | 0.31123 | 0.58668 | 1.0048 | 1.6115 | 2.438 | 3.4963 | 4.764 | 6.176 | 7.6159 | 8.9234 | 9.9134 | 10.4151 | 10.4151 | 10.4151 | 10.4151 | 10.4151 | 10.4151 | 10.4151 | 10.4151 | 10.4151 | 10.4151 | 10.4151 | 10.4151
F1_Industrial_Primary Metals_New_Space Heating_Natural Gas_Strategic Energy Management_A_Technical Potential | F1 | Industrial | Primary Metals | New | Space Heating | Natural Gas | Strategic Energy Management | A | Integrated Unit Energy Savings (kWh or therms) | Technical Potential | 0 | 0 | 0 | 0 | 0 | 15.0138 | 14.5717 | 14.2491 | 14.0044 | 13.8113 | 13.655 | 13.4722 | 13.2803 | 13.0911 | 12.9081 | 12.746 | 12.6021 | 12.587 | 12.5002 | 12.438 | 12.394 | 12.3563 | 12.3424 | 12.3403 | 12.3451 | 12.353 | 12.3613 | 12.3708 | 0 | 0 | 0
F2_Industrial_Primary Metals_New_Space Heating_Natural Gas_Strategic Energy Management_A_Technical Potential | F2 | Industrial | Primary Metals | New | Space Heating | Natural Gas | Strategic Energy Management | A | Integrated Unit Summer Peak Savings (kW) | Technical Potential | 0 | 0 | 0 | 0 | 0 | 0 | 0 | 0 | 0 | 0 | 0 | 0 | 0 | 0 | 0 | 0 | 0 | 0 | 0 | 0 | 0 | 0 | 0 | 0 | 0 | 0 | 0 | 0 | 0 | 0 | 0
F3_Industrial_Primary Metals_New_Space Heating_Natural Gas_Strategic Energy Management_A_Technical Potential | F3 | Industrial | Primary Metals | New | Space Heating | Natural Gas | Strategic Energy Management | A | Integrated Unit Winter Peak Savings (kW) | Technical Potential | 0 | 0 | 0 | 0 | 0 | 0 | 0 | 0 | 0 | 0 | 0 | 0 | 0 | 0 | 0 | 0 | 0 | 0 | 0 | 0 | 0 | 0 | 0 | 0 | 0 | 0 | 0 | 0 | 0 | 0 | 0
F4_Industrial_Primary Metals_New_Space Heating_Natural Gas_Strategic Energy Management_A_Technical Potential | F4 | Industrial | Primary Metals | New | Space Heating | Natural Gas | Strategic Energy Management | A | Incremental Energy Savings (MWh or mTherms) | Technical Potential | 0 | 0 | 0 | 0 | 0 | 0.00078016 | 0.00089706 | 0.0010139 | 0.00113 | 0.0012463 | 0.0013626 | 0.0014714 | 0.0015753 | 0.0016757 | 0.0017715 | 0.0018674 | 0.001962 | 0.0020752 | 0.0021751 | 0.0022769 | 0.0023812 | 0.0024856 | 0.0025938 | 0.0027039 | 0.0028152 | 0.0023734 | 0.0024866 | 0.0025997 | 0 | 0 | 0
F5_Industrial_Primary Metals_New_Space Heating_Natural Gas_Strategic Energy Management_A_Technical Potential | F5 | Industrial | Primary Metals | New | Space Heating | Natural Gas | Strategic Energy Management | A | Incremental Summer Peak Savings (MW) | Technical Potential | 0 | 0 | 0 | 0 | 0 | 0 | 0 | 0 | 0 | 0 | 0 | 0 | 0 | 0 | 0 | 0 | 0 | 0 | 0 | 0 | 0 | 0 | 0 | 0 | 0 | 0 | 0 | 0 | 0 | 0 | 0
F6_Industrial_Primary Metals_New_Space Heating_Natural Gas_Strategic Energy Management_A_Technical Potential | F6 | Industrial | Primary Metals | New | Space Heating | Natural Gas | Strategic Energy Management | A | Incremental Winter Peak Savings (MW) | Technical Potential | 0 | 0 | 0 | 0 | 0 | 0 | 0 | 0 | 0 | 0 | 0 | 0 | 0 | 0 | 0 | 0 | 0 | 0 | 0 | 0 | 0 | 0 | 0 | 0 | 0 | 0 | 0 | 0 | 0 | 0 | 0
F7_Industrial_Primary Metals_New_Space Heating_Natural Gas_Strategic Energy Management_A_Technical Potential | F7 | Industrial | Primary Metals | New | Space Heating | Natural Gas | Strategic Energy Management | A | Cumulative Energy Savings (MWh or mTherms) | Technical Potential | 0 | 0 | 0 | 0 | 0 | 0.00078016 | 0.0016543 | 0.0026315 | 0.0037164 | 0.0049114 | 0.0055088 | 0.0060771 | 0.0066208 | 0.0071458 | 0.0076526 | 0.008152 | 0.0086456 | 0.0092175 | 0.009729 | 0.010251 | 0.01078 | 0.011309 | 0.011855 | 0.01241 | 0.01297 | 0.012978 | 0.012987 | 0.012997 | 0 | 0 | 0
F8_Industrial_Primary Metals_New_Space Heating_Natural Gas_Strategic Energy Management_A_Technical Potential | F8 | Industrial | Primary Metals | New | Space Heating | Natural Gas | Strategic Energy Management | A | Cumulative Summer Peak Savings (MW) | Technical Potential | 0 | 0 | 0 | 0 | 0 | 0 | 0 | 0 | 0 | 0 | 0 | 0 | 0 | 0 | 0 | 0 | 0 | 0 | 0 | 0 | 0 | 0 | 0 | 0 | 0 | 0 | 0 | 0 | 0 | 0 | 0
F9_Industrial_Primary Metals_New_Space Heating_Natural Gas_Strategic Energy Management_A_Technical Potential | F9 | Industrial | Primary Metals | New | Space Heating | Natural Gas | Strategic Energy Management | A | Cumulative Winter Peak Savings (MW) | Technical Potential | 0 | 0 | 0 | 0 | 0 | 0 | 0 | 0 | 0 | 0 | 0 | 0 | 0 | 0 | 0 | 0 | 0 | 0 | 0 | 0 | 0 | 0 | 0 | 0 | 0 | 0 | 0 | 0 | 0 | 0 | 0
F10_Industrial_Primary Metals_New_Space Heating_Natural Gas_Strategic Energy Management_A_Technical Potential | F10 | Industrial | Primary Metals | New | Space Heating | Natural Gas | Strategic Energy Management | A | Purchases (Incremental) | Technical Potential | 0 | 0 | 0 | 0 | 0 | 0.051963 | 0.061562 | 0.071155 | 0.080693 | 0.090235 | 0.099785 | 0.10921 | 0.11862 | 0.128 | 0.13724 | 0.14651 | 0.15569 | 0.16487 | 0.17401 | 0.18306 | 0.19213 | 0.20116 | 0.21015 | 0.21911 | 0.22804 | 0.19213 | 0.20116 | 0.21015 | 0.21911 | 0.22804 | 0.19213
F11_Industrial_Primary Metals_New_Space Heating_Natural Gas_Strategic Energy Management_A_Technical Potential | F11 | Industrial | Primary Metals | New | Space Heating | Natural Gas | Strategic Energy Management | A | Purchases (Cumulative) | Technical Potential | 0 | 0 | 0 | 0 | 0 | 0.051963 | 0.11352 | 0.18468 | 0.26537 | 0.35561 | 0.40343 | 0.45108 | 0.49854 | 0.54585 | 0.59285 | 0.63957 | 0.68605 | 0.7323 | 0.77831 | 0.82414 | 0.86976 | 0.91523 | 0.96051 | 1.0056 | 1.0506 | 1.0506 | 1.0506 | 1.0506 | 1.0506 | 1.0506 | 1.0506
F1_Industrial_Primary Metals_New_Process_Natural Gas_Strategic Energy Management_A_Technical Potential | F1 | Industrial | Primary Metals | New | Process | Natural Gas | Strategic Energy Management | A | Integrated Unit Energy Savings (kWh or therms) | Technical Potential | 0 | 0 | 0 | 0 | 0 | 100.6565 | 100.5456 | 100.4477 | 100.3589 | 100.2752 | 100.2082 | 100.1654 | 100.1405 | 100.1285 | 100.1254 | 100.1293 | 100.1377 | 100.1496 | 100.1637 | 100.179 | 100.1969 | 100.2234 | 100.2476 | 100.2697 | 100.29 | 100.3088 | 100.3261 | 100.3422 | 0 | 0 | 0
F2_Industrial_Primary Metals_New_Process_Natural Gas_Strategic Energy Management_A_Technical Potential | F2 | Industrial | Primary Metals | New | Process | Natural Gas | Strategic Energy Management | A | Integrated Unit Summer Peak Savings (kW) | Technical Potential | 0 | 0 | 0 | 0 | 0 | 0 | 0 | 0 | 0 | 0 | 0 | 0 | 0 | 0 | 0 | 0 | 0 | 0 | 0 | 0 | 0 | 0 | 0 | 0 | 0 | 0 | 0 | 0 | 0 | 0 | 0
F3_Industrial_Primary Metals_New_Process_Natural Gas_Strategic Energy Management_A_Technical Potential | F3 | Industrial | Primary Metals | New | Process | Natural Gas | Strategic Energy Management | A | Integrated Unit Winter Peak Savings (kW) | Technical Potential | 0 | 0 | 0 | 0 | 0 | 0 | 0 | 0 | 0 | 0 | 0 | 0 | 0 | 0 | 0 | 0 | 0 | 0 | 0 | 0 | 0 | 0 | 0 | 0 | 0 | 0 | 0 | 0 | 0 | 0 | 0
F4_Industrial_Primary Metals_New_Process_Natural Gas_Strategic Energy Management_A_Technical Potential | F4 | Industrial | Primary Metals | New | Process | Natural Gas | Strategic Energy Management | A | Incremental Energy Savings (MWh or mTherms) | Technical Potential | 0 | 0 | 0 | 0 | 0 | 0.21315 | 0.25225 | 0.29128 | 0.33002 | 0.36874 | 0.4075 | 0.44581 | 0.48408 | 0.52231 | 0.55997 | 0.59782 | 0.63534 | 0.6729 | 0.71029 | 0.74737 | 0.78452 | 0.8216 | 0.85854 | 0.89535 | 0.93203 | 0.7854 | 0.82245 | 0.85935 | 0 | 0 | 0
F5_Industrial_Primary Metals_New_Process_Natural Gas_Strategic Energy Management_A_Technical Potential | F5 | Industrial | Primary Metals | New | Process | Natural Gas | Strategic Energy Management | A | Incremental Summer Peak Savings (MW) | Technical Potential | 0 | 0 | 0 | 0 | 0 | 0 | 0 | 0 | 0 | 0 | 0 | 0 | 0 | 0 | 0 | 0 | 0 | 0 | 0 | 0 | 0 | 0 | 0 | 0 | 0 | 0 | 0 | 0 | 0 | 0 | 0
F6_Industrial_Primary Metals_New_Process_Natural Gas_Strategic Energy Management_A_Technical Potential | F6 | Industrial | Primary Metals | New | Process | Natural Gas | Strategic Energy Management | A | Incremental Winter Peak Savings (MW) | Technical Potential | 0 | 0 | 0 | 0 | 0 | 0 | 0 | 0 | 0 | 0 | 0 | 0 | 0 | 0 | 0 | 0 | 0 | 0 | 0 | 0 | 0 | 0 | 0 | 0 | 0 | 0 | 0 | 0 | 0 | 0 | 0
F7_Industrial_Primary Metals_New_Process_Natural Gas_Strategic Energy Management_A_Technical Potential | F7 | Industrial | Primary Metals | New | Process | Natural Gas | Strategic Energy Management | A | Cumulative Energy Savings (MWh or mTherms) | Technical Potential | 0 | 0 | 0 | 0 | 0 | 0.21315 | 0.46517 | 0.75599 | 1.0853 | 1.4532 | 1.6475 | 1.8413 | 2.0346 | 2.2274 | 2.4191 | 2.6098 | 2.7997 | 2.9888 | 3.177 | 3.3646 | 3.5515 | 3.7381 | 3.924 | 4.1092 | 4.2939 | 4.2947 | 4.2954 | 4.2961 | 0 | 0 | 0
F8_Industrial_Primary Metals_New_Process_Natural Gas_Strategic Energy Management_A_Technical Potential | F8 | Industrial | Primary Metals | New | Process | Natural Gas | Strategic Energy Management | A | Cumulative Summer Peak Savings (MW) | Technical Potential | 0 | 0 | 0 | 0 | 0 | 0 | 0 | 0 | 0 | 0 | 0 | 0 | 0 | 0 | 0 | 0 | 0 | 0 | 0 | 0 | 0 | 0 | 0 | 0 | 0 | 0 | 0 | 0 | 0 | 0 | 0
F9_Industrial_Primary Metals_New_Process_Natural Gas_Strategic Energy Management_A_Technical Potential | F9 | Industrial | Primary Metals | New | Process | Natural Gas | Strategic Energy Management | A | Cumulative Winter Peak Savings (MW) | Technical Potential | 0 | 0 | 0 | 0 | 0 | 0 | 0 | 0 | 0 | 0 | 0 | 0 | 0 | 0 | 0 | 0 | 0 | 0 | 0 | 0 | 0 | 0 | 0 | 0 | 0 | 0 | 0 | 0 | 0 | 0 | 0
F10_Industrial_Primary Metals_New_Process_Natural Gas_Strategic Energy Management_A_Technical Potential | F10 | Industrial | Primary Metals | New | Process | Natural Gas | Strategic Energy Management | A | Purchases (Incremental) | Technical Potential | 0 | 0 | 0 | 0 | 0 | 2.1176 | 2.5088 | 2.8998 | 3.2884 | 3.6773 | 4.0665 | 4.4508 | 4.834 | 5.2164 | 5.5927 | 5.9705 | 6.3447 | 6.7189 | 7.0913 | 7.4603 | 7.8298 | 8.1977 | 8.5642 | 8.9294 | 9.2933 | 7.8298 | 8.1977 | 8.5642 | 8.9294 | 9.2933 | 7.8298
F11_Industrial_Primary Metals_New_Process_Natural Gas_Strategic Energy Management_A_Technical Potential | F11 | Industrial | Primary Metals | New | Process | Natural Gas | Strategic Energy Management | A | Purchases (Cumulative) | Technical Potential | 0 | 0 | 0 | 0 | 0 | 2.1176 | 4.6264 | 7.5262 | 10.8147 | 14.492 | 16.4408 | 18.3828 | 20.317 | 22.2449 | 24.1603 | 26.0644 | 27.9583 | 29.8433 | 31.7182 | 33.5858 | 35.4451 | 37.2981 | 39.1434 | 40.9815 | 42.8145 | 42.8145 | 42.8145 | 42.8145 | 42.8145 | 42.8145 | 42.8145
F1_Industrial_Primary Metals_New_Miscellaneous_Natural Gas_Strategic Energy Management_A_Technical Potential | F1 | Industrial | Primary Metals | New | Miscellaneous | Natural Gas | Strategic Energy Management | A | Integrated Unit Energy Savings (kWh or therms) | Technical Potential | 0 | 0 | 0 | 0 | 0 | 17.014 | 17.014 | 17.014 | 17.014 | 17.014 | 17.014 | 17.014 | 17.014 | 17.014 | 17.014 | 17.014 | 17.014 | 17.014 | 17.014 | 17.014 | 17.014 | 17.014 | 17.014 | 17.014 | 17.014 | 17.014 | 17.014 | 17.014 | 0 | 0 | 0
F2_Industrial_Primary Metals_New_Miscellaneous_Natural Gas_Strategic Energy Management_A_Technical Potential | F2 | Industrial | Primary Metals | New | Miscellaneous | Natural Gas | Strategic Energy Management | A | Integrated Unit Summer Peak Savings (kW) | Technical Potential | 0 | 0 | 0 | 0 | 0 | 0 | 0 | 0 | 0 | 0 | 0 | 0 | 0 | 0 | 0 | 0 | 0 | 0 | 0 | 0 | 0 | 0 | 0 | 0 | 0 | 0 | 0 | 0 | 0 | 0 | 0
F3_Industrial_Primary Metals_New_Miscellaneous_Natural Gas_Strategic Energy Management_A_Technical Potential | F3 | Industrial | Primary Metals | New | Miscellaneous | Natural Gas | Strategic Energy Management | A | Integrated Unit Winter Peak Savings (kW) | Technical Potential | 0 | 0 | 0 | 0 | 0 | 0 | 0 | 0 | 0 | 0 | 0 | 0 | 0 | 0 | 0 | 0 | 0 | 0 | 0 | 0 | 0 | 0 | 0 | 0 | 0 | 0 | 0 | 0 | 0 | 0 | 0
F4_Industrial_Primary Metals_New_Miscellaneous_Natural Gas_Strategic Energy Management_A_Technical Potential | F4 | Industrial | Primary Metals | New | Miscellaneous | Natural Gas | Strategic Energy Management | A | Incremental Energy Savings (MWh or mTherms) | Technical Potential | 0 | 0 | 0 | 0 | 0 | 0.0090073 | 0.010671 | 0.012334 | 0.013987 | 0.015641 | 0.017297 | 0.018931 | 0.020561 | 0.022188 | 0.023789 | 0.025396 | 0.026987 | 0.028579 | 0.030163 | 0.031733 | 0.033304 | 0.034869 | 0.036428 | 0.037981 | 0.039529 | 0.033304 | 0.034869 | 0.036428 | 0 | 0 | 0
F5_Industrial_Primary Metals_New_Miscellaneous_Natural Gas_Strategic Energy Management_A_Technical Potential | F5 | Industrial | Primary Metals | New | Miscellaneous | Natural Gas | Strategic Energy Management | A | Incremental Summer Peak Savings (MW) | Technical Potential | 0 | 0 | 0 | 0 | 0 | 0 | 0 | 0 | 0 | 0 | 0 | 0 | 0 | 0 | 0 | 0 | 0 | 0 | 0 | 0 | 0 | 0 | 0 | 0 | 0 | 0 | 0 | 0 | 0 | 0 | 0
F6_Industrial_Primary Metals_New_Miscellaneous_Natural Gas_Strategic Energy Management_A_Technical Potential | F6 | Industrial | Primary Metals | New | Miscellaneous | Natural Gas | Strategic Energy Management | A | Incremental Winter Peak Savings (MW) | Technical Potential | 0 | 0 | 0 | 0 | 0 | 0 | 0 | 0 | 0 | 0 | 0 | 0 | 0 | 0 | 0 | 0 | 0 | 0 | 0 | 0 | 0 | 0 | 0 | 0 | 0 | 0 | 0 | 0 | 0 | 0 | 0
F7_Industrial_Primary Metals_New_Miscellaneous_Natural Gas_Strategic Energy Management_A_Technical Potential | F7 | Industrial | Primary Metals | New | Miscellaneous | Natural Gas | Strategic Energy Management | A | Cumulative Energy Savings (MWh or mTherms) | Technical Potential | 0 | 0 | 0 | 0 | 0 | 0.0090073 | 0.019679 | 0.032013 | 0.046 | 0.061642 | 0.069931 | 0.078191 | 0.086418 | 0.094619 | 0.10277 | 0.11086 | 0.11892 | 0.12694 | 0.13491 | 0.14286 | 0.15077 | 0.15865 | 0.1665 | 0.17432 | 0.18211 | 0.18211 | 0.18211 | 0.18211 | 0 | 0 | 0
F8_Industrial_Primary Metals_New_Miscellaneous_Natural Gas_Strategic Energy Management_A_Technical Potential | F8 | Industrial | Primary Metals | New | Miscellaneous | Natural Gas | Strategic Energy Management | A | Cumulative Summer Peak Savings (MW) | Technical Potential | 0 | 0 | 0 | 0 | 0 | 0 | 0 | 0 | 0 | 0 | 0 | 0 | 0 | 0 | 0 | 0 | 0 | 0 | 0 | 0 | 0 | 0 | 0 | 0 | 0 | 0 | 0 | 0 | 0 | 0 | 0
F9_Industrial_Primary Metals_New_Miscellaneous_Natural Gas_Strategic Energy Management_A_Technical Potential | F9 | Industrial | Primary Metals | New | Miscellaneous | Natural Gas | Strategic Energy Management | A | Cumulative Winter Peak Savings (MW) | Technical Potential | 0 | 0 | 0 | 0 | 0 | 0 | 0 | 0 | 0 | 0 | 0 | 0 | 0 | 0 | 0 | 0 | 0 | 0 | 0 | 0 | 0 | 0 | 0 | 0 | 0 | 0 | 0 | 0 | 0 | 0 | 0
F10_Industrial_Primary Metals_New_Miscellaneous_Natural Gas_Strategic Energy Management_A_Technical Potential | F10 | Industrial | Primary Metals | New | Miscellaneous | Natural Gas | Strategic Energy Management | A | Purchases (Incremental) | Technical Potential | 0 | 0 | 0 | 0 | 0 | 0.52941 | 0.6272 | 0.72494 | 0.82211 | 0.91933 | 1.0166 | 1.1127 | 1.2085 | 1.3041 | 1.3982 | 1.4926 | 1.5862 | 1.6797 | 1.7728 | 1.8651 | 1.9574 | 2.0494 | 2.1411 | 2.2324 | 2.3233 | 1.9574 | 2.0494 | 2.1411 | 2.2324 | 2.3233 | 1.9574
F11_Industrial_Primary Metals_New_Miscellaneous_Natural Gas_Strategic Energy Management_A_Technical Potential | F11 | Industrial | Primary Metals | New | Miscellaneous | Natural Gas | Strategic Energy Management | A | Purchases (Cumulative) | Technical Potential | 0 | 0 | 0 | 0 | 0 | 0.52941 | 1.1566 | 1.8816 | 2.7037 | 3.623 | 4.1102 | 4.5957 | 5.0792 | 5.5612 | 6.0401 | 6.5161 | 6.9896 | 7.4608 | 7.9296 | 8.3964 | 8.8613 | 9.3245 | 9.7858 | 10.2454 | 10.7036 | 10.7036 | 10.7036 | 10.7036 | 10.7036 | 10.7036 | 10.7036
F1_Industrial_Primary Metals_New_Space Heating_Natural Gas_Commissioning_A_Technical Potential | F1 | Industrial | Primary Metals | New | Space Heating | Natural Gas | Commissioning | A | Integrated Unit Energy Savings (kWh or therms) | Technical Potential | 0 | 0 | 0 | 0 | 0 | 19.7753 | 19.193 | 18.768 | 18.4457 | 18.1913 | 17.9855 | 17.7448 | 17.492 | 17.2428 | 17.0017 | 16.7882 | 16.5987 | 16.5788 | 16.4644 | 16.3825 | 16.3246 | 16.2749 | 16.2566 | 16.2539 | 16.2602 | 16.2706 | 16.2816 | 16.2941 | 0 | 0 | 0
F2_Industrial_Primary Metals_New_Space Heating_Natural Gas_Commissioning_A_Technical Potential | F2 | Industrial | Primary Metals | New | Space Heating | Natural Gas | Commissioning | A | Integrated Unit Summer Peak Savings (kW) | Technical Potential | 0 | 0 | 0 | 0 | 0 | 0 | 0 | 0 | 0 | 0 | 0 | 0 | 0 | 0 | 0 | 0 | 0 | 0 | 0 | 0 | 0 | 0 | 0 | 0 | 0 | 0 | 0 | 0 | 0 | 0 | 0
F3_Industrial_Primary Metals_New_Space Heating_Natural Gas_Commissioning_A_Technical Potential | F3 | Industrial | Primary Metals | New | Space Heating | Natural Gas | Commissioning | A | Integrated Unit Winter Peak Savings (kW) | Technical Potential | 0 | 0 | 0 | 0 | 0 | 0 | 0 | 0 | 0 | 0 | 0 | 0 | 0 | 0 | 0 | 0 | 0 | 0 | 0 | 0 | 0 | 0 | 0 | 0 | 0 | 0 | 0 | 0 | 0 | 0 | 0
F4_Industrial_Primary Metals_New_Space Heating_Natural Gas_Commissioning_A_Technical Potential | F4 | Industrial | Primary Metals | New | Space Heating | Natural Gas | Commissioning | A | Incremental Energy Savings (MWh or mTherms) | Technical Potential | 0 | 0 | 0 | 0 | 0 | 0 | 0 | 0 | 0 | 0 | 0 | 0 | 0 | 0 | 0 | 0 | 0 | 0 | 0 | 0 | 0 | 0 | 0 | 0 | 0 | 0 | 0 | 0 | 0 | 0 | 0
F5_Industrial_Primary Metals_New_Space Heating_Natural Gas_Commissioning_A_Technical Potential | F5 | Industrial | Primary Metals | New | Space Heating | Natural Gas | Commissioning | A | Incremental Summer Peak Savings (MW) | Technical Potential | 0 | 0 | 0 | 0 | 0 | 0 | 0 | 0 | 0 | 0 | 0 | 0 | 0 | 0 | 0 | 0 | 0 | 0 | 0 | 0 | 0 | 0 | 0 | 0 | 0 | 0 | 0 | 0 | 0 | 0 | 0
F6_Industrial_Primary Metals_New_Space Heating_Natural Gas_Commissioning_A_Technical Potential | F6 | Industrial | Primary Metals | New | Space Heating | Natural Gas | Commissioning | A | Incremental Winter Peak Savings (MW) | Technical Potential | 0 | 0 | 0 | 0 | 0 | 0 | 0 | 0 | 0 | 0 | 0 | 0 | 0 | 0 | 0 | 0 | 0 | 0 | 0 | 0 | 0 | 0 | 0 | 0 | 0 | 0 | 0 | 0 | 0 | 0 | 0
F7_Industrial_Primary Metals_New_Space Heating_Natural Gas_Commissioning_A_Technical Potential | F7 | Industrial | Primary Metals | New | Space Heating | Natural Gas | Commissioning | A | Cumulative Energy Savings (MWh or mTherms) | Technical Potential | 0 | 0 | 0 | 0 | 0 | 0 | 0 | 0 | 0 | 0 | 0 | 0 | 0 | 0 | 0 | 0 | 0 | 0 | 0 | 0 | 0 | 0 | 0 | 0 | 0 | 0 | 0 | 0 | 0 | 0 | 0
F8_Industrial_Primary Metals_New_Space Heating_Natural Gas_Commissioning_A_Technical Potential | F8 | Industrial | Primary Metals | New | Space Heating | Natural Gas | Commissioning | A | Cumulative Summer Peak Savings (MW) | Technical Potential | 0 | 0 | 0 | 0 | 0 | 0 | 0 | 0 | 0 | 0 | 0 | 0 | 0 | 0 | 0 | 0 | 0 | 0 | 0 | 0 | 0 | 0 | 0 | 0 | 0 | 0 | 0 | 0 | 0 | 0 | 0
F9_Industrial_Primary Metals_New_Space Heating_Natural Gas_Commissioning_A_Technical Potential | F9 | Industrial | Primary Metals | New | Space Heating | Natural Gas | Commissioning | A | Cumulative Winter Peak Savings (MW) | Technical Potential | 0 | 0 | 0 | 0 | 0 | 0 | 0 | 0 | 0 | 0 | 0 | 0 | 0 | 0 | 0 | 0 | 0 | 0 | 0 | 0 | 0 | 0 | 0 | 0 | 0 | 0 | 0 | 0 | 0 | 0 | 0
F10_Industrial_Primary Metals_New_Space Heating_Natural Gas_Commissioning_A_Technical Potential | F10 | Industrial | Primary Metals | New | Space Heating | Natural Gas | Commissioning | A | Purchases (Incremental) | Technical Potential | 0 | 0 | 0 | 0 | 0 | 0 | 0 | 0 | 0 | 0 | 0 | 0 | 0 | 0 | 0 | 0 | 0 | 0 | 0 | 0 | 0 | 0 | 0 | 0 | 0 | 0 | 0 | 0 | 0 | 0 | 0
F11_Industrial_Primary Metals_New_Space Heating_Natural Gas_Commissioning_A_Technical Potential | F11 | Industrial | Primary Metals | New | Space Heating | Natural Gas | Commissioning | A | Purchases (Cumulative) | Technical Potential | 0 | 0 | 0 | 0 | 0 | 0 | 0 | 0 | 0 | 0 | 0 | 0 | 0 | 0 | 0 | 0 | 0 | 0 | 0 | 0 | 0 | 0 | 0 | 0 | 0 | 0 | 0 | 0 | 0 | 0 | 0
F1_Industrial_Primary Metals_New_Process_Natural Gas_Commissioning_A_Technical Potential | F1 | Industrial | Primary Metals | New | Process | Natural Gas | Commissioning | A | Integrated Unit Energy Savings (kWh or therms) | Technical Potential | 0 | 0 | 0 | 0 | 0 | 562.5435 | 562.5435 | 562.5435 | 562.5435 | 562.5435 | 562.5435 | 562.5435 | 562.5435 | 562.5435 | 562.5435 | 562.5435 | 562.5435 | 562.5435 | 562.5435 | 562.5435 | 562.5435 | 562.5435 | 562.5435 | 562.5435 | 562.5435 | 562.5435 | 562.5435 | 562.5435 | 0 | 0 | 0
F2_Industrial_Primary Metals_New_Process_Natural Gas_Commissioning_A_Technical Potential | F2 | Industrial | Primary Metals | New | Process | Natural Gas | Commissioning | A | Integrated Unit Summer Peak Savings (kW) | Technical Potential | 0 | 0 | 0 | 0 | 0 | 0 | 0 | 0 | 0 | 0 | 0 | 0 | 0 | 0 | 0 | 0 | 0 | 0 | 0 | 0 | 0 | 0 | 0 | 0 | 0 | 0 | 0 | 0 | 0 | 0 | 0
F3_Industrial_Primary Metals_New_Process_Natural Gas_Commissioning_A_Technical Potential | F3 | Industrial | Primary Metals | New | Process | Natural Gas | Commissioning | A | Integrated Unit Winter Peak Savings (kW) | Technical Potential | 0 | 0 | 0 | 0 | 0 | 0 | 0 | 0 | 0 | 0 | 0 | 0 | 0 | 0 | 0 | 0 | 0 | 0 | 0 | 0 | 0 | 0 | 0 | 0 | 0 | 0 | 0 | 0 | 0 | 0 | 0
F4_Industrial_Primary Metals_New_Process_Natural Gas_Commissioning_A_Technical Potential | F4 | Industrial | Primary Metals | New | Process | Natural Gas | Commissioning | A | Incremental Energy Savings (MWh or mTherms) | Technical Potential | 0 | 0 | 0 | 0 | 0 | 0 | 0 | 0 | 0 | 0 | 0 | 0 | 0 | 0 | 0 | 0 | 0 | 0 | 0 | 0 | 0 | 0 | 0 | 0 | 0 | 0 | 0 | 0 | 0 | 0 | 0
F5_Industrial_Primary Metals_New_Process_Natural Gas_Commissioning_A_Technical Potential | F5 | Industrial | Primary Metals | New | Process | Natural Gas | Commissioning | A | Incremental Summer Peak Savings (MW) | Technical Potential | 0 | 0 | 0 | 0 | 0 | 0 | 0 | 0 | 0 | 0 | 0 | 0 | 0 | 0 | 0 | 0 | 0 | 0 | 0 | 0 | 0 | 0 | 0 | 0 | 0 | 0 | 0 | 0 | 0 | 0 | 0
F6_Industrial_Primary Metals_New_Process_Natural Gas_Commissioning_A_Technical Potential | F6 | Industrial | Primary Metals | New | Process | Natural Gas | Commissioning | A | Incremental Winter Peak Savings (MW) | Technical Potential | 0 | 0 | 0 | 0 | 0 | 0 | 0 | 0 | 0 | 0 | 0 | 0 | 0 | 0 | 0 | 0 | 0 | 0 | 0 | 0 | 0 | 0 | 0 | 0 | 0 | 0 | 0 | 0 | 0 | 0 | 0
F7_Industrial_Primary Metals_New_Process_Natural Gas_Commissioning_A_Technical Potential | F7 | Industrial | Primary Metals | New | Process | Natural Gas | Commissioning | A | Cumulative Energy Savings (MWh or mTherms) | Technical Potential | 0 | 0 | 0 | 0 | 0 | 0 | 0 | 0 | 0 | 0 | 0 | 0 | 0 | 0 | 0 | 0 | 0 | 0 | 0 | 0 | 0 | 0 | 0 | 0 | 0 | 0 | 0 | 0 | 0 | 0 | 0
F8_Industrial_Primary Metals_New_Process_Natural Gas_Commissioning_A_Technical Potential | F8 | Industrial | Primary Metals | New | Process | Natural Gas | Commissioning | A | Cumulative Summer Peak Savings (MW) | Technical Potential | 0 | 0 | 0 | 0 | 0 | 0 | 0 | 0 | 0 | 0 | 0 | 0 | 0 | 0 | 0 | 0 | 0 | 0 | 0 | 0 | 0 | 0 | 0 | 0 | 0 | 0 | 0 | 0 | 0 | 0 | 0
F9_Industrial_Primary Metals_New_Process_Natural Gas_Commissioning_A_Technical Potential | F9 | Industrial | Primary Metals | New | Process | Natural Gas | Commissioning | A | Cumulative Winter Peak Savings (MW) | Technical Potential | 0 | 0 | 0 | 0 | 0 | 0 | 0 | 0 | 0 | 0 | 0 | 0 | 0 | 0 | 0 | 0 | 0 | 0 | 0 | 0 | 0 | 0 | 0 | 0 | 0 | 0 | 0 | 0 | 0 | 0 | 0
F10_Industrial_Primary Metals_New_Process_Natural Gas_Commissioning_A_Technical Potential | F10 | Industrial | Primary Metals | New | Process | Natural Gas | Commissioning | A | Purchases (Incremental) | Technical Potential | 0 | 0 | 0 | 0 | 0 | 0 | 0 | 0 | 0 | 0 | 0 | 0 | 0 | 0 | 0 | 0 | 0 | 0 | 0 | 0 | 0 | 0 | 0 | 0 | 0 | 0 | 0 | 0 | 0 | 0 | 0
F11_Industrial_Primary Metals_New_Process_Natural Gas_Commissioning_A_Technical Potential | F11 | Industrial | Primary Metals | New | Process | Natural Gas | Commissioning | A | Purchases (Cumulative) | Technical Potential | 0 | 0 | 0 | 0 | 0 | 0 | 0 | 0 | 0 | 0 | 0 | 0 | 0 | 0 | 0 | 0 | 0 | 0 | 0 | 0 | 0 | 0 | 0 | 0 | 0 | 0 | 0 | 0 | 0 | 0 | 0
F1_Industrial_Primary Metals_New_Space Heating_Natural Gas_Retrocommissioning_A_Technical Potential | F1 | Industrial | Primary Metals | New | Space Heating | Natural Gas | Retrocommissioning | A | Integrated Unit Energy Savings (kWh or therms) | Technical Potential | 0 | 0 | 0 | 0 | 0 | 0 | 0 | 0 | 0 | 0 | 0 | 0 | 0 | 0 | 0 | 0 | 0 | 0 | 0 | 0 | 0 | 0 | 0 | 0 | 0 | 0 | 0 | 0 | 0 | 0 | 0
F2_Industrial_Primary Metals_New_Space Heating_Natural Gas_Retrocommissioning_A_Technical Potential | F2 | Industrial | Primary Metals | New | Space Heating | Natural Gas | Retrocommissioning | A | Integrated Unit Summer Peak Savings (kW) | Technical Potential | 0 | 0 | 0 | 0 | 0 | 0 | 0 | 0 | 0 | 0 | 0 | 0 | 0 | 0 | 0 | 0 | 0 | 0 | 0 | 0 | 0 | 0 | 0 | 0 | 0 | 0 | 0 | 0 | 0 | 0 | 0
F3_Industrial_Primary Metals_New_Space Heating_Natural Gas_Retrocommissioning_A_Technical Potential | F3 | Industrial | Primary Metals | New | Space Heating | Natural Gas | Retrocommissioning | A | Integrated Unit Winter Peak Savings (kW) | Technical Potential | 0 | 0 | 0 | 0 | 0 | 0 | 0 | 0 | 0 | 0 | 0 | 0 | 0 | 0 | 0 | 0 | 0 | 0 | 0 | 0 | 0 | 0 | 0 | 0 | 0 | 0 | 0 | 0 | 0 | 0 | 0
F4_Industrial_Primary Metals_New_Space Heating_Natural Gas_Retrocommissioning_A_Technical Potential | F4 | Industrial | Primary Metals | New | Space Heating | Natural Gas | Retrocommissioning | A | Incremental Energy Savings (MWh or mTherms) | Technical Potential | 0 | 0 | 0 | 0 | 0 | 0 | 0 | 0 | 0 | 0 | 0 | 0 | 0 | 0 | 0 | 0 | 0 | 0 | 0 | 0 | 0 | 0 | 0 | 0 | 0 | 0 | 0 | 0 | 0 | 0 | 0
F5_Industrial_Primary Metals_New_Space Heating_Natural Gas_Retrocommissioning_A_Technical Potential | F5 | Industrial | Primary Metals | New | Space Heating | Natural Gas | Retrocommissioning | A | Incremental Summer Peak Savings (MW) | Technical Potential | 0 | 0 | 0 | 0 | 0 | 0 | 0 | 0 | 0 | 0 | 0 | 0 | 0 | 0 | 0 | 0 | 0 | 0 | 0 | 0 | 0 | 0 | 0 | 0 | 0 | 0 | 0 | 0 | 0 | 0 | 0
F6_Industrial_Primary Metals_New_Space Heating_Natural Gas_Retrocommissioning_A_Technical Potential | F6 | Industrial | Primary Metals | New | Space Heating | Natural Gas | Retrocommissioning | A | Incremental Winter Peak Savings (MW) | Technical Potential | 0 | 0 | 0 | 0 | 0 | 0 | 0 | 0 | 0 | 0 | 0 | 0 | 0 | 0 | 0 | 0 | 0 | 0 | 0 | 0 | 0 | 0 | 0 | 0 | 0 | 0 | 0 | 0 | 0 | 0 | 0
F7_Industrial_Primary Metals_New_Space Heating_Natural Gas_Retrocommissioning_A_Technical Potential | F7 | Industrial | Primary Metals | New | Space Heating | Natural Gas | Retrocommissioning | A | Cumulative Energy Savings (MWh or mTherms) | Technical Potential | 0 | 0 | 0 | 0 | 0 | 0 | 0 | 0 | 0 | 0 | 0 | 0 | 0 | 0 | 0 | 0 | 0 | 0 | 0 | 0 | 0 | 0 | 0 | 0 | 0 | 0 | 0 | 0 | 0 | 0 | 0
F8_Industrial_Primary Metals_New_Space Heating_Natural Gas_Retrocommissioning_A_Technical Potential | F8 | Industrial | Primary Metals | New | Space Heating | Natural Gas | Retrocommissioning | A | Cumulative Summer Peak Savings (MW) | Technical Potential | 0 | 0 | 0 | 0 | 0 | 0 | 0 | 0 | 0 | 0 | 0 | 0 | 0 | 0 | 0 | 0 | 0 | 0 | 0 | 0 | 0 | 0 | 0 | 0 | 0 | 0 | 0 | 0 | 0 | 0 | 0
F9_Industrial_Primary Metals_New_Space Heating_Natural Gas_Retrocommissioning_A_Technical Potential | F9 | Industrial | Primary Metals | New | Space Heating | Natural Gas | Retrocommissioning | A | Cumulative Winter Peak Savings (MW) | Technical Potential | 0 | 0 | 0 | 0 | 0 | 0 | 0 | 0 | 0 | 0 | 0 | 0 | 0 | 0 | 0 | 0 | 0 | 0 | 0 | 0 | 0 | 0 | 0 | 0 | 0 | 0 | 0 | 0 | 0 | 0 | 0
F10_Industrial_Primary Metals_New_Space Heating_Natural Gas_Retrocommissioning_A_Technical Potential | F10 | Industrial | Primary Metals | New | Space Heating | Natural Gas | Retrocommissioning | A | Purchases (Incremental) | Technical Potential | 0 | 0 | 0 | 0 | 0 | 0 | 0 | 0 | 0 | 0 | 0 | 0 | 0 | 0 | 0 | 0 | 0 | 0 | 0 | 0 | 0 | 0 | 0 | 0 | 0 | 0 | 0 | 0 | 0 | 0 | 0
F11_Industrial_Primary Metals_New_Space Heating_Natural Gas_Retrocommissioning_A_Technical Potential | F11 | Industrial | Primary Metals | New | Space Heating | Natural Gas | Retrocommissioning | A | Purchases (Cumulative) | Technical Potential | 0 | 0 | 0 | 0 | 0 | 0 | 0 | 0 | 0 | 0 | 0 | 0 | 0 | 0 | 0 | 0 | 0 | 0 | 0 | 0 | 0 | 0 | 0 | 0 | 0 | 0 | 0 | 0 | 0 | 0 | 0
F1_Industrial_Primary Metals_New_Process_Natural Gas_Retrocommissioning_A_Technical Potential | F1 | Industrial | Primary Metals | New | Process | Natural Gas | Retrocommissioning | A | Integrated Unit Energy Savings (kWh or therms) | Technical Potential | 0 | 0 | 0 | 0 | 0 | 0 | 0 | 0 | 0 | 0 | 0 | 0 | 0 | 0 | 0 | 0 | 0 | 0 | 0 | 0 | 0 | 0 | 0 | 0 | 0 | 0 | 0 | 0 | 0 | 0 | 0
F2_Industrial_Primary Metals_New_Process_Natural Gas_Retrocommissioning_A_Technical Potential | F2 | Industrial | Primary Metals | New | Process | Natural Gas | Retrocommissioning | A | Integrated Unit Summer Peak Savings (kW) | Technical Potential | 0 | 0 | 0 | 0 | 0 | 0 | 0 | 0 | 0 | 0 | 0 | 0 | 0 | 0 | 0 | 0 | 0 | 0 | 0 | 0 | 0 | 0 | 0 | 0 | 0 | 0 | 0 | 0 | 0 | 0 | 0
F3_Industrial_Primary Metals_New_Process_Natural Gas_Retrocommissioning_A_Technical Potential | F3 | Industrial | Primary Metals | New | Process | Natural Gas | Retrocommissioning | A | Integrated Unit Winter Peak Savings (kW) | Technical Potential | 0 | 0 | 0 | 0 | 0 | 0 | 0 | 0 | 0 | 0 | 0 | 0 | 0 | 0 | 0 | 0 | 0 | 0 | 0 | 0 | 0 | 0 | 0 | 0 | 0 | 0 | 0 | 0 | 0 | 0 | 0
F4_Industrial_Primary Metals_New_Process_Natural Gas_Retrocommissioning_A_Technical Potential | F4 | Industrial | Primary Metals | New | Process | Natural Gas | Retrocommissioning | A | Incremental Energy Savings (MWh or mTherms) | Technical Potential | 0 | 0 | 0 | 0 | 0 | 0 | 0 | 0 | 0 | 0 | 0 | 0 | 0 | 0 | 0 | 0 | 0 | 0 | 0 | 0 | 0 | 0 | 0 | 0 | 0 | 0 | 0 | 0 | 0 | 0 | 0
F5_Industrial_Primary Metals_New_Process_Natural Gas_Retrocommissioning_A_Technical Potential | F5 | Industrial | Primary Metals | New | Process | Natural Gas | Retrocommissioning | A | Incremental Summer Peak Savings (MW) | Technical Potential | 0 | 0 | 0 | 0 | 0 | 0 | 0 | 0 | 0 | 0 | 0 | 0 | 0 | 0 | 0 | 0 | 0 | 0 | 0 | 0 | 0 | 0 | 0 | 0 | 0 | 0 | 0 | 0 | 0 | 0 | 0
F6_Industrial_Primary Metals_New_Process_Natural Gas_Retrocommissioning_A_Technical Potential | F6 | Industrial | Primary Metals | New | Process | Natural Gas | Retrocommissioning | A | Incremental Winter Peak Savings (MW) | Technical Potential | 0 | 0 | 0 | 0 | 0 | 0 | 0 | 0 | 0 | 0 | 0 | 0 | 0 | 0 | 0 | 0 | 0 | 0 | 0 | 0 | 0 | 0 | 0 | 0 | 0 | 0 | 0 | 0 | 0 | 0 | 0
F7_Industrial_Primary Metals_New_Process_Natural Gas_Retrocommissioning_A_Technical Potential | F7 | Industrial | Primary Metals | New | Process | Natural Gas | Retrocommissioning | A | Cumulative Energy Savings (MWh or mTherms) | Technical Potential | 0 | 0 | 0 | 0 | 0 | 0 | 0 | 0 | 0 | 0 | 0 | 0 | 0 | 0 | 0 | 0 | 0 | 0 | 0 | 0 | 0 | 0 | 0 | 0 | 0 | 0 | 0 | 0 | 0 | 0 | 0
F8_Industrial_Primary Metals_New_Process_Natural Gas_Retrocommissioning_A_Technical Potential | F8 | Industrial | Primary Metals | New | Process | Natural Gas | Retrocommissioning | A | Cumulative Summer Peak Savings (MW) | Technical Potential | 0 | 0 | 0 | 0 | 0 | 0 | 0 | 0 | 0 | 0 | 0 | 0 | 0 | 0 | 0 | 0 | 0 | 0 | 0 | 0 | 0 | 0 | 0 | 0 | 0 | 0 | 0 | 0 | 0 | 0 | 0
F9_Industrial_Primary Metals_New_Process_Natural Gas_Retrocommissioning_A_Technical Potential | F9 | Industrial | Primary Metals | New | Process | Natural Gas | Retrocommissioning | A | Cumulative Winter Peak Savings (MW) | Technical Potential | 0 | 0 | 0 | 0 | 0 | 0 | 0 | 0 | 0 | 0 | 0 | 0 | 0 | 0 | 0 | 0 | 0 | 0 | 0 | 0 | 0 | 0 | 0 | 0 | 0 | 0 | 0 | 0 | 0 | 0 | 0
F10_Industrial_Primary Metals_New_Process_Natural Gas_Retrocommissioning_A_Technical Potential | F10 | Industrial | Primary Metals | New | Process | Natural Gas | Retrocommissioning | A | Purchases (Incremental) | Technical Potential | 0 | 0 | 0 | 0 | 0 | 0 | 0 | 0 | 0 | 0 | 0 | 0 | 0 | 0 | 0 | 0 | 0 | 0 | 0 | 0 | 0 | 0 | 0 | 0 | 0 | 0 | 0 | 0 | 0 | 0 | 0
F11_Industrial_Primary Metals_New_Process_Natural Gas_Retrocommissioning_A_Technical Potential | F11 | Industrial | Primary Metals | New | Process | Natural Gas | Retrocommissioning | A | Purchases (Cumulative) | Technical Potential | 0 | 0 | 0 | 0 | 0 | 0 | 0 | 0 | 0 | 0 | 0 | 0 | 0 | 0 | 0 | 0 | 0 | 0 | 0 | 0 | 0 | 0 | 0 | 0 | 0 | 0 | 0 | 0 | 0 | 0 | 0
F1_Industrial_Stone, Clay, and Glass_Existing_Space Heating_Natural Gas_Insulation - Roof/Ceiling_A_Technical Potential | F1 | Industrial | Stone, Clay, and Glass | Existing | Space Heating | Natural Gas | Insulation - Roof/Ceiling | A | Integrated Unit Energy Savings (kWh or therms) | Technical Potential | 0 | 0 | 0 | 0 | 0 | 0.099235 | 0.098355 | 0.097257 | 0.096062 | 0.094762 | 0.093349 | 0.091857 | 0.090288 | 0.088576 | 0.086788 | 0.084958 | 0.083172 | 0.081501 | 0.079915 | 0.078537 | 0.077258 | 0.076055 | 0.075037 | 0.074132 | 0.0733 | 0.0727 | 0.072177 | 0.071675 | 0 | 0 | 0
F2_Industrial_Stone, Clay, and Glass_Existing_Space Heating_Natural Gas_Insulation - Roof/Ceiling_A_Technical Potential | F2 | Industrial | Stone, Clay, and Glass | Existing | Space Heating | Natural Gas | Insulation - Roof/Ceiling | A | Integrated Unit Summer Peak Savings (kW) | Technical Potential | 0 | 0 | 0 | 0 | 0 | 0 | 0 | 0 | 0 | 0 | 0 | 0 | 0 | 0 | 0 | 0 | 0 | 0 | 0 | 0 | 0 | 0 | 0 | 0 | 0 | 0 | 0 | 0 | 0 | 0 | 0
F3_Industrial_Stone, Clay, and Glass_Existing_Space Heating_Natural Gas_Insulation - Roof/Ceiling_A_Technical Potential | F3 | Industrial | Stone, Clay, and Glass | Existing | Space Heating | Natural Gas | Insulation - Roof/Ceiling | A | Integrated Unit Winter Peak Savings (kW) | Technical Potential | 0 | 0 | 0 | 0 | 0 | 0 | 0 | 0 | 0 | 0 | 0 | 0 | 0 | 0 | 0 | 0 | 0 | 0 | 0 | 0 | 0 | 0 | 0 | 0 | 0 | 0 | 0 | 0 | 0 | 0 | 0
F4_Industrial_Stone, Clay, and Glass_Existing_Space Heating_Natural Gas_Insulation - Roof/Ceiling_A_Technical Potential | F4 | Industrial | Stone, Clay, and Glass | Existing | Space Heating | Natural Gas | Insulation - Roof/Ceiling | A | Incremental Energy Savings (MWh or mTherms) | Technical Potential | 0 | 0 | 0 | 0 | 0 | 0.35538 | 0.61606 | 0.94203 | 1.3033 | 1.6377 | 1.8583 | 1.9638 | 1.9264 | 1.7359 | 1.4939 | 1.1928 | 0.90838 | 0.65258 | 0.44393 | 0.29119 | 0.18153 | 0.10835 | 0.072119 | 0 | 0 | 0 | 0 | 0 | 0 | 0 | 0
F5_Industrial_Stone, Clay, and Glass_Existing_Space Heating_Natural Gas_Insulation - Roof/Ceiling_A_Technical Potential | F5 | Industrial | Stone, Clay, and Glass | Existing | Space Heating | Natural Gas | Insulation - Roof/Ceiling | A | Incremental Summer Peak Savings (MW) | Technical Potential | 0 | 0 | 0 | 0 | 0 | 0 | 0 | 0 | 0 | 0 | 0 | 0 | 0 | 0 | 0 | 0 | 0 | 0 | 0 | 0 | 0 | 0 | 0 | 0 | 0 | 0 | 0 | 0 | 0 | 0 | 0
F6_Industrial_Stone, Clay, and Glass_Existing_Space Heating_Natural Gas_Insulation - Roof/Ceiling_A_Technical Potential | F6 | Industrial | Stone, Clay, and Glass | Existing | Space Heating | Natural Gas | Insulation - Roof/Ceiling | A | Incremental Winter Peak Savings (MW) | Technical Potential | 0 | 0 | 0 | 0 | 0 | 0 | 0 | 0 | 0 | 0 | 0 | 0 | 0 | 0 | 0 | 0 | 0 | 0 | 0 | 0 | 0 | 0 | 0 | 0 | 0 | 0 | 0 | 0 | 0 | 0 | 0
F7_Industrial_Stone, Clay, and Glass_Existing_Space Heating_Natural Gas_Insulation - Roof/Ceiling_A_Technical Potential | F7 | Industrial | Stone, Clay, and Glass | Existing | Space Heating | Natural Gas | Insulation - Roof/Ceiling | A | Cumulative Energy Savings (MWh or mTherms) | Technical Potential | 0 | 0 | 0 | 0 | 0 | 0.35538 | 0.96829 | 1.8995 | 3.1795 | 4.7742 | 6.5613 | 8.4202 | 10.2028 | 11.7452 | 13.0021 | 13.9207 | 14.5365 | 14.8969 | 15.051 | 15.0827 | 15.0186 | 14.8931 | 14.7658 | 14.5877 | 14.424 | 14.3059 | 14.2031 | 14.1042 | 0 | 0 | 0
F8_Industrial_Stone, Clay, and Glass_Existing_Space Heating_Natural Gas_Insulation - Roof/Ceiling_A_Technical Potential | F8 | Industrial | Stone, Clay, and Glass | Existing | Space Heating | Natural Gas | Insulation - Roof/Ceiling | A | Cumulative Summer Peak Savings (MW) | Technical Potential | 0 | 0 | 0 | 0 | 0 | 0 | 0 | 0 | 0 | 0 | 0 | 0 | 0 | 0 | 0 | 0 | 0 | 0 | 0 | 0 | 0 | 0 | 0 | 0 | 0 | 0 | 0 | 0 | 0 | 0 | 0
F9_Industrial_Stone, Clay, and Glass_Existing_Space Heating_Natural Gas_Insulation - Roof/Ceiling_A_Technical Potential | F9 | Industrial | Stone, Clay, and Glass | Existing | Space Heating | Natural Gas | Insulation - Roof/Ceiling | A | Cumulative Winter Peak Savings (MW) | Technical Potential | 0 | 0 | 0 | 0 | 0 | 0 | 0 | 0 | 0 | 0 | 0 | 0 | 0 | 0 | 0 | 0 | 0 | 0 | 0 | 0 | 0 | 0 | 0 | 0 | 0 | 0 | 0 | 0 | 0 | 0 | 0
F10_Industrial_Stone, Clay, and Glass_Existing_Space Heating_Natural Gas_Insulation - Roof/Ceiling_A_Technical Potential | F10 | Industrial | Stone, Clay, and Glass | Existing | Space Heating | Natural Gas | Insulation - Roof/Ceiling | A | Purchases (Incremental) | Technical Potential | 0 | 0 | 0 | 0 | 0 | 3581.2003 | 6263.6609 | 9686.0117 | 13567.7478 | 17282.3212 | 19906.6624 | 21379.3613 | 21335.952 | 19597.3348 | 17213.1383 | 14040.3436 | 10921.6844 | 8007.0532 | 5554.9416 | 3707.6811 | 2349.6766 | 1424.6753 | 961.1097 | 0 | 0 | 0 | 0 | 0 | 0 | 0 | 0
F11_Industrial_Stone, Clay, and Glass_Existing_Space Heating_Natural Gas_Insulation - Roof/Ceiling_A_Technical Potential | F11 | Industrial | Stone, Clay, and Glass | Existing | Space Heating | Natural Gas | Insulation - Roof/Ceiling | A | Purchases (Cumulative) | Technical Potential | 0 | 0 | 0 | 0 | 0 | 3581.2003 | 9844.8612 | 19530.8729 | 33098.6207 | 50380.9419 | 70287.6043 | 91666.9656 | 113002.9176 | 132600.2524 | 149813.3907 | 163853.7343 | 174775.4187 | 182782.4719 | 188337.4135 | 192045.0946 | 194394.7712 | 195819.4465 | 196780.5561 | 196780.5561 | 196780.5561 | 196780.5561 | 196780.5561 | 196780.5561 | 196780.5561 | 196780.5561 | 196780.5561
F1_Industrial_Stone, Clay, and Glass_Existing_Space Heating_Natural Gas_Insulation - Wall Cavity_A_Technical Potential | F1 | Industrial | Stone, Clay, and Glass | Existing | Space Heating | Natural Gas | Insulation - Wall Cavity | A | Integrated Unit Energy Savings (kWh or therms) | Technical Potential | 0 | 0 | 0 | 0 | 0 | 0.01779 | 0.017491 | 0.017079 | 0.016573 | 0.015976 | 0.015296 | 0.014594 | 0.013896 | 0.013187 | 0.012581 | 0.012005 | 0.011538 | 0.011134 | 0.010779 | 0.010528 | 0.010297 | 0.010097 | 0.0099306 | 0.0097983 | 0.0096769 | 0.0095875 | 0.0095094 | 0.0094348 | 0 | 0 | 0
F2_Industrial_Stone, Clay, and Glass_Existing_Space Heating_Natural Gas_Insulation - Wall Cavity_A_Technical Potential | F2 | Industrial | Stone, Clay, and Glass | Existing | Space Heating | Natural Gas | Insulation - Wall Cavity | A | Integrated Unit Summer Peak Savings (kW) | Technical Potential | 0 | 0 | 0 | 0 | 0 | 0 | 0 | 0 | 0 | 0 | 0 | 0 | 0 | 0 | 0 | 0 | 0 | 0 | 0 | 0 | 0 | 0 | 0 | 0 | 0 | 0 | 0 | 0 | 0 | 0 | 0
F3_Industrial_Stone, Clay, and Glass_Existing_Space Heating_Natural Gas_Insulation - Wall Cavity_A_Technical Potential | F3 | Industrial | Stone, Clay, and Glass | Existing | Space Heating | Natural Gas | Insulation - Wall Cavity | A | Integrated Unit Winter Peak Savings (kW) | Technical Potential | 0 | 0 | 0 | 0 | 0 | 0 | 0 | 0 | 0 | 0 | 0 | 0 | 0 | 0 | 0 | 0 | 0 | 0 | 0 | 0 | 0 | 0 | 0 | 0 | 0 | 0 | 0 | 0 | 0 | 0 | 0
F4_Industrial_Stone, Clay, and Glass_Existing_Space Heating_Natural Gas_Insulation - Wall Cavity_A_Technical Potential | F4 | Industrial | Stone, Clay, and Glass | Existing | Space Heating | Natural Gas | Insulation - Wall Cavity | A | Incremental Energy Savings (MWh or mTherms) | Technical Potential | 0 | 0 | 0 | 0 | 0 | 0.063708 | 0.10956 | 0.16543 | 0.22485 | 0.2761 | 0.3045 | 0.31201 | 0.29648 | 0.25843 | 0.21656 | 0.16856 | 0.12602 | 0.089151 | 0.059879 | 0.039033 | 0.024195 | 0.014384 | 0.0095444 | 0 | 0 | 0 | 0 | 0 | 0 | 0 | 0
F5_Industrial_Stone, Clay, and Glass_Existing_Space Heating_Natural Gas_Insulation - Wall Cavity_A_Technical Potential | F5 | Industrial | Stone, Clay, and Glass | Existing | Space Heating | Natural Gas | Insulation - Wall Cavity | A | Incremental Summer Peak Savings (MW) | Technical Potential | 0 | 0 | 0 | 0 | 0 | 0 | 0 | 0 | 0 | 0 | 0 | 0 | 0 | 0 | 0 | 0 | 0 | 0 | 0 | 0 | 0 | 0 | 0 | 0 | 0 | 0 | 0 | 0 | 0 | 0 | 0
F6_Industrial_Stone, Clay, and Glass_Existing_Space Heating_Natural Gas_Insulation - Wall Cavity_A_Technical Potential | F6 | Industrial | Stone, Clay, and Glass | Existing | Space Heating | Natural Gas | Insulation - Wall Cavity | A | Incremental Winter Peak Savings (MW) | Technical Potential | 0 | 0 | 0 | 0 | 0 | 0 | 0 | 0 | 0 | 0 | 0 | 0 | 0 | 0 | 0 | 0 | 0 | 0 | 0 | 0 | 0 | 0 | 0 | 0 | 0 | 0 | 0 | 0 | 0 | 0 | 0
F7_Industrial_Stone, Clay, and Glass_Existing_Space Heating_Natural Gas_Insulation - Wall Cavity_A_Technical Potential | F7 | Industrial | Stone, Clay, and Glass | Existing | Space Heating | Natural Gas | Insulation - Wall Cavity | A | Cumulative Energy Savings (MWh or mTherms) | Technical Potential | 0 | 0 | 0 | 0 | 0 | 0.063708 | 0.1722 | 0.33357 | 0.54853 | 0.80489 | 1.0751 | 1.3378 | 1.5702 | 1.7486 | 1.8848 | 1.9671 | 2.0166 | 2.0351 | 2.0302 | 2.0218 | 2.0017 | 1.9771 | 1.9541 | 1.9281 | 1.9042 | 1.8866 | 1.8713 | 1.8566 | 0 | 0 | 0
F8_Industrial_Stone, Clay, and Glass_Existing_Space Heating_Natural Gas_Insulation - Wall Cavity_A_Technical Potential | F8 | Industrial | Stone, Clay, and Glass | Existing | Space Heating | Natural Gas | Insulation - Wall Cavity | A | Cumulative Summer Peak Savings (MW) | Technical Potential | 0 | 0 | 0 | 0 | 0 | 0 | 0 | 0 | 0 | 0 | 0 | 0 | 0 | 0 | 0 | 0 | 0 | 0 | 0 | 0 | 0 | 0 | 0 | 0 | 0 | 0 | 0 | 0 | 0 | 0 | 0
F9_Industrial_Stone, Clay, and Glass_Existing_Space Heating_Natural Gas_Insulation - Wall Cavity_A_Technical Potential | F9 | Industrial | Stone, Clay, and Glass | Existing | Space Heating | Natural Gas | Insulation - Wall Cavity | A | Cumulative Winter Peak Savings (MW) | Technical Potential | 0 | 0 | 0 | 0 | 0 | 0 | 0 | 0 | 0 | 0 | 0 | 0 | 0 | 0 | 0 | 0 | 0 | 0 | 0 | 0 | 0 | 0 | 0 | 0 | 0 | 0 | 0 | 0 | 0 | 0 | 0
F10_Industrial_Stone, Clay, and Glass_Existing_Space Heating_Natural Gas_Insulation - Wall Cavity_A_Technical Potential | F10 | Industrial | Stone, Clay, and Glass | Existing | Space Heating | Natural Gas | Insulation - Wall Cavity | A | Purchases (Incremental) | Technical Potential | 0 | 0 | 0 | 0 | 0 | 3581.2003 | 6263.6609 | 9686.0117 | 13567.7478 | 17282.3212 | 19906.6624 | 21379.3613 | 21335.952 | 19597.3348 | 17213.1383 | 14040.3436 | 10921.6844 | 8007.0532 | 5554.9416 | 3707.6811 | 2349.6766 | 1424.6753 | 961.1097 | 0 | 0 | 0 | 0 | 0 | 0 | 0 | 0
F11_Industrial_Stone, Clay, and Glass_Existing_Space Heating_Natural Gas_Insulation - Wall Cavity_A_Technical Potential | F11 | Industrial | Stone, Clay, and Glass | Existing | Space Heating | Natural Gas | Insulation - Wall Cavity | A | Purchases (Cumulative) | Technical Potential | 0 | 0 | 0 | 0 | 0 | 3581.2003 | 9844.8612 | 19530.8729 | 33098.6207 | 50380.9419 | 70287.6043 | 91666.9656 | 113002.9176 | 132600.2524 | 149813.3907 | 163853.7343 | 174775.4187 | 182782.4719 | 188337.4135 | 192045.0946 | 194394.7712 | 195819.4465 | 196780.5561 | 196780.5561 | 196780.5561 | 196780.5561 | 196780.5561 | 196780.5561 | 196780.5561 | 196780.5561 | 196780.5561
F1_Industrial_Stone, Clay, and Glass_Existing_Space Heating_Natural Gas_Insulation - Ducting_A_Technical Potential | F1 | Industrial | Stone, Clay, and Glass | Existing | Space Heating | Natural Gas | Insulation - Ducting | A | Integrated Unit Energy Savings (kWh or therms) | Technical Potential | 0 | 0 | 0 | 0 | 0 | 0.001616 | 0.0015797 | 0.0015302 | 0.0014718 | 0.0014055 | 0.0013322 | 0.0012582 | 0.0011866 | 0.0011158 | 0.0010566 | 0.0010017 | 0.00095795 | 0.00092024 | 0.0008873 | 0.00086362 | 0.0008418 | 0.00082284 | 0.00080619 | 0.00079259 | 0.00077997 | 0.00077026 | 0.00076159 | 0.00075335 | 0.00131 | 0.0013019 | 0.0012943
F2_Industrial_Stone, Clay, and Glass_Existing_Space Heating_Natural Gas_Insulation - Ducting_A_Technical Potential | F2 | Industrial | Stone, Clay, and Glass | Existing | Space Heating | Natural Gas | Insulation - Ducting | A | Integrated Unit Summer Peak Savings (kW) | Technical Potential | 0 | 0 | 0 | 0 | 0 | 0 | 0 | 0 | 0 | 0 | 0 | 0 | 0 | 0 | 0 | 0 | 0 | 0 | 0 | 0 | 0 | 0 | 0 | 0 | 0 | 0 | 0 | 0 | 0 | 0 | 0
F3_Industrial_Stone, Clay, and Glass_Existing_Space Heating_Natural Gas_Insulation - Ducting_A_Technical Potential | F3 | Industrial | Stone, Clay, and Glass | Existing | Space Heating | Natural Gas | Insulation - Ducting | A | Integrated Unit Winter Peak Savings (kW) | Technical Potential | 0 | 0 | 0 | 0 | 0 | 0 | 0 | 0 | 0 | 0 | 0 | 0 | 0 | 0 | 0 | 0 | 0 | 0 | 0 | 0 | 0 | 0 | 0 | 0 | 0 | 0 | 0 | 0 | 0 | 0 | 0
F4_Industrial_Stone, Clay, and Glass_Existing_Space Heating_Natural Gas_Insulation - Ducting_A_Technical Potential | F4 | Industrial | Stone, Clay, and Glass | Existing | Space Heating | Natural Gas | Insulation - Ducting | A | Incremental Energy Savings (MWh or mTherms) | Technical Potential | 0 | 0 | 0 | 0 | 0 | 0.0007307 | 0.00087655 | 0.0010329 | 0.0011539 | 0.0012579 | 0.0013762 | 0.001422 | 0.0013672 | 0.0011924 | 0.00097428 | 0.00070791 | 0.00044812 | 0.0002487 | 0.00011443 | 4.7175e-05 | 1.6652e-05 | 5.0644e-06 | 1.0775e-06 | 1.7354e-07 | 2.0434e-08 | 0 | 0 | 0 | 0 | 0 | 0
F5_Industrial_Stone, Clay, and Glass_Existing_Space Heating_Natural Gas_Insulation - Ducting_A_Technical Potential | F5 | Industrial | Stone, Clay, and Glass | Existing | Space Heating | Natural Gas | Insulation - Ducting | A | Incremental Summer Peak Savings (MW) | Technical Potential | 0 | 0 | 0 | 0 | 0 | 0 | 0 | 0 | 0 | 0 | 0 | 0 | 0 | 0 | 0 | 0 | 0 | 0 | 0 | 0 | 0 | 0 | 0 | 0 | 0 | 0 | 0 | 0 | 0 | 0 | 0
F6_Industrial_Stone, Clay, and Glass_Existing_Space Heating_Natural Gas_Insulation - Ducting_A_Technical Potential | F6 | Industrial | Stone, Clay, and Glass | Existing | Space Heating | Natural Gas | Insulation - Ducting | A | Incremental Winter Peak Savings (MW) | Technical Potential | 0 | 0 | 0 | 0 | 0 | 0 | 0 | 0 | 0 | 0 | 0 | 0 | 0 | 0 | 0 | 0 | 0 | 0 | 0 | 0 | 0 | 0 | 0 | 0 | 0 | 0 | 0 | 0 | 0 | 0 | 0
F7_Industrial_Stone, Clay, and Glass_Existing_Space Heating_Natural Gas_Insulation - Ducting_A_Technical Potential | F7 | Industrial | Stone, Clay, and Glass | Existing | Space Heating | Natural Gas | Insulation - Ducting | A | Cumulative Energy Savings (MWh or mTherms) | Technical Potential | 0 | 0 | 0 | 0 | 0 | 0.0007307 | 0.0015908 | 0.0025739 | 0.0036296 | 0.0047239 | 0.0058538 | 0.0069508 | 0.0079222 | 0.0086425 | 0.0091581 | 0.0093897 | 0.0094279 | 0.0093055 | 0.0090869 | 0.0088915 | 0.0086835 | 0.008493 | 0.0083223 | 0.008182 | 0.0080517 | 0.0079515 | 0.007862 | 0.0077769 | 0 | 0 | 0
F8_Industrial_Stone, Clay, and Glass_Existing_Space Heating_Natural Gas_Insulation - Ducting_A_Technical Potential | F8 | Industrial | Stone, Clay, and Glass | Existing | Space Heating | Natural Gas | Insulation - Ducting | A | Cumulative Summer Peak Savings (MW) | Technical Potential | 0 | 0 | 0 | 0 | 0 | 0 | 0 | 0 | 0 | 0 | 0 | 0 | 0 | 0 | 0 | 0 | 0 | 0 | 0 | 0 | 0 | 0 | 0 | 0 | 0 | 0 | 0 | 0 | 0 | 0 | 0
F9_Industrial_Stone, Clay, and Glass_Existing_Space Heating_Natural Gas_Insulation - Ducting_A_Technical Potential | F9 | Industrial | Stone, Clay, and Glass | Existing | Space Heating | Natural Gas | Insulation - Ducting | A | Cumulative Winter Peak Savings (MW) | Technical Potential | 0 | 0 | 0 | 0 | 0 | 0 | 0 | 0 | 0 | 0 | 0 | 0 | 0 | 0 | 0 | 0 | 0 | 0 | 0 | 0 | 0 | 0 | 0 | 0 | 0 | 0 | 0 | 0 | 0 | 0 | 0
F10_Industrial_Stone, Clay, and Glass_Existing_Space Heating_Natural Gas_Insulation - Ducting_A_Technical Potential | F10 | Industrial | Stone, Clay, and Glass | Existing | Space Heating | Natural Gas | Insulation - Ducting | A | Purchases (Incremental) | Technical Potential | 0 | 0 | 0 | 0 | 0 | 452.1694 | 554.8873 | 675.0152 | 784.0099 | 895.002 | 1033.0772 | 1130.2048 | 1152.2397 | 1068.6048 | 922.0634 | 706.7271 | 467.7877 | 270.2516 | 128.9605 | 54.6248 | 19.7814 | 6.1548 | 1.3366 | 0.21895 | 0.026199 | 0 | 0 | 0 | 0 | 0 | 0
F11_Industrial_Stone, Clay, and Glass_Existing_Space Heating_Natural Gas_Insulation - Ducting_A_Technical Potential | F11 | Industrial | Stone, Clay, and Glass | Existing | Space Heating | Natural Gas | Insulation - Ducting | A | Purchases (Cumulative) | Technical Potential | 0 | 0 | 0 | 0 | 0 | 452.1694 | 1007.0567 | 1682.0719 | 2466.0818 | 3361.0839 | 4394.1611 | 5524.3659 | 6676.6057 | 7745.2104 | 8667.2739 | 9374.001 | 9841.7887 | 10112.0403 | 10241.0008 | 10295.6256 | 10315.4071 | 10321.5619 | 10322.8984 | 10323.1174 | 10323.1436 | 10323.1436 | 10323.1436 | 10323.1436 | 10323.1436 | 10323.1436 | 10323.1436
F1_Industrial_Stone, Clay, and Glass_Existing_Space Heating_Natural Gas_HVAC - Duct Repair and Sealing_A_Technical Potential | F1 | Industrial | Stone, Clay, and Glass | Existing | Space Heating | Natural Gas | HVAC - Duct Repair and Sealing | A | Integrated Unit Energy Savings (kWh or therms) | Technical Potential | 0 | 0 | 0 | 0 | 0 | 0.0038084 | 0.0037291 | 0.0036212 | 0.0034948 | 0.0033512 | 0.0031925 | 0.0030314 | 0.0028741 | 0.0027175 | 0.0025843 | 0.0024599 | 0.0023594 | 0.0022721 | 0.0021954 | 0.0021392 | 0.0020873 | 0.002042 | 0.0020021 | 0.0019692 | 0.0019386 | 0.0019148 | 0.0018936 | 0.0018733 | 0.0030839 | 0.0030649 | 0.0030471
F2_Industrial_Stone, Clay, and Glass_Existing_Space Heating_Natural Gas_HVAC - Duct Repair and Sealing_A_Technical Potential | F2 | Industrial | Stone, Clay, and Glass | Existing | Space Heating | Natural Gas | HVAC - Duct Repair and Sealing | A | Integrated Unit Summer Peak Savings (kW) | Technical Potential | 0 | 0 | 0 | 0 | 0 | 0 | 0 | 0 | 0 | 0 | 0 | 0 | 0 | 0 | 0 | 0 | 0 | 0 | 0 | 0 | 0 | 0 | 0 | 0 | 0 | 0 | 0 | 0 | 0 | 0 | 0
F3_Industrial_Stone, Clay, and Glass_Existing_Space Heating_Natural Gas_HVAC - Duct Repair and Sealing_A_Technical Potential | F3 | Industrial | Stone, Clay, and Glass | Existing | Space Heating | Natural Gas | HVAC - Duct Repair and Sealing | A | Integrated Unit Winter Peak Savings (kW) | Technical Potential | 0 | 0 | 0 | 0 | 0 | 0 | 0 | 0 | 0 | 0 | 0 | 0 | 0 | 0 | 0 | 0 | 0 | 0 | 0 | 0 | 0 | 0 | 0 | 0 | 0 | 0 | 0 | 0 | 0 | 0 | 0
F4_Industrial_Stone, Clay, and Glass_Existing_Space Heating_Natural Gas_HVAC - Duct Repair and Sealing_A_Technical Potential | F4 | Industrial | Stone, Clay, and Glass | Existing | Space Heating | Natural Gas | HVAC - Duct Repair and Sealing | A | Incremental Energy Savings (MWh or mTherms) | Technical Potential | 0 | 0 | 0 | 0 | 0 | 0.0035042 | 0.0034293 | 0.0033105 | 0.0031966 | 0.0030678 | 0.0028855 | 0.0027323 | 0.0025853 | 0.0024056 | 0.0022965 | 0.002165 | 0.0020769 | 0.00199 | 0.0019056 | 0.001859 | 0.0018065 | 0.0017604 | 0.0017197 | 0.0016856 | 0.0016543 | 0 | 0 | 0 | 0 | 0 | 0
F5_Industrial_Stone, Clay, and Glass_Existing_Space Heating_Natural Gas_HVAC - Duct Repair and Sealing_A_Technical Potential | F5 | Industrial | Stone, Clay, and Glass | Existing | Space Heating | Natural Gas | HVAC - Duct Repair and Sealing | A | Incremental Summer Peak Savings (MW) | Technical Potential | 0 | 0 | 0 | 0 | 0 | 0 | 0 | 0 | 0 | 0 | 0 | 0 | 0 | 0 | 0 | 0 | 0 | 0 | 0 | 0 | 0 | 0 | 0 | 0 | 0 | 0 | 0 | 0 | 0 | 0 | 0
F6_Industrial_Stone, Clay, and Glass_Existing_Space Heating_Natural Gas_HVAC - Duct Repair and Sealing_A_Technical Potential | F6 | Industrial | Stone, Clay, and Glass | Existing | Space Heating | Natural Gas | HVAC - Duct Repair and Sealing | A | Incremental Winter Peak Savings (MW) | Technical Potential | 0 | 0 | 0 | 0 | 0 | 0 | 0 | 0 | 0 | 0 | 0 | 0 | 0 | 0 | 0 | 0 | 0 | 0 | 0 | 0 | 0 | 0 | 0 | 0 | 0 | 0 | 0 | 0 | 0 | 0 | 0
F7_Industrial_Stone, Clay, and Glass_Existing_Space Heating_Natural Gas_HVAC - Duct Repair and Sealing_A_Technical Potential | F7 | Industrial | Stone, Clay, and Glass | Existing | Space Heating | Natural Gas | HVAC - Duct Repair and Sealing | A | Cumulative Energy Savings (MWh or mTherms) | Technical Potential | 0 | 0 | 0 | 0 | 0 | 0.0035042 | 0.0068605 | 0.0099726 | 0.012821 | 0.015362 | 0.01752 | 0.019368 | 0.020948 | 0.022213 | 0.023421 | 0.024458 | 0.025536 | 0.026581 | 0.027589 | 0.028741 | 0.029852 | 0.030964 | 0.032078 | 0.033236 | 0.034375 | 0.033953 | 0.033576 | 0.033217 | 0 | 0 | 0
F8_Industrial_Stone, Clay, and Glass_Existing_Space Heating_Natural Gas_HVAC - Duct Repair and Sealing_A_Technical Potential | F8 | Industrial | Stone, Clay, and Glass | Existing | Space Heating | Natural Gas | HVAC - Duct Repair and Sealing | A | Cumulative Summer Peak Savings (MW) | Technical Potential | 0 | 0 | 0 | 0 | 0 | 0 | 0 | 0 | 0 | 0 | 0 | 0 | 0 | 0 | 0 | 0 | 0 | 0 | 0 | 0 | 0 | 0 | 0 | 0 | 0 | 0 | 0 | 0 | 0 | 0 | 0
F9_Industrial_Stone, Clay, and Glass_Existing_Space Heating_Natural Gas_HVAC - Duct Repair and Sealing_A_Technical Potential | F9 | Industrial | Stone, Clay, and Glass | Existing | Space Heating | Natural Gas | HVAC - Duct Repair and Sealing | A | Cumulative Winter Peak Savings (MW) | Technical Potential | 0 | 0 | 0 | 0 | 0 | 0 | 0 | 0 | 0 | 0 | 0 | 0 | 0 | 0 | 0 | 0 | 0 | 0 | 0 | 0 | 0 | 0 | 0 | 0 | 0 | 0 | 0 | 0 | 0 | 0 | 0
F10_Industrial_Stone, Clay, and Glass_Existing_Space Heating_Natural Gas_HVAC - Duct Repair and Sealing_A_Technical Potential | F10 | Industrial | Stone, Clay, and Glass | Existing | Space Heating | Natural Gas | HVAC - Duct Repair and Sealing | A | Purchases (Incremental) | Technical Potential | 0 | 0 | 0 | 0 | 0 | 920.1122 | 919.6073 | 914.184 | 914.6782 | 915.4346 | 903.8095 | 901.3397 | 899.5096 | 885.2257 | 888.6055 | 880.1315 | 880.2457 | 875.8154 | 868.0032 | 869.0314 | 865.4377 | 862.0717 | 858.9307 | 856.0117 | 853.3123 | 0 | 0 | 0 | 0 | 0 | 0
F11_Industrial_Stone, Clay, and Glass_Existing_Space Heating_Natural Gas_HVAC - Duct Repair and Sealing_A_Technical Potential | F11 | Industrial | Stone, Clay, and Glass | Existing | Space Heating | Natural Gas | HVAC - Duct Repair and Sealing | A | Purchases (Cumulative) | Technical Potential | 0 | 0 | 0 | 0 | 0 | 920.1122 | 1839.7195 | 2753.9035 | 3668.5817 | 4584.0163 | 5487.8258 | 6389.1655 | 7288.6751 | 8173.9008 | 9062.5063 | 9942.6377 | 10822.8834 | 11698.6988 | 12566.702 | 13435.7334 | 14301.1711 | 15163.2428 | 16022.1735 | 16878.1852 | 17731.4975 | 17731.4975 | 17731.4975 | 17731.4975 | 17731.4975 | 17731.4975 | 17731.4975
F1_Industrial_Stone, Clay, and Glass_Existing_Space Heating_Natural Gas_Windows - High Efficiency_A_Technical Potential | F1 | Industrial | Stone, Clay, and Glass | Existing | Space Heating | Natural Gas | Windows - High Efficiency | A | Integrated Unit Energy Savings (kWh or therms) | Technical Potential | 0 | 0 | 0 | 0 | 0 | 0.0056315 | 0.0055197 | 0.0053683 | 0.005184 | 0.0049692 | 0.0047262 | 0.0044787 | 0.0042352 | 0.0039906 | 0.0037856 | 0.0035918 | 0.0034369 | 0.0033031 | 0.003186 | 0.0031036 | 0.0030277 | 0.0029616 | 0.0029063 | 0.0028618 | 0.0028207 | 0.0027939 | 0.0027705 | 0.0027482 | 0 | 0 | 0
F2_Industrial_Stone, Clay, and Glass_Existing_Space Heating_Natural Gas_Windows - High Efficiency_A_Technical Potential | F2 | Industrial | Stone, Clay, and Glass | Existing | Space Heating | Natural Gas | Windows - High Efficiency | A | Integrated Unit Summer Peak Savings (kW) | Technical Potential | 0 | 0 | 0 | 0 | 0 | 0 | 0 | 0 | 0 | 0 | 0 | 0 | 0 | 0 | 0 | 0 | 0 | 0 | 0 | 0 | 0 | 0 | 0 | 0 | 0 | 0 | 0 | 0 | 0 | 0 | 0
F3_Industrial_Stone, Clay, and Glass_Existing_Space Heating_Natural Gas_Windows - High Efficiency_A_Technical Potential | F3 | Industrial | Stone, Clay, and Glass | Existing | Space Heating | Natural Gas | Windows - High Efficiency | A | Integrated Unit Winter Peak Savings (kW) | Technical Potential | 0 | 0 | 0 | 0 | 0 | 0 | 0 | 0 | 0 | 0 | 0 | 0 | 0 | 0 | 0 | 0 | 0 | 0 | 0 | 0 | 0 | 0 | 0 | 0 | 0 | 0 | 0 | 0 | 0 | 0 | 0
F4_Industrial_Stone, Clay, and Glass_Existing_Space Heating_Natural Gas_Windows - High Efficiency_A_Technical Potential | F4 | Industrial | Stone, Clay, and Glass | Existing | Space Heating | Natural Gas | Windows - High Efficiency | A | Incremental Energy Savings (MWh or mTherms) | Technical Potential | 0 | 0 | 0 | 0 | 0 | 0.0040888 | 0.0080065 | 0.013745 | 0.021602 | 0.031456 | 0.042305 | 0.054382 | 0.066531 | 0.076304 | 0.085685 | 0.09034 | 0.091973 | 0.088316 | 0.079584 | 0.068243 | 0.054829 | 0.040853 | 0.027653 | 0.017338 | 0.01111 | 0 | 0 | 0 | 0 | 0 | 0
F5_Industrial_Stone, Clay, and Glass_Existing_Space Heating_Natural Gas_Windows - High Efficiency_A_Technical Potential | F5 | Industrial | Stone, Clay, and Glass | Existing | Space Heating | Natural Gas | Windows - High Efficiency | A | Incremental Summer Peak Savings (MW) | Technical Potential | 0 | 0 | 0 | 0 | 0 | 0 | 0 | 0 | 0 | 0 | 0 | 0 | 0 | 0 | 0 | 0 | 0 | 0 | 0 | 0 | 0 | 0 | 0 | 0 | 0 | 0 | 0 | 0 | 0 | 0 | 0
F6_Industrial_Stone, Clay, and Glass_Existing_Space Heating_Natural Gas_Windows - High Efficiency_A_Technical Potential | F6 | Industrial | Stone, Clay, and Glass | Existing | Space Heating | Natural Gas | Windows - High Efficiency | A | Incremental Winter Peak Savings (MW) | Technical Potential | 0 | 0 | 0 | 0 | 0 | 0 | 0 | 0 | 0 | 0 | 0 | 0 | 0 | 0 | 0 | 0 | 0 | 0 | 0 | 0 | 0 | 0 | 0 | 0 | 0 | 0 | 0 | 0 | 0 | 0 | 0
F7_Industrial_Stone, Clay, and Glass_Existing_Space Heating_Natural Gas_Windows - High Efficiency_A_Technical Potential | F7 | Industrial | Stone, Clay, and Glass | Existing | Space Heating | Natural Gas | Windows - High Efficiency | A | Cumulative Energy Savings (MWh or mTherms) | Technical Potential | 0 | 0 | 0 | 0 | 0 | 0.0040888 | 0.012014 | 0.02543 | 0.046158 | 0.075701 | 0.1143 | 0.1627 | 0.22038 | 0.28396 | 0.35506 | 0.42722 | 0.50077 | 0.5696 | 0.62898 | 0.68095 | 0.71913 | 0.74428 | 0.75804 | 0.76377 | 0.76391 | 0.75666 | 0.75032 | 0.74428 | 0 | 0 | 0
F8_Industrial_Stone, Clay, and Glass_Existing_Space Heating_Natural Gas_Windows - High Efficiency_A_Technical Potential | F8 | Industrial | Stone, Clay, and Glass | Existing | Space Heating | Natural Gas | Windows - High Efficiency | A | Cumulative Summer Peak Savings (MW) | Technical Potential | 0 | 0 | 0 | 0 | 0 | 0 | 0 | 0 | 0 | 0 | 0 | 0 | 0 | 0 | 0 | 0 | 0 | 0 | 0 | 0 | 0 | 0 | 0 | 0 | 0 | 0 | 0 | 0 | 0 | 0 | 0
F9_Industrial_Stone, Clay, and Glass_Existing_Space Heating_Natural Gas_Windows - High Efficiency_A_Technical Potential | F9 | Industrial | Stone, Clay, and Glass | Existing | Space Heating | Natural Gas | Windows - High Efficiency | A | Cumulative Winter Peak Savings (MW) | Technical Potential | 0 | 0 | 0 | 0 | 0 | 0 | 0 | 0 | 0 | 0 | 0 | 0 | 0 | 0 | 0 | 0 | 0 | 0 | 0 | 0 | 0 | 0 | 0 | 0 | 0 | 0 | 0 | 0 | 0 | 0 | 0
F10_Industrial_Stone, Clay, and Glass_Existing_Space Heating_Natural Gas_Windows - High Efficiency_A_Technical Potential | F10 | Industrial | Stone, Clay, and Glass | Existing | Space Heating | Natural Gas | Windows - High Efficiency | A | Purchases (Incremental) | Technical Potential | 0 | 0 | 0 | 0 | 0 | 726.0618 | 1450.5535 | 2560.3346 | 4166.9867 | 6330.1337 | 8950.9739 | 12142.5103 | 15709.1177 | 19120.9379 | 22634.2175 | 25151.955 | 26760.417 | 26736.8895 | 24979.2091 | 21988.3271 | 18108.9079 | 13794.129 | 9514.9856 | 6058.3601 | 3938.6448 | 0 | 0 | 0 | 0 | 0 | 0
F11_Industrial_Stone, Clay, and Glass_Existing_Space Heating_Natural Gas_Windows - High Efficiency_A_Technical Potential | F11 | Industrial | Stone, Clay, and Glass | Existing | Space Heating | Natural Gas | Windows - High Efficiency | A | Purchases (Cumulative) | Technical Potential | 0 | 0 | 0 | 0 | 0 | 726.0618 | 2176.6153 | 4736.9499 | 8903.9366 | 15234.0703 | 24185.0442 | 36327.5545 | 52036.6722 | 71157.6101 | 93791.8276 | 118943.7826 | 145704.1996 | 172441.0891 | 197420.2982 | 219408.6252 | 237517.5331 | 251311.6621 | 260826.6477 | 266885.0078 | 270823.6526 | 270823.6526 | 270823.6526 | 270823.6526 | 270823.6526 | 270823.6526 | 270823.6526
F1_Industrial_Stone, Clay, and Glass_Existing_Space Heating_Natural Gas_Gas Boiler - Maintenance_A_Technical Potential | F1 | Industrial | Stone, Clay, and Glass | Existing | Space Heating | Natural Gas | Gas Boiler - Maintenance | A | Integrated Unit Energy Savings (kWh or therms) | Technical Potential | 0 | 0 | 0 | 0 | 0 | 7.0049 | 6.9447 | 6.8791 | 6.8108 | 6.7399 | 6.6676 | 6.5945 | 6.5203 | 6.4427 | 6.3605 | 6.2806 | 6.2018 | 6.1291 | 6.0587 | 5.9934 | 5.9309 | 5.8667 | 5.8079 | 5.752 | 5.6967 | 5.6454 | 5.6009 | 5.5586 | 6.0601 | 6.0352 | 6.0125
F2_Industrial_Stone, Clay, and Glass_Existing_Space Heating_Natural Gas_Gas Boiler - Maintenance_A_Technical Potential | F2 | Industrial | Stone, Clay, and Glass | Existing | Space Heating | Natural Gas | Gas Boiler - Maintenance | A | Integrated Unit Summer Peak Savings (kW) | Technical Potential | 0 | 0 | 0 | 0 | 0 | 0 | 0 | 0 | 0 | 0 | 0 | 0 | 0 | 0 | 0 | 0 | 0 | 0 | 0 | 0 | 0 | 0 | 0 | 0 | 0 | 0 | 0 | 0 | 0 | 0 | 0
F3_Industrial_Stone, Clay, and Glass_Existing_Space Heating_Natural Gas_Gas Boiler - Maintenance_A_Technical Potential | F3 | Industrial | Stone, Clay, and Glass | Existing | Space Heating | Natural Gas | Gas Boiler - Maintenance | A | Integrated Unit Winter Peak Savings (kW) | Technical Potential | 0 | 0 | 0 | 0 | 0 | 0 | 0 | 0 | 0 | 0 | 0 | 0 | 0 | 0 | 0 | 0 | 0 | 0 | 0 | 0 | 0 | 0 | 0 | 0 | 0 | 0 | 0 | 0 | 0 | 0 | 0
F4_Industrial_Stone, Clay, and Glass_Existing_Space Heating_Natural Gas_Gas Boiler - Maintenance_A_Technical Potential | F4 | Industrial | Stone, Clay, and Glass | Existing | Space Heating | Natural Gas | Gas Boiler - Maintenance | A | Incremental Energy Savings (MWh or mTherms) | Technical Potential | 0 | 0 | 0 | 0 | 0 | 0.0039082 | 0.0027143 | 0.0018503 | 0.0014275 | 0.0012387 | 0.0010469 | 0.00088461 | 0.00074161 | 0.00060842 | 0.00050571 | 0.0004127 | 0.00031742 | 0.00024308 | 0.00018547 | 0.00014305 | 0.00012945 | 9.9821e-05 | 8.4785e-05 | 7.0186e-05 | 5.5966e-05 | 0 | 0 | 0 | 0 | 0 | 0
F5_Industrial_Stone, Clay, and Glass_Existing_Space Heating_Natural Gas_Gas Boiler - Maintenance_A_Technical Potential | F5 | Industrial | Stone, Clay, and Glass | Existing | Space Heating | Natural Gas | Gas Boiler - Maintenance | A | Incremental Summer Peak Savings (MW) | Technical Potential | 0 | 0 | 0 | 0 | 0 | 0 | 0 | 0 | 0 | 0 | 0 | 0 | 0 | 0 | 0 | 0 | 0 | 0 | 0 | 0 | 0 | 0 | 0 | 0 | 0 | 0 | 0 | 0 | 0 | 0 | 0
F6_Industrial_Stone, Clay, and Glass_Existing_Space Heating_Natural Gas_Gas Boiler - Maintenance_A_Technical Potential | F6 | Industrial | Stone, Clay, and Glass | Existing | Space Heating | Natural Gas | Gas Boiler - Maintenance | A | Incremental Winter Peak Savings (MW) | Technical Potential | 0 | 0 | 0 | 0 | 0 | 0 | 0 | 0 | 0 | 0 | 0 | 0 | 0 | 0 | 0 | 0 | 0 | 0 | 0 | 0 | 0 | 0 | 0 | 0 | 0 | 0 | 0 | 0 | 0 | 0 | 0
F7_Industrial_Stone, Clay, and Glass_Existing_Space Heating_Natural Gas_Gas Boiler - Maintenance_A_Technical Potential | F7 | Industrial | Stone, Clay, and Glass | Existing | Space Heating | Natural Gas | Gas Boiler - Maintenance | A | Cumulative Energy Savings (MWh or mTherms) | Technical Potential | 0 | 0 | 0 | 0 | 0 | 0.0039082 | 0.0065889 | 0.0083769 | 0.0097212 | 0.010859 | 0.011789 | 0.012545 | 0.013145 | 0.013597 | 0.013929 | 0.014167 | 0.014307 | 0.014382 | 0.014402 | 0.01439 | 0.014369 | 0.014314 | 0.014255 | 0.014188 | 0.014108 | 0.013981 | 0.01387 | 0.013766 | 0 | 0 | 0
F8_Industrial_Stone, Clay, and Glass_Existing_Space Heating_Natural Gas_Gas Boiler - Maintenance_A_Technical Potential | F8 | Industrial | Stone, Clay, and Glass | Existing | Space Heating | Natural Gas | Gas Boiler - Maintenance | A | Cumulative Summer Peak Savings (MW) | Technical Potential | 0 | 0 | 0 | 0 | 0 | 0 | 0 | 0 | 0 | 0 | 0 | 0 | 0 | 0 | 0 | 0 | 0 | 0 | 0 | 0 | 0 | 0 | 0 | 0 | 0 | 0 | 0 | 0 | 0 | 0 | 0
F9_Industrial_Stone, Clay, and Glass_Existing_Space Heating_Natural Gas_Gas Boiler - Maintenance_A_Technical Potential | F9 | Industrial | Stone, Clay, and Glass | Existing | Space Heating | Natural Gas | Gas Boiler - Maintenance | A | Cumulative Winter Peak Savings (MW) | Technical Potential | 0 | 0 | 0 | 0 | 0 | 0 | 0 | 0 | 0 | 0 | 0 | 0 | 0 | 0 | 0 | 0 | 0 | 0 | 0 | 0 | 0 | 0 | 0 | 0 | 0 | 0 | 0 | 0 | 0 | 0 | 0
F10_Industrial_Stone, Clay, and Glass_Existing_Space Heating_Natural Gas_Gas Boiler - Maintenance_A_Technical Potential | F10 | Industrial | Stone, Clay, and Glass | Existing | Space Heating | Natural Gas | Gas Boiler - Maintenance | A | Purchases (Incremental) | Technical Potential | 0 | 0 | 0 | 0 | 0 | 0.55792 | 0.39084 | 0.26897 | 0.20959 | 0.18378 | 0.15702 | 0.13414 | 0.11374 | 0.094437 | 0.079507 | 0.065711 | 0.051182 | 0.03966 | 0.030612 | 0.023869 | 0.021826 | 0.017015 | 0.014598 | 0.012202 | 0.0098244 | 0 | 0 | 0 | 0 | 0 | 0
F11_Industrial_Stone, Clay, and Glass_Existing_Space Heating_Natural Gas_Gas Boiler - Maintenance_A_Technical Potential | F11 | Industrial | Stone, Clay, and Glass | Existing | Space Heating | Natural Gas | Gas Boiler - Maintenance | A | Purchases (Cumulative) | Technical Potential | 0 | 0 | 0 | 0 | 0 | 0.55792 | 0.94877 | 1.2177 | 1.4273 | 1.6111 | 1.7681 | 1.9023 | 2.016 | 2.1104 | 2.19 | 2.2557 | 2.3068 | 2.3465 | 2.3771 | 2.401 | 2.4228 | 2.4398 | 2.4544 | 2.4666 | 2.4765 | 2.4765 | 2.4765 | 2.4765 | 2.4765 | 2.4765 | 2.4765
F1_Industrial_Stone, Clay, and Glass_Existing_Process_Natural Gas_Gas Boiler - Maintenance_A_Technical Potential | F1 | Industrial | Stone, Clay, and Glass | Existing | Process | Natural Gas | Gas Boiler - Maintenance | A | Integrated Unit Energy Savings (kWh or therms) | Technical Potential | 0 | 0 | 0 | 0 | 0 | 4.2096 | 4.2096 | 4.2096 | 4.2096 | 4.2096 | 4.2096 | 4.2096 | 4.2096 | 4.2096 | 4.2096 | 4.2096 | 4.2096 | 4.2096 | 4.2096 | 4.2096 | 4.2096 | 4.2096 | 4.2096 | 4.2096 | 4.2096 | 4.2096 | 4.2096 | 4.2096 | 4.2096 | 4.2096 | 4.2096
F2_Industrial_Stone, Clay, and Glass_Existing_Process_Natural Gas_Gas Boiler - Maintenance_A_Technical Potential | F2 | Industrial | Stone, Clay, and Glass | Existing | Process | Natural Gas | Gas Boiler - Maintenance | A | Integrated Unit Summer Peak Savings (kW) | Technical Potential | 0 | 0 | 0 | 0 | 0 | 0 | 0 | 0 | 0 | 0 | 0 | 0 | 0 | 0 | 0 | 0 | 0 | 0 | 0 | 0 | 0 | 0 | 0 | 0 | 0 | 0 | 0 | 0 | 0 | 0 | 0
F3_Industrial_Stone, Clay, and Glass_Existing_Process_Natural Gas_Gas Boiler - Maintenance_A_Technical Potential | F3 | Industrial | Stone, Clay, and Glass | Existing | Process | Natural Gas | Gas Boiler - Maintenance | A | Integrated Unit Winter Peak Savings (kW) | Technical Potential | 0 | 0 | 0 | 0 | 0 | 0 | 0 | 0 | 0 | 0 | 0 | 0 | 0 | 0 | 0 | 0 | 0 | 0 | 0 | 0 | 0 | 0 | 0 | 0 | 0 | 0 | 0 | 0 | 0 | 0 | 0
F4_Industrial_Stone, Clay, and Glass_Existing_Process_Natural Gas_Gas Boiler - Maintenance_A_Technical Potential | F4 | Industrial | Stone, Clay, and Glass | Existing | Process | Natural Gas | Gas Boiler - Maintenance | A | Incremental Energy Savings (MWh or mTherms) | Technical Potential | 0 | 0 | 0 | 0 | 0 | 0.026039 | 0.018242 | 0.012554 | 0.009782 | 0.0085776 | 0.0073282 | 0.0062608 | 0.0053084 | 0.0044076 | 0.0037108 | 0.0030669 | 0.0023888 | 0.001851 | 0.0014287 | 0.001114 | 0.0010187 | 0.00079411 | 0.00068133 | 0.00056949 | 0.00045853 | 0 | 0 | 0 | 0 | 0 | 0
F5_Industrial_Stone, Clay, and Glass_Existing_Process_Natural Gas_Gas Boiler - Maintenance_A_Technical Potential | F5 | Industrial | Stone, Clay, and Glass | Existing | Process | Natural Gas | Gas Boiler - Maintenance | A | Incremental Summer Peak Savings (MW) | Technical Potential | 0 | 0 | 0 | 0 | 0 | 0 | 0 | 0 | 0 | 0 | 0 | 0 | 0 | 0 | 0 | 0 | 0 | 0 | 0 | 0 | 0 | 0 | 0 | 0 | 0 | 0 | 0 | 0 | 0 | 0 | 0
F6_Industrial_Stone, Clay, and Glass_Existing_Process_Natural Gas_Gas Boiler - Maintenance_A_Technical Potential | F6 | Industrial | Stone, Clay, and Glass | Existing | Process | Natural Gas | Gas Boiler - Maintenance | A | Incremental Winter Peak Savings (MW) | Technical Potential | 0 | 0 | 0 | 0 | 0 | 0 | 0 | 0 | 0 | 0 | 0 | 0 | 0 | 0 | 0 | 0 | 0 | 0 | 0 | 0 | 0 | 0 | 0 | 0 | 0 | 0 | 0 | 0 | 0 | 0 | 0
F7_Industrial_Stone, Clay, and Glass_Existing_Process_Natural Gas_Gas Boiler - Maintenance_A_Technical Potential | F7 | Industrial | Stone, Clay, and Glass | Existing | Process | Natural Gas | Gas Boiler - Maintenance | A | Cumulative Energy Savings (MWh or mTherms) | Technical Potential | 0 | 0 | 0 | 0 | 0 | 0.026039 | 0.044281 | 0.056834 | 0.066616 | 0.075194 | 0.082522 | 0.088783 | 0.094091 | 0.098499 | 0.10221 | 0.10528 | 0.10767 | 0.10952 | 0.11095 | 0.11206 | 0.11308 | 0.11387 | 0.11455 | 0.11512 | 0.11558 | 0.11558 | 0.11558 | 0.11558 | 0 | 0 | 0
F8_Industrial_Stone, Clay, and Glass_Existing_Process_Natural Gas_Gas Boiler - Maintenance_A_Technical Potential | F8 | Industrial | Stone, Clay, and Glass | Existing | Process | Natural Gas | Gas Boiler - Maintenance | A | Cumulative Summer Peak Savings (MW) | Technical Potential | 0 | 0 | 0 | 0 | 0 | 0 | 0 | 0 | 0 | 0 | 0 | 0 | 0 | 0 | 0 | 0 | 0 | 0 | 0 | 0 | 0 | 0 | 0 | 0 | 0 | 0 | 0 | 0 | 0 | 0 | 0
F9_Industrial_Stone, Clay, and Glass_Existing_Process_Natural Gas_Gas Boiler - Maintenance_A_Technical Potential | F9 | Industrial | Stone, Clay, and Glass | Existing | Process | Natural Gas | Gas Boiler - Maintenance | A | Cumulative Winter Peak Savings (MW) | Technical Potential | 0 | 0 | 0 | 0 | 0 | 0 | 0 | 0 | 0 | 0 | 0 | 0 | 0 | 0 | 0 | 0 | 0 | 0 | 0 | 0 | 0 | 0 | 0 | 0 | 0 | 0 | 0 | 0 | 0 | 0 | 0
F10_Industrial_Stone, Clay, and Glass_Existing_Process_Natural Gas_Gas Boiler - Maintenance_A_Technical Potential | F10 | Industrial | Stone, Clay, and Glass | Existing | Process | Natural Gas | Gas Boiler - Maintenance | A | Purchases (Incremental) | Technical Potential | 0 | 0 | 0 | 0 | 0 | 6.1857 | 4.3333 | 2.9821 | 2.3237 | 2.0376 | 1.7408 | 1.4873 | 1.261 | 1.047 | 0.8815 | 0.72854 | 0.56746 | 0.43971 | 0.33939 | 0.26463 | 0.24199 | 0.18864 | 0.16185 | 0.13528 | 0.10892 | 0 | 0 | 0 | 0 | 0 | 0
F11_Industrial_Stone, Clay, and Glass_Existing_Process_Natural Gas_Gas Boiler - Maintenance_A_Technical Potential | F11 | Industrial | Stone, Clay, and Glass | Existing | Process | Natural Gas | Gas Boiler - Maintenance | A | Purchases (Cumulative) | Technical Potential | 0 | 0 | 0 | 0 | 0 | 6.1857 | 10.519 | 13.5012 | 15.8249 | 17.8625 | 19.6034 | 21.0906 | 22.3516 | 23.3987 | 24.2802 | 25.0087 | 25.5762 | 26.0159 | 26.3553 | 26.6199 | 26.8619 | 27.0505 | 27.2124 | 27.3477 | 27.4566 | 27.4566 | 27.4566 | 27.4566 | 27.4566 | 27.4566 | 27.4566
F1_Industrial_Stone, Clay, and Glass_Existing_Space Heating_Natural Gas_Gas Furnace - Maintenance_A_Technical Potential | F1 | Industrial | Stone, Clay, and Glass | Existing | Space Heating | Natural Gas | Gas Furnace - Maintenance | A | Integrated Unit Energy Savings (kWh or therms) | Technical Potential | 0 | 0 | 0 | 0 | 0 | 0.0091658 | 0.0090527 | 0.0089102 | 0.0087635 | 0.0086136 | 0.0084622 | 0.0083114 | 0.0081656 | 0.0080199 | 0.0078742 | 0.0077372 | 0.0076077 | 0.0074894 | 0.0073772 | 0.0072726 | 0.0071715 | 0.007071 | 0.0069739 | 0.0068816 | 0.0067929 | 0.0067178 | 0.0066509 | 0.0065866 | 0.0073847 | 0.0073392 | 0.0072965
F2_Industrial_Stone, Clay, and Glass_Existing_Space Heating_Natural Gas_Gas Furnace - Maintenance_A_Technical Potential | F2 | Industrial | Stone, Clay, and Glass | Existing | Space Heating | Natural Gas | Gas Furnace - Maintenance | A | Integrated Unit Summer Peak Savings (kW) | Technical Potential | 0 | 0 | 0 | 0 | 0 | 0 | 0 | 0 | 0 | 0 | 0 | 0 | 0 | 0 | 0 | 0 | 0 | 0 | 0 | 0 | 0 | 0 | 0 | 0 | 0 | 0 | 0 | 0 | 0 | 0 | 0
F3_Industrial_Stone, Clay, and Glass_Existing_Space Heating_Natural Gas_Gas Furnace - Maintenance_A_Technical Potential | F3 | Industrial | Stone, Clay, and Glass | Existing | Space Heating | Natural Gas | Gas Furnace - Maintenance | A | Integrated Unit Winter Peak Savings (kW) | Technical Potential | 0 | 0 | 0 | 0 | 0 | 0 | 0 | 0 | 0 | 0 | 0 | 0 | 0 | 0 | 0 | 0 | 0 | 0 | 0 | 0 | 0 | 0 | 0 | 0 | 0 | 0 | 0 | 0 | 0 | 0 | 0
F4_Industrial_Stone, Clay, and Glass_Existing_Space Heating_Natural Gas_Gas Furnace - Maintenance_A_Technical Potential | F4 | Industrial | Stone, Clay, and Glass | Existing | Space Heating | Natural Gas | Gas Furnace - Maintenance | A | Incremental Energy Savings (MWh or mTherms) | Technical Potential | 0 | 0 | 0 | 0 | 0 | 1.6316e-05 | 1.1289e-05 | 7.6466e-06 | 5.8603e-06 | 5.0509e-06 | 4.2393e-06 | 3.5573e-06 | 2.9632e-06 | 2.4165e-06 | 1.9975e-06 | 1.6222e-06 | 1.2424e-06 | 9.4771e-07 | 7.2053e-07 | 5.5385e-07 | 4.9941e-07 | 3.8387e-07 | 3.2482e-07 | 2.6791e-07 | 2.1293e-07 | 0 | 0 | 0 | 0 | 0 | 0
F5_Industrial_Stone, Clay, and Glass_Existing_Space Heating_Natural Gas_Gas Furnace - Maintenance_A_Technical Potential | F5 | Industrial | Stone, Clay, and Glass | Existing | Space Heating | Natural Gas | Gas Furnace - Maintenance | A | Incremental Summer Peak Savings (MW) | Technical Potential | 0 | 0 | 0 | 0 | 0 | 0 | 0 | 0 | 0 | 0 | 0 | 0 | 0 | 0 | 0 | 0 | 0 | 0 | 0 | 0 | 0 | 0 | 0 | 0 | 0 | 0 | 0 | 0 | 0 | 0 | 0
F6_Industrial_Stone, Clay, and Glass_Existing_Space Heating_Natural Gas_Gas Furnace - Maintenance_A_Technical Potential | F6 | Industrial | Stone, Clay, and Glass | Existing | Space Heating | Natural Gas | Gas Furnace - Maintenance | A | Incremental Winter Peak Savings (MW) | Technical Potential | 0 | 0 | 0 | 0 | 0 | 0 | 0 | 0 | 0 | 0 | 0 | 0 | 0 | 0 | 0 | 0 | 0 | 0 | 0 | 0 | 0 | 0 | 0 | 0 | 0 | 0 | 0 | 0 | 0 | 0 | 0
F7_Industrial_Stone, Clay, and Glass_Existing_Space Heating_Natural Gas_Gas Furnace - Maintenance_A_Technical Potential | F7 | Industrial | Stone, Clay, and Glass | Existing | Space Heating | Natural Gas | Gas Furnace - Maintenance | A | Cumulative Energy Savings (MWh or mTherms) | Technical Potential | 0 | 0 | 0 | 0 | 0 | 1.6316e-05 | 2.7404e-05 | 3.4619e-05 | 3.9909e-05 | 4.4278e-05 | 4.7739e-05 | 5.0446e-05 | 5.2524e-05 | 5.4003e-05 | 5.502e-05 | 5.5684e-05 | 5.5995e-05 | 5.6072e-05 | 5.5952e-05 | 5.5713e-05 | 5.5438e-05 | 5.5044e-05 | 5.4613e-05 | 5.4159e-05 | 5.3674e-05 | 5.308e-05 | 5.2551e-05 | 5.2044e-05 | 0 | 0 | 0
F8_Industrial_Stone, Clay, and Glass_Existing_Space Heating_Natural Gas_Gas Furnace - Maintenance_A_Technical Potential | F8 | Industrial | Stone, Clay, and Glass | Existing | Space Heating | Natural Gas | Gas Furnace - Maintenance | A | Cumulative Summer Peak Savings (MW) | Technical Potential | 0 | 0 | 0 | 0 | 0 | 0 | 0 | 0 | 0 | 0 | 0 | 0 | 0 | 0 | 0 | 0 | 0 | 0 | 0 | 0 | 0 | 0 | 0 | 0 | 0 | 0 | 0 | 0 | 0 | 0 | 0
F9_Industrial_Stone, Clay, and Glass_Existing_Space Heating_Natural Gas_Gas Furnace - Maintenance_A_Technical Potential | F9 | Industrial | Stone, Clay, and Glass | Existing | Space Heating | Natural Gas | Gas Furnace - Maintenance | A | Cumulative Winter Peak Savings (MW) | Technical Potential | 0 | 0 | 0 | 0 | 0 | 0 | 0 | 0 | 0 | 0 | 0 | 0 | 0 | 0 | 0 | 0 | 0 | 0 | 0 | 0 | 0 | 0 | 0 | 0 | 0 | 0 | 0 | 0 | 0 | 0 | 0
F10_Industrial_Stone, Clay, and Glass_Existing_Space Heating_Natural Gas_Gas Furnace - Maintenance_A_Technical Potential | F10 | Industrial | Stone, Clay, and Glass | Existing | Space Heating | Natural Gas | Gas Furnace - Maintenance | A | Purchases (Incremental) | Technical Potential | 0 | 0 | 0 | 0 | 0 | 1.7801 | 1.247 | 0.85819 | 0.66872 | 0.58638 | 0.50097 | 0.428 | 0.36289 | 0.30131 | 0.25368 | 0.20966 | 0.1633 | 0.12654 | 0.09767 | 0.076156 | 0.069638 | 0.054287 | 0.046577 | 0.038932 | 0.031346 | 0 | 0 | 0 | 0 | 0 | 0
F11_Industrial_Stone, Clay, and Glass_Existing_Space Heating_Natural Gas_Gas Furnace - Maintenance_A_Technical Potential | F11 | Industrial | Stone, Clay, and Glass | Existing | Space Heating | Natural Gas | Gas Furnace - Maintenance | A | Purchases (Cumulative) | Technical Potential | 0 | 0 | 0 | 0 | 0 | 1.7801 | 3.0271 | 3.8853 | 4.5541 | 5.1404 | 5.6414 | 6.0694 | 6.4323 | 6.7336 | 6.9873 | 7.197 | 7.3603 | 7.4868 | 7.5845 | 7.6606 | 7.7303 | 7.7846 | 7.8311 | 7.8701 | 7.9014 | 7.9014 | 7.9014 | 7.9014 | 7.9014 | 7.9014 | 7.9014
F1_Industrial_Stone, Clay, and Glass_Existing_Space Heating_Natural Gas_Gas Boiler - Hot Water Reset_A_Technical Potential | F1 | Industrial | Stone, Clay, and Glass | Existing | Space Heating | Natural Gas | Gas Boiler - Hot Water Reset | A | Integrated Unit Energy Savings (kWh or therms) | Technical Potential | 0 | 0 | 0 | 0 | 0 | 25.44 | 25.1892 | 24.9198 | 24.6415 | 24.3549 | 24.062 | 23.7686 | 23.4725 | 23.1615 | 22.8402 | 22.5239 | 22.2154 | 21.9278 | 21.6476 | 21.3897 | 21.1406 | 20.8862 | 20.6515 | 20.4276 | 20.2063 | 20.023 | 19.8639 | 19.7128 | 22.0369 | 21.9464 | 21.8637
F2_Industrial_Stone, Clay, and Glass_Existing_Space Heating_Natural Gas_Gas Boiler - Hot Water Reset_A_Technical Potential | F2 | Industrial | Stone, Clay, and Glass | Existing | Space Heating | Natural Gas | Gas Boiler - Hot Water Reset | A | Integrated Unit Summer Peak Savings (kW) | Technical Potential | 0 | 0 | 0 | 0 | 0 | 0 | 0 | 0 | 0 | 0 | 0 | 0 | 0 | 0 | 0 | 0 | 0 | 0 | 0 | 0 | 0 | 0 | 0 | 0 | 0 | 0 | 0 | 0 | 0 | 0 | 0
F3_Industrial_Stone, Clay, and Glass_Existing_Space Heating_Natural Gas_Gas Boiler - Hot Water Reset_A_Technical Potential | F3 | Industrial | Stone, Clay, and Glass | Existing | Space Heating | Natural Gas | Gas Boiler - Hot Water Reset | A | Integrated Unit Winter Peak Savings (kW) | Technical Potential | 0 | 0 | 0 | 0 | 0 | 0 | 0 | 0 | 0 | 0 | 0 | 0 | 0 | 0 | 0 | 0 | 0 | 0 | 0 | 0 | 0 | 0 | 0 | 0 | 0 | 0 | 0 | 0 | 0 | 0 | 0
F4_Industrial_Stone, Clay, and Glass_Existing_Space Heating_Natural Gas_Gas Boiler - Hot Water Reset_A_Technical Potential | F4 | Industrial | Stone, Clay, and Glass | Existing | Space Heating | Natural Gas | Gas Boiler - Hot Water Reset | A | Incremental Energy Savings (MWh or mTherms) | Technical Potential | 0 | 0 | 0 | 0 | 0 | 0.0068979 | 0.0083814 | 0.010087 | 0.011585 | 0.013071 | 0.014906 | 0.016109 | 0.016218 | 0.014842 | 0.012629 | 0.0095454 | 0.0062316 | 0.0035535 | 0.001674 | 0.00070063 | 0.00025077 | 7.7085e-05 | 1.6552e-05 | 2.682e-06 | 3.1744e-07 | 0 | 0 | 0 | 0 | 0 | 0
F5_Industrial_Stone, Clay, and Glass_Existing_Space Heating_Natural Gas_Gas Boiler - Hot Water Reset_A_Technical Potential | F5 | Industrial | Stone, Clay, and Glass | Existing | Space Heating | Natural Gas | Gas Boiler - Hot Water Reset | A | Incremental Summer Peak Savings (MW) | Technical Potential | 0 | 0 | 0 | 0 | 0 | 0 | 0 | 0 | 0 | 0 | 0 | 0 | 0 | 0 | 0 | 0 | 0 | 0 | 0 | 0 | 0 | 0 | 0 | 0 | 0 | 0 | 0 | 0 | 0 | 0 | 0
F6_Industrial_Stone, Clay, and Glass_Existing_Space Heating_Natural Gas_Gas Boiler - Hot Water Reset_A_Technical Potential | F6 | Industrial | Stone, Clay, and Glass | Existing | Space Heating | Natural Gas | Gas Boiler - Hot Water Reset | A | Incremental Winter Peak Savings (MW) | Technical Potential | 0 | 0 | 0 | 0 | 0 | 0 | 0 | 0 | 0 | 0 | 0 | 0 | 0 | 0 | 0 | 0 | 0 | 0 | 0 | 0 | 0 | 0 | 0 | 0 | 0 | 0 | 0 | 0 | 0 | 0 | 0
F7_Industrial_Stone, Clay, and Glass_Existing_Space Heating_Natural Gas_Gas Boiler - Hot Water Reset_A_Technical Potential | F7 | Industrial | Stone, Clay, and Glass | Existing | Space Heating | Natural Gas | Gas Boiler - Hot Water Reset | A | Cumulative Energy Savings (MWh or mTherms) | Technical Potential | 0 | 0 | 0 | 0 | 0 | 0.0068979 | 0.015211 | 0.025135 | 0.036439 | 0.049087 | 0.063402 | 0.078738 | 0.093975 | 0.10757 | 0.11871 | 0.12661 | 0.13111 | 0.13296 | 0.13294 | 0.13205 | 0.13077 | 0.12927 | 0.12784 | 0.12645 | 0.12508 | 0.12395 | 0.12296 | 0.12203 | 0 | 0 | 0
F8_Industrial_Stone, Clay, and Glass_Existing_Space Heating_Natural Gas_Gas Boiler - Hot Water Reset_A_Technical Potential | F8 | Industrial | Stone, Clay, and Glass | Existing | Space Heating | Natural Gas | Gas Boiler - Hot Water Reset | A | Cumulative Summer Peak Savings (MW) | Technical Potential | 0 | 0 | 0 | 0 | 0 | 0 | 0 | 0 | 0 | 0 | 0 | 0 | 0 | 0 | 0 | 0 | 0 | 0 | 0 | 0 | 0 | 0 | 0 | 0 | 0 | 0 | 0 | 0 | 0 | 0 | 0
F9_Industrial_Stone, Clay, and Glass_Existing_Space Heating_Natural Gas_Gas Boiler - Hot Water Reset_A_Technical Potential | F9 | Industrial | Stone, Clay, and Glass | Existing | Space Heating | Natural Gas | Gas Boiler - Hot Water Reset | A | Cumulative Winter Peak Savings (MW) | Technical Potential | 0 | 0 | 0 | 0 | 0 | 0 | 0 | 0 | 0 | 0 | 0 | 0 | 0 | 0 | 0 | 0 | 0 | 0 | 0 | 0 | 0 | 0 | 0 | 0 | 0 | 0 | 0 | 0 | 0 | 0 | 0
F10_Industrial_Stone, Clay, and Glass_Existing_Space Heating_Natural Gas_Gas Boiler - Hot Water Reset_A_Technical Potential | F10 | Industrial | Stone, Clay, and Glass | Existing | Space Heating | Natural Gas | Gas Boiler - Hot Water Reset | A | Purchases (Incremental) | Technical Potential | 0 | 0 | 0 | 0 | 0 | 0.27114 | 0.33274 | 0.40477 | 0.47013 | 0.53669 | 0.61948 | 0.67773 | 0.69094 | 0.64079 | 0.55291 | 0.42379 | 0.28051 | 0.16206 | 0.077331 | 0.032756 | 0.011862 | 0.0036907 | 0.00080148 | 0.00013129 | 1.571e-05 | 0 | 0 | 0 | 0 | 0 | 0
F11_Industrial_Stone, Clay, and Glass_Existing_Space Heating_Natural Gas_Gas Boiler - Hot Water Reset_A_Technical Potential | F11 | Industrial | Stone, Clay, and Glass | Existing | Space Heating | Natural Gas | Gas Boiler - Hot Water Reset | A | Purchases (Cumulative) | Technical Potential | 0 | 0 | 0 | 0 | 0 | 0.27114 | 0.60388 | 1.0087 | 1.4788 | 2.0155 | 2.635 | 3.3127 | 4.0036 | 4.6444 | 5.1973 | 5.6211 | 5.9016 | 6.0637 | 6.141 | 6.1738 | 6.1856 | 6.1893 | 6.1901 | 6.1902 | 6.1903 | 6.1903 | 6.1903 | 6.1903 | 6.1903 | 6.1903 | 6.1903
F1_Industrial_Stone, Clay, and Glass_Existing_Process_Natural Gas_Gas Boiler - Hot Water Reset_A_Technical Potential | F1 | Industrial | Stone, Clay, and Glass | Existing | Process | Natural Gas | Gas Boiler - Hot Water Reset | A | Integrated Unit Energy Savings (kWh or therms) | Technical Potential | 0 | 0 | 0 | 0 | 0 | 7.6168 | 7.5799 | 7.5428 | 7.5062 | 7.4699 | 7.4341 | 7.4053 | 7.3809 | 7.356 | 7.3392 | 7.3205 | 7.3066 | 7.2923 | 7.2775 | 7.2673 | 7.2558 | 7.2471 | 7.2385 | 7.2299 | 7.2214 | 7.2202 | 7.219 | 7.218 | 7.6538 | 7.6538 | 7.6538
F2_Industrial_Stone, Clay, and Glass_Existing_Process_Natural Gas_Gas Boiler - Hot Water Reset_A_Technical Potential | F2 | Industrial | Stone, Clay, and Glass | Existing | Process | Natural Gas | Gas Boiler - Hot Water Reset | A | Integrated Unit Summer Peak Savings (kW) | Technical Potential | 0 | 0 | 0 | 0 | 0 | 0 | 0 | 0 | 0 | 0 | 0 | 0 | 0 | 0 | 0 | 0 | 0 | 0 | 0 | 0 | 0 | 0 | 0 | 0 | 0 | 0 | 0 | 0 | 0 | 0 | 0
F3_Industrial_Stone, Clay, and Glass_Existing_Process_Natural Gas_Gas Boiler - Hot Water Reset_A_Technical Potential | F3 | Industrial | Stone, Clay, and Glass | Existing | Process | Natural Gas | Gas Boiler - Hot Water Reset | A | Integrated Unit Winter Peak Savings (kW) | Technical Potential | 0 | 0 | 0 | 0 | 0 | 0 | 0 | 0 | 0 | 0 | 0 | 0 | 0 | 0 | 0 | 0 | 0 | 0 | 0 | 0 | 0 | 0 | 0 | 0 | 0 | 0 | 0 | 0 | 0 | 0 | 0
F4_Industrial_Stone, Clay, and Glass_Existing_Process_Natural Gas_Gas Boiler - Hot Water Reset_A_Technical Potential | F4 | Industrial | Stone, Clay, and Glass | Existing | Process | Natural Gas | Gas Boiler - Hot Water Reset | A | Incremental Energy Savings (MWh or mTherms) | Technical Potential | 0 | 0 | 0 | 0 | 0 | 0.022898 | 0.027963 | 0.03385 | 0.039125 | 0.044448 | 0.051059 | 0.055643 | 0.056541 | 0.05226 | 0.044991 | 0.034396 | 0.022724 | 0.013102 | 0.0062396 | 0.0026392 | 0.00095424 | 0.00029655 | 6.4321e-05 | 1.0524e-05 | 1.2578e-06 | 0 | 0 | 0 | 0 | 0 | 0
F5_Industrial_Stone, Clay, and Glass_Existing_Process_Natural Gas_Gas Boiler - Hot Water Reset_A_Technical Potential | F5 | Industrial | Stone, Clay, and Glass | Existing | Process | Natural Gas | Gas Boiler - Hot Water Reset | A | Incremental Summer Peak Savings (MW) | Technical Potential | 0 | 0 | 0 | 0 | 0 | 0 | 0 | 0 | 0 | 0 | 0 | 0 | 0 | 0 | 0 | 0 | 0 | 0 | 0 | 0 | 0 | 0 | 0 | 0 | 0 | 0 | 0 | 0 | 0 | 0 | 0
F6_Industrial_Stone, Clay, and Glass_Existing_Process_Natural Gas_Gas Boiler - Hot Water Reset_A_Technical Potential | F6 | Industrial | Stone, Clay, and Glass | Existing | Process | Natural Gas | Gas Boiler - Hot Water Reset | A | Incremental Winter Peak Savings (MW) | Technical Potential | 0 | 0 | 0 | 0 | 0 | 0 | 0 | 0 | 0 | 0 | 0 | 0 | 0 | 0 | 0 | 0 | 0 | 0 | 0 | 0 | 0 | 0 | 0 | 0 | 0 | 0 | 0 | 0 | 0 | 0 | 0
F7_Industrial_Stone, Clay, and Glass_Existing_Process_Natural Gas_Gas Boiler - Hot Water Reset_A_Technical Potential | F7 | Industrial | Stone, Clay, and Glass | Existing | Process | Natural Gas | Gas Boiler - Hot Water Reset | A | Cumulative Energy Savings (MWh or mTherms) | Technical Potential | 0 | 0 | 0 | 0 | 0 | 0.022898 | 0.05075 | 0.084351 | 0.12307 | 0.16692 | 0.21718 | 0.27198 | 0.32762 | 0.37878 | 0.42291 | 0.45623 | 0.47808 | 0.49025 | 0.4955 | 0.49744 | 0.49761 | 0.49731 | 0.49678 | 0.4962 | 0.49562 | 0.49553 | 0.49545 | 0.49538 | 0 | 0 | 0
F8_Industrial_Stone, Clay, and Glass_Existing_Process_Natural Gas_Gas Boiler - Hot Water Reset_A_Technical Potential | F8 | Industrial | Stone, Clay, and Glass | Existing | Process | Natural Gas | Gas Boiler - Hot Water Reset | A | Cumulative Summer Peak Savings (MW) | Technical Potential | 0 | 0 | 0 | 0 | 0 | 0 | 0 | 0 | 0 | 0 | 0 | 0 | 0 | 0 | 0 | 0 | 0 | 0 | 0 | 0 | 0 | 0 | 0 | 0 | 0 | 0 | 0 | 0 | 0 | 0 | 0
F9_Industrial_Stone, Clay, and Glass_Existing_Process_Natural Gas_Gas Boiler - Hot Water Reset_A_Technical Potential | F9 | Industrial | Stone, Clay, and Glass | Existing | Process | Natural Gas | Gas Boiler - Hot Water Reset | A | Cumulative Winter Peak Savings (MW) | Technical Potential | 0 | 0 | 0 | 0 | 0 | 0 | 0 | 0 | 0 | 0 | 0 | 0 | 0 | 0 | 0 | 0 | 0 | 0 | 0 | 0 | 0 | 0 | 0 | 0 | 0 | 0 | 0 | 0 | 0 | 0 | 0
F10_Industrial_Stone, Clay, and Glass_Existing_Process_Natural Gas_Gas Boiler - Hot Water Reset_A_Technical Potential | F10 | Industrial | Stone, Clay, and Glass | Existing | Process | Natural Gas | Gas Boiler - Hot Water Reset | A | Purchases (Incremental) | Technical Potential | 0 | 0 | 0 | 0 | 0 | 3.0062 | 3.6891 | 4.4877 | 5.2124 | 5.9503 | 6.8683 | 7.514 | 7.6605 | 7.1045 | 6.1302 | 4.6986 | 3.11 | 1.7967 | 0.85737 | 0.36316 | 0.13151 | 0.040919 | 0.008886 | 0.0014557 | 0.00017418 | 0 | 0 | 0 | 0 | 0 | 0
F11_Industrial_Stone, Clay, and Glass_Existing_Process_Natural Gas_Gas Boiler - Hot Water Reset_A_Technical Potential | F11 | Industrial | Stone, Clay, and Glass | Existing | Process | Natural Gas | Gas Boiler - Hot Water Reset | A | Purchases (Cumulative) | Technical Potential | 0 | 0 | 0 | 0 | 0 | 3.0062 | 6.6953 | 11.183 | 16.3954 | 22.3457 | 29.2139 | 36.7279 | 44.3884 | 51.4928 | 57.623 | 62.3216 | 65.4316 | 67.2283 | 68.0857 | 68.4489 | 68.5804 | 68.6213 | 68.6302 | 68.6317 | 68.6318 | 68.6318 | 68.6318 | 68.6318 | 68.6318 | 68.6318 | 68.6318
F1_Industrial_Stone, Clay, and Glass_Existing_Space Heating_Natural Gas_Steam Trap Maintenance_A_Technical Potential | F1 | Industrial | Stone, Clay, and Glass | Existing | Space Heating | Natural Gas | Steam Trap Maintenance | A | Integrated Unit Energy Savings (kWh or therms) | Technical Potential | 0 | 0 | 0 | 0 | 0 | 8.9963 | 8.9164 | 8.8298 | 8.7398 | 8.6467 | 8.5517 | 8.4559 | 8.359 | 8.2575 | 8.1508 | 8.0467 | 7.9444 | 7.8499 | 7.7582 | 7.6733 | 7.592 | 7.5087 | 7.4322 | 7.3595 | 7.2875 | 7.2218 | 7.1649 | 7.1107 | 7.7852 | 7.7532 | 7.724
F2_Industrial_Stone, Clay, and Glass_Existing_Space Heating_Natural Gas_Steam Trap Maintenance_A_Technical Potential | F2 | Industrial | Stone, Clay, and Glass | Existing | Space Heating | Natural Gas | Steam Trap Maintenance | A | Integrated Unit Summer Peak Savings (kW) | Technical Potential | 0 | 0 | 0 | 0 | 0 | 0 | 0 | 0 | 0 | 0 | 0 | 0 | 0 | 0 | 0 | 0 | 0 | 0 | 0 | 0 | 0 | 0 | 0 | 0 | 0 | 0 | 0 | 0 | 0 | 0 | 0
F3_Industrial_Stone, Clay, and Glass_Existing_Space Heating_Natural Gas_Steam Trap Maintenance_A_Technical Potential | F3 | Industrial | Stone, Clay, and Glass | Existing | Space Heating | Natural Gas | Steam Trap Maintenance | A | Integrated Unit Winter Peak Savings (kW) | Technical Potential | 0 | 0 | 0 | 0 | 0 | 0 | 0 | 0 | 0 | 0 | 0 | 0 | 0 | 0 | 0 | 0 | 0 | 0 | 0 | 0 | 0 | 0 | 0 | 0 | 0 | 0 | 0 | 0 | 0 | 0 | 0
F4_Industrial_Stone, Clay, and Glass_Existing_Space Heating_Natural Gas_Steam Trap Maintenance_A_Technical Potential | F4 | Industrial | Stone, Clay, and Glass | Existing | Space Heating | Natural Gas | Steam Trap Maintenance | A | Incremental Energy Savings (MWh or mTherms) | Technical Potential | 0 | 0 | 0 | 0 | 0 | 0.0013615 | 0.0013486 | 0.0013277 | 0.0013148 | 0.0013019 | 0.0012712 | 0.0012536 | 0.0012367 | 0.0012023 | 0.0011913 | 0.0011648 | 0.0011502 | 0.0011308 | 0.0011076 | 0.0010968 | 0.0010807 | 0.0010646 | 0.00105 | 0.0010362 | 0.0010228 | 0 | 0 | 0 | 0 | 0 | 0
F5_Industrial_Stone, Clay, and Glass_Existing_Space Heating_Natural Gas_Steam Trap Maintenance_A_Technical Potential | F5 | Industrial | Stone, Clay, and Glass | Existing | Space Heating | Natural Gas | Steam Trap Maintenance | A | Incremental Summer Peak Savings (MW) | Technical Potential | 0 | 0 | 0 | 0 | 0 | 0 | 0 | 0 | 0 | 0 | 0 | 0 | 0 | 0 | 0 | 0 | 0 | 0 | 0 | 0 | 0 | 0 | 0 | 0 | 0 | 0 | 0 | 0 | 0 | 0 | 0
F6_Industrial_Stone, Clay, and Glass_Existing_Space Heating_Natural Gas_Steam Trap Maintenance_A_Technical Potential | F6 | Industrial | Stone, Clay, and Glass | Existing | Space Heating | Natural Gas | Steam Trap Maintenance | A | Incremental Winter Peak Savings (MW) | Technical Potential | 0 | 0 | 0 | 0 | 0 | 0 | 0 | 0 | 0 | 0 | 0 | 0 | 0 | 0 | 0 | 0 | 0 | 0 | 0 | 0 | 0 | 0 | 0 | 0 | 0 | 0 | 0 | 0 | 0 | 0 | 0
F7_Industrial_Stone, Clay, and Glass_Existing_Space Heating_Natural Gas_Steam Trap Maintenance_A_Technical Potential | F7 | Industrial | Stone, Clay, and Glass | Existing | Space Heating | Natural Gas | Steam Trap Maintenance | A | Cumulative Energy Savings (MWh or mTherms) | Technical Potential | 0 | 0 | 0 | 0 | 0 | 0.0013615 | 0.002698 | 0.0039995 | 0.0052735 | 0.0065193 | 0.0077189 | 0.008886 | 0.010021 | 0.011101 | 0.012149 | 0.013159 | 0.014142 | 0.015104 | 0.016036 | 0.016957 | 0.017858 | 0.018726 | 0.019586 | 0.02043 | 0.021253 | 0.021062 | 0.020896 | 0.020738 | 0 | 0 | 0
F8_Industrial_Stone, Clay, and Glass_Existing_Space Heating_Natural Gas_Steam Trap Maintenance_A_Technical Potential | F8 | Industrial | Stone, Clay, and Glass | Existing | Space Heating | Natural Gas | Steam Trap Maintenance | A | Cumulative Summer Peak Savings (MW) | Technical Potential | 0 | 0 | 0 | 0 | 0 | 0 | 0 | 0 | 0 | 0 | 0 | 0 | 0 | 0 | 0 | 0 | 0 | 0 | 0 | 0 | 0 | 0 | 0 | 0 | 0 | 0 | 0 | 0 | 0 | 0 | 0
F9_Industrial_Stone, Clay, and Glass_Existing_Space Heating_Natural Gas_Steam Trap Maintenance_A_Technical Potential | F9 | Industrial | Stone, Clay, and Glass | Existing | Space Heating | Natural Gas | Steam Trap Maintenance | A | Cumulative Winter Peak Savings (MW) | Technical Potential | 0 | 0 | 0 | 0 | 0 | 0 | 0 | 0 | 0 | 0 | 0 | 0 | 0 | 0 | 0 | 0 | 0 | 0 | 0 | 0 | 0 | 0 | 0 | 0 | 0 | 0 | 0 | 0 | 0 | 0 | 0
F10_Industrial_Stone, Clay, and Glass_Existing_Space Heating_Natural Gas_Steam Trap Maintenance_A_Technical Potential | F10 | Industrial | Stone, Clay, and Glass | Existing | Space Heating | Natural Gas | Steam Trap Maintenance | A | Purchases (Incremental) | Technical Potential | 0 | 0 | 0 | 0 | 0 | 0.15134 | 0.15125 | 0.15036 | 0.15044 | 0.15057 | 0.14865 | 0.14825 | 0.14795 | 0.1456 | 0.14615 | 0.14476 | 0.14478 | 0.14405 | 0.14277 | 0.14293 | 0.14234 | 0.14179 | 0.14127 | 0.14079 | 0.14035 | 0 | 0 | 0 | 0 | 0 | 0
F11_Industrial_Stone, Clay, and Glass_Existing_Space Heating_Natural Gas_Steam Trap Maintenance_A_Technical Potential | F11 | Industrial | Stone, Clay, and Glass | Existing | Space Heating | Natural Gas | Steam Trap Maintenance | A | Purchases (Cumulative) | Technical Potential | 0 | 0 | 0 | 0 | 0 | 0.15134 | 0.30259 | 0.45295 | 0.60339 | 0.75396 | 0.90261 | 1.0509 | 1.1988 | 1.3444 | 1.4906 | 1.6353 | 1.7801 | 1.9241 | 2.0669 | 2.2098 | 2.3522 | 2.494 | 2.6353 | 2.776 | 2.9164 | 2.9164 | 2.9164 | 2.9164 | 2.9164 | 2.9164 | 2.9164
F1_Industrial_Stone, Clay, and Glass_Existing_Process_Natural Gas_Steam Trap Maintenance_A_Technical Potential | F1 | Industrial | Stone, Clay, and Glass | Existing | Process | Natural Gas | Steam Trap Maintenance | A | Integrated Unit Energy Savings (kWh or therms) | Technical Potential | 0 | 0 | 0 | 0 | 0 | 5.4008 | 5.3938 | 5.3867 | 5.3797 | 5.3728 | 5.366 | 5.3609 | 5.3568 | 5.3527 | 5.3504 | 5.3477 | 5.3461 | 5.3445 | 5.3428 | 5.3421 | 5.3411 | 5.3409 | 5.3406 | 5.3404 | 5.3402 | 5.34 | 5.3398 | 5.3396 | 5.4079 | 5.4079 | 5.4079
F2_Industrial_Stone, Clay, and Glass_Existing_Process_Natural Gas_Steam Trap Maintenance_A_Technical Potential | F2 | Industrial | Stone, Clay, and Glass | Existing | Process | Natural Gas | Steam Trap Maintenance | A | Integrated Unit Summer Peak Savings (kW) | Technical Potential | 0 | 0 | 0 | 0 | 0 | 0 | 0 | 0 | 0 | 0 | 0 | 0 | 0 | 0 | 0 | 0 | 0 | 0 | 0 | 0 | 0 | 0 | 0 | 0 | 0 | 0 | 0 | 0 | 0 | 0 | 0
F3_Industrial_Stone, Clay, and Glass_Existing_Process_Natural Gas_Steam Trap Maintenance_A_Technical Potential | F3 | Industrial | Stone, Clay, and Glass | Existing | Process | Natural Gas | Steam Trap Maintenance | A | Integrated Unit Winter Peak Savings (kW) | Technical Potential | 0 | 0 | 0 | 0 | 0 | 0 | 0 | 0 | 0 | 0 | 0 | 0 | 0 | 0 | 0 | 0 | 0 | 0 | 0 | 0 | 0 | 0 | 0 | 0 | 0 | 0 | 0 | 0 | 0 | 0 | 0
F4_Industrial_Stone, Clay, and Glass_Existing_Process_Natural Gas_Steam Trap Maintenance_A_Technical Potential | F4 | Industrial | Stone, Clay, and Glass | Existing | Process | Natural Gas | Steam Trap Maintenance | A | Incremental Energy Savings (MWh or mTherms) | Technical Potential | 0 | 0 | 0 | 0 | 0 | 0.0090619 | 0.0090451 | 0.00898 | 0.0089732 | 0.008969 | 0.008844 | 0.0088113 | 0.0087867 | 0.0086406 | 0.0086698 | 0.0085829 | 0.0085814 | 0.0085356 | 0.0084569 | 0.0084657 | 0.0084292 | 0.008396 | 0.008365 | 0.0083362 | 0.0083096 | 0 | 0 | 0 | 0 | 0 | 0
F5_Industrial_Stone, Clay, and Glass_Existing_Process_Natural Gas_Steam Trap Maintenance_A_Technical Potential | F5 | Industrial | Stone, Clay, and Glass | Existing | Process | Natural Gas | Steam Trap Maintenance | A | Incremental Summer Peak Savings (MW) | Technical Potential | 0 | 0 | 0 | 0 | 0 | 0 | 0 | 0 | 0 | 0 | 0 | 0 | 0 | 0 | 0 | 0 | 0 | 0 | 0 | 0 | 0 | 0 | 0 | 0 | 0 | 0 | 0 | 0 | 0 | 0 | 0
F6_Industrial_Stone, Clay, and Glass_Existing_Process_Natural Gas_Steam Trap Maintenance_A_Technical Potential | F6 | Industrial | Stone, Clay, and Glass | Existing | Process | Natural Gas | Steam Trap Maintenance | A | Incremental Winter Peak Savings (MW) | Technical Potential | 0 | 0 | 0 | 0 | 0 | 0 | 0 | 0 | 0 | 0 | 0 | 0 | 0 | 0 | 0 | 0 | 0 | 0 | 0 | 0 | 0 | 0 | 0 | 0 | 0 | 0 | 0 | 0 | 0 | 0 | 0
F7_Industrial_Stone, Clay, and Glass_Existing_Process_Natural Gas_Steam Trap Maintenance_A_Technical Potential | F7 | Industrial | Stone, Clay, and Glass | Existing | Process | Natural Gas | Steam Trap Maintenance | A | Cumulative Energy Savings (MWh or mTherms) | Technical Potential | 0 | 0 | 0 | 0 | 0 | 0.0090619 | 0.018095 | 0.027051 | 0.03599 | 0.044912 | 0.0537 | 0.062459 | 0.071198 | 0.079785 | 0.08842 | 0.096959 | 0.10551 | 0.11401 | 0.12244 | 0.13088 | 0.13929 | 0.14768 | 0.15604 | 0.16437 | 0.17267 | 0.17266 | 0.17266 | 0.17265 | 0 | 0 | 0
F8_Industrial_Stone, Clay, and Glass_Existing_Process_Natural Gas_Steam Trap Maintenance_A_Technical Potential | F8 | Industrial | Stone, Clay, and Glass | Existing | Process | Natural Gas | Steam Trap Maintenance | A | Cumulative Summer Peak Savings (MW) | Technical Potential | 0 | 0 | 0 | 0 | 0 | 0 | 0 | 0 | 0 | 0 | 0 | 0 | 0 | 0 | 0 | 0 | 0 | 0 | 0 | 0 | 0 | 0 | 0 | 0 | 0 | 0 | 0 | 0 | 0 | 0 | 0
F9_Industrial_Stone, Clay, and Glass_Existing_Process_Natural Gas_Steam Trap Maintenance_A_Technical Potential | F9 | Industrial | Stone, Clay, and Glass | Existing | Process | Natural Gas | Steam Trap Maintenance | A | Cumulative Winter Peak Savings (MW) | Technical Potential | 0 | 0 | 0 | 0 | 0 | 0 | 0 | 0 | 0 | 0 | 0 | 0 | 0 | 0 | 0 | 0 | 0 | 0 | 0 | 0 | 0 | 0 | 0 | 0 | 0 | 0 | 0 | 0 | 0 | 0 | 0
F10_Industrial_Stone, Clay, and Glass_Existing_Process_Natural Gas_Steam Trap Maintenance_A_Technical Potential | F10 | Industrial | Stone, Clay, and Glass | Existing | Process | Natural Gas | Steam Trap Maintenance | A | Purchases (Incremental) | Technical Potential | 0 | 0 | 0 | 0 | 0 | 1.6779 | 1.6769 | 1.6671 | 1.668 | 1.6693 | 1.6481 | 1.6436 | 1.6403 | 1.6143 | 1.6204 | 1.605 | 1.6052 | 1.5971 | 1.5828 | 1.5847 | 1.5782 | 1.572 | 1.5663 | 1.561 | 1.5561 | 0 | 0 | 0 | 0 | 0 | 0
F11_Industrial_Stone, Clay, and Glass_Existing_Process_Natural Gas_Steam Trap Maintenance_A_Technical Potential | F11 | Industrial | Stone, Clay, and Glass | Existing | Process | Natural Gas | Steam Trap Maintenance | A | Purchases (Cumulative) | Technical Potential | 0 | 0 | 0 | 0 | 0 | 1.6779 | 3.3548 | 5.0219 | 6.6898 | 8.3592 | 10.0073 | 11.6509 | 13.2912 | 14.9055 | 16.5259 | 18.1309 | 19.736 | 21.3331 | 22.916 | 24.5007 | 26.0789 | 27.6509 | 29.2172 | 30.7782 | 32.3342 | 32.3342 | 32.3342 | 32.3342 | 32.3342 | 32.3342 | 32.3342
F1_Industrial_Stone, Clay, and Glass_Existing_Space Heating_Natural Gas_Gas Boiler - High Turndown_A_Technical Potential | F1 | Industrial | Stone, Clay, and Glass | Existing | Space Heating | Natural Gas | Gas Boiler - High Turndown | A | Integrated Unit Energy Savings (kWh or therms) | Technical Potential | 0 | 0 | 0 | 0 | 0 | 9.4902 | 9.3142 | 9.0894 | 8.8172 | 8.5003 | 8.1414 | 7.7726 | 7.4054 | 7.0328 | 6.716 | 6.4143 | 6.1703 | 5.9569 | 5.7677 | 5.6323 | 5.5077 | 5.3983 | 5.3054 | 5.23 | 5.159 | 5.1057 | 5.0593 | 5.0155 | 8.2638 | 8.2299 | 8.1989
F2_Industrial_Stone, Clay, and Glass_Existing_Space Heating_Natural Gas_Gas Boiler - High Turndown_A_Technical Potential | F2 | Industrial | Stone, Clay, and Glass | Existing | Space Heating | Natural Gas | Gas Boiler - High Turndown | A | Integrated Unit Summer Peak Savings (kW) | Technical Potential | 0 | 0 | 0 | 0 | 0 | 0 | 0 | 0 | 0 | 0 | 0 | 0 | 0 | 0 | 0 | 0 | 0 | 0 | 0 | 0 | 0 | 0 | 0 | 0 | 0 | 0 | 0 | 0 | 0 | 0 | 0
F3_Industrial_Stone, Clay, and Glass_Existing_Space Heating_Natural Gas_Gas Boiler - High Turndown_A_Technical Potential | F3 | Industrial | Stone, Clay, and Glass | Existing | Space Heating | Natural Gas | Gas Boiler - High Turndown | A | Integrated Unit Winter Peak Savings (kW) | Technical Potential | 0 | 0 | 0 | 0 | 0 | 0 | 0 | 0 | 0 | 0 | 0 | 0 | 0 | 0 | 0 | 0 | 0 | 0 | 0 | 0 | 0 | 0 | 0 | 0 | 0 | 0 | 0 | 0 | 0 | 0 | 0
F4_Industrial_Stone, Clay, and Glass_Existing_Space Heating_Natural Gas_Gas Boiler - High Turndown_A_Technical Potential | F4 | Industrial | Stone, Clay, and Glass | Existing | Space Heating | Natural Gas | Gas Boiler - High Turndown | A | Incremental Energy Savings (MWh or mTherms) | Technical Potential | 0 | 0 | 0 | 0 | 0 | 0.0039271 | 0.0038522 | 0.003737 | 0.0036271 | 0.0034996 | 0.0029784 | 0.0022685 | 0.0017256 | 0.0012902 | 0.00098941 | 0.00074876 | 0.0005763 | 0.00044286 | 0.00033997 | 0.00026591 | 0.00020716 | 1.3795e-06 | 4.8245e-07 | 1.6158e-07 | 5.181e-08 | 4.3458e-08 | 4.2948e-08 | 4.2473e-08 | 6.9828e-08 | 6.9406e-08 | 6.9027e-08
F5_Industrial_Stone, Clay, and Glass_Existing_Space Heating_Natural Gas_Gas Boiler - High Turndown_A_Technical Potential | F5 | Industrial | Stone, Clay, and Glass | Existing | Space Heating | Natural Gas | Gas Boiler - High Turndown | A | Incremental Summer Peak Savings (MW) | Technical Potential | 0 | 0 | 0 | 0 | 0 | 0 | 0 | 0 | 0 | 0 | 0 | 0 | 0 | 0 | 0 | 0 | 0 | 0 | 0 | 0 | 0 | 0 | 0 | 0 | 0 | 0 | 0 | 0 | 0 | 0 | 0
F6_Industrial_Stone, Clay, and Glass_Existing_Space Heating_Natural Gas_Gas Boiler - High Turndown_A_Technical Potential | F6 | Industrial | Stone, Clay, and Glass | Existing | Space Heating | Natural Gas | Gas Boiler - High Turndown | A | Incremental Winter Peak Savings (MW) | Technical Potential | 0 | 0 | 0 | 0 | 0 | 0 | 0 | 0 | 0 | 0 | 0 | 0 | 0 | 0 | 0 | 0 | 0 | 0 | 0 | 0 | 0 | 0 | 0 | 0 | 0 | 0 | 0 | 0 | 0 | 0 | 0
F7_Industrial_Stone, Clay, and Glass_Existing_Space Heating_Natural Gas_Gas Boiler - High Turndown_A_Technical Potential | F7 | Industrial | Stone, Clay, and Glass | Existing | Space Heating | Natural Gas | Gas Boiler - High Turndown | A | Cumulative Energy Savings (MWh or mTherms) | Technical Potential | 0 | 0 | 0 | 0 | 0 | 0.0039271 | 0.0077065 | 0.011257 | 0.014547 | 0.017524 | 0.019763 | 0.021136 | 0.021863 | 0.022053 | 0.022049 | 0.021807 | 0.021554 | 0.021252 | 0.020917 | 0.020691 | 0.020441 | 0.020036 | 0.019692 | 0.019412 | 0.019149 | 0.018951 | 0.018779 | 0.018616 | 0 | 0 | 0
F8_Industrial_Stone, Clay, and Glass_Existing_Space Heating_Natural Gas_Gas Boiler - High Turndown_A_Technical Potential | F8 | Industrial | Stone, Clay, and Glass | Existing | Space Heating | Natural Gas | Gas Boiler - High Turndown | A | Cumulative Summer Peak Savings (MW) | Technical Potential | 0 | 0 | 0 | 0 | 0 | 0 | 0 | 0 | 0 | 0 | 0 | 0 | 0 | 0 | 0 | 0 | 0 | 0 | 0 | 0 | 0 | 0 | 0 | 0 | 0 | 0 | 0 | 0 | 0 | 0 | 0
F9_Industrial_Stone, Clay, and Glass_Existing_Space Heating_Natural Gas_Gas Boiler - High Turndown_A_Technical Potential | F9 | Industrial | Stone, Clay, and Glass | Existing | Space Heating | Natural Gas | Gas Boiler - High Turndown | A | Cumulative Winter Peak Savings (MW) | Technical Potential | 0 | 0 | 0 | 0 | 0 | 0 | 0 | 0 | 0 | 0 | 0 | 0 | 0 | 0 | 0 | 0 | 0 | 0 | 0 | 0 | 0 | 0 | 0 | 0 | 0 | 0 | 0 | 0 | 0 | 0 | 0
F10_Industrial_Stone, Clay, and Glass_Existing_Space Heating_Natural Gas_Gas Boiler - High Turndown_A_Technical Potential | F10 | Industrial | Stone, Clay, and Glass | Existing | Space Heating | Natural Gas | Gas Boiler - High Turndown | A | Purchases (Incremental) | Technical Potential | 0 | 0 | 0 | 0 | 0 | 0.41381 | 0.41358 | 0.41114 | 0.41136 | 0.4117 | 0.36583 | 0.29186 | 0.23302 | 0.18345 | 0.14732 | 0.11673 | 0.093399 | 0.074343 | 0.058944 | 0.047211 | 0.037613 | 0.00025555 | 9.0935e-05 | 3.0895e-05 | 1.0043e-05 | 8.5115e-06 | 8.4889e-06 | 8.4683e-06 | 8.4498e-06 | 8.4334e-06 | 8.4191e-06
F11_Industrial_Stone, Clay, and Glass_Existing_Space Heating_Natural Gas_Gas Boiler - High Turndown_A_Technical Potential | F11 | Industrial | Stone, Clay, and Glass | Existing | Space Heating | Natural Gas | Gas Boiler - High Turndown | A | Purchases (Cumulative) | Technical Potential | 0 | 0 | 0 | 0 | 0 | 0.41381 | 0.82739 | 1.2385 | 1.6499 | 2.0616 | 2.4274 | 2.7193 | 2.9523 | 3.1358 | 3.2831 | 3.3998 | 3.4932 | 3.5676 | 3.6265 | 3.6737 | 3.7113 | 3.7116 | 3.7117 | 3.7117 | 3.7117 | 3.7117 | 3.7117 | 3.7117 | 3.7117 | 3.7117 | 3.7118
F1_Industrial_Stone, Clay, and Glass_Existing_Process_Natural Gas_Gas Boiler - High Turndown_A_Technical Potential | F1 | Industrial | Stone, Clay, and Glass | Existing | Process | Natural Gas | Gas Boiler - High Turndown | A | Integrated Unit Energy Savings (kWh or therms) | Technical Potential | 0 | 0 | 0 | 0 | 0 | 5.7121 | 5.684 | 5.6556 | 5.6277 | 5.5999 | 5.5725 | 5.5504 | 5.5315 | 5.5122 | 5.4991 | 5.4846 | 5.4737 | 5.4625 | 5.451 | 5.443 | 5.434 | 5.4271 | 5.4202 | 5.4134 | 5.4067 | 5.4057 | 5.4048 | 5.404 | 5.7404 | 5.7404 | 5.7404
F2_Industrial_Stone, Clay, and Glass_Existing_Process_Natural Gas_Gas Boiler - High Turndown_A_Technical Potential | F2 | Industrial | Stone, Clay, and Glass | Existing | Process | Natural Gas | Gas Boiler - High Turndown | A | Integrated Unit Summer Peak Savings (kW) | Technical Potential | 0 | 0 | 0 | 0 | 0 | 0 | 0 | 0 | 0 | 0 | 0 | 0 | 0 | 0 | 0 | 0 | 0 | 0 | 0 | 0 | 0 | 0 | 0 | 0 | 0 | 0 | 0 | 0 | 0 | 0 | 0
F3_Industrial_Stone, Clay, and Glass_Existing_Process_Natural Gas_Gas Boiler - High Turndown_A_Technical Potential | F3 | Industrial | Stone, Clay, and Glass | Existing | Process | Natural Gas | Gas Boiler - High Turndown | A | Integrated Unit Winter Peak Savings (kW) | Technical Potential | 0 | 0 | 0 | 0 | 0 | 0 | 0 | 0 | 0 | 0 | 0 | 0 | 0 | 0 | 0 | 0 | 0 | 0 | 0 | 0 | 0 | 0 | 0 | 0 | 0 | 0 | 0 | 0 | 0 | 0 | 0
F4_Industrial_Stone, Clay, and Glass_Existing_Process_Natural Gas_Gas Boiler - High Turndown_A_Technical Potential | F4 | Industrial | Stone, Clay, and Glass | Existing | Process | Natural Gas | Gas Boiler - High Turndown | A | Incremental Energy Savings (MWh or mTherms) | Technical Potential | 0 | 0 | 0 | 0 | 0 | 0.026207 | 0.026063 | 0.02578 | 0.025667 | 0.025561 | 0.022602 | 0.01796 | 0.01429 | 0.011211 | 0.0089821 | 0.0070983 | 0.0056681 | 0.0045025 | 0.0035623 | 0.0028491 | 0.0022661 | 1.5377e-05 | 5.4647e-06 | 1.8543e-06 | 6.0201e-07 | 5.1013e-07 | 5.0868e-07 | 5.0738e-07 | 5.3778e-07 | 5.3673e-07 | 5.3582e-07
F5_Industrial_Stone, Clay, and Glass_Existing_Process_Natural Gas_Gas Boiler - High Turndown_A_Technical Potential | F5 | Industrial | Stone, Clay, and Glass | Existing | Process | Natural Gas | Gas Boiler - High Turndown | A | Incremental Summer Peak Savings (MW) | Technical Potential | 0 | 0 | 0 | 0 | 0 | 0 | 0 | 0 | 0 | 0 | 0 | 0 | 0 | 0 | 0 | 0 | 0 | 0 | 0 | 0 | 0 | 0 | 0 | 0 | 0 | 0 | 0 | 0 | 0 | 0 | 0
F6_Industrial_Stone, Clay, and Glass_Existing_Process_Natural Gas_Gas Boiler - High Turndown_A_Technical Potential | F6 | Industrial | Stone, Clay, and Glass | Existing | Process | Natural Gas | Gas Boiler - High Turndown | A | Incremental Winter Peak Savings (MW) | Technical Potential | 0 | 0 | 0 | 0 | 0 | 0 | 0 | 0 | 0 | 0 | 0 | 0 | 0 | 0 | 0 | 0 | 0 | 0 | 0 | 0 | 0 | 0 | 0 | 0 | 0 | 0 | 0 | 0 | 0 | 0 | 0
F7_Industrial_Stone, Clay, and Glass_Existing_Process_Natural Gas_Gas Boiler - High Turndown_A_Technical Potential | F7 | Industrial | Stone, Clay, and Glass | Existing | Process | Natural Gas | Gas Boiler - High Turndown | A | Cumulative Energy Savings (MWh or mTherms) | Technical Potential | 0 | 0 | 0 | 0 | 0 | 0.026207 | 0.052141 | 0.077661 | 0.10294 | 0.128 | 0.14997 | 0.16734 | 0.18106 | 0.19164 | 0.20017 | 0.20674 | 0.21199 | 0.21606 | 0.21917 | 0.2217 | 0.2236 | 0.22333 | 0.22305 | 0.22277 | 0.2225 | 0.22246 | 0.22242 | 0.22239 | 0 | 0 | 0
F8_Industrial_Stone, Clay, and Glass_Existing_Process_Natural Gas_Gas Boiler - High Turndown_A_Technical Potential | F8 | Industrial | Stone, Clay, and Glass | Existing | Process | Natural Gas | Gas Boiler - High Turndown | A | Cumulative Summer Peak Savings (MW) | Technical Potential | 0 | 0 | 0 | 0 | 0 | 0 | 0 | 0 | 0 | 0 | 0 | 0 | 0 | 0 | 0 | 0 | 0 | 0 | 0 | 0 | 0 | 0 | 0 | 0 | 0 | 0 | 0 | 0 | 0 | 0 | 0
F9_Industrial_Stone, Clay, and Glass_Existing_Process_Natural Gas_Gas Boiler - High Turndown_A_Technical Potential | F9 | Industrial | Stone, Clay, and Glass | Existing | Process | Natural Gas | Gas Boiler - High Turndown | A | Cumulative Winter Peak Savings (MW) | Technical Potential | 0 | 0 | 0 | 0 | 0 | 0 | 0 | 0 | 0 | 0 | 0 | 0 | 0 | 0 | 0 | 0 | 0 | 0 | 0 | 0 | 0 | 0 | 0 | 0 | 0 | 0 | 0 | 0 | 0 | 0 | 0
F10_Industrial_Stone, Clay, and Glass_Existing_Process_Natural Gas_Gas Boiler - High Turndown_A_Technical Potential | F10 | Industrial | Stone, Clay, and Glass | Existing | Process | Natural Gas | Gas Boiler - High Turndown | A | Purchases (Incremental) | Technical Potential | 0 | 0 | 0 | 0 | 0 | 4.5879 | 4.5854 | 4.5583 | 4.5608 | 4.5646 | 4.056 | 3.2359 | 2.5835 | 2.0339 | 1.6334 | 1.2942 | 1.0355 | 0.82425 | 0.65352 | 0.52343 | 0.41701 | 0.0028333 | 0.0010082 | 0.00034254 | 0.00011135 | 9.4368e-05 | 9.4116e-05 | 9.3888e-05 | 9.3684e-05 | 9.3502e-05 | 9.3343e-05
F11_Industrial_Stone, Clay, and Glass_Existing_Process_Natural Gas_Gas Boiler - High Turndown_A_Technical Potential | F11 | Industrial | Stone, Clay, and Glass | Existing | Process | Natural Gas | Gas Boiler - High Turndown | A | Purchases (Cumulative) | Technical Potential | 0 | 0 | 0 | 0 | 0 | 4.5879 | 9.1733 | 13.7316 | 18.2924 | 22.857 | 26.913 | 30.1489 | 32.7323 | 34.7663 | 36.3996 | 37.6939 | 38.7294 | 39.5536 | 40.2072 | 40.7306 | 41.1476 | 41.1504 | 41.1514 | 41.1518 | 41.1519 | 41.152 | 41.1521 | 41.1522 | 41.1523 | 41.1524 | 41.1525
F1_Industrial_Stone, Clay, and Glass_Existing_Space Heating_Natural Gas_Gas Boiler - Burner Control Optimization_A_Technical Potential | F1 | Industrial | Stone, Clay, and Glass | Existing | Space Heating | Natural Gas | Gas Boiler - Burner Control Optimization | A | Integrated Unit Energy Savings (kWh or therms) | Technical Potential | 0 | 0 | 0 | 0 | 0 | 2.752 | 2.7009 | 2.6355 | 2.5565 | 2.4645 | 2.3603 | 2.2533 | 2.1468 | 2.0387 | 1.9468 | 1.8593 | 1.7886 | 1.7267 | 1.6719 | 1.6326 | 1.5965 | 1.5648 | 1.5378 | 1.516 | 1.4954 | 1.4799 | 1.4665 | 1.4538 | 2.3965 | 2.3867 | 2.3777
F2_Industrial_Stone, Clay, and Glass_Existing_Space Heating_Natural Gas_Gas Boiler - Burner Control Optimization_A_Technical Potential | F2 | Industrial | Stone, Clay, and Glass | Existing | Space Heating | Natural Gas | Gas Boiler - Burner Control Optimization | A | Integrated Unit Summer Peak Savings (kW) | Technical Potential | 0 | 0 | 0 | 0 | 0 | 0 | 0 | 0 | 0 | 0 | 0 | 0 | 0 | 0 | 0 | 0 | 0 | 0 | 0 | 0 | 0 | 0 | 0 | 0 | 0 | 0 | 0 | 0 | 0 | 0 | 0
F3_Industrial_Stone, Clay, and Glass_Existing_Space Heating_Natural Gas_Gas Boiler - Burner Control Optimization_A_Technical Potential | F3 | Industrial | Stone, Clay, and Glass | Existing | Space Heating | Natural Gas | Gas Boiler - Burner Control Optimization | A | Integrated Unit Winter Peak Savings (kW) | Technical Potential | 0 | 0 | 0 | 0 | 0 | 0 | 0 | 0 | 0 | 0 | 0 | 0 | 0 | 0 | 0 | 0 | 0 | 0 | 0 | 0 | 0 | 0 | 0 | 0 | 0 | 0 | 0 | 0 | 0 | 0 | 0
F4_Industrial_Stone, Clay, and Glass_Existing_Space Heating_Natural Gas_Gas Boiler - Burner Control Optimization_A_Technical Potential | F4 | Industrial | Stone, Clay, and Glass | Existing | Space Heating | Natural Gas | Gas Boiler - Burner Control Optimization | A | Incremental Energy Savings (MWh or mTherms) | Technical Potential | 0 | 0 | 0 | 0 | 0 | 0.0003072 | 0.00047365 | 0.00091893 | 0.0015607 | 0.0023424 | 0.0031009 | 0.0037573 | 0.0041679 | 0.0041948 | 0.004021 | 0.0035501 | 0.0029886 | 0.0023641 | 0.0017644 | 0.0012711 | 0.00086647 | 0.00056396 | 0.00035143 | 0.00021016 | 0.00013992 | 0 | 0 | 0 | 0 | 0 | 0
F5_Industrial_Stone, Clay, and Glass_Existing_Space Heating_Natural Gas_Gas Boiler - Burner Control Optimization_A_Technical Potential | F5 | Industrial | Stone, Clay, and Glass | Existing | Space Heating | Natural Gas | Gas Boiler - Burner Control Optimization | A | Incremental Summer Peak Savings (MW) | Technical Potential | 0 | 0 | 0 | 0 | 0 | 0 | 0 | 0 | 0 | 0 | 0 | 0 | 0 | 0 | 0 | 0 | 0 | 0 | 0 | 0 | 0 | 0 | 0 | 0 | 0 | 0 | 0 | 0 | 0 | 0 | 0
F6_Industrial_Stone, Clay, and Glass_Existing_Space Heating_Natural Gas_Gas Boiler - Burner Control Optimization_A_Technical Potential | F6 | Industrial | Stone, Clay, and Glass | Existing | Space Heating | Natural Gas | Gas Boiler - Burner Control Optimization | A | Incremental Winter Peak Savings (MW) | Technical Potential | 0 | 0 | 0 | 0 | 0 | 0 | 0 | 0 | 0 | 0 | 0 | 0 | 0 | 0 | 0 | 0 | 0 | 0 | 0 | 0 | 0 | 0 | 0 | 0 | 0 | 0 | 0 | 0 | 0 | 0 | 0
F7_Industrial_Stone, Clay, and Glass_Existing_Space Heating_Natural Gas_Gas Boiler - Burner Control Optimization_A_Technical Potential | F7 | Industrial | Stone, Clay, and Glass | Existing | Space Heating | Natural Gas | Gas Boiler - Burner Control Optimization | A | Cumulative Energy Savings (MWh or mTherms) | Technical Potential | 0 | 0 | 0 | 0 | 0 | 0.0003072 | 0.00077513 | 0.0016753 | 0.0031858 | 0.0054136 | 0.0082856 | 0.011667 | 0.015284 | 0.018709 | 0.021887 | 0.024453 | 0.026512 | 0.027958 | 0.028835 | 0.029429 | 0.029644 | 0.029619 | 0.029461 | 0.029252 | 0.028995 | 0.028695 | 0.028434 | 0.028188 | 0 | 0 | 0
F8_Industrial_Stone, Clay, and Glass_Existing_Space Heating_Natural Gas_Gas Boiler - Burner Control Optimization_A_Technical Potential | F8 | Industrial | Stone, Clay, and Glass | Existing | Space Heating | Natural Gas | Gas Boiler - Burner Control Optimization | A | Cumulative Summer Peak Savings (MW) | Technical Potential | 0 | 0 | 0 | 0 | 0 | 0 | 0 | 0 | 0 | 0 | 0 | 0 | 0 | 0 | 0 | 0 | 0 | 0 | 0 | 0 | 0 | 0 | 0 | 0 | 0 | 0 | 0 | 0 | 0 | 0 | 0
F9_Industrial_Stone, Clay, and Glass_Existing_Space Heating_Natural Gas_Gas Boiler - Burner Control Optimization_A_Technical Potential | F9 | Industrial | Stone, Clay, and Glass | Existing | Space Heating | Natural Gas | Gas Boiler - Burner Control Optimization | A | Cumulative Winter Peak Savings (MW) | Technical Potential | 0 | 0 | 0 | 0 | 0 | 0 | 0 | 0 | 0 | 0 | 0 | 0 | 0 | 0 | 0 | 0 | 0 | 0 | 0 | 0 | 0 | 0 | 0 | 0 | 0 | 0 | 0 | 0 | 0 | 0 | 0
F10_Industrial_Stone, Clay, and Glass_Existing_Space Heating_Natural Gas_Gas Boiler - Burner Control Optimization_A_Technical Potential | F10 | Industrial | Stone, Clay, and Glass | Existing | Space Heating | Natural Gas | Gas Boiler - Burner Control Optimization | A | Purchases (Incremental) | Technical Potential | 0 | 0 | 0 | 0 | 0 | 0.11163 | 0.17537 | 0.34867 | 0.6105 | 0.95046 | 1.3137 | 1.6675 | 1.9414 | 2.0576 | 2.0654 | 1.9093 | 1.6709 | 1.3691 | 1.0554 | 0.77856 | 0.54274 | 0.36042 | 0.22852 | 0.13863 | 0.093566 | 0 | 0 | 0 | 0 | 0 | 0
F11_Industrial_Stone, Clay, and Glass_Existing_Space Heating_Natural Gas_Gas Boiler - Burner Control Optimization_A_Technical Potential | F11 | Industrial | Stone, Clay, and Glass | Existing | Space Heating | Natural Gas | Gas Boiler - Burner Control Optimization | A | Purchases (Cumulative) | Technical Potential | 0 | 0 | 0 | 0 | 0 | 0.11163 | 0.287 | 0.63567 | 1.2462 | 2.1966 | 3.5104 | 5.1778 | 7.1193 | 9.1768 | 11.2423 | 13.1516 | 14.8225 | 16.1916 | 17.247 | 18.0255 | 18.5683 | 18.9287 | 19.1572 | 19.2958 | 19.3894 | 19.3894 | 19.3894 | 19.3894 | 19.3894 | 19.3894 | 19.3894
F1_Industrial_Stone, Clay, and Glass_Existing_Process_Natural Gas_Gas Boiler - Burner Control Optimization_A_Technical Potential | F1 | Industrial | Stone, Clay, and Glass | Existing | Process | Natural Gas | Gas Boiler - Burner Control Optimization | A | Integrated Unit Energy Savings (kWh or therms) | Technical Potential | 0 | 0 | 0 | 0 | 0 | 1.6565 | 1.6483 | 1.6401 | 1.6319 | 1.6238 | 1.6159 | 1.6094 | 1.6039 | 1.5983 | 1.5945 | 1.5903 | 1.5871 | 1.5839 | 1.5806 | 1.5782 | 1.5756 | 1.5736 | 1.5716 | 1.5696 | 1.5677 | 1.5674 | 1.5672 | 1.5669 | 1.6647 | 1.6647 | 1.6647
F2_Industrial_Stone, Clay, and Glass_Existing_Process_Natural Gas_Gas Boiler - Burner Control Optimization_A_Technical Potential | F2 | Industrial | Stone, Clay, and Glass | Existing | Process | Natural Gas | Gas Boiler - Burner Control Optimization | A | Integrated Unit Summer Peak Savings (kW) | Technical Potential | 0 | 0 | 0 | 0 | 0 | 0 | 0 | 0 | 0 | 0 | 0 | 0 | 0 | 0 | 0 | 0 | 0 | 0 | 0 | 0 | 0 | 0 | 0 | 0 | 0 | 0 | 0 | 0 | 0 | 0 | 0
F3_Industrial_Stone, Clay, and Glass_Existing_Process_Natural Gas_Gas Boiler - Burner Control Optimization_A_Technical Potential | F3 | Industrial | Stone, Clay, and Glass | Existing | Process | Natural Gas | Gas Boiler - Burner Control Optimization | A | Integrated Unit Winter Peak Savings (kW) | Technical Potential | 0 | 0 | 0 | 0 | 0 | 0 | 0 | 0 | 0 | 0 | 0 | 0 | 0 | 0 | 0 | 0 | 0 | 0 | 0 | 0 | 0 | 0 | 0 | 0 | 0 | 0 | 0 | 0 | 0 | 0 | 0
F4_Industrial_Stone, Clay, and Glass_Existing_Process_Natural Gas_Gas Boiler - Burner Control Optimization_A_Technical Potential | F4 | Industrial | Stone, Clay, and Glass | Existing | Process | Natural Gas | Gas Boiler - Burner Control Optimization | A | Incremental Energy Savings (MWh or mTherms) | Technical Potential | 0 | 0 | 0 | 0 | 0 | 0.0020501 | 0.0032049 | 0.00634 | 0.011046 | 0.017112 | 0.023536 | 0.029754 | 0.034524 | 0.036462 | 0.036514 | 0.033665 | 0.029402 | 0.024042 | 0.018494 | 0.013623 | 0.009481 | 0.0062881 | 0.0039819 | 0.0024125 | 0.0016263 | 0 | 0 | 0 | 0 | 0 | 0
F5_Industrial_Stone, Clay, and Glass_Existing_Process_Natural Gas_Gas Boiler - Burner Control Optimization_A_Technical Potential | F5 | Industrial | Stone, Clay, and Glass | Existing | Process | Natural Gas | Gas Boiler - Burner Control Optimization | A | Incremental Summer Peak Savings (MW) | Technical Potential | 0 | 0 | 0 | 0 | 0 | 0 | 0 | 0 | 0 | 0 | 0 | 0 | 0 | 0 | 0 | 0 | 0 | 0 | 0 | 0 | 0 | 0 | 0 | 0 | 0 | 0 | 0 | 0 | 0 | 0 | 0
F6_Industrial_Stone, Clay, and Glass_Existing_Process_Natural Gas_Gas Boiler - Burner Control Optimization_A_Technical Potential | F6 | Industrial | Stone, Clay, and Glass | Existing | Process | Natural Gas | Gas Boiler - Burner Control Optimization | A | Incremental Winter Peak Savings (MW) | Technical Potential | 0 | 0 | 0 | 0 | 0 | 0 | 0 | 0 | 0 | 0 | 0 | 0 | 0 | 0 | 0 | 0 | 0 | 0 | 0 | 0 | 0 | 0 | 0 | 0 | 0 | 0 | 0 | 0 | 0 | 0 | 0
F7_Industrial_Stone, Clay, and Glass_Existing_Process_Natural Gas_Gas Boiler - Burner Control Optimization_A_Technical Potential | F7 | Industrial | Stone, Clay, and Glass | Existing | Process | Natural Gas | Gas Boiler - Burner Control Optimization | A | Cumulative Energy Savings (MWh or mTherms) | Technical Potential | 0 | 0 | 0 | 0 | 0 | 0.0020501 | 0.0052448 | 0.011559 | 0.022547 | 0.039547 | 0.062889 | 0.092392 | 0.1266 | 0.16262 | 0.19875 | 0.23189 | 0.26083 | 0.28434 | 0.30223 | 0.31541 | 0.32437 | 0.33024 | 0.33381 | 0.3358 | 0.33701 | 0.33695 | 0.33689 | 0.33684 | 0 | 0 | 0
F8_Industrial_Stone, Clay, and Glass_Existing_Process_Natural Gas_Gas Boiler - Burner Control Optimization_A_Technical Potential | F8 | Industrial | Stone, Clay, and Glass | Existing | Process | Natural Gas | Gas Boiler - Burner Control Optimization | A | Cumulative Summer Peak Savings (MW) | Technical Potential | 0 | 0 | 0 | 0 | 0 | 0 | 0 | 0 | 0 | 0 | 0 | 0 | 0 | 0 | 0 | 0 | 0 | 0 | 0 | 0 | 0 | 0 | 0 | 0 | 0 | 0 | 0 | 0 | 0 | 0 | 0
F9_Industrial_Stone, Clay, and Glass_Existing_Process_Natural Gas_Gas Boiler - Burner Control Optimization_A_Technical Potential | F9 | Industrial | Stone, Clay, and Glass | Existing | Process | Natural Gas | Gas Boiler - Burner Control Optimization | A | Cumulative Winter Peak Savings (MW) | Technical Potential | 0 | 0 | 0 | 0 | 0 | 0 | 0 | 0 | 0 | 0 | 0 | 0 | 0 | 0 | 0 | 0 | 0 | 0 | 0 | 0 | 0 | 0 | 0 | 0 | 0 | 0 | 0 | 0 | 0 | 0 | 0
F10_Industrial_Stone, Clay, and Glass_Existing_Process_Natural Gas_Gas Boiler - Burner Control Optimization_A_Technical Potential | F10 | Industrial | Stone, Clay, and Glass | Existing | Process | Natural Gas | Gas Boiler - Burner Control Optimization | A | Purchases (Incremental) | Technical Potential | 0 | 0 | 0 | 0 | 0 | 1.2376 | 1.9443 | 3.8657 | 6.7687 | 10.5378 | 14.5656 | 18.4873 | 21.5247 | 22.8124 | 22.8995 | 21.169 | 18.5253 | 15.1794 | 11.7009 | 8.6319 | 6.0173 | 3.996 | 2.5336 | 1.537 | 1.0374 | 0 | 0 | 0 | 0 | 0 | 0
F11_Industrial_Stone, Clay, and Glass_Existing_Process_Natural Gas_Gas Boiler - Burner Control Optimization_A_Technical Potential | F11 | Industrial | Stone, Clay, and Glass | Existing | Process | Natural Gas | Gas Boiler - Burner Control Optimization | A | Purchases (Cumulative) | Technical Potential | 0 | 0 | 0 | 0 | 0 | 1.2376 | 3.1819 | 7.0477 | 13.8164 | 24.3542 | 38.9197 | 57.407 | 78.9318 | 101.7442 | 124.6437 | 145.8127 | 164.338 | 179.5174 | 191.2183 | 199.8502 | 205.8675 | 209.8635 | 212.3971 | 213.934 | 214.9714 | 214.9714 | 214.9714 | 214.9714 | 214.9714 | 214.9714 | 214.9714
F1_Industrial_Stone, Clay, and Glass_Existing_Space Heating_Natural Gas_HVAC - Demand Controlled Ventilation_A_Technical Potential | F1 | Industrial | Stone, Clay, and Glass | Existing | Space Heating | Natural Gas | HVAC - Demand Controlled Ventilation | A | Integrated Unit Energy Savings (kWh or therms) | Technical Potential | 0 | 0 | 0 | 0 | 0 | 0.045567 | 0.044991 | 0.044258 | 0.043491 | 0.04269 | 0.041856 | 0.041001 | 0.040143 | 0.039252 | 0.038347 | 0.037457 | 0.036606 | 0.035809 | 0.035054 | 0.034381 | 0.03375 | 0.03316 | 0.032622 | 0.032137 | 0.031686 | 0.031329 | 0.031012 | 0.030707 | 0.036718 | 0.036492 | 0.03628
F2_Industrial_Stone, Clay, and Glass_Existing_Space Heating_Natural Gas_HVAC - Demand Controlled Ventilation_A_Technical Potential | F2 | Industrial | Stone, Clay, and Glass | Existing | Space Heating | Natural Gas | HVAC - Demand Controlled Ventilation | A | Integrated Unit Summer Peak Savings (kW) | Technical Potential | 0 | 0 | 0 | 0 | 0 | 0 | 0 | 0 | 0 | 0 | 0 | 0 | 0 | 0 | 0 | 0 | 0 | 0 | 0 | 0 | 0 | 0 | 0 | 0 | 0 | 0 | 0 | 0 | 0 | 0 | 0
F3_Industrial_Stone, Clay, and Glass_Existing_Space Heating_Natural Gas_HVAC - Demand Controlled Ventilation_A_Technical Potential | F3 | Industrial | Stone, Clay, and Glass | Existing | Space Heating | Natural Gas | HVAC - Demand Controlled Ventilation | A | Integrated Unit Winter Peak Savings (kW) | Technical Potential | 0 | 0 | 0 | 0 | 0 | 0 | 0 | 0 | 0 | 0 | 0 | 0 | 0 | 0 | 0 | 0 | 0 | 0 | 0 | 0 | 0 | 0 | 0 | 0 | 0 | 0 | 0 | 0 | 0 | 0 | 0
F4_Industrial_Stone, Clay, and Glass_Existing_Space Heating_Natural Gas_HVAC - Demand Controlled Ventilation_A_Technical Potential | F4 | Industrial | Stone, Clay, and Glass | Existing | Space Heating | Natural Gas | HVAC - Demand Controlled Ventilation | A | Incremental Energy Savings (MWh or mTherms) | Technical Potential | 0 | 0 | 0 | 0 | 0 | 0.023958 | 0.023643 | 0.02312 | 0.022732 | 0.022331 | 0.021617 | 0.021118 | 0.020634 | 0.019855 | 0.019471 | 0.018838 | 0.018413 | 0.017921 | 0.017387 | 0.017073 | 0.016691 | 0.016335 | 0.016012 | 0.01572 | 0.01545 | 0 | 0 | 0 | 0 | 0 | 0
F5_Industrial_Stone, Clay, and Glass_Existing_Space Heating_Natural Gas_HVAC - Demand Controlled Ventilation_A_Technical Potential | F5 | Industrial | Stone, Clay, and Glass | Existing | Space Heating | Natural Gas | HVAC - Demand Controlled Ventilation | A | Incremental Summer Peak Savings (MW) | Technical Potential | 0 | 0 | 0 | 0 | 0 | 0 | 0 | 0 | 0 | 0 | 0 | 0 | 0 | 0 | 0 | 0 | 0 | 0 | 0 | 0 | 0 | 0 | 0 | 0 | 0 | 0 | 0 | 0 | 0 | 0 | 0
F6_Industrial_Stone, Clay, and Glass_Existing_Space Heating_Natural Gas_HVAC - Demand Controlled Ventilation_A_Technical Potential | F6 | Industrial | Stone, Clay, and Glass | Existing | Space Heating | Natural Gas | HVAC - Demand Controlled Ventilation | A | Incremental Winter Peak Savings (MW) | Technical Potential | 0 | 0 | 0 | 0 | 0 | 0 | 0 | 0 | 0 | 0 | 0 | 0 | 0 | 0 | 0 | 0 | 0 | 0 | 0 | 0 | 0 | 0 | 0 | 0 | 0 | 0 | 0 | 0 | 0 | 0 | 0
F7_Industrial_Stone, Clay, and Glass_Existing_Space Heating_Natural Gas_HVAC - Demand Controlled Ventilation_A_Technical Potential | F7 | Industrial | Stone, Clay, and Glass | Existing | Space Heating | Natural Gas | HVAC - Demand Controlled Ventilation | A | Cumulative Energy Savings (MWh or mTherms) | Technical Potential | 0 | 0 | 0 | 0 | 0 | 0.023958 | 0.047298 | 0.069648 | 0.091172 | 0.11182 | 0.13126 | 0.14969 | 0.16719 | 0.18334 | 0.19858 | 0.21281 | 0.22639 | 0.23938 | 0.25172 | 0.26396 | 0.27581 | 0.28732 | 0.29868 | 0.30995 | 0.32105 | 0.31744 | 0.31422 | 0.31113 | 0 | 0 | 0
F8_Industrial_Stone, Clay, and Glass_Existing_Space Heating_Natural Gas_HVAC - Demand Controlled Ventilation_A_Technical Potential | F8 | Industrial | Stone, Clay, and Glass | Existing | Space Heating | Natural Gas | HVAC - Demand Controlled Ventilation | A | Cumulative Summer Peak Savings (MW) | Technical Potential | 0 | 0 | 0 | 0 | 0 | 0 | 0 | 0 | 0 | 0 | 0 | 0 | 0 | 0 | 0 | 0 | 0 | 0 | 0 | 0 | 0 | 0 | 0 | 0 | 0 | 0 | 0 | 0 | 0 | 0 | 0
F9_Industrial_Stone, Clay, and Glass_Existing_Space Heating_Natural Gas_HVAC - Demand Controlled Ventilation_A_Technical Potential | F9 | Industrial | Stone, Clay, and Glass | Existing | Space Heating | Natural Gas | HVAC - Demand Controlled Ventilation | A | Cumulative Winter Peak Savings (MW) | Technical Potential | 0 | 0 | 0 | 0 | 0 | 0 | 0 | 0 | 0 | 0 | 0 | 0 | 0 | 0 | 0 | 0 | 0 | 0 | 0 | 0 | 0 | 0 | 0 | 0 | 0 | 0 | 0 | 0 | 0 | 0 | 0
F10_Industrial_Stone, Clay, and Glass_Existing_Space Heating_Natural Gas_HVAC - Demand Controlled Ventilation_A_Technical Potential | F10 | Industrial | Stone, Clay, and Glass | Existing | Space Heating | Natural Gas | HVAC - Demand Controlled Ventilation | A | Purchases (Incremental) | Technical Potential | 0 | 0 | 0 | 0 | 0 | 525.7784 | 525.4899 | 522.3909 | 522.6733 | 523.1055 | 516.4626 | 515.0512 | 514.0055 | 505.8432 | 507.7746 | 502.9323 | 502.9975 | 500.4659 | 496.0018 | 496.5894 | 494.5358 | 492.6124 | 490.8175 | 489.1496 | 487.6071 | 0 | 0 | 0 | 0 | 0 | 0
F11_Industrial_Stone, Clay, and Glass_Existing_Space Heating_Natural Gas_HVAC - Demand Controlled Ventilation_A_Technical Potential | F11 | Industrial | Stone, Clay, and Glass | Existing | Space Heating | Natural Gas | HVAC - Demand Controlled Ventilation | A | Purchases (Cumulative) | Technical Potential | 0 | 0 | 0 | 0 | 0 | 525.7784 | 1051.2683 | 1573.6591 | 2096.3324 | 2619.4379 | 3135.9005 | 3650.9517 | 4164.9572 | 4670.8004 | 5178.575 | 5681.5073 | 6184.5048 | 6684.9708 | 7180.9726 | 7677.5619 | 8172.0978 | 8664.7102 | 9155.5277 | 9644.6773 | 10132.2843 | 10132.2843 | 10132.2843 | 10132.2843 | 10132.2843 | 10132.2843 | 10132.2843
F1_Industrial_Stone, Clay, and Glass_Existing_Space Heating_Natural Gas_Gas Boiler - Stack Economizer_A_Technical Potential | F1 | Industrial | Stone, Clay, and Glass | Existing | Space Heating | Natural Gas | Gas Boiler - Stack Economizer | A | Integrated Unit Energy Savings (kWh or therms) | Technical Potential | 0 | 0 | 0 | 0 | 0 | 6.9727 | 6.9125 | 6.8471 | 6.7789 | 6.7083 | 6.6363 | 6.5634 | 6.4895 | 6.4121 | 6.3304 | 6.2507 | 6.1723 | 6.1 | 6.0299 | 5.9648 | 5.9026 | 5.8387 | 5.7802 | 5.7245 | 5.6694 | 5.6184 | 5.5741 | 5.532 | 6.0326 | 6.0078 | 5.9852
F2_Industrial_Stone, Clay, and Glass_Existing_Space Heating_Natural Gas_Gas Boiler - Stack Economizer_A_Technical Potential | F2 | Industrial | Stone, Clay, and Glass | Existing | Space Heating | Natural Gas | Gas Boiler - Stack Economizer | A | Integrated Unit Summer Peak Savings (kW) | Technical Potential | 0 | 0 | 0 | 0 | 0 | 0 | 0 | 0 | 0 | 0 | 0 | 0 | 0 | 0 | 0 | 0 | 0 | 0 | 0 | 0 | 0 | 0 | 0 | 0 | 0 | 0 | 0 | 0 | 0 | 0 | 0
F3_Industrial_Stone, Clay, and Glass_Existing_Space Heating_Natural Gas_Gas Boiler - Stack Economizer_A_Technical Potential | F3 | Industrial | Stone, Clay, and Glass | Existing | Space Heating | Natural Gas | Gas Boiler - Stack Economizer | A | Integrated Unit Winter Peak Savings (kW) | Technical Potential | 0 | 0 | 0 | 0 | 0 | 0 | 0 | 0 | 0 | 0 | 0 | 0 | 0 | 0 | 0 | 0 | 0 | 0 | 0 | 0 | 0 | 0 | 0 | 0 | 0 | 0 | 0 | 0 | 0 | 0 | 0
F4_Industrial_Stone, Clay, and Glass_Existing_Space Heating_Natural Gas_Gas Boiler - Stack Economizer_A_Technical Potential | F4 | Industrial | Stone, Clay, and Glass | Existing | Space Heating | Natural Gas | Gas Boiler - Stack Economizer | A | Incremental Energy Savings (MWh or mTherms) | Technical Potential | 0 | 0 | 0 | 0 | 0 | 0.0076943 | 0.0076237 | 0.007507 | 0.0074363 | 0.0073649 | 0.006474 | 0.0051083 | 0.0040324 | 0.0031369 | 0.0024869 | 0.0019458 | 0.0015373 | 0.0012093 | 0.0009478 | 0.00075094 | 0.00059204 | 3.9789e-06 | 1.4017e-06 | 4.7163e-07 | 1.5183e-07 | 1.2752e-07 | 1.2618e-07 | 1.2493e-07 | 1.3593e-07 | 1.3511e-07 | 1.3437e-07
F5_Industrial_Stone, Clay, and Glass_Existing_Space Heating_Natural Gas_Gas Boiler - Stack Economizer_A_Technical Potential | F5 | Industrial | Stone, Clay, and Glass | Existing | Space Heating | Natural Gas | Gas Boiler - Stack Economizer | A | Incremental Summer Peak Savings (MW) | Technical Potential | 0 | 0 | 0 | 0 | 0 | 0 | 0 | 0 | 0 | 0 | 0 | 0 | 0 | 0 | 0 | 0 | 0 | 0 | 0 | 0 | 0 | 0 | 0 | 0 | 0 | 0 | 0 | 0 | 0 | 0 | 0
F6_Industrial_Stone, Clay, and Glass_Existing_Space Heating_Natural Gas_Gas Boiler - Stack Economizer_A_Technical Potential | F6 | Industrial | Stone, Clay, and Glass | Existing | Space Heating | Natural Gas | Gas Boiler - Stack Economizer | A | Incremental Winter Peak Savings (MW) | Technical Potential | 0 | 0 | 0 | 0 | 0 | 0 | 0 | 0 | 0 | 0 | 0 | 0 | 0 | 0 | 0 | 0 | 0 | 0 | 0 | 0 | 0 | 0 | 0 | 0 | 0 | 0 | 0 | 0 | 0 | 0 | 0
F7_Industrial_Stone, Clay, and Glass_Existing_Space Heating_Natural Gas_Gas Boiler - Stack Economizer_A_Technical Potential | F7 | Industrial | Stone, Clay, and Glass | Existing | Space Heating | Natural Gas | Gas Boiler - Stack Economizer | A | Cumulative Energy Savings (MWh or mTherms) | Technical Potential | 0 | 0 | 0 | 0 | 0 | 0.0076943 | 0.015252 | 0.022614 | 0.029825 | 0.03688 | 0.042957 | 0.047594 | 0.05109 | 0.053618 | 0.055421 | 0.05667 | 0.057497 | 0.058032 | 0.058313 | 0.058434 | 0.058417 | 0.057789 | 0.057211 | 0.05666 | 0.056115 | 0.05561 | 0.055172 | 0.054756 | 0 | 0 | 0
F8_Industrial_Stone, Clay, and Glass_Existing_Space Heating_Natural Gas_Gas Boiler - Stack Economizer_A_Technical Potential | F8 | Industrial | Stone, Clay, and Glass | Existing | Space Heating | Natural Gas | Gas Boiler - Stack Economizer | A | Cumulative Summer Peak Savings (MW) | Technical Potential | 0 | 0 | 0 | 0 | 0 | 0 | 0 | 0 | 0 | 0 | 0 | 0 | 0 | 0 | 0 | 0 | 0 | 0 | 0 | 0 | 0 | 0 | 0 | 0 | 0 | 0 | 0 | 0 | 0 | 0 | 0
F9_Industrial_Stone, Clay, and Glass_Existing_Space Heating_Natural Gas_Gas Boiler - Stack Economizer_A_Technical Potential | F9 | Industrial | Stone, Clay, and Glass | Existing | Space Heating | Natural Gas | Gas Boiler - Stack Economizer | A | Cumulative Winter Peak Savings (MW) | Technical Potential | 0 | 0 | 0 | 0 | 0 | 0 | 0 | 0 | 0 | 0 | 0 | 0 | 0 | 0 | 0 | 0 | 0 | 0 | 0 | 0 | 0 | 0 | 0 | 0 | 0 | 0 | 0 | 0 | 0 | 0 | 0
F10_Industrial_Stone, Clay, and Glass_Existing_Space Heating_Natural Gas_Gas Boiler - Stack Economizer_A_Technical Potential | F10 | Industrial | Stone, Clay, and Glass | Existing | Space Heating | Natural Gas | Gas Boiler - Stack Economizer | A | Purchases (Incremental) | Technical Potential | 0 | 0 | 0 | 0 | 0 | 1.1035 | 1.1029 | 1.0964 | 1.097 | 1.0979 | 0.97554 | 0.7783 | 0.62138 | 0.48921 | 0.39286 | 0.31129 | 0.24906 | 0.19825 | 0.15718 | 0.1259 | 0.1003 | 0.00068147 | 0.00024249 | 8.2388e-05 | 2.6781e-05 | 2.2697e-05 | 2.2637e-05 | 2.2582e-05 | 2.2533e-05 | 2.2489e-05 | 2.2451e-05
F11_Industrial_Stone, Clay, and Glass_Existing_Space Heating_Natural Gas_Gas Boiler - Stack Economizer_A_Technical Potential | F11 | Industrial | Stone, Clay, and Glass | Existing | Space Heating | Natural Gas | Gas Boiler - Stack Economizer | A | Purchases (Cumulative) | Technical Potential | 0 | 0 | 0 | 0 | 0 | 1.1035 | 2.2064 | 3.3027 | 4.3997 | 5.4976 | 6.4731 | 7.2514 | 7.8728 | 8.362 | 8.7549 | 9.0662 | 9.3152 | 9.5135 | 9.6707 | 9.7965 | 9.8968 | 9.8975 | 9.8978 | 9.8979 | 9.8979 | 9.8979 | 9.8979 | 9.898 | 9.898 | 9.898 | 9.898
F1_Industrial_Stone, Clay, and Glass_Existing_Process_Natural Gas_Gas Boiler - Stack Economizer_A_Technical Potential | F1 | Industrial | Stone, Clay, and Glass | Existing | Process | Natural Gas | Gas Boiler - Stack Economizer | A | Integrated Unit Energy Savings (kWh or therms) | Technical Potential | 0 | 0 | 0 | 0 | 0 | 5.5107 | 5.5106 | 5.5106 | 5.5105 | 5.5105 | 5.5105 | 5.5104 | 5.5104 | 5.5104 | 5.5104 | 5.5104 | 5.5104 | 5.5103 | 5.5103 | 5.5103 | 5.5103 | 5.5103 | 5.5103 | 5.5103 | 5.5103 | 5.5103 | 5.5103 | 5.5103 | 5.5108 | 5.5108 | 5.5108
F2_Industrial_Stone, Clay, and Glass_Existing_Process_Natural Gas_Gas Boiler - Stack Economizer_A_Technical Potential | F2 | Industrial | Stone, Clay, and Glass | Existing | Process | Natural Gas | Gas Boiler - Stack Economizer | A | Integrated Unit Summer Peak Savings (kW) | Technical Potential | 0 | 0 | 0 | 0 | 0 | 0 | 0 | 0 | 0 | 0 | 0 | 0 | 0 | 0 | 0 | 0 | 0 | 0 | 0 | 0 | 0 | 0 | 0 | 0 | 0 | 0 | 0 | 0 | 0 | 0 | 0
F3_Industrial_Stone, Clay, and Glass_Existing_Process_Natural Gas_Gas Boiler - Stack Economizer_A_Technical Potential | F3 | Industrial | Stone, Clay, and Glass | Existing | Process | Natural Gas | Gas Boiler - Stack Economizer | A | Integrated Unit Winter Peak Savings (kW) | Technical Potential | 0 | 0 | 0 | 0 | 0 | 0 | 0 | 0 | 0 | 0 | 0 | 0 | 0 | 0 | 0 | 0 | 0 | 0 | 0 | 0 | 0 | 0 | 0 | 0 | 0 | 0 | 0 | 0 | 0 | 0 | 0
F4_Industrial_Stone, Clay, and Glass_Existing_Process_Natural Gas_Gas Boiler - Stack Economizer_A_Technical Potential | F4 | Industrial | Stone, Clay, and Glass | Existing | Process | Natural Gas | Gas Boiler - Stack Economizer | A | Incremental Energy Savings (MWh or mTherms) | Technical Potential | 0 | 0 | 0 | 0 | 0 | 0.06742 | 0.067382 | 0.066984 | 0.06702 | 0.067075 | 0.0596 | 0.04755 | 0.037962 | 0.029888 | 0.024001 | 0.019018 | 0.015216 | 0.012112 | 0.0096029 | 0.0076914 | 0.0061277 | 4.1633e-05 | 1.4815e-05 | 5.0333e-06 | 1.6361e-06 | 1.3867e-06 | 1.383e-06 | 1.3796e-06 | 1.3767e-06 | 1.374e-06 | 1.3717e-06
F5_Industrial_Stone, Clay, and Glass_Existing_Process_Natural Gas_Gas Boiler - Stack Economizer_A_Technical Potential | F5 | Industrial | Stone, Clay, and Glass | Existing | Process | Natural Gas | Gas Boiler - Stack Economizer | A | Incremental Summer Peak Savings (MW) | Technical Potential | 0 | 0 | 0 | 0 | 0 | 0 | 0 | 0 | 0 | 0 | 0 | 0 | 0 | 0 | 0 | 0 | 0 | 0 | 0 | 0 | 0 | 0 | 0 | 0 | 0 | 0 | 0 | 0 | 0 | 0 | 0
F6_Industrial_Stone, Clay, and Glass_Existing_Process_Natural Gas_Gas Boiler - Stack Economizer_A_Technical Potential | F6 | Industrial | Stone, Clay, and Glass | Existing | Process | Natural Gas | Gas Boiler - Stack Economizer | A | Incremental Winter Peak Savings (MW) | Technical Potential | 0 | 0 | 0 | 0 | 0 | 0 | 0 | 0 | 0 | 0 | 0 | 0 | 0 | 0 | 0 | 0 | 0 | 0 | 0 | 0 | 0 | 0 | 0 | 0 | 0 | 0 | 0 | 0 | 0 | 0 | 0
F7_Industrial_Stone, Clay, and Glass_Existing_Process_Natural Gas_Gas Boiler - Stack Economizer_A_Technical Potential | F7 | Industrial | Stone, Clay, and Glass | Existing | Process | Natural Gas | Gas Boiler - Stack Economizer | A | Cumulative Energy Savings (MWh or mTherms) | Technical Potential | 0 | 0 | 0 | 0 | 0 | 0.06742 | 0.1348 | 0.20178 | 0.2688 | 0.33588 | 0.39547 | 0.44302 | 0.48098 | 0.51087 | 0.53487 | 0.55389 | 0.5691 | 0.58121 | 0.59081 | 0.5985 | 0.60463 | 0.60467 | 0.60469 | 0.60469 | 0.60469 | 0.60469 | 0.6047 | 0.6047 | 0 | 0 | 0
F8_Industrial_Stone, Clay, and Glass_Existing_Process_Natural Gas_Gas Boiler - Stack Economizer_A_Technical Potential | F8 | Industrial | Stone, Clay, and Glass | Existing | Process | Natural Gas | Gas Boiler - Stack Economizer | A | Cumulative Summer Peak Savings (MW) | Technical Potential | 0 | 0 | 0 | 0 | 0 | 0 | 0 | 0 | 0 | 0 | 0 | 0 | 0 | 0 | 0 | 0 | 0 | 0 | 0 | 0 | 0 | 0 | 0 | 0 | 0 | 0 | 0 | 0 | 0 | 0 | 0
F9_Industrial_Stone, Clay, and Glass_Existing_Process_Natural Gas_Gas Boiler - Stack Economizer_A_Technical Potential | F9 | Industrial | Stone, Clay, and Glass | Existing | Process | Natural Gas | Gas Boiler - Stack Economizer | A | Cumulative Winter Peak Savings (MW) | Technical Potential | 0 | 0 | 0 | 0 | 0 | 0 | 0 | 0 | 0 | 0 | 0 | 0 | 0 | 0 | 0 | 0 | 0 | 0 | 0 | 0 | 0 | 0 | 0 | 0 | 0 | 0 | 0 | 0 | 0 | 0 | 0
F10_Industrial_Stone, Clay, and Glass_Existing_Process_Natural Gas_Gas Boiler - Stack Economizer_A_Technical Potential | F10 | Industrial | Stone, Clay, and Glass | Existing | Process | Natural Gas | Gas Boiler - Stack Economizer | A | Purchases (Incremental) | Technical Potential | 0 | 0 | 0 | 0 | 0 | 12.2344 | 12.2277 | 12.1556 | 12.1622 | 12.1722 | 10.8159 | 8.6291 | 6.8892 | 5.4239 | 4.3557 | 3.4513 | 2.7614 | 2.198 | 1.7427 | 1.3958 | 1.112 | 0.0075555 | 0.0026885 | 0.00091344 | 0.00029692 | 0.00025165 | 0.00025098 | 0.00025037 | 0.00024982 | 0.00024934 | 0.00024891
F11_Industrial_Stone, Clay, and Glass_Existing_Process_Natural Gas_Gas Boiler - Stack Economizer_A_Technical Potential | F11 | Industrial | Stone, Clay, and Glass | Existing | Process | Natural Gas | Gas Boiler - Stack Economizer | A | Purchases (Cumulative) | Technical Potential | 0 | 0 | 0 | 0 | 0 | 12.2344 | 24.4621 | 36.6177 | 48.7798 | 60.952 | 71.7679 | 80.397 | 87.2862 | 92.71 | 97.0657 | 100.517 | 103.2784 | 105.4764 | 107.2191 | 108.6149 | 109.727 | 109.7345 | 109.7372 | 109.7381 | 109.7384 | 109.7387 | 109.7389 | 109.7392 | 109.7394 | 109.7397 | 109.7399
F1_Industrial_Stone, Clay, and Glass_Existing_Space Heating_Natural Gas_Gas Furnace Tube Inserts_A_Technical Potential | F1 | Industrial | Stone, Clay, and Glass | Existing | Space Heating | Natural Gas | Gas Furnace Tube Inserts | A | Integrated Unit Energy Savings (kWh or therms) | Technical Potential | 0 | 0 | 0 | 0 | 0 | 0.086046 | 0.085101 | 0.08388 | 0.082616 | 0.08132 | 0.080015 | 0.078709 | 0.077446 | 0.076192 | 0.074913 | 0.073725 | 0.072591 | 0.071564 | 0.070596 | 0.069684 | 0.068809 | 0.067938 | 0.067097 | 0.0663 | 0.065535 | 0.064816 | 0.064174 | 0.063559 | 0.069231 | 0.068805 | 0.068405
F2_Industrial_Stone, Clay, and Glass_Existing_Space Heating_Natural Gas_Gas Furnace Tube Inserts_A_Technical Potential | F2 | Industrial | Stone, Clay, and Glass | Existing | Space Heating | Natural Gas | Gas Furnace Tube Inserts | A | Integrated Unit Summer Peak Savings (kW) | Technical Potential | 0 | 0 | 0 | 0 | 0 | 0 | 0 | 0 | 0 | 0 | 0 | 0 | 0 | 0 | 0 | 0 | 0 | 0 | 0 | 0 | 0 | 0 | 0 | 0 | 0 | 0 | 0 | 0 | 0 | 0 | 0
F3_Industrial_Stone, Clay, and Glass_Existing_Space Heating_Natural Gas_Gas Furnace Tube Inserts_A_Technical Potential | F3 | Industrial | Stone, Clay, and Glass | Existing | Space Heating | Natural Gas | Gas Furnace Tube Inserts | A | Integrated Unit Winter Peak Savings (kW) | Technical Potential | 0 | 0 | 0 | 0 | 0 | 0 | 0 | 0 | 0 | 0 | 0 | 0 | 0 | 0 | 0 | 0 | 0 | 0 | 0 | 0 | 0 | 0 | 0 | 0 | 0 | 0 | 0 | 0 | 0 | 0 | 0
F4_Industrial_Stone, Clay, and Glass_Existing_Space Heating_Natural Gas_Gas Furnace Tube Inserts_A_Technical Potential | F4 | Industrial | Stone, Clay, and Glass | Existing | Space Heating | Natural Gas | Gas Furnace Tube Inserts | A | Incremental Energy Savings (MWh or mTherms) | Technical Potential | 0 | 0 | 0 | 0 | 0 | 0 | 0 | 0 | 0 | 0 | 0 | 0 | 0 | 0 | 0 | 0 | 0 | 0 | 0 | 0 | 0 | 0 | 0 | 0 | 0 | 0 | 0 | 0 | 0 | 0 | 0
F5_Industrial_Stone, Clay, and Glass_Existing_Space Heating_Natural Gas_Gas Furnace Tube Inserts_A_Technical Potential | F5 | Industrial | Stone, Clay, and Glass | Existing | Space Heating | Natural Gas | Gas Furnace Tube Inserts | A | Incremental Summer Peak Savings (MW) | Technical Potential | 0 | 0 | 0 | 0 | 0 | 0 | 0 | 0 | 0 | 0 | 0 | 0 | 0 | 0 | 0 | 0 | 0 | 0 | 0 | 0 | 0 | 0 | 0 | 0 | 0 | 0 | 0 | 0 | 0 | 0 | 0
F6_Industrial_Stone, Clay, and Glass_Existing_Space Heating_Natural Gas_Gas Furnace Tube Inserts_A_Technical Potential | F6 | Industrial | Stone, Clay, and Glass | Existing | Space Heating | Natural Gas | Gas Furnace Tube Inserts | A | Incremental Winter Peak Savings (MW) | Technical Potential | 0 | 0 | 0 | 0 | 0 | 0 | 0 | 0 | 0 | 0 | 0 | 0 | 0 | 0 | 0 | 0 | 0 | 0 | 0 | 0 | 0 | 0 | 0 | 0 | 0 | 0 | 0 | 0 | 0 | 0 | 0
F7_Industrial_Stone, Clay, and Glass_Existing_Space Heating_Natural Gas_Gas Furnace Tube Inserts_A_Technical Potential | F7 | Industrial | Stone, Clay, and Glass | Existing | Space Heating | Natural Gas | Gas Furnace Tube Inserts | A | Cumulative Energy Savings (MWh or mTherms) | Technical Potential | 0 | 0 | 0 | 0 | 0 | 0 | 0 | 0 | 0 | 0 | 0 | 0 | 0 | 0 | 0 | 0 | 0 | 0 | 0 | 0 | 0 | 0 | 0 | 0 | 0 | 0 | 0 | 0 | 0 | 0 | 0
F8_Industrial_Stone, Clay, and Glass_Existing_Space Heating_Natural Gas_Gas Furnace Tube Inserts_A_Technical Potential | F8 | Industrial | Stone, Clay, and Glass | Existing | Space Heating | Natural Gas | Gas Furnace Tube Inserts | A | Cumulative Summer Peak Savings (MW) | Technical Potential | 0 | 0 | 0 | 0 | 0 | 0 | 0 | 0 | 0 | 0 | 0 | 0 | 0 | 0 | 0 | 0 | 0 | 0 | 0 | 0 | 0 | 0 | 0 | 0 | 0 | 0 | 0 | 0 | 0 | 0 | 0
F9_Industrial_Stone, Clay, and Glass_Existing_Space Heating_Natural Gas_Gas Furnace Tube Inserts_A_Technical Potential | F9 | Industrial | Stone, Clay, and Glass | Existing | Space Heating | Natural Gas | Gas Furnace Tube Inserts | A | Cumulative Winter Peak Savings (MW) | Technical Potential | 0 | 0 | 0 | 0 | 0 | 0 | 0 | 0 | 0 | 0 | 0 | 0 | 0 | 0 | 0 | 0 | 0 | 0 | 0 | 0 | 0 | 0 | 0 | 0 | 0 | 0 | 0 | 0 | 0 | 0 | 0
F10_Industrial_Stone, Clay, and Glass_Existing_Space Heating_Natural Gas_Gas Furnace Tube Inserts_A_Technical Potential | F10 | Industrial | Stone, Clay, and Glass | Existing | Space Heating | Natural Gas | Gas Furnace Tube Inserts | A | Purchases (Incremental) | Technical Potential | 0 | 0 | 0 | 0 | 0 | 0 | 0 | 0 | 0 | 0 | 0 | 0 | 0 | 0 | 0 | 0 | 0 | 0 | 0 | 0 | 0 | 0 | 0 | 0 | 0 | 0 | 0 | 0 | 0 | 0 | 0
F11_Industrial_Stone, Clay, and Glass_Existing_Space Heating_Natural Gas_Gas Furnace Tube Inserts_A_Technical Potential | F11 | Industrial | Stone, Clay, and Glass | Existing | Space Heating | Natural Gas | Gas Furnace Tube Inserts | A | Purchases (Cumulative) | Technical Potential | 0 | 0 | 0 | 0 | 0 | 0 | 0 | 0 | 0 | 0 | 0 | 0 | 0 | 0 | 0 | 0 | 0 | 0 | 0 | 0 | 0 | 0 | 0 | 0 | 0 | 0 | 0 | 0 | 0 | 0 | 0
F1_Industrial_Stone, Clay, and Glass_Existing_Space Heating_Natural Gas_Space Heating - Heat Recovery Ventilator_A_Technical Potential | F1 | Industrial | Stone, Clay, and Glass | Existing | Space Heating | Natural Gas | Space Heating - Heat Recovery Ventilator | A | Integrated Unit Energy Savings (kWh or therms) | Technical Potential | 0 | 0 | 0 | 0 | 0 | 0.013107 | 0.012869 | 0.012538 | 0.012128 | 0.011646 | 0.011097 | 0.010534 | 0.0099793 | 0.0094216 | 0.0089528 | 0.0085105 | 0.0081578 | 0.0078547 | 0.0075909 | 0.0074071 | 0.0072394 | 0.0070943 | 0.0069747 | 0.0068807 | 0.0067943 | 0.0067306 | 0.0066748 | 0.0066217 | 0 | 0 | 0
F2_Industrial_Stone, Clay, and Glass_Existing_Space Heating_Natural Gas_Space Heating - Heat Recovery Ventilator_A_Technical Potential | F2 | Industrial | Stone, Clay, and Glass | Existing | Space Heating | Natural Gas | Space Heating - Heat Recovery Ventilator | A | Integrated Unit Summer Peak Savings (kW) | Technical Potential | 0 | 0 | 0 | 0 | 0 | 0 | 0 | 0 | 0 | 0 | 0 | 0 | 0 | 0 | 0 | 0 | 0 | 0 | 0 | 0 | 0 | 0 | 0 | 0 | 0 | 0 | 0 | 0 | 0 | 0 | 0
F3_Industrial_Stone, Clay, and Glass_Existing_Space Heating_Natural Gas_Space Heating - Heat Recovery Ventilator_A_Technical Potential | F3 | Industrial | Stone, Clay, and Glass | Existing | Space Heating | Natural Gas | Space Heating - Heat Recovery Ventilator | A | Integrated Unit Winter Peak Savings (kW) | Technical Potential | 0 | 0 | 0 | 0 | 0 | 0 | 0 | 0 | 0 | 0 | 0 | 0 | 0 | 0 | 0 | 0 | 0 | 0 | 0 | 0 | 0 | 0 | 0 | 0 | 0 | 0 | 0 | 0 | 0 | 0 | 0
F4_Industrial_Stone, Clay, and Glass_Existing_Space Heating_Natural Gas_Space Heating - Heat Recovery Ventilator_A_Technical Potential | F4 | Industrial | Stone, Clay, and Glass | Existing | Space Heating | Natural Gas | Space Heating - Heat Recovery Ventilator | A | Incremental Energy Savings (MWh or mTherms) | Technical Potential | 0 | 0 | 0 | 0 | 0 | 0.016868 | 0.016552 | 0.016032 | 0.015516 | 0.014912 | 0.014028 | 0.013281 | 0.012555 | 0.011665 | 0.011127 | 0.010477 | 0.010044 | 0.009622 | 0.0092159 | 0.0090034 | 0.0087632 | 0.0085542 | 0.0083794 | 0.0082383 | 0.0081092 | 0 | 0 | 0 | 0 | 0 | 0
F5_Industrial_Stone, Clay, and Glass_Existing_Space Heating_Natural Gas_Space Heating - Heat Recovery Ventilator_A_Technical Potential | F5 | Industrial | Stone, Clay, and Glass | Existing | Space Heating | Natural Gas | Space Heating - Heat Recovery Ventilator | A | Incremental Summer Peak Savings (MW) | Technical Potential | 0 | 0 | 0 | 0 | 0 | 0 | 0 | 0 | 0 | 0 | 0 | 0 | 0 | 0 | 0 | 0 | 0 | 0 | 0 | 0 | 0 | 0 | 0 | 0 | 0 | 0 | 0 | 0 | 0 | 0 | 0
F6_Industrial_Stone, Clay, and Glass_Existing_Space Heating_Natural Gas_Space Heating - Heat Recovery Ventilator_A_Technical Potential | F6 | Industrial | Stone, Clay, and Glass | Existing | Space Heating | Natural Gas | Space Heating - Heat Recovery Ventilator | A | Incremental Winter Peak Savings (MW) | Technical Potential | 0 | 0 | 0 | 0 | 0 | 0 | 0 | 0 | 0 | 0 | 0 | 0 | 0 | 0 | 0 | 0 | 0 | 0 | 0 | 0 | 0 | 0 | 0 | 0 | 0 | 0 | 0 | 0 | 0 | 0 | 0
F7_Industrial_Stone, Clay, and Glass_Existing_Space Heating_Natural Gas_Space Heating - Heat Recovery Ventilator_A_Technical Potential | F7 | Industrial | Stone, Clay, and Glass | Existing | Space Heating | Natural Gas | Space Heating - Heat Recovery Ventilator | A | Cumulative Energy Savings (MWh or mTherms) | Technical Potential | 0 | 0 | 0 | 0 | 0 | 0.016868 | 0.033114 | 0.048294 | 0.062233 | 0.074669 | 0.085179 | 0.094141 | 0.10174 | 0.10772 | 0.11348 | 0.11835 | 0.12349 | 0.12853 | 0.13343 | 0.1392 | 0.14481 | 0.15046 | 0.15631 | 0.16244 | 0.16851 | 0.16693 | 0.16554 | 0.16422 | 0 | 0 | 0
F8_Industrial_Stone, Clay, and Glass_Existing_Space Heating_Natural Gas_Space Heating - Heat Recovery Ventilator_A_Technical Potential | F8 | Industrial | Stone, Clay, and Glass | Existing | Space Heating | Natural Gas | Space Heating - Heat Recovery Ventilator | A | Cumulative Summer Peak Savings (MW) | Technical Potential | 0 | 0 | 0 | 0 | 0 | 0 | 0 | 0 | 0 | 0 | 0 | 0 | 0 | 0 | 0 | 0 | 0 | 0 | 0 | 0 | 0 | 0 | 0 | 0 | 0 | 0 | 0 | 0 | 0 | 0 | 0
F9_Industrial_Stone, Clay, and Glass_Existing_Space Heating_Natural Gas_Space Heating - Heat Recovery Ventilator_A_Technical Potential | F9 | Industrial | Stone, Clay, and Glass | Existing | Space Heating | Natural Gas | Space Heating - Heat Recovery Ventilator | A | Cumulative Winter Peak Savings (MW) | Technical Potential | 0 | 0 | 0 | 0 | 0 | 0 | 0 | 0 | 0 | 0 | 0 | 0 | 0 | 0 | 0 | 0 | 0 | 0 | 0 | 0 | 0 | 0 | 0 | 0 | 0 | 0 | 0 | 0 | 0 | 0 | 0
F10_Industrial_Stone, Clay, and Glass_Existing_Space Heating_Natural Gas_Space Heating - Heat Recovery Ventilator_A_Technical Potential | F10 | Industrial | Stone, Clay, and Glass | Existing | Space Heating | Natural Gas | Space Heating - Heat Recovery Ventilator | A | Purchases (Incremental) | Technical Potential | 0 | 0 | 0 | 0 | 0 | 1286.9618 | 1286.2555 | 1278.67 | 1279.3613 | 1280.4192 | 1264.1591 | 1260.7046 | 1258.1448 | 1238.1659 | 1242.8933 | 1231.0407 | 1231.2004 | 1225.0038 | 1214.0768 | 1215.5149 | 1210.4885 | 1205.7805 | 1201.3871 | 1197.3044 | 1193.5287 | 0 | 0 | 0 | 0 | 0 | 0
F11_Industrial_Stone, Clay, and Glass_Existing_Space Heating_Natural Gas_Space Heating - Heat Recovery Ventilator_A_Technical Potential | F11 | Industrial | Stone, Clay, and Glass | Existing | Space Heating | Natural Gas | Space Heating - Heat Recovery Ventilator | A | Purchases (Cumulative) | Technical Potential | 0 | 0 | 0 | 0 | 0 | 1286.9618 | 2573.2173 | 3851.8873 | 5131.2485 | 6411.6677 | 7675.8268 | 8936.5315 | 10194.6763 | 11432.8422 | 12675.7355 | 13906.7762 | 15137.9767 | 16362.9804 | 17577.0572 | 18792.5722 | 20003.0607 | 21208.8412 | 22410.2283 | 23607.5326 | 24801.0614 | 24801.0614 | 24801.0614 | 24801.0614 | 24801.0614 | 24801.0614 | 24801.0614
F1_Industrial_Stone, Clay, and Glass_Existing_Space Heating_Natural Gas_Thermostat - Programmable_A_Technical Potential | F1 | Industrial | Stone, Clay, and Glass | Existing | Space Heating | Natural Gas | Thermostat - Programmable | A | Integrated Unit Energy Savings (kWh or therms) | Technical Potential | 0 | 0 | 0 | 0 | 0 | 0.0064998 | 0.00637 | 0.0061942 | 0.0059797 | 0.0057293 | 0.0054456 | 0.0051557 | 0.0048698 | 0.0045817 | 0.0043392 | 0.0041089 | 0.0039238 | 0.0037632 | 0.0036224 | 0.0035228 | 0.0034316 | 0.0033528 | 0.0032875 | 0.0032354 | 0.0031877 | 0.0031573 | 0.0031307 | 0.0031053 | 0 | 0 | 0
F2_Industrial_Stone, Clay, and Glass_Existing_Space Heating_Natural Gas_Thermostat - Programmable_A_Technical Potential | F2 | Industrial | Stone, Clay, and Glass | Existing | Space Heating | Natural Gas | Thermostat - Programmable | A | Integrated Unit Summer Peak Savings (kW) | Technical Potential | 0 | 0 | 0 | 0 | 0 | 0 | 0 | 0 | 0 | 0 | 0 | 0 | 0 | 0 | 0 | 0 | 0 | 0 | 0 | 0 | 0 | 0 | 0 | 0 | 0 | 0 | 0 | 0 | 0 | 0 | 0
F3_Industrial_Stone, Clay, and Glass_Existing_Space Heating_Natural Gas_Thermostat - Programmable_A_Technical Potential | F3 | Industrial | Stone, Clay, and Glass | Existing | Space Heating | Natural Gas | Thermostat - Programmable | A | Integrated Unit Winter Peak Savings (kW) | Technical Potential | 0 | 0 | 0 | 0 | 0 | 0 | 0 | 0 | 0 | 0 | 0 | 0 | 0 | 0 | 0 | 0 | 0 | 0 | 0 | 0 | 0 | 0 | 0 | 0 | 0 | 0 | 0 | 0 | 0 | 0 | 0
F4_Industrial_Stone, Clay, and Glass_Existing_Space Heating_Natural Gas_Thermostat - Programmable_A_Technical Potential | F4 | Industrial | Stone, Clay, and Glass | Existing | Space Heating | Natural Gas | Thermostat - Programmable | A | Incremental Energy Savings (MWh or mTherms) | Technical Potential | 0 | 0 | 0 | 0 | 0 | 0.025095 | 0.02458 | 0.023761 | 0.022951 | 0.022008 | 0.020652 | 0.019499 | 0.018381 | 0.017019 | 0.016179 | 0.015175 | 0.014493 | 0.01383 | 0.013194 | 0.012846 | 0.012462 | 0.012128 | 0.011849 | 0.011621 | 0.011414 | 0 | 0 | 0 | 0 | 0 | 0
F5_Industrial_Stone, Clay, and Glass_Existing_Space Heating_Natural Gas_Thermostat - Programmable_A_Technical Potential | F5 | Industrial | Stone, Clay, and Glass | Existing | Space Heating | Natural Gas | Thermostat - Programmable | A | Incremental Summer Peak Savings (MW) | Technical Potential | 0 | 0 | 0 | 0 | 0 | 0 | 0 | 0 | 0 | 0 | 0 | 0 | 0 | 0 | 0 | 0 | 0 | 0 | 0 | 0 | 0 | 0 | 0 | 0 | 0 | 0 | 0 | 0 | 0 | 0 | 0
F6_Industrial_Stone, Clay, and Glass_Existing_Space Heating_Natural Gas_Thermostat - Programmable_A_Technical Potential | F6 | Industrial | Stone, Clay, and Glass | Existing | Space Heating | Natural Gas | Thermostat - Programmable | A | Incremental Winter Peak Savings (MW) | Technical Potential | 0 | 0 | 0 | 0 | 0 | 0 | 0 | 0 | 0 | 0 | 0 | 0 | 0 | 0 | 0 | 0 | 0 | 0 | 0 | 0 | 0 | 0 | 0 | 0 | 0 | 0 | 0 | 0 | 0 | 0 | 0
F7_Industrial_Stone, Clay, and Glass_Existing_Space Heating_Natural Gas_Thermostat - Programmable_A_Technical Potential | F7 | Industrial | Stone, Clay, and Glass | Existing | Space Heating | Natural Gas | Thermostat - Programmable | A | Cumulative Energy Savings (MWh or mTherms) | Technical Potential | 0 | 0 | 0 | 0 | 0 | 0.025095 | 0.049174 | 0.071578 | 0.09205 | 0.1102 | 0.1254 | 0.13822 | 0.14894 | 0.15715 | 0.16501 | 0.17142 | 0.1782 | 0.18473 | 0.19101 | 0.19861 | 0.20593 | 0.21333 | 0.22102 | 0.22914 | 0.23718 | 0.23491 | 0.23293 | 0.23104 | 0 | 0 | 0
F8_Industrial_Stone, Clay, and Glass_Existing_Space Heating_Natural Gas_Thermostat - Programmable_A_Technical Potential | F8 | Industrial | Stone, Clay, and Glass | Existing | Space Heating | Natural Gas | Thermostat - Programmable | A | Cumulative Summer Peak Savings (MW) | Technical Potential | 0 | 0 | 0 | 0 | 0 | 0 | 0 | 0 | 0 | 0 | 0 | 0 | 0 | 0 | 0 | 0 | 0 | 0 | 0 | 0 | 0 | 0 | 0 | 0 | 0 | 0 | 0 | 0 | 0 | 0 | 0
F9_Industrial_Stone, Clay, and Glass_Existing_Space Heating_Natural Gas_Thermostat - Programmable_A_Technical Potential | F9 | Industrial | Stone, Clay, and Glass | Existing | Space Heating | Natural Gas | Thermostat - Programmable | A | Cumulative Winter Peak Savings (MW) | Technical Potential | 0 | 0 | 0 | 0 | 0 | 0 | 0 | 0 | 0 | 0 | 0 | 0 | 0 | 0 | 0 | 0 | 0 | 0 | 0 | 0 | 0 | 0 | 0 | 0 | 0 | 0 | 0 | 0 | 0 | 0 | 0
F10_Industrial_Stone, Clay, and Glass_Existing_Space Heating_Natural Gas_Thermostat - Programmable_A_Technical Potential | F10 | Industrial | Stone, Clay, and Glass | Existing | Space Heating | Natural Gas | Thermostat - Programmable | A | Purchases (Incremental) | Technical Potential | 0 | 0 | 0 | 0 | 0 | 3860.8855 | 3858.7665 | 3836.0099 | 3838.0838 | 3841.2575 | 3792.4774 | 3782.1139 | 3774.4345 | 3714.4978 | 3728.6799 | 3693.1221 | 3693.6013 | 3675.0113 | 3642.2304 | 3646.5448 | 3631.4655 | 3617.3415 | 3604.1612 | 3591.9131 | 3580.5862 | 0 | 0 | 0 | 0 | 0 | 0
F11_Industrial_Stone, Clay, and Glass_Existing_Space Heating_Natural Gas_Thermostat - Programmable_A_Technical Potential | F11 | Industrial | Stone, Clay, and Glass | Existing | Space Heating | Natural Gas | Thermostat - Programmable | A | Purchases (Cumulative) | Technical Potential | 0 | 0 | 0 | 0 | 0 | 3860.8855 | 7719.6519 | 11555.6618 | 15393.7456 | 19235.0031 | 23027.4805 | 26809.5944 | 30584.0289 | 34298.5267 | 38027.2066 | 41720.3287 | 45413.93 | 49088.9413 | 52731.1717 | 56377.7166 | 60009.1821 | 63626.5236 | 67230.6848 | 70822.5979 | 74403.1841 | 74403.1841 | 74403.1841 | 74403.1841 | 74403.1841 | 74403.1841 | 74403.1841
F1_Industrial_Stone, Clay, and Glass_Existing_Space Heating_Natural Gas_ENERGY STAR Connected Thermostat_A_Technical Potential | F1 | Industrial | Stone, Clay, and Glass | Existing | Space Heating | Natural Gas | ENERGY STAR Connected Thermostat | A | Integrated Unit Energy Savings (kWh or therms) | Technical Potential | 0 | 0 | 0 | 0 | 0 | 0.015324 | 0.015042 | 0.014652 | 0.014171 | 0.013604 | 0.012959 | 0.012299 | 0.011648 | 0.010995 | 0.010445 | 0.0099266 | 0.009513 | 0.0091575 | 0.0088478 | 0.0086317 | 0.0084343 | 0.0082635 | 0.0081223 | 0.0080109 | 0.0079086 | 0.0078343 | 0.0077693 | 0.0077073 | 0 | 0 | 0
F2_Industrial_Stone, Clay, and Glass_Existing_Space Heating_Natural Gas_ENERGY STAR Connected Thermostat_A_Technical Potential | F2 | Industrial | Stone, Clay, and Glass | Existing | Space Heating | Natural Gas | ENERGY STAR Connected Thermostat | A | Integrated Unit Summer Peak Savings (kW) | Technical Potential | 0 | 0 | 0 | 0 | 0 | 0 | 0 | 0 | 0 | 0 | 0 | 0 | 0 | 0 | 0 | 0 | 0 | 0 | 0 | 0 | 0 | 0 | 0 | 0 | 0 | 0 | 0 | 0 | 0 | 0 | 0
F3_Industrial_Stone, Clay, and Glass_Existing_Space Heating_Natural Gas_ENERGY STAR Connected Thermostat_A_Technical Potential | F3 | Industrial | Stone, Clay, and Glass | Existing | Space Heating | Natural Gas | ENERGY STAR Connected Thermostat | A | Integrated Unit Winter Peak Savings (kW) | Technical Potential | 0 | 0 | 0 | 0 | 0 | 0 | 0 | 0 | 0 | 0 | 0 | 0 | 0 | 0 | 0 | 0 | 0 | 0 | 0 | 0 | 0 | 0 | 0 | 0 | 0 | 0 | 0 | 0 | 0 | 0 | 0
F4_Industrial_Stone, Clay, and Glass_Existing_Space Heating_Natural Gas_ENERGY STAR Connected Thermostat_A_Technical Potential | F4 | Industrial | Stone, Clay, and Glass | Existing | Space Heating | Natural Gas | ENERGY STAR Connected Thermostat | A | Incremental Energy Savings (MWh or mTherms) | Technical Potential | 0 | 0 | 0 | 0 | 0 | 0.059165 | 0.058045 | 0.056207 | 0.054388 | 0.052255 | 0.049148 | 0.046517 | 0.043966 | 0.040839 | 0.038946 | 0.03666 | 0.035137 | 0.033654 | 0.032226 | 0.031476 | 0.030629 | 0.029892 | 0.029274 | 0.028775 | 0.028317 | 0 | 0 | 0 | 0 | 0 | 0
F5_Industrial_Stone, Clay, and Glass_Existing_Space Heating_Natural Gas_ENERGY STAR Connected Thermostat_A_Technical Potential | F5 | Industrial | Stone, Clay, and Glass | Existing | Space Heating | Natural Gas | ENERGY STAR Connected Thermostat | A | Incremental Summer Peak Savings (MW) | Technical Potential | 0 | 0 | 0 | 0 | 0 | 0 | 0 | 0 | 0 | 0 | 0 | 0 | 0 | 0 | 0 | 0 | 0 | 0 | 0 | 0 | 0 | 0 | 0 | 0 | 0 | 0 | 0 | 0 | 0 | 0 | 0
F6_Industrial_Stone, Clay, and Glass_Existing_Space Heating_Natural Gas_ENERGY STAR Connected Thermostat_A_Technical Potential | F6 | Industrial | Stone, Clay, and Glass | Existing | Space Heating | Natural Gas | ENERGY STAR Connected Thermostat | A | Incremental Winter Peak Savings (MW) | Technical Potential | 0 | 0 | 0 | 0 | 0 | 0 | 0 | 0 | 0 | 0 | 0 | 0 | 0 | 0 | 0 | 0 | 0 | 0 | 0 | 0 | 0 | 0 | 0 | 0 | 0 | 0 | 0 | 0 | 0 | 0 | 0
F7_Industrial_Stone, Clay, and Glass_Existing_Space Heating_Natural Gas_ENERGY STAR Connected Thermostat_A_Technical Potential | F7 | Industrial | Stone, Clay, and Glass | Existing | Space Heating | Natural Gas | ENERGY STAR Connected Thermostat | A | Cumulative Energy Savings (MWh or mTherms) | Technical Potential | 0 | 0 | 0 | 0 | 0 | 0.059165 | 0.11612 | 0.16932 | 0.21814 | 0.26167 | 0.29842 | 0.32974 | 0.35626 | 0.3771 | 0.3972 | 0.41414 | 0.43202 | 0.44953 | 0.46655 | 0.48664 | 0.50614 | 0.52578 | 0.54607 | 0.56736 | 0.58843 | 0.5829 | 0.57806 | 0.57345 | 0 | 0 | 0
F8_Industrial_Stone, Clay, and Glass_Existing_Space Heating_Natural Gas_ENERGY STAR Connected Thermostat_A_Technical Potential | F8 | Industrial | Stone, Clay, and Glass | Existing | Space Heating | Natural Gas | ENERGY STAR Connected Thermostat | A | Cumulative Summer Peak Savings (MW) | Technical Potential | 0 | 0 | 0 | 0 | 0 | 0 | 0 | 0 | 0 | 0 | 0 | 0 | 0 | 0 | 0 | 0 | 0 | 0 | 0 | 0 | 0 | 0 | 0 | 0 | 0 | 0 | 0 | 0 | 0 | 0 | 0
F9_Industrial_Stone, Clay, and Glass_Existing_Space Heating_Natural Gas_ENERGY STAR Connected Thermostat_A_Technical Potential | F9 | Industrial | Stone, Clay, and Glass | Existing | Space Heating | Natural Gas | ENERGY STAR Connected Thermostat | A | Cumulative Winter Peak Savings (MW) | Technical Potential | 0 | 0 | 0 | 0 | 0 | 0 | 0 | 0 | 0 | 0 | 0 | 0 | 0 | 0 | 0 | 0 | 0 | 0 | 0 | 0 | 0 | 0 | 0 | 0 | 0 | 0 | 0 | 0 | 0 | 0 | 0
F10_Industrial_Stone, Clay, and Glass_Existing_Space Heating_Natural Gas_ENERGY STAR Connected Thermostat_A_Technical Potential | F10 | Industrial | Stone, Clay, and Glass | Existing | Space Heating | Natural Gas | ENERGY STAR Connected Thermostat | A | Purchases (Incremental) | Technical Potential | 0 | 0 | 0 | 0 | 0 | 3860.8855 | 3858.7665 | 3836.0099 | 3838.0838 | 3841.2575 | 3792.4774 | 3782.1139 | 3774.4345 | 3714.4978 | 3728.6799 | 3693.1221 | 3693.6013 | 3675.0113 | 3642.2304 | 3646.5448 | 3631.4655 | 3617.3415 | 3604.1612 | 3591.9131 | 3580.5862 | 0 | 0 | 0 | 0 | 0 | 0
F11_Industrial_Stone, Clay, and Glass_Existing_Space Heating_Natural Gas_ENERGY STAR Connected Thermostat_A_Technical Potential | F11 | Industrial | Stone, Clay, and Glass | Existing | Space Heating | Natural Gas | ENERGY STAR Connected Thermostat | A | Purchases (Cumulative) | Technical Potential | 0 | 0 | 0 | 0 | 0 | 3860.8855 | 7719.6519 | 11555.6618 | 15393.7456 | 19235.0031 | 23027.4805 | 26809.5944 | 30584.0289 | 34298.5267 | 38027.2066 | 41720.3287 | 45413.93 | 49088.9413 | 52731.1717 | 56377.7166 | 60009.1821 | 63626.5236 | 67230.6848 | 70822.5979 | 74403.1841 | 74403.1841 | 74403.1841 | 74403.1841 | 74403.1841 | 74403.1841 | 74403.1841
F1_Industrial_Stone, Clay, and Glass_Existing_Space Heating_Natural Gas_Destratification Fans (HVLS)_A_Technical Potential | F1 | Industrial | Stone, Clay, and Glass | Existing | Space Heating | Natural Gas | Destratification Fans (HVLS) | A | Integrated Unit Energy Savings (kWh or therms) | Technical Potential | 0 | 0 | 0 | 0 | 0 | 0.015313 | 0.01502 | 0.014619 | 0.014128 | 0.013553 | 0.0129 | 0.012234 | 0.011578 | 0.010918 | 0.010365 | 0.0098425 | 0.0094253 | 0.0090657 | 0.0087517 | 0.0085316 | 0.0083298 | 0.0081545 | 0.0080087 | 0.0078925 | 0.0077854 | 0.0077119 | 0.0076476 | 0.0075863 | 0 | 0 | 0
F2_Industrial_Stone, Clay, and Glass_Existing_Space Heating_Natural Gas_Destratification Fans (HVLS)_A_Technical Potential | F2 | Industrial | Stone, Clay, and Glass | Existing | Space Heating | Natural Gas | Destratification Fans (HVLS) | A | Integrated Unit Summer Peak Savings (kW) | Technical Potential | 0 | 0 | 0 | 0 | 0 | 0 | 0 | 0 | 0 | 0 | 0 | 0 | 0 | 0 | 0 | 0 | 0 | 0 | 0 | 0 | 0 | 0 | 0 | 0 | 0 | 0 | 0 | 0 | 0 | 0 | 0
F3_Industrial_Stone, Clay, and Glass_Existing_Space Heating_Natural Gas_Destratification Fans (HVLS)_A_Technical Potential | F3 | Industrial | Stone, Clay, and Glass | Existing | Space Heating | Natural Gas | Destratification Fans (HVLS) | A | Integrated Unit Winter Peak Savings (kW) | Technical Potential | 0 | 0 | 0 | 0 | 0 | 0 | 0 | 0 | 0 | 0 | 0 | 0 | 0 | 0 | 0 | 0 | 0 | 0 | 0 | 0 | 0 | 0 | 0 | 0 | 0 | 0 | 0 | 0 | 0 | 0 | 0
F4_Industrial_Stone, Clay, and Glass_Existing_Space Heating_Natural Gas_Destratification Fans (HVLS)_A_Technical Potential | F4 | Industrial | Stone, Clay, and Glass | Existing | Space Heating | Natural Gas | Destratification Fans (HVLS) | A | Incremental Energy Savings (MWh or mTherms) | Technical Potential | 0 | 0 | 0 | 0 | 0 | 0.059121 | 0.057958 | 0.05608 | 0.054224 | 0.052059 | 0.048924 | 0.04627 | 0.043699 | 0.040556 | 0.038648 | 0.03635 | 0.034813 | 0.033317 | 0.031876 | 0.031111 | 0.030249 | 0.029497 | 0.028865 | 0.028349 | 0.027876 | 0 | 0 | 0 | 0 | 0 | 0
F5_Industrial_Stone, Clay, and Glass_Existing_Space Heating_Natural Gas_Destratification Fans (HVLS)_A_Technical Potential | F5 | Industrial | Stone, Clay, and Glass | Existing | Space Heating | Natural Gas | Destratification Fans (HVLS) | A | Incremental Summer Peak Savings (MW) | Technical Potential | 0 | 0 | 0 | 0 | 0 | 0 | 0 | 0 | 0 | 0 | 0 | 0 | 0 | 0 | 0 | 0 | 0 | 0 | 0 | 0 | 0 | 0 | 0 | 0 | 0 | 0 | 0 | 0 | 0 | 0 | 0
F6_Industrial_Stone, Clay, and Glass_Existing_Space Heating_Natural Gas_Destratification Fans (HVLS)_A_Technical Potential | F6 | Industrial | Stone, Clay, and Glass | Existing | Space Heating | Natural Gas | Destratification Fans (HVLS) | A | Incremental Winter Peak Savings (MW) | Technical Potential | 0 | 0 | 0 | 0 | 0 | 0 | 0 | 0 | 0 | 0 | 0 | 0 | 0 | 0 | 0 | 0 | 0 | 0 | 0 | 0 | 0 | 0 | 0 | 0 | 0 | 0 | 0 | 0 | 0 | 0 | 0
F7_Industrial_Stone, Clay, and Glass_Existing_Space Heating_Natural Gas_Destratification Fans (HVLS)_A_Technical Potential | F7 | Industrial | Stone, Clay, and Glass | Existing | Space Heating | Natural Gas | Destratification Fans (HVLS) | A | Cumulative Energy Savings (MWh or mTherms) | Technical Potential | 0 | 0 | 0 | 0 | 0 | 0.059121 | 0.11595 | 0.16893 | 0.21748 | 0.26068 | 0.29706 | 0.32799 | 0.35409 | 0.37448 | 0.39416 | 0.41063 | 0.42804 | 0.44503 | 0.46149 | 0.48099 | 0.49986 | 0.51884 | 0.53843 | 0.55897 | 0.57925 | 0.57379 | 0.569 | 0.56444 | 0 | 0 | 0
F8_Industrial_Stone, Clay, and Glass_Existing_Space Heating_Natural Gas_Destratification Fans (HVLS)_A_Technical Potential | F8 | Industrial | Stone, Clay, and Glass | Existing | Space Heating | Natural Gas | Destratification Fans (HVLS) | A | Cumulative Summer Peak Savings (MW) | Technical Potential | 0 | 0 | 0 | 0 | 0 | 0 | 0 | 0 | 0 | 0 | 0 | 0 | 0 | 0 | 0 | 0 | 0 | 0 | 0 | 0 | 0 | 0 | 0 | 0 | 0 | 0 | 0 | 0 | 0 | 0 | 0
F9_Industrial_Stone, Clay, and Glass_Existing_Space Heating_Natural Gas_Destratification Fans (HVLS)_A_Technical Potential | F9 | Industrial | Stone, Clay, and Glass | Existing | Space Heating | Natural Gas | Destratification Fans (HVLS) | A | Cumulative Winter Peak Savings (MW) | Technical Potential | 0 | 0 | 0 | 0 | 0 | 0 | 0 | 0 | 0 | 0 | 0 | 0 | 0 | 0 | 0 | 0 | 0 | 0 | 0 | 0 | 0 | 0 | 0 | 0 | 0 | 0 | 0 | 0 | 0 | 0 | 0
F10_Industrial_Stone, Clay, and Glass_Existing_Space Heating_Natural Gas_Destratification Fans (HVLS)_A_Technical Potential | F10 | Industrial | Stone, Clay, and Glass | Existing | Space Heating | Natural Gas | Destratification Fans (HVLS) | A | Purchases (Incremental) | Technical Potential | 0 | 0 | 0 | 0 | 0 | 3860.8855 | 3858.7665 | 3836.0099 | 3838.0838 | 3841.2575 | 3792.4774 | 3782.1139 | 3774.4345 | 3714.4978 | 3728.6799 | 3693.1221 | 3693.6013 | 3675.0113 | 3642.2304 | 3646.5448 | 3631.4655 | 3617.3415 | 3604.1612 | 3591.9131 | 3580.5862 | 0 | 0 | 0 | 0 | 0 | 0
F11_Industrial_Stone, Clay, and Glass_Existing_Space Heating_Natural Gas_Destratification Fans (HVLS)_A_Technical Potential | F11 | Industrial | Stone, Clay, and Glass | Existing | Space Heating | Natural Gas | Destratification Fans (HVLS) | A | Purchases (Cumulative) | Technical Potential | 0 | 0 | 0 | 0 | 0 | 3860.8855 | 7719.6519 | 11555.6618 | 15393.7456 | 19235.0031 | 23027.4805 | 26809.5944 | 30584.0289 | 34298.5267 | 38027.2066 | 41720.3287 | 45413.93 | 49088.9413 | 52731.1717 | 56377.7166 | 60009.1821 | 63626.5236 | 67230.6848 | 70822.5979 | 74403.1841 | 74403.1841 | 74403.1841 | 74403.1841 | 74403.1841 | 74403.1841 | 74403.1841
F1_Industrial_Stone, Clay, and Glass_Existing_Space Heating_Natural Gas_Gas Boiler - Insulate Steam Lines/Condensate Tank_A_Technical Potential | F1 | Industrial | Stone, Clay, and Glass | Existing | Space Heating | Natural Gas | Gas Boiler - Insulate Steam Lines/Condensate Tank | A | Integrated Unit Energy Savings (kWh or therms) | Technical Potential | 0 | 0 | 0 | 0 | 0 | 75.7142 | 74.9043 | 74.0203 | 73.0863 | 72.096 | 71.0408 | 69.9426 | 68.788 | 67.5271 | 66.2197 | 64.8776 | 63.567 | 62.3157 | 61.107 | 60.0455 | 59.0523 | 58.1105 | 57.2883 | 56.5472 | 55.8458 | 55.3279 | 54.8783 | 54.4518 | 65.6304 | 65.3609 | 65.1148
F2_Industrial_Stone, Clay, and Glass_Existing_Space Heating_Natural Gas_Gas Boiler - Insulate Steam Lines/Condensate Tank_A_Technical Potential | F2 | Industrial | Stone, Clay, and Glass | Existing | Space Heating | Natural Gas | Gas Boiler - Insulate Steam Lines/Condensate Tank | A | Integrated Unit Summer Peak Savings (kW) | Technical Potential | 0 | 0 | 0 | 0 | 0 | 0 | 0 | 0 | 0 | 0 | 0 | 0 | 0 | 0 | 0 | 0 | 0 | 0 | 0 | 0 | 0 | 0 | 0 | 0 | 0 | 0 | 0 | 0 | 0 | 0 | 0
F3_Industrial_Stone, Clay, and Glass_Existing_Space Heating_Natural Gas_Gas Boiler - Insulate Steam Lines/Condensate Tank_A_Technical Potential | F3 | Industrial | Stone, Clay, and Glass | Existing | Space Heating | Natural Gas | Gas Boiler - Insulate Steam Lines/Condensate Tank | A | Integrated Unit Winter Peak Savings (kW) | Technical Potential | 0 | 0 | 0 | 0 | 0 | 0 | 0 | 0 | 0 | 0 | 0 | 0 | 0 | 0 | 0 | 0 | 0 | 0 | 0 | 0 | 0 | 0 | 0 | 0 | 0 | 0 | 0 | 0 | 0 | 0 | 0
F4_Industrial_Stone, Clay, and Glass_Existing_Space Heating_Natural Gas_Gas Boiler - Insulate Steam Lines/Condensate Tank_A_Technical Potential | F4 | Industrial | Stone, Clay, and Glass | Existing | Space Heating | Natural Gas | Gas Boiler - Insulate Steam Lines/Condensate Tank | A | Incremental Energy Savings (MWh or mTherms) | Technical Potential | 0 | 0 | 0 | 0 | 0 | 0.0047743 | 0.0047206 | 0.0046374 | 0.0045814 | 0.004523 | 0.0044002 | 0.0043204 | 0.0042404 | 0.0040966 | 0.0040326 | 0.0039132 | 0.0038346 | 0.0037402 | 0.003635 | 0.0035761 | 0.0035024 | 0.0034331 | 0.0033722 | 0.0033173 | 0.0032658 | 0 | 0 | 0 | 0 | 0 | 0
F5_Industrial_Stone, Clay, and Glass_Existing_Space Heating_Natural Gas_Gas Boiler - Insulate Steam Lines/Condensate Tank_A_Technical Potential | F5 | Industrial | Stone, Clay, and Glass | Existing | Space Heating | Natural Gas | Gas Boiler - Insulate Steam Lines/Condensate Tank | A | Incremental Summer Peak Savings (MW) | Technical Potential | 0 | 0 | 0 | 0 | 0 | 0 | 0 | 0 | 0 | 0 | 0 | 0 | 0 | 0 | 0 | 0 | 0 | 0 | 0 | 0 | 0 | 0 | 0 | 0 | 0 | 0 | 0 | 0 | 0 | 0 | 0
F6_Industrial_Stone, Clay, and Glass_Existing_Space Heating_Natural Gas_Gas Boiler - Insulate Steam Lines/Condensate Tank_A_Technical Potential | F6 | Industrial | Stone, Clay, and Glass | Existing | Space Heating | Natural Gas | Gas Boiler - Insulate Steam Lines/Condensate Tank | A | Incremental Winter Peak Savings (MW) | Technical Potential | 0 | 0 | 0 | 0 | 0 | 0 | 0 | 0 | 0 | 0 | 0 | 0 | 0 | 0 | 0 | 0 | 0 | 0 | 0 | 0 | 0 | 0 | 0 | 0 | 0 | 0 | 0 | 0 | 0 | 0 | 0
F7_Industrial_Stone, Clay, and Glass_Existing_Space Heating_Natural Gas_Gas Boiler - Insulate Steam Lines/Condensate Tank_A_Technical Potential | F7 | Industrial | Stone, Clay, and Glass | Existing | Space Heating | Natural Gas | Gas Boiler - Insulate Steam Lines/Condensate Tank | A | Cumulative Energy Savings (MWh or mTherms) | Technical Potential | 0 | 0 | 0 | 0 | 0 | 0.0047743 | 0.0094438 | 0.01397 | 0.018375 | 0.022649 | 0.026718 | 0.030625 | 0.03436 | 0.037827 | 0.041127 | 0.044206 | 0.047148 | 0.04996 | 0.052626 | 0.055288 | 0.057876 | 0.060386 | 0.062904 | 0.065407 | 0.067862 | 0.067232 | 0.066686 | 0.066168 | 0 | 0 | 0
F8_Industrial_Stone, Clay, and Glass_Existing_Space Heating_Natural Gas_Gas Boiler - Insulate Steam Lines/Condensate Tank_A_Technical Potential | F8 | Industrial | Stone, Clay, and Glass | Existing | Space Heating | Natural Gas | Gas Boiler - Insulate Steam Lines/Condensate Tank | A | Cumulative Summer Peak Savings (MW) | Technical Potential | 0 | 0 | 0 | 0 | 0 | 0 | 0 | 0 | 0 | 0 | 0 | 0 | 0 | 0 | 0 | 0 | 0 | 0 | 0 | 0 | 0 | 0 | 0 | 0 | 0 | 0 | 0 | 0 | 0 | 0 | 0
F9_Industrial_Stone, Clay, and Glass_Existing_Space Heating_Natural Gas_Gas Boiler - Insulate Steam Lines/Condensate Tank_A_Technical Potential | F9 | Industrial | Stone, Clay, and Glass | Existing | Space Heating | Natural Gas | Gas Boiler - Insulate Steam Lines/Condensate Tank | A | Cumulative Winter Peak Savings (MW) | Technical Potential | 0 | 0 | 0 | 0 | 0 | 0 | 0 | 0 | 0 | 0 | 0 | 0 | 0 | 0 | 0 | 0 | 0 | 0 | 0 | 0 | 0 | 0 | 0 | 0 | 0 | 0 | 0 | 0 | 0 | 0 | 0
F10_Industrial_Stone, Clay, and Glass_Existing_Space Heating_Natural Gas_Gas Boiler - Insulate Steam Lines/Condensate Tank_A_Technical Potential | F10 | Industrial | Stone, Clay, and Glass | Existing | Space Heating | Natural Gas | Gas Boiler - Insulate Steam Lines/Condensate Tank | A | Purchases (Incremental) | Technical Potential | 0 | 0 | 0 | 0 | 0 | 0.063057 | 0.063022 | 0.06265 | 0.062684 | 0.062736 | 0.061939 | 0.06177 | 0.061645 | 0.060666 | 0.060897 | 0.060317 | 0.060324 | 0.060021 | 0.059485 | 0.059556 | 0.05931 | 0.059079 | 0.058864 | 0.058664 | 0.058479 | 0 | 0 | 0 | 0 | 0 | 0
F11_Industrial_Stone, Clay, and Glass_Existing_Space Heating_Natural Gas_Gas Boiler - Insulate Steam Lines/Condensate Tank_A_Technical Potential | F11 | Industrial | Stone, Clay, and Glass | Existing | Space Heating | Natural Gas | Gas Boiler - Insulate Steam Lines/Condensate Tank | A | Purchases (Cumulative) | Technical Potential | 0 | 0 | 0 | 0 | 0 | 0.063057 | 0.12608 | 0.18873 | 0.25141 | 0.31415 | 0.37609 | 0.43786 | 0.4995 | 0.56017 | 0.62107 | 0.68138 | 0.74171 | 0.80173 | 0.86121 | 0.92077 | 0.98008 | 1.0392 | 1.098 | 1.1567 | 1.2152 | 1.2152 | 1.2152 | 1.2152 | 1.2152 | 1.2152 | 1.2152
F1_Industrial_Stone, Clay, and Glass_Existing_Process_Natural Gas_Gas Boiler - Insulate Steam Lines/Condensate Tank_A_Technical Potential | F1 | Industrial | Stone, Clay, and Glass | Existing | Process | Natural Gas | Gas Boiler - Insulate Steam Lines/Condensate Tank | A | Integrated Unit Energy Savings (kWh or therms) | Technical Potential | 0 | 0 | 0 | 0 | 0 | 45.3662 | 45.1437 | 44.9193 | 44.6985 | 44.4786 | 44.2616 | 44.0867 | 43.9376 | 43.7854 | 43.6825 | 43.5679 | 43.4823 | 43.3944 | 43.3042 | 43.2415 | 43.1708 | 43.1167 | 43.0631 | 43.01 | 42.9573 | 42.9498 | 42.9429 | 42.9366 | 45.5894 | 45.5894 | 45.5894
F2_Industrial_Stone, Clay, and Glass_Existing_Process_Natural Gas_Gas Boiler - Insulate Steam Lines/Condensate Tank_A_Technical Potential | F2 | Industrial | Stone, Clay, and Glass | Existing | Process | Natural Gas | Gas Boiler - Insulate Steam Lines/Condensate Tank | A | Integrated Unit Summer Peak Savings (kW) | Technical Potential | 0 | 0 | 0 | 0 | 0 | 0 | 0 | 0 | 0 | 0 | 0 | 0 | 0 | 0 | 0 | 0 | 0 | 0 | 0 | 0 | 0 | 0 | 0 | 0 | 0 | 0 | 0 | 0 | 0 | 0 | 0
F3_Industrial_Stone, Clay, and Glass_Existing_Process_Natural Gas_Gas Boiler - Insulate Steam Lines/Condensate Tank_A_Technical Potential | F3 | Industrial | Stone, Clay, and Glass | Existing | Process | Natural Gas | Gas Boiler - Insulate Steam Lines/Condensate Tank | A | Integrated Unit Winter Peak Savings (kW) | Technical Potential | 0 | 0 | 0 | 0 | 0 | 0 | 0 | 0 | 0 | 0 | 0 | 0 | 0 | 0 | 0 | 0 | 0 | 0 | 0 | 0 | 0 | 0 | 0 | 0 | 0 | 0 | 0 | 0 | 0 | 0 | 0
F4_Industrial_Stone, Clay, and Glass_Existing_Process_Natural Gas_Gas Boiler - Insulate Steam Lines/Condensate Tank_A_Technical Potential | F4 | Industrial | Stone, Clay, and Glass | Existing | Process | Natural Gas | Gas Boiler - Insulate Steam Lines/Condensate Tank | A | Incremental Energy Savings (MWh or mTherms) | Technical Potential | 0 | 0 | 0 | 0 | 0 | 0.031716 | 0.031543 | 0.031201 | 0.031065 | 0.030937 | 0.030396 | 0.030193 | 0.030029 | 0.02945 | 0.029493 | 0.029135 | 0.029082 | 0.028877 | 0.02856 | 0.028552 | 0.028388 | 0.028242 | 0.028104 | 0.027974 | 0.027852 | 0 | 0 | 0 | 0 | 0 | 0
F5_Industrial_Stone, Clay, and Glass_Existing_Process_Natural Gas_Gas Boiler - Insulate Steam Lines/Condensate Tank_A_Technical Potential | F5 | Industrial | Stone, Clay, and Glass | Existing | Process | Natural Gas | Gas Boiler - Insulate Steam Lines/Condensate Tank | A | Incremental Summer Peak Savings (MW) | Technical Potential | 0 | 0 | 0 | 0 | 0 | 0 | 0 | 0 | 0 | 0 | 0 | 0 | 0 | 0 | 0 | 0 | 0 | 0 | 0 | 0 | 0 | 0 | 0 | 0 | 0 | 0 | 0 | 0 | 0 | 0 | 0
F6_Industrial_Stone, Clay, and Glass_Existing_Process_Natural Gas_Gas Boiler - Insulate Steam Lines/Condensate Tank_A_Technical Potential | F6 | Industrial | Stone, Clay, and Glass | Existing | Process | Natural Gas | Gas Boiler - Insulate Steam Lines/Condensate Tank | A | Incremental Winter Peak Savings (MW) | Technical Potential | 0 | 0 | 0 | 0 | 0 | 0 | 0 | 0 | 0 | 0 | 0 | 0 | 0 | 0 | 0 | 0 | 0 | 0 | 0 | 0 | 0 | 0 | 0 | 0 | 0 | 0 | 0 | 0 | 0 | 0 | 0
F7_Industrial_Stone, Clay, and Glass_Existing_Process_Natural Gas_Gas Boiler - Insulate Steam Lines/Condensate Tank_A_Technical Potential | F7 | Industrial | Stone, Clay, and Glass | Existing | Process | Natural Gas | Gas Boiler - Insulate Steam Lines/Condensate Tank | A | Cumulative Energy Savings (MWh or mTherms) | Technical Potential | 0 | 0 | 0 | 0 | 0 | 0.031716 | 0.063104 | 0.093991 | 0.12459 | 0.15492 | 0.18456 | 0.21402 | 0.24333 | 0.27193 | 0.30079 | 0.32914 | 0.35757 | 0.38572 | 0.41348 | 0.44144 | 0.4691 | 0.49676 | 0.52424 | 0.55157 | 0.57875 | 0.57864 | 0.57855 | 0.57847 | 0 | 0 | 0
F8_Industrial_Stone, Clay, and Glass_Existing_Process_Natural Gas_Gas Boiler - Insulate Steam Lines/Condensate Tank_A_Technical Potential | F8 | Industrial | Stone, Clay, and Glass | Existing | Process | Natural Gas | Gas Boiler - Insulate Steam Lines/Condensate Tank | A | Cumulative Summer Peak Savings (MW) | Technical Potential | 0 | 0 | 0 | 0 | 0 | 0 | 0 | 0 | 0 | 0 | 0 | 0 | 0 | 0 | 0 | 0 | 0 | 0 | 0 | 0 | 0 | 0 | 0 | 0 | 0 | 0 | 0 | 0 | 0 | 0 | 0
F9_Industrial_Stone, Clay, and Glass_Existing_Process_Natural Gas_Gas Boiler - Insulate Steam Lines/Condensate Tank_A_Technical Potential | F9 | Industrial | Stone, Clay, and Glass | Existing | Process | Natural Gas | Gas Boiler - Insulate Steam Lines/Condensate Tank | A | Cumulative Winter Peak Savings (MW) | Technical Potential | 0 | 0 | 0 | 0 | 0 | 0 | 0 | 0 | 0 | 0 | 0 | 0 | 0 | 0 | 0 | 0 | 0 | 0 | 0 | 0 | 0 | 0 | 0 | 0 | 0 | 0 | 0 | 0 | 0 | 0 | 0
F10_Industrial_Stone, Clay, and Glass_Existing_Process_Natural Gas_Gas Boiler - Insulate Steam Lines/Condensate Tank_A_Technical Potential | F10 | Industrial | Stone, Clay, and Glass | Existing | Process | Natural Gas | Gas Boiler - Insulate Steam Lines/Condensate Tank | A | Purchases (Incremental) | Technical Potential | 0 | 0 | 0 | 0 | 0 | 0.69911 | 0.69873 | 0.69461 | 0.69498 | 0.69556 | 0.68672 | 0.68485 | 0.68346 | 0.6726 | 0.67517 | 0.66873 | 0.66882 | 0.66545 | 0.65952 | 0.6603 | 0.65757 | 0.65501 | 0.65262 | 0.65041 | 0.64836 | 0 | 0 | 0 | 0 | 0 | 0
F11_Industrial_Stone, Clay, and Glass_Existing_Process_Natural Gas_Gas Boiler - Insulate Steam Lines/Condensate Tank_A_Technical Potential | F11 | Industrial | Stone, Clay, and Glass | Existing | Process | Natural Gas | Gas Boiler - Insulate Steam Lines/Condensate Tank | A | Purchases (Cumulative) | Technical Potential | 0 | 0 | 0 | 0 | 0 | 0.69911 | 1.3978 | 2.0924 | 2.7874 | 3.483 | 4.1697 | 4.8546 | 5.538 | 6.2106 | 6.8858 | 7.5545 | 8.2233 | 8.8888 | 9.5483 | 10.2086 | 10.8662 | 11.5212 | 12.1738 | 12.8242 | 13.4726 | 13.4726 | 13.4726 | 13.4726 | 13.4726 | 13.4726 | 13.4726
F1_Industrial_Stone, Clay, and Glass_Existing_Space Heating_Natural Gas_Gas Boiler - Insulate Hot Water Lines_A_Technical Potential | F1 | Industrial | Stone, Clay, and Glass | Existing | Space Heating | Natural Gas | Gas Boiler - Insulate Hot Water Lines | A | Integrated Unit Energy Savings (kWh or therms) | Technical Potential | 0 | 0 | 0 | 0 | 0 | 85.6315 | 84.7786 | 83.8607 | 82.9116 | 81.9333 | 80.9308 | 79.926 | 78.9122 | 77.8485 | 76.7548 | 75.6797 | 74.6362 | 73.6651 | 72.7205 | 71.8533 | 71.0159 | 70.1606 | 69.3719 | 68.6193 | 67.8758 | 67.2596 | 66.7251 | 66.2172 | 74.183 | 73.8783 | 73.6002
F2_Industrial_Stone, Clay, and Glass_Existing_Space Heating_Natural Gas_Gas Boiler - Insulate Hot Water Lines_A_Technical Potential | F2 | Industrial | Stone, Clay, and Glass | Existing | Space Heating | Natural Gas | Gas Boiler - Insulate Hot Water Lines | A | Integrated Unit Summer Peak Savings (kW) | Technical Potential | 0 | 0 | 0 | 0 | 0 | 0 | 0 | 0 | 0 | 0 | 0 | 0 | 0 | 0 | 0 | 0 | 0 | 0 | 0 | 0 | 0 | 0 | 0 | 0 | 0 | 0 | 0 | 0 | 0 | 0 | 0
F3_Industrial_Stone, Clay, and Glass_Existing_Space Heating_Natural Gas_Gas Boiler - Insulate Hot Water Lines_A_Technical Potential | F3 | Industrial | Stone, Clay, and Glass | Existing | Space Heating | Natural Gas | Gas Boiler - Insulate Hot Water Lines | A | Integrated Unit Winter Peak Savings (kW) | Technical Potential | 0 | 0 | 0 | 0 | 0 | 0 | 0 | 0 | 0 | 0 | 0 | 0 | 0 | 0 | 0 | 0 | 0 | 0 | 0 | 0 | 0 | 0 | 0 | 0 | 0 | 0 | 0 | 0 | 0 | 0 | 0
F4_Industrial_Stone, Clay, and Glass_Existing_Space Heating_Natural Gas_Gas Boiler - Insulate Hot Water Lines_A_Technical Potential | F4 | Industrial | Stone, Clay, and Glass | Existing | Space Heating | Natural Gas | Gas Boiler - Insulate Hot Water Lines | A | Incremental Energy Savings (MWh or mTherms) | Technical Potential | 0 | 0 | 0 | 0 | 0 | 0.010799 | 0.010686 | 0.010508 | 0.010394 | 0.01028 | 0.010026 | 0.0098741 | 0.009729 | 0.0094455 | 0.0093483 | 0.0091295 | 0.0090048 | 0.0088429 | 0.0086516 | 0.0085586 | 0.0084238 | 0.00829 | 0.008167 | 0.0080509 | 0.0079386 | 0 | 0 | 0 | 0 | 0 | 0
F5_Industrial_Stone, Clay, and Glass_Existing_Space Heating_Natural Gas_Gas Boiler - Insulate Hot Water Lines_A_Technical Potential | F5 | Industrial | Stone, Clay, and Glass | Existing | Space Heating | Natural Gas | Gas Boiler - Insulate Hot Water Lines | A | Incremental Summer Peak Savings (MW) | Technical Potential | 0 | 0 | 0 | 0 | 0 | 0 | 0 | 0 | 0 | 0 | 0 | 0 | 0 | 0 | 0 | 0 | 0 | 0 | 0 | 0 | 0 | 0 | 0 | 0 | 0 | 0 | 0 | 0 | 0 | 0 | 0
F6_Industrial_Stone, Clay, and Glass_Existing_Space Heating_Natural Gas_Gas Boiler - Insulate Hot Water Lines_A_Technical Potential | F6 | Industrial | Stone, Clay, and Glass | Existing | Space Heating | Natural Gas | Gas Boiler - Insulate Hot Water Lines | A | Incremental Winter Peak Savings (MW) | Technical Potential | 0 | 0 | 0 | 0 | 0 | 0 | 0 | 0 | 0 | 0 | 0 | 0 | 0 | 0 | 0 | 0 | 0 | 0 | 0 | 0 | 0 | 0 | 0 | 0 | 0 | 0 | 0 | 0 | 0 | 0 | 0
F7_Industrial_Stone, Clay, and Glass_Existing_Space Heating_Natural Gas_Gas Boiler - Insulate Hot Water Lines_A_Technical Potential | F7 | Industrial | Stone, Clay, and Glass | Existing | Space Heating | Natural Gas | Gas Boiler - Insulate Hot Water Lines | A | Cumulative Energy Savings (MWh or mTherms) | Technical Potential | 0 | 0 | 0 | 0 | 0 | 0.010799 | 0.021377 | 0.031654 | 0.04169 | 0.051479 | 0.060874 | 0.069993 | 0.078834 | 0.087217 | 0.09534 | 0.10313 | 0.11072 | 0.11812 | 0.12526 | 0.13232 | 0.1392 | 0.14582 | 0.15234 | 0.15874 | 0.16496 | 0.16346 | 0.16216 | 0.16093 | 0 | 0 | 0
F8_Industrial_Stone, Clay, and Glass_Existing_Space Heating_Natural Gas_Gas Boiler - Insulate Hot Water Lines_A_Technical Potential | F8 | Industrial | Stone, Clay, and Glass | Existing | Space Heating | Natural Gas | Gas Boiler - Insulate Hot Water Lines | A | Cumulative Summer Peak Savings (MW) | Technical Potential | 0 | 0 | 0 | 0 | 0 | 0 | 0 | 0 | 0 | 0 | 0 | 0 | 0 | 0 | 0 | 0 | 0 | 0 | 0 | 0 | 0 | 0 | 0 | 0 | 0 | 0 | 0 | 0 | 0 | 0 | 0
F9_Industrial_Stone, Clay, and Glass_Existing_Space Heating_Natural Gas_Gas Boiler - Insulate Hot Water Lines_A_Technical Potential | F9 | Industrial | Stone, Clay, and Glass | Existing | Space Heating | Natural Gas | Gas Boiler - Insulate Hot Water Lines | A | Cumulative Winter Peak Savings (MW) | Technical Potential | 0 | 0 | 0 | 0 | 0 | 0 | 0 | 0 | 0 | 0 | 0 | 0 | 0 | 0 | 0 | 0 | 0 | 0 | 0 | 0 | 0 | 0 | 0 | 0 | 0 | 0 | 0 | 0 | 0 | 0 | 0
F10_Industrial_Stone, Clay, and Glass_Existing_Space Heating_Natural Gas_Gas Boiler - Insulate Hot Water Lines_A_Technical Potential | F10 | Industrial | Stone, Clay, and Glass | Existing | Space Heating | Natural Gas | Gas Boiler - Insulate Hot Water Lines | A | Purchases (Incremental) | Technical Potential | 0 | 0 | 0 | 0 | 0 | 0.12611 | 0.12604 | 0.1253 | 0.12537 | 0.12547 | 0.12388 | 0.12354 | 0.12329 | 0.12133 | 0.12179 | 0.12063 | 0.12065 | 0.12004 | 0.11897 | 0.11911 | 0.11862 | 0.11816 | 0.11773 | 0.11733 | 0.11696 | 0 | 0 | 0 | 0 | 0 | 0
F11_Industrial_Stone, Clay, and Glass_Existing_Space Heating_Natural Gas_Gas Boiler - Insulate Hot Water Lines_A_Technical Potential | F11 | Industrial | Stone, Clay, and Glass | Existing | Space Heating | Natural Gas | Gas Boiler - Insulate Hot Water Lines | A | Purchases (Cumulative) | Technical Potential | 0 | 0 | 0 | 0 | 0 | 0.12611 | 0.25216 | 0.37746 | 0.50283 | 0.6283 | 0.75218 | 0.87572 | 0.99901 | 1.1203 | 1.2421 | 1.3628 | 1.4834 | 1.6035 | 1.7224 | 1.8415 | 1.9602 | 2.0783 | 2.196 | 2.3134 | 2.4303 | 2.4303 | 2.4303 | 2.4303 | 2.4303 | 2.4303 | 2.4303
F1_Industrial_Stone, Clay, and Glass_Existing_Process_Natural Gas_Gas Boiler - Insulate Hot Water Lines_A_Technical Potential | F1 | Industrial | Stone, Clay, and Glass | Existing | Process | Natural Gas | Gas Boiler - Insulate Hot Water Lines | A | Integrated Unit Energy Savings (kWh or therms) | Technical Potential | 0 | 0 | 0 | 0 | 0 | 51.2804 | 51.0312 | 50.7799 | 50.5326 | 50.2863 | 50.0435 | 49.848 | 49.6817 | 49.5121 | 49.398 | 49.2709 | 49.1763 | 49.0793 | 48.9798 | 48.9111 | 48.8335 | 48.7747 | 48.7164 | 48.6587 | 48.6015 | 48.5931 | 48.5854 | 48.5784 | 51.5303 | 51.5303 | 51.5303
F2_Industrial_Stone, Clay, and Glass_Existing_Process_Natural Gas_Gas Boiler - Insulate Hot Water Lines_A_Technical Potential | F2 | Industrial | Stone, Clay, and Glass | Existing | Process | Natural Gas | Gas Boiler - Insulate Hot Water Lines | A | Integrated Unit Summer Peak Savings (kW) | Technical Potential | 0 | 0 | 0 | 0 | 0 | 0 | 0 | 0 | 0 | 0 | 0 | 0 | 0 | 0 | 0 | 0 | 0 | 0 | 0 | 0 | 0 | 0 | 0 | 0 | 0 | 0 | 0 | 0 | 0 | 0 | 0
F3_Industrial_Stone, Clay, and Glass_Existing_Process_Natural Gas_Gas Boiler - Insulate Hot Water Lines_A_Technical Potential | F3 | Industrial | Stone, Clay, and Glass | Existing | Process | Natural Gas | Gas Boiler - Insulate Hot Water Lines | A | Integrated Unit Winter Peak Savings (kW) | Technical Potential | 0 | 0 | 0 | 0 | 0 | 0 | 0 | 0 | 0 | 0 | 0 | 0 | 0 | 0 | 0 | 0 | 0 | 0 | 0 | 0 | 0 | 0 | 0 | 0 | 0 | 0 | 0 | 0 | 0 | 0 | 0
F4_Industrial_Stone, Clay, and Glass_Existing_Process_Natural Gas_Gas Boiler - Insulate Hot Water Lines_A_Technical Potential | F4 | Industrial | Stone, Clay, and Glass | Existing | Process | Natural Gas | Gas Boiler - Insulate Hot Water Lines | A | Incremental Energy Savings (MWh or mTherms) | Technical Potential | 0 | 0 | 0 | 0 | 0 | 0.071701 | 0.071314 | 0.070544 | 0.070239 | 0.069954 | 0.068732 | 0.068277 | 0.067911 | 0.066604 | 0.066704 | 0.065898 | 0.06578 | 0.06532 | 0.064606 | 0.064592 | 0.064223 | 0.063896 | 0.063587 | 0.063296 | 0.063022 | 0 | 0 | 0 | 0 | 0 | 0
F5_Industrial_Stone, Clay, and Glass_Existing_Process_Natural Gas_Gas Boiler - Insulate Hot Water Lines_A_Technical Potential | F5 | Industrial | Stone, Clay, and Glass | Existing | Process | Natural Gas | Gas Boiler - Insulate Hot Water Lines | A | Incremental Summer Peak Savings (MW) | Technical Potential | 0 | 0 | 0 | 0 | 0 | 0 | 0 | 0 | 0 | 0 | 0 | 0 | 0 | 0 | 0 | 0 | 0 | 0 | 0 | 0 | 0 | 0 | 0 | 0 | 0 | 0 | 0 | 0 | 0 | 0 | 0
F6_Industrial_Stone, Clay, and Glass_Existing_Process_Natural Gas_Gas Boiler - Insulate Hot Water Lines_A_Technical Potential | F6 | Industrial | Stone, Clay, and Glass | Existing | Process | Natural Gas | Gas Boiler - Insulate Hot Water Lines | A | Incremental Winter Peak Savings (MW) | Technical Potential | 0 | 0 | 0 | 0 | 0 | 0 | 0 | 0 | 0 | 0 | 0 | 0 | 0 | 0 | 0 | 0 | 0 | 0 | 0 | 0 | 0 | 0 | 0 | 0 | 0 | 0 | 0 | 0 | 0 | 0 | 0
F7_Industrial_Stone, Clay, and Glass_Existing_Process_Natural Gas_Gas Boiler - Insulate Hot Water Lines_A_Technical Potential | F7 | Industrial | Stone, Clay, and Glass | Existing | Process | Natural Gas | Gas Boiler - Insulate Hot Water Lines | A | Cumulative Energy Savings (MWh or mTherms) | Technical Potential | 0 | 0 | 0 | 0 | 0 | 0.071701 | 0.14267 | 0.21251 | 0.28171 | 0.35029 | 0.41733 | 0.48398 | 0.55028 | 0.615 | 0.68029 | 0.74444 | 0.80879 | 0.87251 | 0.93535 | 0.99863 | 1.0613 | 1.1239 | 1.1861 | 1.248 | 1.3096 | 1.3094 | 1.3091 | 1.309 | 0 | 0 | 0
F8_Industrial_Stone, Clay, and Glass_Existing_Process_Natural Gas_Gas Boiler - Insulate Hot Water Lines_A_Technical Potential | F8 | Industrial | Stone, Clay, and Glass | Existing | Process | Natural Gas | Gas Boiler - Insulate Hot Water Lines | A | Cumulative Summer Peak Savings (MW) | Technical Potential | 0 | 0 | 0 | 0 | 0 | 0 | 0 | 0 | 0 | 0 | 0 | 0 | 0 | 0 | 0 | 0 | 0 | 0 | 0 | 0 | 0 | 0 | 0 | 0 | 0 | 0 | 0 | 0 | 0 | 0 | 0
F9_Industrial_Stone, Clay, and Glass_Existing_Process_Natural Gas_Gas Boiler - Insulate Hot Water Lines_A_Technical Potential | F9 | Industrial | Stone, Clay, and Glass | Existing | Process | Natural Gas | Gas Boiler - Insulate Hot Water Lines | A | Cumulative Winter Peak Savings (MW) | Technical Potential | 0 | 0 | 0 | 0 | 0 | 0 | 0 | 0 | 0 | 0 | 0 | 0 | 0 | 0 | 0 | 0 | 0 | 0 | 0 | 0 | 0 | 0 | 0 | 0 | 0 | 0 | 0 | 0 | 0 | 0 | 0
F10_Industrial_Stone, Clay, and Glass_Existing_Process_Natural Gas_Gas Boiler - Insulate Hot Water Lines_A_Technical Potential | F10 | Industrial | Stone, Clay, and Glass | Existing | Process | Natural Gas | Gas Boiler - Insulate Hot Water Lines | A | Purchases (Incremental) | Technical Potential | 0 | 0 | 0 | 0 | 0 | 1.3982 | 1.3975 | 1.3892 | 1.39 | 1.3911 | 1.3734 | 1.3697 | 1.3669 | 1.3452 | 1.3503 | 1.3375 | 1.3376 | 1.3309 | 1.319 | 1.3206 | 1.3151 | 1.31 | 1.3052 | 1.3008 | 1.2967 | 0 | 0 | 0 | 0 | 0 | 0
F11_Industrial_Stone, Clay, and Glass_Existing_Process_Natural Gas_Gas Boiler - Insulate Hot Water Lines_A_Technical Potential | F11 | Industrial | Stone, Clay, and Glass | Existing | Process | Natural Gas | Gas Boiler - Insulate Hot Water Lines | A | Purchases (Cumulative) | Technical Potential | 0 | 0 | 0 | 0 | 0 | 1.3982 | 2.7957 | 4.1849 | 5.5749 | 6.966 | 8.3394 | 9.7091 | 11.076 | 12.4212 | 13.7716 | 15.1091 | 16.4467 | 17.7776 | 19.0966 | 20.4172 | 21.7324 | 23.0424 | 24.3476 | 25.6485 | 26.9452 | 26.9452 | 26.9452 | 26.9452 | 26.9452 | 26.9452 | 26.9452
F1_Industrial_Stone, Clay, and Glass_Existing_Process_Natural Gas_Process - Insulate Heated Process Fluids_A_Technical Potential | F1 | Industrial | Stone, Clay, and Glass | Existing | Process | Natural Gas | Process - Insulate Heated Process Fluids | A | Integrated Unit Energy Savings (kWh or therms) | Technical Potential | 0 | 0 | 0 | 0 | 0 | 1280.837 | 1280.7672 | 1280.7012 | 1280.6385 | 1280.5769 | 1280.5171 | 1280.4714 | 1280.4345 | 1280.3978 | 1280.3764 | 1280.3524 | 1280.3375 | 1280.3227 | 1280.3079 | 1280.301 | 1280.2923 | 1280.2891 | 1280.2862 | 1280.2836 | 1280.2812 | 1280.2794 | 1280.2777 | 1280.2761 | 1280.913 | 1280.913 | 1280.913
F2_Industrial_Stone, Clay, and Glass_Existing_Process_Natural Gas_Process - Insulate Heated Process Fluids_A_Technical Potential | F2 | Industrial | Stone, Clay, and Glass | Existing | Process | Natural Gas | Process - Insulate Heated Process Fluids | A | Integrated Unit Summer Peak Savings (kW) | Technical Potential | 0 | 0 | 0 | 0 | 0 | 0 | 0 | 0 | 0 | 0 | 0 | 0 | 0 | 0 | 0 | 0 | 0 | 0 | 0 | 0 | 0 | 0 | 0 | 0 | 0 | 0 | 0 | 0 | 0 | 0 | 0
F3_Industrial_Stone, Clay, and Glass_Existing_Process_Natural Gas_Process - Insulate Heated Process Fluids_A_Technical Potential | F3 | Industrial | Stone, Clay, and Glass | Existing | Process | Natural Gas | Process - Insulate Heated Process Fluids | A | Integrated Unit Winter Peak Savings (kW) | Technical Potential | 0 | 0 | 0 | 0 | 0 | 0 | 0 | 0 | 0 | 0 | 0 | 0 | 0 | 0 | 0 | 0 | 0 | 0 | 0 | 0 | 0 | 0 | 0 | 0 | 0 | 0 | 0 | 0 | 0 | 0 | 0
F4_Industrial_Stone, Clay, and Glass_Existing_Process_Natural Gas_Process - Insulate Heated Process Fluids_A_Technical Potential | F4 | Industrial | Stone, Clay, and Glass | Existing | Process | Natural Gas | Process - Insulate Heated Process Fluids | A | Incremental Energy Savings (MWh or mTherms) | Technical Potential | 0 | 0 | 0 | 0 | 0 | 1.9588 | 1.9576 | 1.946 | 1.9469 | 1.9484 | 1.7312 | 1.3812 | 1.1027 | 0.86809 | 0.69711 | 0.55236 | 0.44194 | 0.35177 | 0.2789 | 0.22338 | 0.17797 | 0.0012091 | 0.00043026 | 0.00014618 | 4.7518e-05 | 4.0272e-05 | 4.0165e-05 | 4.0068e-05 | 4e-05 | 3.9923e-05 | 3.9855e-05
F5_Industrial_Stone, Clay, and Glass_Existing_Process_Natural Gas_Process - Insulate Heated Process Fluids_A_Technical Potential | F5 | Industrial | Stone, Clay, and Glass | Existing | Process | Natural Gas | Process - Insulate Heated Process Fluids | A | Incremental Summer Peak Savings (MW) | Technical Potential | 0 | 0 | 0 | 0 | 0 | 0 | 0 | 0 | 0 | 0 | 0 | 0 | 0 | 0 | 0 | 0 | 0 | 0 | 0 | 0 | 0 | 0 | 0 | 0 | 0 | 0 | 0 | 0 | 0 | 0 | 0
F6_Industrial_Stone, Clay, and Glass_Existing_Process_Natural Gas_Process - Insulate Heated Process Fluids_A_Technical Potential | F6 | Industrial | Stone, Clay, and Glass | Existing | Process | Natural Gas | Process - Insulate Heated Process Fluids | A | Incremental Winter Peak Savings (MW) | Technical Potential | 0 | 0 | 0 | 0 | 0 | 0 | 0 | 0 | 0 | 0 | 0 | 0 | 0 | 0 | 0 | 0 | 0 | 0 | 0 | 0 | 0 | 0 | 0 | 0 | 0 | 0 | 0 | 0 | 0 | 0 | 0
F7_Industrial_Stone, Clay, and Glass_Existing_Process_Natural Gas_Process - Insulate Heated Process Fluids_A_Technical Potential | F7 | Industrial | Stone, Clay, and Glass | Existing | Process | Natural Gas | Process - Insulate Heated Process Fluids | A | Cumulative Energy Savings (MWh or mTherms) | Technical Potential | 0 | 0 | 0 | 0 | 0 | 1.9588 | 3.9163 | 5.862 | 7.8087 | 9.7567 | 11.4875 | 12.8682 | 13.9705 | 14.8382 | 15.5351 | 16.0871 | 16.5289 | 16.8805 | 17.1592 | 17.3825 | 17.5603 | 17.5615 | 17.5619 | 17.562 | 17.562 | 17.562 | 17.562 | 17.5621 | 0 | 0 | 0
F8_Industrial_Stone, Clay, and Glass_Existing_Process_Natural Gas_Process - Insulate Heated Process Fluids_A_Technical Potential | F8 | Industrial | Stone, Clay, and Glass | Existing | Process | Natural Gas | Process - Insulate Heated Process Fluids | A | Cumulative Summer Peak Savings (MW) | Technical Potential | 0 | 0 | 0 | 0 | 0 | 0 | 0 | 0 | 0 | 0 | 0 | 0 | 0 | 0 | 0 | 0 | 0 | 0 | 0 | 0 | 0 | 0 | 0 | 0 | 0 | 0 | 0 | 0 | 0 | 0 | 0
F9_Industrial_Stone, Clay, and Glass_Existing_Process_Natural Gas_Process - Insulate Heated Process Fluids_A_Technical Potential | F9 | Industrial | Stone, Clay, and Glass | Existing | Process | Natural Gas | Process - Insulate Heated Process Fluids | A | Cumulative Winter Peak Savings (MW) | Technical Potential | 0 | 0 | 0 | 0 | 0 | 0 | 0 | 0 | 0 | 0 | 0 | 0 | 0 | 0 | 0 | 0 | 0 | 0 | 0 | 0 | 0 | 0 | 0 | 0 | 0 | 0 | 0 | 0 | 0 | 0 | 0
F10_Industrial_Stone, Clay, and Glass_Existing_Process_Natural Gas_Process - Insulate Heated Process Fluids_A_Technical Potential | F10 | Industrial | Stone, Clay, and Glass | Existing | Process | Natural Gas | Process - Insulate Heated Process Fluids | A | Purchases (Incremental) | Technical Potential | 0 | 0 | 0 | 0 | 0 | 1.5293 | 1.5285 | 1.5194 | 1.5203 | 1.5215 | 1.352 | 1.0786 | 0.86115 | 0.67798 | 0.54446 | 0.43141 | 0.34517 | 0.27475 | 0.21784 | 0.17448 | 0.139 | 0.00094443 | 0.00033607 | 0.00011418 | 3.7115e-05 | 3.1456e-05 | 3.1372e-05 | 3.1296e-05 | 3.1228e-05 | 3.1167e-05 | 3.1114e-05
F11_Industrial_Stone, Clay, and Glass_Existing_Process_Natural Gas_Process - Insulate Heated Process Fluids_A_Technical Potential | F11 | Industrial | Stone, Clay, and Glass | Existing | Process | Natural Gas | Process - Insulate Heated Process Fluids | A | Purchases (Cumulative) | Technical Potential | 0 | 0 | 0 | 0 | 0 | 1.5293 | 3.0578 | 4.5772 | 6.0975 | 7.619 | 8.971 | 10.0496 | 10.9108 | 11.5888 | 12.1332 | 12.5646 | 12.9098 | 13.1845 | 13.4024 | 13.5769 | 13.7159 | 13.7168 | 13.7171 | 13.7173 | 13.7173 | 13.7173 | 13.7174 | 13.7174 | 13.7174 | 13.7175 | 13.7175
F1_Industrial_Stone, Clay, and Glass_Existing_Process_Natural Gas_Process Heat Recovery_A_Technical Potential | F1 | Industrial | Stone, Clay, and Glass | Existing | Process | Natural Gas | Process Heat Recovery | A | Integrated Unit Energy Savings (kWh or therms) | Technical Potential | 0 | 0 | 0 | 0 | 0 | 73.2939 | 73.1982 | 73.1016 | 73.0065 | 72.9116 | 72.8197 | 72.7495 | 72.6932 | 72.6378 | 72.6053 | 72.5694 | 72.5467 | 72.5241 | 72.5016 | 72.4907 | 72.4774 | 72.4733 | 72.4695 | 72.4659 | 72.4626 | 72.4599 | 72.4574 | 72.4551 | 0 | 0 | 0
F2_Industrial_Stone, Clay, and Glass_Existing_Process_Natural Gas_Process Heat Recovery_A_Technical Potential | F2 | Industrial | Stone, Clay, and Glass | Existing | Process | Natural Gas | Process Heat Recovery | A | Integrated Unit Summer Peak Savings (kW) | Technical Potential | 0 | 0 | 0 | 0 | 0 | 0 | 0 | 0 | 0 | 0 | 0 | 0 | 0 | 0 | 0 | 0 | 0 | 0 | 0 | 0 | 0 | 0 | 0 | 0 | 0 | 0 | 0 | 0 | 0 | 0 | 0
F3_Industrial_Stone, Clay, and Glass_Existing_Process_Natural Gas_Process Heat Recovery_A_Technical Potential | F3 | Industrial | Stone, Clay, and Glass | Existing | Process | Natural Gas | Process Heat Recovery | A | Integrated Unit Winter Peak Savings (kW) | Technical Potential | 0 | 0 | 0 | 0 | 0 | 0 | 0 | 0 | 0 | 0 | 0 | 0 | 0 | 0 | 0 | 0 | 0 | 0 | 0 | 0 | 0 | 0 | 0 | 0 | 0 | 0 | 0 | 0 | 0 | 0 | 0
F4_Industrial_Stone, Clay, and Glass_Existing_Process_Natural Gas_Process Heat Recovery_A_Technical Potential | F4 | Industrial | Stone, Clay, and Glass | Existing | Process | Natural Gas | Process Heat Recovery | A | Incremental Energy Savings (MWh or mTherms) | Technical Potential | 0 | 0 | 0 | 0 | 0 | 4.0352 | 4.0277 | 3.9987 | 3.9956 | 3.9937 | 3.5442 | 2.8249 | 2.2536 | 1.7729 | 1.4231 | 1.1271 | 0.90148 | 0.71733 | 0.56857 | 0.45533 | 0.36269 | 0.0024641 | 0.00087677 | 0.00029787 | 9.682e-05 | 8.2055e-05 | 8.1833e-05 | 8.1632e-05 | 0 | 0 | 0
F5_Industrial_Stone, Clay, and Glass_Existing_Process_Natural Gas_Process Heat Recovery_A_Technical Potential | F5 | Industrial | Stone, Clay, and Glass | Existing | Process | Natural Gas | Process Heat Recovery | A | Incremental Summer Peak Savings (MW) | Technical Potential | 0 | 0 | 0 | 0 | 0 | 0 | 0 | 0 | 0 | 0 | 0 | 0 | 0 | 0 | 0 | 0 | 0 | 0 | 0 | 0 | 0 | 0 | 0 | 0 | 0 | 0 | 0 | 0 | 0 | 0 | 0
F6_Industrial_Stone, Clay, and Glass_Existing_Process_Natural Gas_Process Heat Recovery_A_Technical Potential | F6 | Industrial | Stone, Clay, and Glass | Existing | Process | Natural Gas | Process Heat Recovery | A | Incremental Winter Peak Savings (MW) | Technical Potential | 0 | 0 | 0 | 0 | 0 | 0 | 0 | 0 | 0 | 0 | 0 | 0 | 0 | 0 | 0 | 0 | 0 | 0 | 0 | 0 | 0 | 0 | 0 | 0 | 0 | 0 | 0 | 0 | 0 | 0 | 0
F7_Industrial_Stone, Clay, and Glass_Existing_Process_Natural Gas_Process Heat Recovery_A_Technical Potential | F7 | Industrial | Stone, Clay, and Glass | Existing | Process | Natural Gas | Process Heat Recovery | A | Cumulative Energy Savings (MWh or mTherms) | Technical Potential | 0 | 0 | 0 | 0 | 0 | 4.0352 | 8.0576 | 12.0457 | 16.0256 | 19.9985 | 23.5175 | 26.3198 | 28.553 | 30.3041 | 31.7137 | 32.825 | 33.7163 | 34.4231 | 34.981 | 35.4311 | 35.7873 | 35.7877 | 35.7867 | 35.7852 | 35.7837 | 35.7824 | 35.7813 | 35.7802 | 0 | 0 | 0
F8_Industrial_Stone, Clay, and Glass_Existing_Process_Natural Gas_Process Heat Recovery_A_Technical Potential | F8 | Industrial | Stone, Clay, and Glass | Existing | Process | Natural Gas | Process Heat Recovery | A | Cumulative Summer Peak Savings (MW) | Technical Potential | 0 | 0 | 0 | 0 | 0 | 0 | 0 | 0 | 0 | 0 | 0 | 0 | 0 | 0 | 0 | 0 | 0 | 0 | 0 | 0 | 0 | 0 | 0 | 0 | 0 | 0 | 0 | 0 | 0 | 0 | 0
F9_Industrial_Stone, Clay, and Glass_Existing_Process_Natural Gas_Process Heat Recovery_A_Technical Potential | F9 | Industrial | Stone, Clay, and Glass | Existing | Process | Natural Gas | Process Heat Recovery | A | Cumulative Winter Peak Savings (MW) | Technical Potential | 0 | 0 | 0 | 0 | 0 | 0 | 0 | 0 | 0 | 0 | 0 | 0 | 0 | 0 | 0 | 0 | 0 | 0 | 0 | 0 | 0 | 0 | 0 | 0 | 0 | 0 | 0 | 0 | 0 | 0 | 0
F10_Industrial_Stone, Clay, and Glass_Existing_Process_Natural Gas_Process Heat Recovery_A_Technical Potential | F10 | Industrial | Stone, Clay, and Glass | Existing | Process | Natural Gas | Process Heat Recovery | A | Purchases (Incremental) | Technical Potential | 0 | 0 | 0 | 0 | 0 | 55.0548 | 55.0246 | 54.7001 | 54.7297 | 54.7749 | 48.6714 | 38.8307 | 31.0015 | 24.4074 | 19.6004 | 15.5308 | 12.4263 | 9.891 | 7.8422 | 6.2812 | 5.0042 | 0.034 | 0.012098 | 0.0041105 | 0.0013361 | 0.0011324 | 0.0011294 | 0.0011267 | 1.0948e-06 | 1.0948e-06 | 1.0948e-06
F11_Industrial_Stone, Clay, and Glass_Existing_Process_Natural Gas_Process Heat Recovery_A_Technical Potential | F11 | Industrial | Stone, Clay, and Glass | Existing | Process | Natural Gas | Process Heat Recovery | A | Purchases (Cumulative) | Technical Potential | 0 | 0 | 0 | 0 | 0 | 55.0548 | 110.0794 | 164.7795 | 219.5092 | 274.2841 | 322.9556 | 361.7863 | 392.7878 | 417.1952 | 436.7956 | 452.3264 | 464.7527 | 474.6437 | 482.4859 | 488.7671 | 493.7713 | 493.8053 | 493.8174 | 493.8215 | 493.8228 | 493.824 | 493.8251 | 493.8262 | 493.8262 | 493.8262 | 493.8262
F1_Industrial_Stone, Clay, and Glass_Existing_Space Heating_Natural Gas_Building Automation System_A_Technical Potential | F1 | Industrial | Stone, Clay, and Glass | Existing | Space Heating | Natural Gas | Building Automation System | A | Integrated Unit Energy Savings (kWh or therms) | Technical Potential | 0 | 0 | 0 | 0 | 0 | 0.015419 | 0.015292 | 0.015135 | 0.014968 | 0.01479 | 0.014604 | 0.014414 | 0.014222 | 0.01402 | 0.01381 | 0.013604 | 0.013404 | 0.013223 | 0.013052 | 0.012897 | 0.012749 | 0.012599 | 0.012466 | 0.012341 | 0.012221 | 0.012123 | 0.012038 | 0.011956 | 0 | 0 | 0
F2_Industrial_Stone, Clay, and Glass_Existing_Space Heating_Natural Gas_Building Automation System_A_Technical Potential | F2 | Industrial | Stone, Clay, and Glass | Existing | Space Heating | Natural Gas | Building Automation System | A | Integrated Unit Summer Peak Savings (kW) | Technical Potential | 0 | 0 | 0 | 0 | 0 | 0 | 0 | 0 | 0 | 0 | 0 | 0 | 0 | 0 | 0 | 0 | 0 | 0 | 0 | 0 | 0 | 0 | 0 | 0 | 0 | 0 | 0 | 0 | 0 | 0 | 0
F3_Industrial_Stone, Clay, and Glass_Existing_Space Heating_Natural Gas_Building Automation System_A_Technical Potential | F3 | Industrial | Stone, Clay, and Glass | Existing | Space Heating | Natural Gas | Building Automation System | A | Integrated Unit Winter Peak Savings (kW) | Technical Potential | 0 | 0 | 0 | 0 | 0 | 0 | 0 | 0 | 0 | 0 | 0 | 0 | 0 | 0 | 0 | 0 | 0 | 0 | 0 | 0 | 0 | 0 | 0 | 0 | 0 | 0 | 0 | 0 | 0 | 0 | 0
F4_Industrial_Stone, Clay, and Glass_Existing_Space Heating_Natural Gas_Building Automation System_A_Technical Potential | F4 | Industrial | Stone, Clay, and Glass | Existing | Space Heating | Natural Gas | Building Automation System | A | Incremental Energy Savings (MWh or mTherms) | Technical Potential | 0 | 0 | 0 | 0 | 0 | 0.012213 | 0.024198 | 0.042273 | 0.06804 | 0.10214 | 0.1426 | 0.19093 | 0.24372 | 0.29244 | 0.341 | 0.37328 | 0.39131 | 0.38569 | 0.35566 | 0.30936 | 0.25186 | 0.18959 | 0.1294 | 0.081562 | 0.052509 | 0 | 0 | 0 | 0 | 0 | 0
F5_Industrial_Stone, Clay, and Glass_Existing_Space Heating_Natural Gas_Building Automation System_A_Technical Potential | F5 | Industrial | Stone, Clay, and Glass | Existing | Space Heating | Natural Gas | Building Automation System | A | Incremental Summer Peak Savings (MW) | Technical Potential | 0 | 0 | 0 | 0 | 0 | 0 | 0 | 0 | 0 | 0 | 0 | 0 | 0 | 0 | 0 | 0 | 0 | 0 | 0 | 0 | 0 | 0 | 0 | 0 | 0 | 0 | 0 | 0 | 0 | 0 | 0
F6_Industrial_Stone, Clay, and Glass_Existing_Space Heating_Natural Gas_Building Automation System_A_Technical Potential | F6 | Industrial | Stone, Clay, and Glass | Existing | Space Heating | Natural Gas | Building Automation System | A | Incremental Winter Peak Savings (MW) | Technical Potential | 0 | 0 | 0 | 0 | 0 | 0 | 0 | 0 | 0 | 0 | 0 | 0 | 0 | 0 | 0 | 0 | 0 | 0 | 0 | 0 | 0 | 0 | 0 | 0 | 0 | 0 | 0 | 0 | 0 | 0 | 0
F7_Industrial_Stone, Clay, and Glass_Existing_Space Heating_Natural Gas_Building Automation System_A_Technical Potential | F7 | Industrial | Stone, Clay, and Glass | Existing | Space Heating | Natural Gas | Building Automation System | A | Cumulative Energy Savings (MWh or mTherms) | Technical Potential | 0 | 0 | 0 | 0 | 0 | 0.012213 | 0.036311 | 0.078211 | 0.14539 | 0.2458 | 0.38531 | 0.57122 | 0.80732 | 1.0883 | 1.413 | 1.7652 | 2.1306 | 2.4875 | 2.8109 | 3.0869 | 3.3034 | 3.4542 | 3.5471 | 3.593 | 3.6106 | 3.5817 | 3.5566 | 3.5324 | 0 | 0 | 0
F8_Industrial_Stone, Clay, and Glass_Existing_Space Heating_Natural Gas_Building Automation System_A_Technical Potential | F8 | Industrial | Stone, Clay, and Glass | Existing | Space Heating | Natural Gas | Building Automation System | A | Cumulative Summer Peak Savings (MW) | Technical Potential | 0 | 0 | 0 | 0 | 0 | 0 | 0 | 0 | 0 | 0 | 0 | 0 | 0 | 0 | 0 | 0 | 0 | 0 | 0 | 0 | 0 | 0 | 0 | 0 | 0 | 0 | 0 | 0 | 0 | 0 | 0
F9_Industrial_Stone, Clay, and Glass_Existing_Space Heating_Natural Gas_Building Automation System_A_Technical Potential | F9 | Industrial | Stone, Clay, and Glass | Existing | Space Heating | Natural Gas | Building Automation System | A | Cumulative Winter Peak Savings (MW) | Technical Potential | 0 | 0 | 0 | 0 | 0 | 0 | 0 | 0 | 0 | 0 | 0 | 0 | 0 | 0 | 0 | 0 | 0 | 0 | 0 | 0 | 0 | 0 | 0 | 0 | 0 | 0 | 0 | 0 | 0 | 0 | 0
F10_Industrial_Stone, Clay, and Glass_Existing_Space Heating_Natural Gas_Building Automation System_A_Technical Potential | F10 | Industrial | Stone, Clay, and Glass | Existing | Space Heating | Natural Gas | Building Automation System | A | Purchases (Incremental) | Technical Potential | 0 | 0 | 0 | 0 | 0 | 792.0675 | 1582.4219 | 2793.0922 | 4545.8037 | 6905.6004 | 9764.6988 | 13246.3749 | 17137.2193 | 20859.205 | 24691.8736 | 27438.4964 | 29193.1821 | 29167.5159 | 27250.0462 | 23987.2659 | 19755.1723 | 15048.1407 | 10379.9842 | 6609.1201 | 4296.7034 | 0 | 0 | 0 | 0 | 0 | 0
F11_Industrial_Stone, Clay, and Glass_Existing_Space Heating_Natural Gas_Building Automation System_A_Technical Potential | F11 | Industrial | Stone, Clay, and Glass | Existing | Space Heating | Natural Gas | Building Automation System | A | Purchases (Cumulative) | Technical Potential | 0 | 0 | 0 | 0 | 0 | 792.0675 | 2374.4894 | 5167.5817 | 9713.3853 | 16618.9858 | 26383.6846 | 39630.0595 | 56767.2788 | 77626.4837 | 102318.3574 | 129756.8538 | 158950.0359 | 188117.5518 | 215367.598 | 239354.8639 | 259110.0362 | 274158.1769 | 284538.1611 | 291147.2813 | 295443.9847 | 295443.9847 | 295443.9847 | 295443.9847 | 295443.9847 | 295443.9847 | 295443.9847
F1_Industrial_Stone, Clay, and Glass_Existing_Space Heating_Natural Gas_Steam System Efficiency Improvements_A_Technical Potential | F1 | Industrial | Stone, Clay, and Glass | Existing | Space Heating | Natural Gas | Steam System Efficiency Improvements | A | Integrated Unit Energy Savings (kWh or therms) | Technical Potential | 0 | 0 | 0 | 0 | 0 | 0.13628 | 0.13326 | 0.12945 | 0.12488 | 0.1196 | 0.11367 | 0.10763 | 0.10168 | 0.095687 | 0.090664 | 0.085889 | 0.082058 | 0.0787 | 0.075727 | 0.073608 | 0.071655 | 0.069955 | 0.068512 | 0.06734 | 0.066241 | 0.065536 | 0.06492 | 0.06434 | 0.11902 | 0.11854 | 0.11809
F2_Industrial_Stone, Clay, and Glass_Existing_Space Heating_Natural Gas_Steam System Efficiency Improvements_A_Technical Potential | F2 | Industrial | Stone, Clay, and Glass | Existing | Space Heating | Natural Gas | Steam System Efficiency Improvements | A | Integrated Unit Summer Peak Savings (kW) | Technical Potential | 0 | 0 | 0 | 0 | 0 | 0 | 0 | 0 | 0 | 0 | 0 | 0 | 0 | 0 | 0 | 0 | 0 | 0 | 0 | 0 | 0 | 0 | 0 | 0 | 0 | 0 | 0 | 0 | 0 | 0 | 0
F3_Industrial_Stone, Clay, and Glass_Existing_Space Heating_Natural Gas_Steam System Efficiency Improvements_A_Technical Potential | F3 | Industrial | Stone, Clay, and Glass | Existing | Space Heating | Natural Gas | Steam System Efficiency Improvements | A | Integrated Unit Winter Peak Savings (kW) | Technical Potential | 0 | 0 | 0 | 0 | 0 | 0 | 0 | 0 | 0 | 0 | 0 | 0 | 0 | 0 | 0 | 0 | 0 | 0 | 0 | 0 | 0 | 0 | 0 | 0 | 0 | 0 | 0 | 0 | 0 | 0 | 0
F4_Industrial_Stone, Clay, and Glass_Existing_Space Heating_Natural Gas_Steam System Efficiency Improvements_A_Technical Potential | F4 | Industrial | Stone, Clay, and Glass | Existing | Space Heating | Natural Gas | Steam System Efficiency Improvements | A | Incremental Energy Savings (MWh or mTherms) | Technical Potential | 0 | 0 | 0 | 0 | 0 | 0.000765 | 0.0014945 | 0.0025625 | 0.0040232 | 0.0058534 | 0.007866 | 0.010104 | 0.01235 | 0.014146 | 0.015866 | 0.016702 | 0.016977 | 0.016268 | 0.014625 | 0.012513 | 0.010032 | 0.0074605 | 0.00504 | 0.0031542 | 0.0020171 | 0 | 0 | 0 | 0 | 0 | 0
F5_Industrial_Stone, Clay, and Glass_Existing_Space Heating_Natural Gas_Steam System Efficiency Improvements_A_Technical Potential | F5 | Industrial | Stone, Clay, and Glass | Existing | Space Heating | Natural Gas | Steam System Efficiency Improvements | A | Incremental Summer Peak Savings (MW) | Technical Potential | 0 | 0 | 0 | 0 | 0 | 0 | 0 | 0 | 0 | 0 | 0 | 0 | 0 | 0 | 0 | 0 | 0 | 0 | 0 | 0 | 0 | 0 | 0 | 0 | 0 | 0 | 0 | 0 | 0 | 0 | 0
F6_Industrial_Stone, Clay, and Glass_Existing_Space Heating_Natural Gas_Steam System Efficiency Improvements_A_Technical Potential | F6 | Industrial | Stone, Clay, and Glass | Existing | Space Heating | Natural Gas | Steam System Efficiency Improvements | A | Incremental Winter Peak Savings (MW) | Technical Potential | 0 | 0 | 0 | 0 | 0 | 0 | 0 | 0 | 0 | 0 | 0 | 0 | 0 | 0 | 0 | 0 | 0 | 0 | 0 | 0 | 0 | 0 | 0 | 0 | 0 | 0 | 0 | 0 | 0 | 0 | 0
F7_Industrial_Stone, Clay, and Glass_Existing_Space Heating_Natural Gas_Steam System Efficiency Improvements_A_Technical Potential | F7 | Industrial | Stone, Clay, and Glass | Existing | Space Heating | Natural Gas | Steam System Efficiency Improvements | A | Cumulative Energy Savings (MWh or mTherms) | Technical Potential | 0 | 0 | 0 | 0 | 0 | 0.000765 | 0.0022426 | 0.0047409 | 0.0085967 | 0.014087 | 0.021254 | 0.03023 | 0.040908 | 0.052642 | 0.065745 | 0.078984 | 0.092438 | 0.10492 | 0.11559 | 0.12486 | 0.13158 | 0.13592 | 0.13816 | 0.13895 | 0.1387 | 0.13722 | 0.13593 | 0.13472 | 0 | 0 | 0
F8_Industrial_Stone, Clay, and Glass_Existing_Space Heating_Natural Gas_Steam System Efficiency Improvements_A_Technical Potential | F8 | Industrial | Stone, Clay, and Glass | Existing | Space Heating | Natural Gas | Steam System Efficiency Improvements | A | Cumulative Summer Peak Savings (MW) | Technical Potential | 0 | 0 | 0 | 0 | 0 | 0 | 0 | 0 | 0 | 0 | 0 | 0 | 0 | 0 | 0 | 0 | 0 | 0 | 0 | 0 | 0 | 0 | 0 | 0 | 0 | 0 | 0 | 0 | 0 | 0 | 0
F9_Industrial_Stone, Clay, and Glass_Existing_Space Heating_Natural Gas_Steam System Efficiency Improvements_A_Technical Potential | F9 | Industrial | Stone, Clay, and Glass | Existing | Space Heating | Natural Gas | Steam System Efficiency Improvements | A | Cumulative Winter Peak Savings (MW) | Technical Potential | 0 | 0 | 0 | 0 | 0 | 0 | 0 | 0 | 0 | 0 | 0 | 0 | 0 | 0 | 0 | 0 | 0 | 0 | 0 | 0 | 0 | 0 | 0 | 0 | 0 | 0 | 0 | 0 | 0 | 0 | 0
F10_Industrial_Stone, Clay, and Glass_Existing_Space Heating_Natural Gas_Steam System Efficiency Improvements_A_Technical Potential | F10 | Industrial | Stone, Clay, and Glass | Existing | Space Heating | Natural Gas | Steam System Efficiency Improvements | A | Purchases (Incremental) | Technical Potential | 0 | 0 | 0 | 0 | 0 | 5.6135 | 11.2148 | 19.795 | 32.2167 | 48.9408 | 69.2036 | 93.8787 | 121.4536 | 147.8317 | 174.9943 | 194.46 | 206.8957 | 206.7138 | 193.1244 | 170.0007 | 140.0073 | 106.648 | 73.5642 | 46.8396 | 30.4513 | 0 | 0 | 0 | 0 | 0 | 0
F11_Industrial_Stone, Clay, and Glass_Existing_Space Heating_Natural Gas_Steam System Efficiency Improvements_A_Technical Potential | F11 | Industrial | Stone, Clay, and Glass | Existing | Space Heating | Natural Gas | Steam System Efficiency Improvements | A | Purchases (Cumulative) | Technical Potential | 0 | 0 | 0 | 0 | 0 | 5.6135 | 16.8283 | 36.6233 | 68.84 | 117.7808 | 186.9844 | 280.8631 | 402.3166 | 550.1484 | 725.1427 | 919.6027 | 1126.4983 | 1333.2121 | 1526.3365 | 1696.3372 | 1836.3445 | 1942.9925 | 2016.5568 | 2063.3964 | 2093.8477 | 2093.8477 | 2093.8477 | 2093.8477 | 2093.8477 | 2093.8477 | 2093.8477
F1_Industrial_Stone, Clay, and Glass_Existing_Process_Natural Gas_Steam System Efficiency Improvements_A_Technical Potential | F1 | Industrial | Stone, Clay, and Glass | Existing | Process | Natural Gas | Steam System Efficiency Improvements | A | Integrated Unit Energy Savings (kWh or therms) | Technical Potential | 0 | 0 | 0 | 0 | 0 | 0.082271 | 0.081864 | 0.081454 | 0.08105 | 0.080647 | 0.080249 | 0.079928 | 0.079653 | 0.079373 | 0.079182 | 0.07897 | 0.078812 | 0.078649 | 0.078482 | 0.078366 | 0.078236 | 0.078135 | 0.078036 | 0.077938 | 0.077841 | 0.077827 | 0.077814 | 0.077803 | 0.082679 | 0.082679 | 0.082679
F2_Industrial_Stone, Clay, and Glass_Existing_Process_Natural Gas_Steam System Efficiency Improvements_A_Technical Potential | F2 | Industrial | Stone, Clay, and Glass | Existing | Process | Natural Gas | Steam System Efficiency Improvements | A | Integrated Unit Summer Peak Savings (kW) | Technical Potential | 0 | 0 | 0 | 0 | 0 | 0 | 0 | 0 | 0 | 0 | 0 | 0 | 0 | 0 | 0 | 0 | 0 | 0 | 0 | 0 | 0 | 0 | 0 | 0 | 0 | 0 | 0 | 0 | 0 | 0 | 0
F3_Industrial_Stone, Clay, and Glass_Existing_Process_Natural Gas_Steam System Efficiency Improvements_A_Technical Potential | F3 | Industrial | Stone, Clay, and Glass | Existing | Process | Natural Gas | Steam System Efficiency Improvements | A | Integrated Unit Winter Peak Savings (kW) | Technical Potential | 0 | 0 | 0 | 0 | 0 | 0 | 0 | 0 | 0 | 0 | 0 | 0 | 0 | 0 | 0 | 0 | 0 | 0 | 0 | 0 | 0 | 0 | 0 | 0 | 0 | 0 | 0 | 0 | 0 | 0 | 0
F4_Industrial_Stone, Clay, and Glass_Existing_Process_Natural Gas_Steam System Efficiency Improvements_A_Technical Potential | F4 | Industrial | Stone, Clay, and Glass | Existing | Process | Natural Gas | Steam System Efficiency Improvements | A | Incremental Energy Savings (MWh or mTherms) | Technical Potential | 0 | 0 | 0 | 0 | 0 | 1.7699e-05 | 3.5186e-05 | 6.1794e-05 | 0.00010007 | 0.00015127 | 0.00021284 | 0.00028757 | 0.00037076 | 0.0004497 | 0.00053105 | 0.00058854 | 0.00062492 | 0.00062308 | 0.00058088 | 0.00051058 | 0.00041979 | 0.00031936 | 0.00022001 | 0.00013991 | 9.0843e-05 | 0 | 0 | 0 | 0 | 0 | 0
F5_Industrial_Stone, Clay, and Glass_Existing_Process_Natural Gas_Steam System Efficiency Improvements_A_Technical Potential | F5 | Industrial | Stone, Clay, and Glass | Existing | Process | Natural Gas | Steam System Efficiency Improvements | A | Incremental Summer Peak Savings (MW) | Technical Potential | 0 | 0 | 0 | 0 | 0 | 0 | 0 | 0 | 0 | 0 | 0 | 0 | 0 | 0 | 0 | 0 | 0 | 0 | 0 | 0 | 0 | 0 | 0 | 0 | 0 | 0 | 0 | 0 | 0 | 0 | 0
F6_Industrial_Stone, Clay, and Glass_Existing_Process_Natural Gas_Steam System Efficiency Improvements_A_Technical Potential | F6 | Industrial | Stone, Clay, and Glass | Existing | Process | Natural Gas | Steam System Efficiency Improvements | A | Incremental Winter Peak Savings (MW) | Technical Potential | 0 | 0 | 0 | 0 | 0 | 0 | 0 | 0 | 0 | 0 | 0 | 0 | 0 | 0 | 0 | 0 | 0 | 0 | 0 | 0 | 0 | 0 | 0 | 0 | 0 | 0 | 0 | 0 | 0 | 0 | 0
F7_Industrial_Stone, Clay, and Glass_Existing_Process_Natural Gas_Steam System Efficiency Improvements_A_Technical Potential | F7 | Industrial | Stone, Clay, and Glass | Existing | Process | Natural Gas | Steam System Efficiency Improvements | A | Cumulative Energy Savings (MWh or mTherms) | Technical Potential | 0 | 0 | 0 | 0 | 0 | 1.7699e-05 | 5.2797e-05 | 0.00011433 | 0.00021383 | 0.00036404 | 0.00057508 | 0.00086035 | 0.0012282 | 0.0016735 | 0.0022006 | 0.0027832 | 0.0034025 | 0.0040186 | 0.004591 | 0.0050947 | 0.005506 | 0.0058183 | 0.006031 | 0.0061633 | 0.0062464 | 0.0062453 | 0.0062443 | 0.0062434 | 0 | 0 | 0
F8_Industrial_Stone, Clay, and Glass_Existing_Process_Natural Gas_Steam System Efficiency Improvements_A_Technical Potential | F8 | Industrial | Stone, Clay, and Glass | Existing | Process | Natural Gas | Steam System Efficiency Improvements | A | Cumulative Summer Peak Savings (MW) | Technical Potential | 0 | 0 | 0 | 0 | 0 | 0 | 0 | 0 | 0 | 0 | 0 | 0 | 0 | 0 | 0 | 0 | 0 | 0 | 0 | 0 | 0 | 0 | 0 | 0 | 0 | 0 | 0 | 0 | 0 | 0 | 0
F9_Industrial_Stone, Clay, and Glass_Existing_Process_Natural Gas_Steam System Efficiency Improvements_A_Technical Potential | F9 | Industrial | Stone, Clay, and Glass | Existing | Process | Natural Gas | Steam System Efficiency Improvements | A | Cumulative Winter Peak Savings (MW) | Technical Potential | 0 | 0 | 0 | 0 | 0 | 0 | 0 | 0 | 0 | 0 | 0 | 0 | 0 | 0 | 0 | 0 | 0 | 0 | 0 | 0 | 0 | 0 | 0 | 0 | 0 | 0 | 0 | 0 | 0 | 0 | 0
F10_Industrial_Stone, Clay, and Glass_Existing_Process_Natural Gas_Steam System Efficiency Improvements_A_Technical Potential | F10 | Industrial | Stone, Clay, and Glass | Existing | Process | Natural Gas | Steam System Efficiency Improvements | A | Purchases (Incremental) | Technical Potential | 0 | 0 | 0 | 0 | 0 | 0.21514 | 0.42981 | 0.75864 | 1.2347 | 1.8757 | 2.6522 | 3.5979 | 4.6547 | 5.6656 | 6.7066 | 7.4527 | 7.9293 | 7.9223 | 7.4015 | 6.5153 | 5.3658 | 4.0873 | 2.8193 | 1.7951 | 1.167 | 0 | 0 | 0 | 0 | 0 | 0
F11_Industrial_Stone, Clay, and Glass_Existing_Process_Natural Gas_Steam System Efficiency Improvements_A_Technical Potential | F11 | Industrial | Stone, Clay, and Glass | Existing | Process | Natural Gas | Steam System Efficiency Improvements | A | Purchases (Cumulative) | Technical Potential | 0 | 0 | 0 | 0 | 0 | 0.21514 | 0.64494 | 1.4036 | 2.6383 | 4.5139 | 7.1662 | 10.764 | 15.4187 | 21.0844 | 27.791 | 35.2437 | 43.1729 | 51.0952 | 58.4967 | 65.0119 | 70.3777 | 74.465 | 77.2843 | 79.0794 | 80.2465 | 80.2465 | 80.2465 | 80.2465 | 80.2465 | 80.2465 | 80.2465
F1_Industrial_Stone, Clay, and Glass_Existing_Space Heating_Natural Gas_Strategic Energy Management_A_Technical Potential | F1 | Industrial | Stone, Clay, and Glass | Existing | Space Heating | Natural Gas | Strategic Energy Management | A | Integrated Unit Energy Savings (kWh or therms) | Technical Potential | 0 | 0 | 0 | 0 | 0 | 19.3953 | 19.2593 | 19.0854 | 18.8981 | 18.6979 | 18.4882 | 18.2721 | 18.0529 | 17.8232 | 17.5789 | 17.3406 | 17.1066 | 16.8967 | 16.6993 | 16.5193 | 16.3493 | 16.1768 | 16.0251 | 15.883 | 15.7473 | 15.6225 | 15.5139 | 15.4093 | 0 | 0 | 0
F2_Industrial_Stone, Clay, and Glass_Existing_Space Heating_Natural Gas_Strategic Energy Management_A_Technical Potential | F2 | Industrial | Stone, Clay, and Glass | Existing | Space Heating | Natural Gas | Strategic Energy Management | A | Integrated Unit Summer Peak Savings (kW) | Technical Potential | 0 | 0 | 0 | 0 | 0 | 0 | 0 | 0 | 0 | 0 | 0 | 0 | 0 | 0 | 0 | 0 | 0 | 0 | 0 | 0 | 0 | 0 | 0 | 0 | 0 | 0 | 0 | 0 | 0 | 0 | 0
F3_Industrial_Stone, Clay, and Glass_Existing_Space Heating_Natural Gas_Strategic Energy Management_A_Technical Potential | F3 | Industrial | Stone, Clay, and Glass | Existing | Space Heating | Natural Gas | Strategic Energy Management | A | Integrated Unit Winter Peak Savings (kW) | Technical Potential | 0 | 0 | 0 | 0 | 0 | 0 | 0 | 0 | 0 | 0 | 0 | 0 | 0 | 0 | 0 | 0 | 0 | 0 | 0 | 0 | 0 | 0 | 0 | 0 | 0 | 0 | 0 | 0 | 0 | 0 | 0
F4_Industrial_Stone, Clay, and Glass_Existing_Space Heating_Natural Gas_Strategic Energy Management_A_Technical Potential | F4 | Industrial | Stone, Clay, and Glass | Existing | Space Heating | Natural Gas | Strategic Energy Management | A | Incremental Energy Savings (MWh or mTherms) | Technical Potential | 0 | 0 | 0 | 0 | 0 | 0.076884 | 0.076303 | 0.075169 | 0.074471 | 0.073743 | 0.07199 | 0.070954 | 0.069961 | 0.067974 | 0.067298 | 0.065753 | 0.064874 | 0.063755 | 0.062448 | 0.061849 | 0.060959 | 0.060081 | 0.059301 | 0.058575 | 0.057892 | 0 | 0 | 0 | 0 | 0 | 0
F5_Industrial_Stone, Clay, and Glass_Existing_Space Heating_Natural Gas_Strategic Energy Management_A_Technical Potential | F5 | Industrial | Stone, Clay, and Glass | Existing | Space Heating | Natural Gas | Strategic Energy Management | A | Incremental Summer Peak Savings (MW) | Technical Potential | 0 | 0 | 0 | 0 | 0 | 0 | 0 | 0 | 0 | 0 | 0 | 0 | 0 | 0 | 0 | 0 | 0 | 0 | 0 | 0 | 0 | 0 | 0 | 0 | 0 | 0 | 0 | 0 | 0 | 0 | 0
F6_Industrial_Stone, Clay, and Glass_Existing_Space Heating_Natural Gas_Strategic Energy Management_A_Technical Potential | F6 | Industrial | Stone, Clay, and Glass | Existing | Space Heating | Natural Gas | Strategic Energy Management | A | Incremental Winter Peak Savings (MW) | Technical Potential | 0 | 0 | 0 | 0 | 0 | 0 | 0 | 0 | 0 | 0 | 0 | 0 | 0 | 0 | 0 | 0 | 0 | 0 | 0 | 0 | 0 | 0 | 0 | 0 | 0 | 0 | 0 | 0 | 0 | 0 | 0
F7_Industrial_Stone, Clay, and Glass_Existing_Space Heating_Natural Gas_Strategic Energy Management_A_Technical Potential | F7 | Industrial | Stone, Clay, and Glass | Existing | Space Heating | Natural Gas | Strategic Energy Management | A | Cumulative Energy Savings (MWh or mTherms) | Technical Potential | 0 | 0 | 0 | 0 | 0 | 0.076884 | 0.15265 | 0.22644 | 0.29869 | 0.36927 | 0.43712 | 0.50296 | 0.56689 | 0.62765 | 0.68634 | 0.74279 | 0.79764 | 0.85161 | 0.90411 | 0.95622 | 1.0073 | 1.0568 | 1.1062 | 1.1549 | 1.203 | 1.1934 | 1.1851 | 1.1771 | 0 | 0 | 0
F8_Industrial_Stone, Clay, and Glass_Existing_Space Heating_Natural Gas_Strategic Energy Management_A_Technical Potential | F8 | Industrial | Stone, Clay, and Glass | Existing | Space Heating | Natural Gas | Strategic Energy Management | A | Cumulative Summer Peak Savings (MW) | Technical Potential | 0 | 0 | 0 | 0 | 0 | 0 | 0 | 0 | 0 | 0 | 0 | 0 | 0 | 0 | 0 | 0 | 0 | 0 | 0 | 0 | 0 | 0 | 0 | 0 | 0 | 0 | 0 | 0 | 0 | 0 | 0
F9_Industrial_Stone, Clay, and Glass_Existing_Space Heating_Natural Gas_Strategic Energy Management_A_Technical Potential | F9 | Industrial | Stone, Clay, and Glass | Existing | Space Heating | Natural Gas | Strategic Energy Management | A | Cumulative Winter Peak Savings (MW) | Technical Potential | 0 | 0 | 0 | 0 | 0 | 0 | 0 | 0 | 0 | 0 | 0 | 0 | 0 | 0 | 0 | 0 | 0 | 0 | 0 | 0 | 0 | 0 | 0 | 0 | 0 | 0 | 0 | 0 | 0 | 0 | 0
F10_Industrial_Stone, Clay, and Glass_Existing_Space Heating_Natural Gas_Strategic Energy Management_A_Technical Potential | F10 | Industrial | Stone, Clay, and Glass | Existing | Space Heating | Natural Gas | Strategic Energy Management | A | Purchases (Incremental) | Technical Potential | 0 | 0 | 0 | 0 | 0 | 3.9641 | 3.9619 | 3.9385 | 3.9407 | 3.9439 | 3.8938 | 3.8832 | 3.8753 | 3.8138 | 3.8283 | 3.7918 | 3.7923 | 3.7732 | 3.7396 | 3.744 | 3.7285 | 3.714 | 3.7005 | 3.6879 | 3.6763 | 0 | 0 | 0 | 0 | 0 | 0
F11_Industrial_Stone, Clay, and Glass_Existing_Space Heating_Natural Gas_Strategic Energy Management_A_Technical Potential | F11 | Industrial | Stone, Clay, and Glass | Existing | Space Heating | Natural Gas | Strategic Energy Management | A | Purchases (Cumulative) | Technical Potential | 0 | 0 | 0 | 0 | 0 | 3.9641 | 7.926 | 11.8645 | 15.8052 | 19.7492 | 23.643 | 27.5262 | 31.4015 | 35.2153 | 39.0437 | 42.8355 | 46.6278 | 50.4011 | 54.1407 | 57.8847 | 61.6132 | 65.3273 | 69.0278 | 72.7157 | 76.392 | 76.392 | 76.392 | 76.392 | 76.392 | 76.392 | 76.392
F1_Industrial_Stone, Clay, and Glass_Existing_Process_Natural Gas_Strategic Energy Management_A_Technical Potential | F1 | Industrial | Stone, Clay, and Glass | Existing | Process | Natural Gas | Strategic Energy Management | A | Integrated Unit Energy Savings (kWh or therms) | Technical Potential | 0 | 0 | 0 | 0 | 0 | 60.2998 | 60.066 | 59.8303 | 59.5981 | 59.3669 | 59.1434 | 58.973 | 58.8367 | 58.7029 | 58.6246 | 58.5381 | 58.4838 | 58.4297 | 58.3759 | 58.3504 | 58.3188 | 58.3097 | 58.3013 | 58.2933 | 58.2859 | 58.2794 | 58.2734 | 58.268 | 0 | 0 | 0
F2_Industrial_Stone, Clay, and Glass_Existing_Process_Natural Gas_Strategic Energy Management_A_Technical Potential | F2 | Industrial | Stone, Clay, and Glass | Existing | Process | Natural Gas | Strategic Energy Management | A | Integrated Unit Summer Peak Savings (kW) | Technical Potential | 0 | 0 | 0 | 0 | 0 | 0 | 0 | 0 | 0 | 0 | 0 | 0 | 0 | 0 | 0 | 0 | 0 | 0 | 0 | 0 | 0 | 0 | 0 | 0 | 0 | 0 | 0 | 0 | 0 | 0 | 0
F3_Industrial_Stone, Clay, and Glass_Existing_Process_Natural Gas_Strategic Energy Management_A_Technical Potential | F3 | Industrial | Stone, Clay, and Glass | Existing | Process | Natural Gas | Strategic Energy Management | A | Integrated Unit Winter Peak Savings (kW) | Technical Potential | 0 | 0 | 0 | 0 | 0 | 0 | 0 | 0 | 0 | 0 | 0 | 0 | 0 | 0 | 0 | 0 | 0 | 0 | 0 | 0 | 0 | 0 | 0 | 0 | 0 | 0 | 0 | 0 | 0 | 0 | 0
F4_Industrial_Stone, Clay, and Glass_Existing_Process_Natural Gas_Strategic Energy Management_A_Technical Potential | F4 | Industrial | Stone, Clay, and Glass | Existing | Process | Natural Gas | Strategic Energy Management | A | Incremental Energy Savings (MWh or mTherms) | Technical Potential | 0 | 0 | 0 | 0 | 0 | 1.5176 | 1.5109 | 1.4961 | 1.4911 | 1.4866 | 1.4621 | 1.454 | 1.4476 | 1.4214 | 1.4249 | 1.4093 | 1.4081 | 1.3998 | 1.386 | 1.387 | 1.3806 | 1.375 | 1.3698 | 1.3649 | 1.3604 | 0 | 0 | 0 | 0 | 0 | 0
F5_Industrial_Stone, Clay, and Glass_Existing_Process_Natural Gas_Strategic Energy Management_A_Technical Potential | F5 | Industrial | Stone, Clay, and Glass | Existing | Process | Natural Gas | Strategic Energy Management | A | Incremental Summer Peak Savings (MW) | Technical Potential | 0 | 0 | 0 | 0 | 0 | 0 | 0 | 0 | 0 | 0 | 0 | 0 | 0 | 0 | 0 | 0 | 0 | 0 | 0 | 0 | 0 | 0 | 0 | 0 | 0 | 0 | 0 | 0 | 0 | 0 | 0
F6_Industrial_Stone, Clay, and Glass_Existing_Process_Natural Gas_Strategic Energy Management_A_Technical Potential | F6 | Industrial | Stone, Clay, and Glass | Existing | Process | Natural Gas | Strategic Energy Management | A | Incremental Winter Peak Savings (MW) | Technical Potential | 0 | 0 | 0 | 0 | 0 | 0 | 0 | 0 | 0 | 0 | 0 | 0 | 0 | 0 | 0 | 0 | 0 | 0 | 0 | 0 | 0 | 0 | 0 | 0 | 0 | 0 | 0 | 0 | 0 | 0 | 0
F7_Industrial_Stone, Clay, and Glass_Existing_Process_Natural Gas_Strategic Energy Management_A_Technical Potential | F7 | Industrial | Stone, Clay, and Glass | Existing | Process | Natural Gas | Strategic Energy Management | A | Cumulative Energy Savings (MWh or mTherms) | Technical Potential | 0 | 0 | 0 | 0 | 0 | 1.5176 | 3.0227 | 4.5069 | 5.9805 | 7.4439 | 8.878 | 10.3064 | 11.7302 | 13.1249 | 14.5324 | 15.9202 | 17.3136 | 18.6973 | 20.0661 | 21.4444 | 22.8133 | 24.1847 | 25.551 | 26.9124 | 28.2694 | 28.2663 | 28.2634 | 28.2607 | 0 | 0 | 0
F8_Industrial_Stone, Clay, and Glass_Existing_Process_Natural Gas_Strategic Energy Management_A_Technical Potential | F8 | Industrial | Stone, Clay, and Glass | Existing | Process | Natural Gas | Strategic Energy Management | A | Cumulative Summer Peak Savings (MW) | Technical Potential | 0 | 0 | 0 | 0 | 0 | 0 | 0 | 0 | 0 | 0 | 0 | 0 | 0 | 0 | 0 | 0 | 0 | 0 | 0 | 0 | 0 | 0 | 0 | 0 | 0 | 0 | 0 | 0 | 0 | 0 | 0
F9_Industrial_Stone, Clay, and Glass_Existing_Process_Natural Gas_Strategic Energy Management_A_Technical Potential | F9 | Industrial | Stone, Clay, and Glass | Existing | Process | Natural Gas | Strategic Energy Management | A | Cumulative Winter Peak Savings (MW) | Technical Potential | 0 | 0 | 0 | 0 | 0 | 0 | 0 | 0 | 0 | 0 | 0 | 0 | 0 | 0 | 0 | 0 | 0 | 0 | 0 | 0 | 0 | 0 | 0 | 0 | 0 | 0 | 0 | 0 | 0 | 0 | 0
F10_Industrial_Stone, Clay, and Glass_Existing_Process_Natural Gas_Strategic Energy Management_A_Technical Potential | F10 | Industrial | Stone, Clay, and Glass | Existing | Process | Natural Gas | Strategic Energy Management | A | Purchases (Incremental) | Technical Potential | 0 | 0 | 0 | 0 | 0 | 25.168 | 25.1542 | 25.0059 | 25.0194 | 25.0401 | 24.7221 | 24.6545 | 24.6045 | 24.2138 | 24.3062 | 24.0744 | 24.0775 | 23.9564 | 23.7427 | 23.7708 | 23.6725 | 23.5804 | 23.4945 | 23.4147 | 23.3408 | 0 | 0 | 0 | 0 | 0 | 0
F11_Industrial_Stone, Clay, and Glass_Existing_Process_Natural Gas_Strategic Energy Management_A_Technical Potential | F11 | Industrial | Stone, Clay, and Glass | Existing | Process | Natural Gas | Strategic Energy Management | A | Purchases (Cumulative) | Technical Potential | 0 | 0 | 0 | 0 | 0 | 25.168 | 50.3222 | 75.3281 | 100.3474 | 125.3875 | 150.1096 | 174.7641 | 199.3686 | 223.5823 | 247.8885 | 271.9629 | 296.0405 | 319.9968 | 343.7395 | 367.5103 | 391.1828 | 414.7632 | 438.2577 | 461.6723 | 485.0131 | 485.0131 | 485.0131 | 485.0131 | 485.0131 | 485.0131 | 485.0131
F1_Industrial_Stone, Clay, and Glass_Existing_Miscellaneous_Natural Gas_Strategic Energy Management_A_Technical Potential | F1 | Industrial | Stone, Clay, and Glass | Existing | Miscellaneous | Natural Gas | Strategic Energy Management | A | Integrated Unit Energy Savings (kWh or therms) | Technical Potential | 0 | 0 | 0 | 0 | 0 | 16.2609 | 16.2609 | 16.2609 | 16.2609 | 16.2609 | 16.2609 | 16.2609 | 16.2609 | 16.2609 | 16.2609 | 16.2609 | 16.2609 | 16.2609 | 16.2609 | 16.2609 | 16.2609 | 16.2609 | 16.2609 | 16.2609 | 16.2609 | 16.2609 | 16.2609 | 16.2609 | 0 | 0 | 0
F2_Industrial_Stone, Clay, and Glass_Existing_Miscellaneous_Natural Gas_Strategic Energy Management_A_Technical Potential | F2 | Industrial | Stone, Clay, and Glass | Existing | Miscellaneous | Natural Gas | Strategic Energy Management | A | Integrated Unit Summer Peak Savings (kW) | Technical Potential | 0 | 0 | 0 | 0 | 0 | 0 | 0 | 0 | 0 | 0 | 0 | 0 | 0 | 0 | 0 | 0 | 0 | 0 | 0 | 0 | 0 | 0 | 0 | 0 | 0 | 0 | 0 | 0 | 0 | 0 | 0
F3_Industrial_Stone, Clay, and Glass_Existing_Miscellaneous_Natural Gas_Strategic Energy Management_A_Technical Potential | F3 | Industrial | Stone, Clay, and Glass | Existing | Miscellaneous | Natural Gas | Strategic Energy Management | A | Integrated Unit Winter Peak Savings (kW) | Technical Potential | 0 | 0 | 0 | 0 | 0 | 0 | 0 | 0 | 0 | 0 | 0 | 0 | 0 | 0 | 0 | 0 | 0 | 0 | 0 | 0 | 0 | 0 | 0 | 0 | 0 | 0 | 0 | 0 | 0 | 0 | 0
F4_Industrial_Stone, Clay, and Glass_Existing_Miscellaneous_Natural Gas_Strategic Energy Management_A_Technical Potential | F4 | Industrial | Stone, Clay, and Glass | Existing | Miscellaneous | Natural Gas | Strategic Energy Management | A | Incremental Energy Savings (MWh or mTherms) | Technical Potential | 0 | 0 | 0 | 0 | 0 | 0.10231 | 0.10226 | 0.10165 | 0.10171 | 0.10179 | 0.1005 | 0.10023 | 0.10002 | 0.098434 | 0.09881 | 0.097868 | 0.097881 | 0.097388 | 0.096519 | 0.096634 | 0.096234 | 0.09586 | 0.09551 | 0.095186 | 0.094886 | 0 | 0 | 0 | 0 | 0 | 0
F5_Industrial_Stone, Clay, and Glass_Existing_Miscellaneous_Natural Gas_Strategic Energy Management_A_Technical Potential | F5 | Industrial | Stone, Clay, and Glass | Existing | Miscellaneous | Natural Gas | Strategic Energy Management | A | Incremental Summer Peak Savings (MW) | Technical Potential | 0 | 0 | 0 | 0 | 0 | 0 | 0 | 0 | 0 | 0 | 0 | 0 | 0 | 0 | 0 | 0 | 0 | 0 | 0 | 0 | 0 | 0 | 0 | 0 | 0 | 0 | 0 | 0 | 0 | 0 | 0
F6_Industrial_Stone, Clay, and Glass_Existing_Miscellaneous_Natural Gas_Strategic Energy Management_A_Technical Potential | F6 | Industrial | Stone, Clay, and Glass | Existing | Miscellaneous | Natural Gas | Strategic Energy Management | A | Incremental Winter Peak Savings (MW) | Technical Potential | 0 | 0 | 0 | 0 | 0 | 0 | 0 | 0 | 0 | 0 | 0 | 0 | 0 | 0 | 0 | 0 | 0 | 0 | 0 | 0 | 0 | 0 | 0 | 0 | 0 | 0 | 0 | 0 | 0 | 0 | 0
F7_Industrial_Stone, Clay, and Glass_Existing_Miscellaneous_Natural Gas_Strategic Energy Management_A_Technical Potential | F7 | Industrial | Stone, Clay, and Glass | Existing | Miscellaneous | Natural Gas | Strategic Energy Management | A | Cumulative Energy Savings (MWh or mTherms) | Technical Potential | 0 | 0 | 0 | 0 | 0 | 0.10231 | 0.20457 | 0.30623 | 0.40793 | 0.50973 | 0.61023 | 0.71046 | 0.81048 | 0.90891 | 1.0077 | 1.1056 | 1.2035 | 1.3009 | 1.3974 | 1.494 | 1.5902 | 1.6861 | 1.7816 | 1.8768 | 1.9717 | 1.9717 | 1.9717 | 1.9717 | 0 | 0 | 0
F8_Industrial_Stone, Clay, and Glass_Existing_Miscellaneous_Natural Gas_Strategic Energy Management_A_Technical Potential | F8 | Industrial | Stone, Clay, and Glass | Existing | Miscellaneous | Natural Gas | Strategic Energy Management | A | Cumulative Summer Peak Savings (MW) | Technical Potential | 0 | 0 | 0 | 0 | 0 | 0 | 0 | 0 | 0 | 0 | 0 | 0 | 0 | 0 | 0 | 0 | 0 | 0 | 0 | 0 | 0 | 0 | 0 | 0 | 0 | 0 | 0 | 0 | 0 | 0 | 0
F9_Industrial_Stone, Clay, and Glass_Existing_Miscellaneous_Natural Gas_Strategic Energy Management_A_Technical Potential | F9 | Industrial | Stone, Clay, and Glass | Existing | Miscellaneous | Natural Gas | Strategic Energy Management | A | Cumulative Winter Peak Savings (MW) | Technical Potential | 0 | 0 | 0 | 0 | 0 | 0 | 0 | 0 | 0 | 0 | 0 | 0 | 0 | 0 | 0 | 0 | 0 | 0 | 0 | 0 | 0 | 0 | 0 | 0 | 0 | 0 | 0 | 0 | 0 | 0 | 0
F10_Industrial_Stone, Clay, and Glass_Existing_Miscellaneous_Natural Gas_Strategic Energy Management_A_Technical Potential | F10 | Industrial | Stone, Clay, and Glass | Existing | Miscellaneous | Natural Gas | Strategic Energy Management | A | Purchases (Incremental) | Technical Potential | 0 | 0 | 0 | 0 | 0 | 6.292 | 6.2885 | 6.2515 | 6.2548 | 6.26 | 6.1805 | 6.1636 | 6.1511 | 6.0534 | 6.0766 | 6.0186 | 6.0194 | 5.9891 | 5.9357 | 5.9427 | 5.9181 | 5.8951 | 5.8736 | 5.8537 | 5.8352 | 0 | 0 | 0 | 0 | 0 | 0
F11_Industrial_Stone, Clay, and Glass_Existing_Miscellaneous_Natural Gas_Strategic Energy Management_A_Technical Potential | F11 | Industrial | Stone, Clay, and Glass | Existing | Miscellaneous | Natural Gas | Strategic Energy Management | A | Purchases (Cumulative) | Technical Potential | 0 | 0 | 0 | 0 | 0 | 6.292 | 12.5806 | 18.832 | 25.0869 | 31.3469 | 37.5274 | 43.691 | 49.8421 | 55.8956 | 61.9721 | 67.9907 | 74.0101 | 79.9992 | 85.9349 | 91.8776 | 97.7957 | 103.6908 | 109.5644 | 115.4181 | 121.2533 | 121.2533 | 121.2533 | 121.2533 | 121.2533 | 121.2533 | 121.2533
F1_Industrial_Stone, Clay, and Glass_Existing_Space Heating_Natural Gas_Commissioning_A_Technical Potential | F1 | Industrial | Stone, Clay, and Glass | Existing | Space Heating | Natural Gas | Commissioning | A | Integrated Unit Energy Savings (kWh or therms) | Technical Potential | 0 | 0 | 0 | 0 | 0 | 17.0556 | 16.941 | 16.7929 | 16.6327 | 16.461 | 16.281 | 16.0947 | 15.9054 | 15.7069 | 15.4947 | 15.2881 | 15.0847 | 14.9026 | 14.7315 | 14.5753 | 14.428 | 14.2784 | 14.147 | 14.0241 | 13.9067 | 13.7966 | 13.7009 | 13.6086 | 0 | 0 | 0
F2_Industrial_Stone, Clay, and Glass_Existing_Space Heating_Natural Gas_Commissioning_A_Technical Potential | F2 | Industrial | Stone, Clay, and Glass | Existing | Space Heating | Natural Gas | Commissioning | A | Integrated Unit Summer Peak Savings (kW) | Technical Potential | 0 | 0 | 0 | 0 | 0 | 0 | 0 | 0 | 0 | 0 | 0 | 0 | 0 | 0 | 0 | 0 | 0 | 0 | 0 | 0 | 0 | 0 | 0 | 0 | 0 | 0 | 0 | 0 | 0 | 0 | 0
F3_Industrial_Stone, Clay, and Glass_Existing_Space Heating_Natural Gas_Commissioning_A_Technical Potential | F3 | Industrial | Stone, Clay, and Glass | Existing | Space Heating | Natural Gas | Commissioning | A | Integrated Unit Winter Peak Savings (kW) | Technical Potential | 0 | 0 | 0 | 0 | 0 | 0 | 0 | 0 | 0 | 0 | 0 | 0 | 0 | 0 | 0 | 0 | 0 | 0 | 0 | 0 | 0 | 0 | 0 | 0 | 0 | 0 | 0 | 0 | 0 | 0 | 0
F4_Industrial_Stone, Clay, and Glass_Existing_Space Heating_Natural Gas_Commissioning_A_Technical Potential | F4 | Industrial | Stone, Clay, and Glass | Existing | Space Heating | Natural Gas | Commissioning | A | Incremental Energy Savings (MWh or mTherms) | Technical Potential | 0 | 0 | 0 | 0 | 0 | 0 | 0 | 0 | 0 | 0 | 0 | 0 | 0 | 0 | 0 | 0 | 0 | 0 | 0 | 0 | 0 | 0 | 0 | 0 | 0 | 0 | 0 | 0 | 0 | 0 | 0
F5_Industrial_Stone, Clay, and Glass_Existing_Space Heating_Natural Gas_Commissioning_A_Technical Potential | F5 | Industrial | Stone, Clay, and Glass | Existing | Space Heating | Natural Gas | Commissioning | A | Incremental Summer Peak Savings (MW) | Technical Potential | 0 | 0 | 0 | 0 | 0 | 0 | 0 | 0 | 0 | 0 | 0 | 0 | 0 | 0 | 0 | 0 | 0 | 0 | 0 | 0 | 0 | 0 | 0 | 0 | 0 | 0 | 0 | 0 | 0 | 0 | 0
F6_Industrial_Stone, Clay, and Glass_Existing_Space Heating_Natural Gas_Commissioning_A_Technical Potential | F6 | Industrial | Stone, Clay, and Glass | Existing | Space Heating | Natural Gas | Commissioning | A | Incremental Winter Peak Savings (MW) | Technical Potential | 0 | 0 | 0 | 0 | 0 | 0 | 0 | 0 | 0 | 0 | 0 | 0 | 0 | 0 | 0 | 0 | 0 | 0 | 0 | 0 | 0 | 0 | 0 | 0 | 0 | 0 | 0 | 0 | 0 | 0 | 0
F7_Industrial_Stone, Clay, and Glass_Existing_Space Heating_Natural Gas_Commissioning_A_Technical Potential | F7 | Industrial | Stone, Clay, and Glass | Existing | Space Heating | Natural Gas | Commissioning | A | Cumulative Energy Savings (MWh or mTherms) | Technical Potential | 0 | 0 | 0 | 0 | 0 | 0 | 0 | 0 | 0 | 0 | 0 | 0 | 0 | 0 | 0 | 0 | 0 | 0 | 0 | 0 | 0 | 0 | 0 | 0 | 0 | 0 | 0 | 0 | 0 | 0 | 0
F8_Industrial_Stone, Clay, and Glass_Existing_Space Heating_Natural Gas_Commissioning_A_Technical Potential | F8 | Industrial | Stone, Clay, and Glass | Existing | Space Heating | Natural Gas | Commissioning | A | Cumulative Summer Peak Savings (MW) | Technical Potential | 0 | 0 | 0 | 0 | 0 | 0 | 0 | 0 | 0 | 0 | 0 | 0 | 0 | 0 | 0 | 0 | 0 | 0 | 0 | 0 | 0 | 0 | 0 | 0 | 0 | 0 | 0 | 0 | 0 | 0 | 0
F9_Industrial_Stone, Clay, and Glass_Existing_Space Heating_Natural Gas_Commissioning_A_Technical Potential | F9 | Industrial | Stone, Clay, and Glass | Existing | Space Heating | Natural Gas | Commissioning | A | Cumulative Winter Peak Savings (MW) | Technical Potential | 0 | 0 | 0 | 0 | 0 | 0 | 0 | 0 | 0 | 0 | 0 | 0 | 0 | 0 | 0 | 0 | 0 | 0 | 0 | 0 | 0 | 0 | 0 | 0 | 0 | 0 | 0 | 0 | 0 | 0 | 0
F10_Industrial_Stone, Clay, and Glass_Existing_Space Heating_Natural Gas_Commissioning_A_Technical Potential | F10 | Industrial | Stone, Clay, and Glass | Existing | Space Heating | Natural Gas | Commissioning | A | Purchases (Incremental) | Technical Potential | 0 | 0 | 0 | 0 | 0 | 0 | 0 | 0 | 0 | 0 | 0 | 0 | 0 | 0 | 0 | 0 | 0 | 0 | 0 | 0 | 0 | 0 | 0 | 0 | 0 | 0 | 0 | 0 | 0 | 0 | 0
F11_Industrial_Stone, Clay, and Glass_Existing_Space Heating_Natural Gas_Commissioning_A_Technical Potential | F11 | Industrial | Stone, Clay, and Glass | Existing | Space Heating | Natural Gas | Commissioning | A | Purchases (Cumulative) | Technical Potential | 0 | 0 | 0 | 0 | 0 | 0 | 0 | 0 | 0 | 0 | 0 | 0 | 0 | 0 | 0 | 0 | 0 | 0 | 0 | 0 | 0 | 0 | 0 | 0 | 0 | 0 | 0 | 0 | 0 | 0 | 0
F1_Industrial_Stone, Clay, and Glass_Existing_Process_Natural Gas_Commissioning_A_Technical Potential | F1 | Industrial | Stone, Clay, and Glass | Existing | Process | Natural Gas | Commissioning | A | Integrated Unit Energy Savings (kWh or therms) | Technical Potential | 0 | 0 | 0 | 0 | 0 | 337.8652 | 337.8652 | 337.8652 | 337.8652 | 337.8652 | 337.8652 | 337.8652 | 337.8652 | 337.8652 | 337.8652 | 337.8652 | 337.8652 | 337.8652 | 337.8652 | 337.8652 | 337.8652 | 337.8652 | 337.8652 | 337.8652 | 337.8652 | 337.8652 | 337.8652 | 337.8652 | 0 | 0 | 0
F2_Industrial_Stone, Clay, and Glass_Existing_Process_Natural Gas_Commissioning_A_Technical Potential | F2 | Industrial | Stone, Clay, and Glass | Existing | Process | Natural Gas | Commissioning | A | Integrated Unit Summer Peak Savings (kW) | Technical Potential | 0 | 0 | 0 | 0 | 0 | 0 | 0 | 0 | 0 | 0 | 0 | 0 | 0 | 0 | 0 | 0 | 0 | 0 | 0 | 0 | 0 | 0 | 0 | 0 | 0 | 0 | 0 | 0 | 0 | 0 | 0
F3_Industrial_Stone, Clay, and Glass_Existing_Process_Natural Gas_Commissioning_A_Technical Potential | F3 | Industrial | Stone, Clay, and Glass | Existing | Process | Natural Gas | Commissioning | A | Integrated Unit Winter Peak Savings (kW) | Technical Potential | 0 | 0 | 0 | 0 | 0 | 0 | 0 | 0 | 0 | 0 | 0 | 0 | 0 | 0 | 0 | 0 | 0 | 0 | 0 | 0 | 0 | 0 | 0 | 0 | 0 | 0 | 0 | 0 | 0 | 0 | 0
F4_Industrial_Stone, Clay, and Glass_Existing_Process_Natural Gas_Commissioning_A_Technical Potential | F4 | Industrial | Stone, Clay, and Glass | Existing | Process | Natural Gas | Commissioning | A | Incremental Energy Savings (MWh or mTherms) | Technical Potential | 0 | 0 | 0 | 0 | 0 | 0 | 0 | 0 | 0 | 0 | 0 | 0 | 0 | 0 | 0 | 0 | 0 | 0 | 0 | 0 | 0 | 0 | 0 | 0 | 0 | 0 | 0 | 0 | 0 | 0 | 0
F5_Industrial_Stone, Clay, and Glass_Existing_Process_Natural Gas_Commissioning_A_Technical Potential | F5 | Industrial | Stone, Clay, and Glass | Existing | Process | Natural Gas | Commissioning | A | Incremental Summer Peak Savings (MW) | Technical Potential | 0 | 0 | 0 | 0 | 0 | 0 | 0 | 0 | 0 | 0 | 0 | 0 | 0 | 0 | 0 | 0 | 0 | 0 | 0 | 0 | 0 | 0 | 0 | 0 | 0 | 0 | 0 | 0 | 0 | 0 | 0
F6_Industrial_Stone, Clay, and Glass_Existing_Process_Natural Gas_Commissioning_A_Technical Potential | F6 | Industrial | Stone, Clay, and Glass | Existing | Process | Natural Gas | Commissioning | A | Incremental Winter Peak Savings (MW) | Technical Potential | 0 | 0 | 0 | 0 | 0 | 0 | 0 | 0 | 0 | 0 | 0 | 0 | 0 | 0 | 0 | 0 | 0 | 0 | 0 | 0 | 0 | 0 | 0 | 0 | 0 | 0 | 0 | 0 | 0 | 0 | 0
F7_Industrial_Stone, Clay, and Glass_Existing_Process_Natural Gas_Commissioning_A_Technical Potential | F7 | Industrial | Stone, Clay, and Glass | Existing | Process | Natural Gas | Commissioning | A | Cumulative Energy Savings (MWh or mTherms) | Technical Potential | 0 | 0 | 0 | 0 | 0 | 0 | 0 | 0 | 0 | 0 | 0 | 0 | 0 | 0 | 0 | 0 | 0 | 0 | 0 | 0 | 0 | 0 | 0 | 0 | 0 | 0 | 0 | 0 | 0 | 0 | 0
F8_Industrial_Stone, Clay, and Glass_Existing_Process_Natural Gas_Commissioning_A_Technical Potential | F8 | Industrial | Stone, Clay, and Glass | Existing | Process | Natural Gas | Commissioning | A | Cumulative Summer Peak Savings (MW) | Technical Potential | 0 | 0 | 0 | 0 | 0 | 0 | 0 | 0 | 0 | 0 | 0 | 0 | 0 | 0 | 0 | 0 | 0 | 0 | 0 | 0 | 0 | 0 | 0 | 0 | 0 | 0 | 0 | 0 | 0 | 0 | 0
F9_Industrial_Stone, Clay, and Glass_Existing_Process_Natural Gas_Commissioning_A_Technical Potential | F9 | Industrial | Stone, Clay, and Glass | Existing | Process | Natural Gas | Commissioning | A | Cumulative Winter Peak Savings (MW) | Technical Potential | 0 | 0 | 0 | 0 | 0 | 0 | 0 | 0 | 0 | 0 | 0 | 0 | 0 | 0 | 0 | 0 | 0 | 0 | 0 | 0 | 0 | 0 | 0 | 0 | 0 | 0 | 0 | 0 | 0 | 0 | 0
F10_Industrial_Stone, Clay, and Glass_Existing_Process_Natural Gas_Commissioning_A_Technical Potential | F10 | Industrial | Stone, Clay, and Glass | Existing | Process | Natural Gas | Commissioning | A | Purchases (Incremental) | Technical Potential | 0 | 0 | 0 | 0 | 0 | 0 | 0 | 0 | 0 | 0 | 0 | 0 | 0 | 0 | 0 | 0 | 0 | 0 | 0 | 0 | 0 | 0 | 0 | 0 | 0 | 0 | 0 | 0 | 0 | 0 | 0
F11_Industrial_Stone, Clay, and Glass_Existing_Process_Natural Gas_Commissioning_A_Technical Potential | F11 | Industrial | Stone, Clay, and Glass | Existing | Process | Natural Gas | Commissioning | A | Purchases (Cumulative) | Technical Potential | 0 | 0 | 0 | 0 | 0 | 0 | 0 | 0 | 0 | 0 | 0 | 0 | 0 | 0 | 0 | 0 | 0 | 0 | 0 | 0 | 0 | 0 | 0 | 0 | 0 | 0 | 0 | 0 | 0 | 0 | 0
F1_Industrial_Stone, Clay, and Glass_Existing_Space Heating_Natural Gas_Retrocommissioning_A_Technical Potential | F1 | Industrial | Stone, Clay, and Glass | Existing | Space Heating | Natural Gas | Retrocommissioning | A | Integrated Unit Energy Savings (kWh or therms) | Technical Potential | 0 | 0 | 0 | 0 | 0 | 2.3686 | 2.3523 | 2.3315 | 2.309 | 2.2849 | 2.2597 | 2.2336 | 2.2072 | 2.1795 | 2.15 | 2.1212 | 2.0929 | 2.0676 | 2.0438 | 2.0221 | 2.0016 | 1.9809 | 1.9626 | 1.9456 | 1.9293 | 1.914 | 1.9007 | 1.8879 | 0 | 0 | 0
F2_Industrial_Stone, Clay, and Glass_Existing_Space Heating_Natural Gas_Retrocommissioning_A_Technical Potential | F2 | Industrial | Stone, Clay, and Glass | Existing | Space Heating | Natural Gas | Retrocommissioning | A | Integrated Unit Summer Peak Savings (kW) | Technical Potential | 0 | 0 | 0 | 0 | 0 | 0 | 0 | 0 | 0 | 0 | 0 | 0 | 0 | 0 | 0 | 0 | 0 | 0 | 0 | 0 | 0 | 0 | 0 | 0 | 0 | 0 | 0 | 0 | 0 | 0 | 0
F3_Industrial_Stone, Clay, and Glass_Existing_Space Heating_Natural Gas_Retrocommissioning_A_Technical Potential | F3 | Industrial | Stone, Clay, and Glass | Existing | Space Heating | Natural Gas | Retrocommissioning | A | Integrated Unit Winter Peak Savings (kW) | Technical Potential | 0 | 0 | 0 | 0 | 0 | 0 | 0 | 0 | 0 | 0 | 0 | 0 | 0 | 0 | 0 | 0 | 0 | 0 | 0 | 0 | 0 | 0 | 0 | 0 | 0 | 0 | 0 | 0 | 0 | 0 | 0
F4_Industrial_Stone, Clay, and Glass_Existing_Space Heating_Natural Gas_Retrocommissioning_A_Technical Potential | F4 | Industrial | Stone, Clay, and Glass | Existing | Space Heating | Natural Gas | Retrocommissioning | A | Incremental Energy Savings (MWh or mTherms) | Technical Potential | 0 | 0 | 0 | 0 | 0 | 0.011591 | 0.011505 | 0.011336 | 0.011233 | 0.011125 | 0.010862 | 0.010708 | 0.01056 | 0.010262 | 0.010161 | 0.0099296 | 0.0097985 | 0.0096312 | 0.0094355 | 0.0093464 | 0.0092136 | 0.0090825 | 0.0089661 | 0.0088579 | 0.008756 | 0 | 0 | 0 | 0 | 0 | 0
F5_Industrial_Stone, Clay, and Glass_Existing_Space Heating_Natural Gas_Retrocommissioning_A_Technical Potential | F5 | Industrial | Stone, Clay, and Glass | Existing | Space Heating | Natural Gas | Retrocommissioning | A | Incremental Summer Peak Savings (MW) | Technical Potential | 0 | 0 | 0 | 0 | 0 | 0 | 0 | 0 | 0 | 0 | 0 | 0 | 0 | 0 | 0 | 0 | 0 | 0 | 0 | 0 | 0 | 0 | 0 | 0 | 0 | 0 | 0 | 0 | 0 | 0 | 0
F6_Industrial_Stone, Clay, and Glass_Existing_Space Heating_Natural Gas_Retrocommissioning_A_Technical Potential | F6 | Industrial | Stone, Clay, and Glass | Existing | Space Heating | Natural Gas | Retrocommissioning | A | Incremental Winter Peak Savings (MW) | Technical Potential | 0 | 0 | 0 | 0 | 0 | 0 | 0 | 0 | 0 | 0 | 0 | 0 | 0 | 0 | 0 | 0 | 0 | 0 | 0 | 0 | 0 | 0 | 0 | 0 | 0 | 0 | 0 | 0 | 0 | 0 | 0
F7_Industrial_Stone, Clay, and Glass_Existing_Space Heating_Natural Gas_Retrocommissioning_A_Technical Potential | F7 | Industrial | Stone, Clay, and Glass | Existing | Space Heating | Natural Gas | Retrocommissioning | A | Cumulative Energy Savings (MWh or mTherms) | Technical Potential | 0 | 0 | 0 | 0 | 0 | 0.011591 | 0.023017 | 0.03415 | 0.045053 | 0.055708 | 0.065955 | 0.075902 | 0.085564 | 0.094752 | 0.10363 | 0.11217 | 0.12048 | 0.12865 | 0.1366 | 0.1445 | 0.15225 | 0.15975 | 0.16725 | 0.17465 | 0.18195 | 0.18051 | 0.17925 | 0.17805 | 0 | 0 | 0
F8_Industrial_Stone, Clay, and Glass_Existing_Space Heating_Natural Gas_Retrocommissioning_A_Technical Potential | F8 | Industrial | Stone, Clay, and Glass | Existing | Space Heating | Natural Gas | Retrocommissioning | A | Cumulative Summer Peak Savings (MW) | Technical Potential | 0 | 0 | 0 | 0 | 0 | 0 | 0 | 0 | 0 | 0 | 0 | 0 | 0 | 0 | 0 | 0 | 0 | 0 | 0 | 0 | 0 | 0 | 0 | 0 | 0 | 0 | 0 | 0 | 0 | 0 | 0
F9_Industrial_Stone, Clay, and Glass_Existing_Space Heating_Natural Gas_Retrocommissioning_A_Technical Potential | F9 | Industrial | Stone, Clay, and Glass | Existing | Space Heating | Natural Gas | Retrocommissioning | A | Cumulative Winter Peak Savings (MW) | Technical Potential | 0 | 0 | 0 | 0 | 0 | 0 | 0 | 0 | 0 | 0 | 0 | 0 | 0 | 0 | 0 | 0 | 0 | 0 | 0 | 0 | 0 | 0 | 0 | 0 | 0 | 0 | 0 | 0 | 0 | 0 | 0
F10_Industrial_Stone, Clay, and Glass_Existing_Space Heating_Natural Gas_Retrocommissioning_A_Technical Potential | F10 | Industrial | Stone, Clay, and Glass | Existing | Space Heating | Natural Gas | Retrocommissioning | A | Purchases (Incremental) | Technical Potential | 0 | 0 | 0 | 0 | 0 | 4.8938 | 4.8911 | 4.8622 | 4.8649 | 4.8689 | 4.8071 | 4.7939 | 4.7842 | 4.7082 | 4.7262 | 4.6811 | 4.6817 | 4.6582 | 4.6166 | 4.6221 | 4.603 | 4.5851 | 4.5684 | 4.5529 | 4.5385 | 0 | 0 | 0 | 0 | 0 | 0
F11_Industrial_Stone, Clay, and Glass_Existing_Space Heating_Natural Gas_Retrocommissioning_A_Technical Potential | F11 | Industrial | Stone, Clay, and Glass | Existing | Space Heating | Natural Gas | Retrocommissioning | A | Purchases (Cumulative) | Technical Potential | 0 | 0 | 0 | 0 | 0 | 4.8938 | 9.7849 | 14.6471 | 19.512 | 24.3809 | 29.188 | 33.9819 | 38.7661 | 43.4743 | 48.2005 | 52.8817 | 57.5634 | 62.2216 | 66.8382 | 71.4603 | 76.0633 | 80.6484 | 85.2168 | 89.7696 | 94.3081 | 94.3081 | 94.3081 | 94.3081 | 94.3081 | 94.3081 | 94.3081
F1_Industrial_Stone, Clay, and Glass_Existing_Process_Natural Gas_Retrocommissioning_A_Technical Potential | F1 | Industrial | Stone, Clay, and Glass | Existing | Process | Natural Gas | Retrocommissioning | A | Integrated Unit Energy Savings (kWh or therms) | Technical Potential | 0 | 0 | 0 | 0 | 0 | 0 | 0 | 0 | 0 | 0 | 0 | 0 | 0 | 0 | 0 | 0 | 0 | 0 | 0 | 0 | 0 | 0 | 0 | 0 | 0 | 0 | 0 | 0 | 0 | 0 | 0
F2_Industrial_Stone, Clay, and Glass_Existing_Process_Natural Gas_Retrocommissioning_A_Technical Potential | F2 | Industrial | Stone, Clay, and Glass | Existing | Process | Natural Gas | Retrocommissioning | A | Integrated Unit Summer Peak Savings (kW) | Technical Potential | 0 | 0 | 0 | 0 | 0 | 0 | 0 | 0 | 0 | 0 | 0 | 0 | 0 | 0 | 0 | 0 | 0 | 0 | 0 | 0 | 0 | 0 | 0 | 0 | 0 | 0 | 0 | 0 | 0 | 0 | 0
F3_Industrial_Stone, Clay, and Glass_Existing_Process_Natural Gas_Retrocommissioning_A_Technical Potential | F3 | Industrial | Stone, Clay, and Glass | Existing | Process | Natural Gas | Retrocommissioning | A | Integrated Unit Winter Peak Savings (kW) | Technical Potential | 0 | 0 | 0 | 0 | 0 | 0 | 0 | 0 | 0 | 0 | 0 | 0 | 0 | 0 | 0 | 0 | 0 | 0 | 0 | 0 | 0 | 0 | 0 | 0 | 0 | 0 | 0 | 0 | 0 | 0 | 0
F4_Industrial_Stone, Clay, and Glass_Existing_Process_Natural Gas_Retrocommissioning_A_Technical Potential | F4 | Industrial | Stone, Clay, and Glass | Existing | Process | Natural Gas | Retrocommissioning | A | Incremental Energy Savings (MWh or mTherms) | Technical Potential | 0 | 0 | 0 | 0 | 0 | 0 | 0 | 0 | 0 | 0 | 0 | 0 | 0 | 0 | 0 | 0 | 0 | 0 | 0 | 0 | 0 | 0 | 0 | 0 | 0 | 0 | 0 | 0 | 0 | 0 | 0
F5_Industrial_Stone, Clay, and Glass_Existing_Process_Natural Gas_Retrocommissioning_A_Technical Potential | F5 | Industrial | Stone, Clay, and Glass | Existing | Process | Natural Gas | Retrocommissioning | A | Incremental Summer Peak Savings (MW) | Technical Potential | 0 | 0 | 0 | 0 | 0 | 0 | 0 | 0 | 0 | 0 | 0 | 0 | 0 | 0 | 0 | 0 | 0 | 0 | 0 | 0 | 0 | 0 | 0 | 0 | 0 | 0 | 0 | 0 | 0 | 0 | 0
F6_Industrial_Stone, Clay, and Glass_Existing_Process_Natural Gas_Retrocommissioning_A_Technical Potential | F6 | Industrial | Stone, Clay, and Glass | Existing | Process | Natural Gas | Retrocommissioning | A | Incremental Winter Peak Savings (MW) | Technical Potential | 0 | 0 | 0 | 0 | 0 | 0 | 0 | 0 | 0 | 0 | 0 | 0 | 0 | 0 | 0 | 0 | 0 | 0 | 0 | 0 | 0 | 0 | 0 | 0 | 0 | 0 | 0 | 0 | 0 | 0 | 0
F7_Industrial_Stone, Clay, and Glass_Existing_Process_Natural Gas_Retrocommissioning_A_Technical Potential | F7 | Industrial | Stone, Clay, and Glass | Existing | Process | Natural Gas | Retrocommissioning | A | Cumulative Energy Savings (MWh or mTherms) | Technical Potential | 0 | 0 | 0 | 0 | 0 | 0 | 0 | 0 | 0 | 0 | 0 | 0 | 0 | 0 | 0 | 0 | 0 | 0 | 0 | 0 | 0 | 0 | 0 | 0 | 0 | 0 | 0 | 0 | 0 | 0 | 0
F8_Industrial_Stone, Clay, and Glass_Existing_Process_Natural Gas_Retrocommissioning_A_Technical Potential | F8 | Industrial | Stone, Clay, and Glass | Existing | Process | Natural Gas | Retrocommissioning | A | Cumulative Summer Peak Savings (MW) | Technical Potential | 0 | 0 | 0 | 0 | 0 | 0 | 0 | 0 | 0 | 0 | 0 | 0 | 0 | 0 | 0 | 0 | 0 | 0 | 0 | 0 | 0 | 0 | 0 | 0 | 0 | 0 | 0 | 0 | 0 | 0 | 0
F9_Industrial_Stone, Clay, and Glass_Existing_Process_Natural Gas_Retrocommissioning_A_Technical Potential | F9 | Industrial | Stone, Clay, and Glass | Existing | Process | Natural Gas | Retrocommissioning | A | Cumulative Winter Peak Savings (MW) | Technical Potential | 0 | 0 | 0 | 0 | 0 | 0 | 0 | 0 | 0 | 0 | 0 | 0 | 0 | 0 | 0 | 0 | 0 | 0 | 0 | 0 | 0 | 0 | 0 | 0 | 0 | 0 | 0 | 0 | 0 | 0 | 0
F10_Industrial_Stone, Clay, and Glass_Existing_Process_Natural Gas_Retrocommissioning_A_Technical Potential | F10 | Industrial | Stone, Clay, and Glass | Existing | Process | Natural Gas | Retrocommissioning | A | Purchases (Incremental) | Technical Potential | 0 | 0 | 0 | 0 | 0 | 4.8938 | 4.8911 | 4.8622 | 4.8649 | 4.8689 | 4.8071 | 4.7939 | 4.7842 | 4.7082 | 4.7262 | 4.6811 | 4.6817 | 4.6582 | 4.6166 | 4.6221 | 4.603 | 4.5851 | 4.5684 | 4.5529 | 4.5385 | 0 | 0 | 0 | 0 | 0 | 0
F11_Industrial_Stone, Clay, and Glass_Existing_Process_Natural Gas_Retrocommissioning_A_Technical Potential | F11 | Industrial | Stone, Clay, and Glass | Existing | Process | Natural Gas | Retrocommissioning | A | Purchases (Cumulative) | Technical Potential | 0 | 0 | 0 | 0 | 0 | 4.8938 | 9.7849 | 14.6471 | 19.512 | 24.3809 | 29.188 | 33.9819 | 38.7661 | 43.4743 | 48.2005 | 52.8817 | 57.5634 | 62.2216 | 66.8382 | 71.4603 | 76.0633 | 80.6484 | 85.2168 | 89.7696 | 94.3081 | 94.3081 | 94.3081 | 94.3081 | 94.3081 | 94.3081 | 94.3081
F1_Industrial_Stone, Clay, and Glass_New_Space Heating_Natural Gas_Insulation - Roof/Ceiling_A_Technical Potential | F1 | Industrial | Stone, Clay, and Glass | New | Space Heating | Natural Gas | Insulation - Roof/Ceiling | A | Integrated Unit Energy Savings (kWh or therms) | Technical Potential | 0 | 0 | 0 | 0 | 0 | 0.091609 | 0.088839 | 0.086794 | 0.085212 | 0.083925 | 0.082868 | 0.081618 | 0.08028 | 0.078926 | 0.077582 | 0.076348 | 0.075221 | 0.074875 | 0.074132 | 0.073582 | 0.073195 | 0.072904 | 0.07281 | 0.072832 | 0.072929 | 0.073068 | 0.073202 | 0.073338 | 0 | 0 | 0
F2_Industrial_Stone, Clay, and Glass_New_Space Heating_Natural Gas_Insulation - Roof/Ceiling_A_Technical Potential | F2 | Industrial | Stone, Clay, and Glass | New | Space Heating | Natural Gas | Insulation - Roof/Ceiling | A | Integrated Unit Summer Peak Savings (kW) | Technical Potential | 0 | 0 | 0 | 0 | 0 | 0 | 0 | 0 | 0 | 0 | 0 | 0 | 0 | 0 | 0 | 0 | 0 | 0 | 0 | 0 | 0 | 0 | 0 | 0 | 0 | 0 | 0 | 0 | 0 | 0 | 0
F3_Industrial_Stone, Clay, and Glass_New_Space Heating_Natural Gas_Insulation - Roof/Ceiling_A_Technical Potential | F3 | Industrial | Stone, Clay, and Glass | New | Space Heating | Natural Gas | Insulation - Roof/Ceiling | A | Integrated Unit Winter Peak Savings (kW) | Technical Potential | 0 | 0 | 0 | 0 | 0 | 0 | 0 | 0 | 0 | 0 | 0 | 0 | 0 | 0 | 0 | 0 | 0 | 0 | 0 | 0 | 0 | 0 | 0 | 0 | 0 | 0 | 0 | 0 | 0 | 0 | 0
F4_Industrial_Stone, Clay, and Glass_New_Space Heating_Natural Gas_Insulation - Roof/Ceiling_A_Technical Potential | F4 | Industrial | Stone, Clay, and Glass | New | Space Heating | Natural Gas | Insulation - Roof/Ceiling | A | Incremental Energy Savings (MWh or mTherms) | Technical Potential | 0 | 0 | 0 | 0 | 0 | 0 | 0 | 0 | 0 | 0 | 0 | 0 | 0 | 0 | 0 | 0 | 0 | 0 | 0 | 0 | 0 | 0 | 0 | 0 | 0 | 0 | 0 | 0 | 0 | 0 | 0
F5_Industrial_Stone, Clay, and Glass_New_Space Heating_Natural Gas_Insulation - Roof/Ceiling_A_Technical Potential | F5 | Industrial | Stone, Clay, and Glass | New | Space Heating | Natural Gas | Insulation - Roof/Ceiling | A | Incremental Summer Peak Savings (MW) | Technical Potential | 0 | 0 | 0 | 0 | 0 | 0 | 0 | 0 | 0 | 0 | 0 | 0 | 0 | 0 | 0 | 0 | 0 | 0 | 0 | 0 | 0 | 0 | 0 | 0 | 0 | 0 | 0 | 0 | 0 | 0 | 0
F6_Industrial_Stone, Clay, and Glass_New_Space Heating_Natural Gas_Insulation - Roof/Ceiling_A_Technical Potential | F6 | Industrial | Stone, Clay, and Glass | New | Space Heating | Natural Gas | Insulation - Roof/Ceiling | A | Incremental Winter Peak Savings (MW) | Technical Potential | 0 | 0 | 0 | 0 | 0 | 0 | 0 | 0 | 0 | 0 | 0 | 0 | 0 | 0 | 0 | 0 | 0 | 0 | 0 | 0 | 0 | 0 | 0 | 0 | 0 | 0 | 0 | 0 | 0 | 0 | 0
F7_Industrial_Stone, Clay, and Glass_New_Space Heating_Natural Gas_Insulation - Roof/Ceiling_A_Technical Potential | F7 | Industrial | Stone, Clay, and Glass | New | Space Heating | Natural Gas | Insulation - Roof/Ceiling | A | Cumulative Energy Savings (MWh or mTherms) | Technical Potential | 0 | 0 | 0 | 0 | 0 | 0 | 0 | 0 | 0 | 0 | 0 | 0 | 0 | 0 | 0 | 0 | 0 | 0 | 0 | 0 | 0 | 0 | 0 | 0 | 0 | 0 | 0 | 0 | 0 | 0 | 0
F8_Industrial_Stone, Clay, and Glass_New_Space Heating_Natural Gas_Insulation - Roof/Ceiling_A_Technical Potential | F8 | Industrial | Stone, Clay, and Glass | New | Space Heating | Natural Gas | Insulation - Roof/Ceiling | A | Cumulative Summer Peak Savings (MW) | Technical Potential | 0 | 0 | 0 | 0 | 0 | 0 | 0 | 0 | 0 | 0 | 0 | 0 | 0 | 0 | 0 | 0 | 0 | 0 | 0 | 0 | 0 | 0 | 0 | 0 | 0 | 0 | 0 | 0 | 0 | 0 | 0
F9_Industrial_Stone, Clay, and Glass_New_Space Heating_Natural Gas_Insulation - Roof/Ceiling_A_Technical Potential | F9 | Industrial | Stone, Clay, and Glass | New | Space Heating | Natural Gas | Insulation - Roof/Ceiling | A | Cumulative Winter Peak Savings (MW) | Technical Potential | 0 | 0 | 0 | 0 | 0 | 0 | 0 | 0 | 0 | 0 | 0 | 0 | 0 | 0 | 0 | 0 | 0 | 0 | 0 | 0 | 0 | 0 | 0 | 0 | 0 | 0 | 0 | 0 | 0 | 0 | 0
F10_Industrial_Stone, Clay, and Glass_New_Space Heating_Natural Gas_Insulation - Roof/Ceiling_A_Technical Potential | F10 | Industrial | Stone, Clay, and Glass | New | Space Heating | Natural Gas | Insulation - Roof/Ceiling | A | Purchases (Incremental) | Technical Potential | 0 | 0 | 0 | 0 | 0 | 0 | 0 | 0 | 0 | 0 | 0 | 0 | 0 | 0 | 0 | 0 | 0 | 0 | 0 | 0 | 0 | 0 | 0 | 0 | 0 | 0 | 0 | 0 | 0 | 0 | 0
F11_Industrial_Stone, Clay, and Glass_New_Space Heating_Natural Gas_Insulation - Roof/Ceiling_A_Technical Potential | F11 | Industrial | Stone, Clay, and Glass | New | Space Heating | Natural Gas | Insulation - Roof/Ceiling | A | Purchases (Cumulative) | Technical Potential | 0 | 0 | 0 | 0 | 0 | 0 | 0 | 0 | 0 | 0 | 0 | 0 | 0 | 0 | 0 | 0 | 0 | 0 | 0 | 0 | 0 | 0 | 0 | 0 | 0 | 0 | 0 | 0 | 0 | 0 | 0
F1_Industrial_Stone, Clay, and Glass_New_Space Heating_Natural Gas_Insulation - Wall Cavity_A_Technical Potential | F1 | Industrial | Stone, Clay, and Glass | New | Space Heating | Natural Gas | Insulation - Wall Cavity | A | Integrated Unit Energy Savings (kWh or therms) | Technical Potential | 0 | 0 | 0 | 0 | 0 | 0.016498 | 0.015999 | 0.015631 | 0.015346 | 0.015114 | 0.014924 | 0.014699 | 0.014458 | 0.014214 | 0.013972 | 0.01375 | 0.013547 | 0.013484 | 0.013351 | 0.013251 | 0.013182 | 0.013129 | 0.013112 | 0.013116 | 0.013134 | 0.013159 | 0.013183 | 0.013207 | 0 | 0 | 0
F2_Industrial_Stone, Clay, and Glass_New_Space Heating_Natural Gas_Insulation - Wall Cavity_A_Technical Potential | F2 | Industrial | Stone, Clay, and Glass | New | Space Heating | Natural Gas | Insulation - Wall Cavity | A | Integrated Unit Summer Peak Savings (kW) | Technical Potential | 0 | 0 | 0 | 0 | 0 | 0 | 0 | 0 | 0 | 0 | 0 | 0 | 0 | 0 | 0 | 0 | 0 | 0 | 0 | 0 | 0 | 0 | 0 | 0 | 0 | 0 | 0 | 0 | 0 | 0 | 0
F3_Industrial_Stone, Clay, and Glass_New_Space Heating_Natural Gas_Insulation - Wall Cavity_A_Technical Potential | F3 | Industrial | Stone, Clay, and Glass | New | Space Heating | Natural Gas | Insulation - Wall Cavity | A | Integrated Unit Winter Peak Savings (kW) | Technical Potential | 0 | 0 | 0 | 0 | 0 | 0 | 0 | 0 | 0 | 0 | 0 | 0 | 0 | 0 | 0 | 0 | 0 | 0 | 0 | 0 | 0 | 0 | 0 | 0 | 0 | 0 | 0 | 0 | 0 | 0 | 0
F4_Industrial_Stone, Clay, and Glass_New_Space Heating_Natural Gas_Insulation - Wall Cavity_A_Technical Potential | F4 | Industrial | Stone, Clay, and Glass | New | Space Heating | Natural Gas | Insulation - Wall Cavity | A | Incremental Energy Savings (MWh or mTherms) | Technical Potential | 0 | 0 | 0 | 0 | 0 | 0 | 0 | 0 | 0 | 0 | 0 | 0 | 0 | 0 | 0 | 0 | 0 | 0 | 0 | 0 | 0 | 0 | 0 | 0 | 0 | 0 | 0 | 0 | 0 | 0 | 0
F5_Industrial_Stone, Clay, and Glass_New_Space Heating_Natural Gas_Insulation - Wall Cavity_A_Technical Potential | F5 | Industrial | Stone, Clay, and Glass | New | Space Heating | Natural Gas | Insulation - Wall Cavity | A | Incremental Summer Peak Savings (MW) | Technical Potential | 0 | 0 | 0 | 0 | 0 | 0 | 0 | 0 | 0 | 0 | 0 | 0 | 0 | 0 | 0 | 0 | 0 | 0 | 0 | 0 | 0 | 0 | 0 | 0 | 0 | 0 | 0 | 0 | 0 | 0 | 0
F6_Industrial_Stone, Clay, and Glass_New_Space Heating_Natural Gas_Insulation - Wall Cavity_A_Technical Potential | F6 | Industrial | Stone, Clay, and Glass | New | Space Heating | Natural Gas | Insulation - Wall Cavity | A | Incremental Winter Peak Savings (MW) | Technical Potential | 0 | 0 | 0 | 0 | 0 | 0 | 0 | 0 | 0 | 0 | 0 | 0 | 0 | 0 | 0 | 0 | 0 | 0 | 0 | 0 | 0 | 0 | 0 | 0 | 0 | 0 | 0 | 0 | 0 | 0 | 0
F7_Industrial_Stone, Clay, and Glass_New_Space Heating_Natural Gas_Insulation - Wall Cavity_A_Technical Potential | F7 | Industrial | Stone, Clay, and Glass | New | Space Heating | Natural Gas | Insulation - Wall Cavity | A | Cumulative Energy Savings (MWh or mTherms) | Technical Potential | 0 | 0 | 0 | 0 | 0 | 0 | 0 | 0 | 0 | 0 | 0 | 0 | 0 | 0 | 0 | 0 | 0 | 0 | 0 | 0 | 0 | 0 | 0 | 0 | 0 | 0 | 0 | 0 | 0 | 0 | 0
F8_Industrial_Stone, Clay, and Glass_New_Space Heating_Natural Gas_Insulation - Wall Cavity_A_Technical Potential | F8 | Industrial | Stone, Clay, and Glass | New | Space Heating | Natural Gas | Insulation - Wall Cavity | A | Cumulative Summer Peak Savings (MW) | Technical Potential | 0 | 0 | 0 | 0 | 0 | 0 | 0 | 0 | 0 | 0 | 0 | 0 | 0 | 0 | 0 | 0 | 0 | 0 | 0 | 0 | 0 | 0 | 0 | 0 | 0 | 0 | 0 | 0 | 0 | 0 | 0
F9_Industrial_Stone, Clay, and Glass_New_Space Heating_Natural Gas_Insulation - Wall Cavity_A_Technical Potential | F9 | Industrial | Stone, Clay, and Glass | New | Space Heating | Natural Gas | Insulation - Wall Cavity | A | Cumulative Winter Peak Savings (MW) | Technical Potential | 0 | 0 | 0 | 0 | 0 | 0 | 0 | 0 | 0 | 0 | 0 | 0 | 0 | 0 | 0 | 0 | 0 | 0 | 0 | 0 | 0 | 0 | 0 | 0 | 0 | 0 | 0 | 0 | 0 | 0 | 0
F10_Industrial_Stone, Clay, and Glass_New_Space Heating_Natural Gas_Insulation - Wall Cavity_A_Technical Potential | F10 | Industrial | Stone, Clay, and Glass | New | Space Heating | Natural Gas | Insulation - Wall Cavity | A | Purchases (Incremental) | Technical Potential | 0 | 0 | 0 | 0 | 0 | 0 | 0 | 0 | 0 | 0 | 0 | 0 | 0 | 0 | 0 | 0 | 0 | 0 | 0 | 0 | 0 | 0 | 0 | 0 | 0 | 0 | 0 | 0 | 0 | 0 | 0
F11_Industrial_Stone, Clay, and Glass_New_Space Heating_Natural Gas_Insulation - Wall Cavity_A_Technical Potential | F11 | Industrial | Stone, Clay, and Glass | New | Space Heating | Natural Gas | Insulation - Wall Cavity | A | Purchases (Cumulative) | Technical Potential | 0 | 0 | 0 | 0 | 0 | 0 | 0 | 0 | 0 | 0 | 0 | 0 | 0 | 0 | 0 | 0 | 0 | 0 | 0 | 0 | 0 | 0 | 0 | 0 | 0 | 0 | 0 | 0 | 0 | 0 | 0
F1_Industrial_Stone, Clay, and Glass_New_Space Heating_Natural Gas_Insulation - Ducting_A_Technical Potential | F1 | Industrial | Stone, Clay, and Glass | New | Space Heating | Natural Gas | Insulation - Ducting | A | Integrated Unit Energy Savings (kWh or therms) | Technical Potential | 0 | 0 | 0 | 0 | 0 | 0 | 0 | 0 | 0 | 0 | 0 | 0 | 0 | 0 | 0 | 0 | 0 | 0 | 0 | 0 | 0 | 0 | 0 | 0 | 0 | 0 | 0 | 0 | 0 | 0 | 0
F2_Industrial_Stone, Clay, and Glass_New_Space Heating_Natural Gas_Insulation - Ducting_A_Technical Potential | F2 | Industrial | Stone, Clay, and Glass | New | Space Heating | Natural Gas | Insulation - Ducting | A | Integrated Unit Summer Peak Savings (kW) | Technical Potential | 0 | 0 | 0 | 0 | 0 | 0 | 0 | 0 | 0 | 0 | 0 | 0 | 0 | 0 | 0 | 0 | 0 | 0 | 0 | 0 | 0 | 0 | 0 | 0 | 0 | 0 | 0 | 0 | 0 | 0 | 0
F3_Industrial_Stone, Clay, and Glass_New_Space Heating_Natural Gas_Insulation - Ducting_A_Technical Potential | F3 | Industrial | Stone, Clay, and Glass | New | Space Heating | Natural Gas | Insulation - Ducting | A | Integrated Unit Winter Peak Savings (kW) | Technical Potential | 0 | 0 | 0 | 0 | 0 | 0 | 0 | 0 | 0 | 0 | 0 | 0 | 0 | 0 | 0 | 0 | 0 | 0 | 0 | 0 | 0 | 0 | 0 | 0 | 0 | 0 | 0 | 0 | 0 | 0 | 0
F4_Industrial_Stone, Clay, and Glass_New_Space Heating_Natural Gas_Insulation - Ducting_A_Technical Potential | F4 | Industrial | Stone, Clay, and Glass | New | Space Heating | Natural Gas | Insulation - Ducting | A | Incremental Energy Savings (MWh or mTherms) | Technical Potential | 0 | 0 | 0 | 0 | 0 | 0 | 0 | 0 | 0 | 0 | 0 | 0 | 0 | 0 | 0 | 0 | 0 | 0 | 0 | 0 | 0 | 0 | 0 | 0 | 0 | 0 | 0 | 0 | 0 | 0 | 0
F5_Industrial_Stone, Clay, and Glass_New_Space Heating_Natural Gas_Insulation - Ducting_A_Technical Potential | F5 | Industrial | Stone, Clay, and Glass | New | Space Heating | Natural Gas | Insulation - Ducting | A | Incremental Summer Peak Savings (MW) | Technical Potential | 0 | 0 | 0 | 0 | 0 | 0 | 0 | 0 | 0 | 0 | 0 | 0 | 0 | 0 | 0 | 0 | 0 | 0 | 0 | 0 | 0 | 0 | 0 | 0 | 0 | 0 | 0 | 0 | 0 | 0 | 0
F6_Industrial_Stone, Clay, and Glass_New_Space Heating_Natural Gas_Insulation - Ducting_A_Technical Potential | F6 | Industrial | Stone, Clay, and Glass | New | Space Heating | Natural Gas | Insulation - Ducting | A | Incremental Winter Peak Savings (MW) | Technical Potential | 0 | 0 | 0 | 0 | 0 | 0 | 0 | 0 | 0 | 0 | 0 | 0 | 0 | 0 | 0 | 0 | 0 | 0 | 0 | 0 | 0 | 0 | 0 | 0 | 0 | 0 | 0 | 0 | 0 | 0 | 0
F7_Industrial_Stone, Clay, and Glass_New_Space Heating_Natural Gas_Insulation - Ducting_A_Technical Potential | F7 | Industrial | Stone, Clay, and Glass | New | Space Heating | Natural Gas | Insulation - Ducting | A | Cumulative Energy Savings (MWh or mTherms) | Technical Potential | 0 | 0 | 0 | 0 | 0 | 0 | 0 | 0 | 0 | 0 | 0 | 0 | 0 | 0 | 0 | 0 | 0 | 0 | 0 | 0 | 0 | 0 | 0 | 0 | 0 | 0 | 0 | 0 | 0 | 0 | 0
F8_Industrial_Stone, Clay, and Glass_New_Space Heating_Natural Gas_Insulation - Ducting_A_Technical Potential | F8 | Industrial | Stone, Clay, and Glass | New | Space Heating | Natural Gas | Insulation - Ducting | A | Cumulative Summer Peak Savings (MW) | Technical Potential | 0 | 0 | 0 | 0 | 0 | 0 | 0 | 0 | 0 | 0 | 0 | 0 | 0 | 0 | 0 | 0 | 0 | 0 | 0 | 0 | 0 | 0 | 0 | 0 | 0 | 0 | 0 | 0 | 0 | 0 | 0
F9_Industrial_Stone, Clay, and Glass_New_Space Heating_Natural Gas_Insulation - Ducting_A_Technical Potential | F9 | Industrial | Stone, Clay, and Glass | New | Space Heating | Natural Gas | Insulation - Ducting | A | Cumulative Winter Peak Savings (MW) | Technical Potential | 0 | 0 | 0 | 0 | 0 | 0 | 0 | 0 | 0 | 0 | 0 | 0 | 0 | 0 | 0 | 0 | 0 | 0 | 0 | 0 | 0 | 0 | 0 | 0 | 0 | 0 | 0 | 0 | 0 | 0 | 0
F10_Industrial_Stone, Clay, and Glass_New_Space Heating_Natural Gas_Insulation - Ducting_A_Technical Potential | F10 | Industrial | Stone, Clay, and Glass | New | Space Heating | Natural Gas | Insulation - Ducting | A | Purchases (Incremental) | Technical Potential | 0 | 0 | 0 | 0 | 0 | 0 | 0 | 0 | 0 | 0 | 0 | 0 | 0 | 0 | 0 | 0 | 0 | 0 | 0 | 0 | 0 | 0 | 0 | 0 | 0 | 0 | 0 | 0 | 0 | 0 | 0
F11_Industrial_Stone, Clay, and Glass_New_Space Heating_Natural Gas_Insulation - Ducting_A_Technical Potential | F11 | Industrial | Stone, Clay, and Glass | New | Space Heating | Natural Gas | Insulation - Ducting | A | Purchases (Cumulative) | Technical Potential | 0 | 0 | 0 | 0 | 0 | 0 | 0 | 0 | 0 | 0 | 0 | 0 | 0 | 0 | 0 | 0 | 0 | 0 | 0 | 0 | 0 | 0 | 0 | 0 | 0 | 0 | 0 | 0 | 0 | 0 | 0
F1_Industrial_Stone, Clay, and Glass_New_Space Heating_Natural Gas_HVAC - Duct Repair and Sealing_A_Technical Potential | F1 | Industrial | Stone, Clay, and Glass | New | Space Heating | Natural Gas | HVAC - Duct Repair and Sealing | A | Integrated Unit Energy Savings (kWh or therms) | Technical Potential | 0 | 0 | 0 | 0 | 0 | 0 | 0 | 0 | 0 | 0 | 0 | 0 | 0 | 0 | 0 | 0 | 0 | 0 | 0 | 0 | 0 | 0 | 0 | 0 | 0 | 0 | 0 | 0 | 0 | 0 | 0
F2_Industrial_Stone, Clay, and Glass_New_Space Heating_Natural Gas_HVAC - Duct Repair and Sealing_A_Technical Potential | F2 | Industrial | Stone, Clay, and Glass | New | Space Heating | Natural Gas | HVAC - Duct Repair and Sealing | A | Integrated Unit Summer Peak Savings (kW) | Technical Potential | 0 | 0 | 0 | 0 | 0 | 0 | 0 | 0 | 0 | 0 | 0 | 0 | 0 | 0 | 0 | 0 | 0 | 0 | 0 | 0 | 0 | 0 | 0 | 0 | 0 | 0 | 0 | 0 | 0 | 0 | 0
F3_Industrial_Stone, Clay, and Glass_New_Space Heating_Natural Gas_HVAC - Duct Repair and Sealing_A_Technical Potential | F3 | Industrial | Stone, Clay, and Glass | New | Space Heating | Natural Gas | HVAC - Duct Repair and Sealing | A | Integrated Unit Winter Peak Savings (kW) | Technical Potential | 0 | 0 | 0 | 0 | 0 | 0 | 0 | 0 | 0 | 0 | 0 | 0 | 0 | 0 | 0 | 0 | 0 | 0 | 0 | 0 | 0 | 0 | 0 | 0 | 0 | 0 | 0 | 0 | 0 | 0 | 0
F4_Industrial_Stone, Clay, and Glass_New_Space Heating_Natural Gas_HVAC - Duct Repair and Sealing_A_Technical Potential | F4 | Industrial | Stone, Clay, and Glass | New | Space Heating | Natural Gas | HVAC - Duct Repair and Sealing | A | Incremental Energy Savings (MWh or mTherms) | Technical Potential | 0 | 0 | 0 | 0 | 0 | 0 | 0 | 0 | 0 | 0 | 0 | 0 | 0 | 0 | 0 | 0 | 0 | 0 | 0 | 0 | 0 | 0 | 0 | 0 | 0 | 0 | 0 | 0 | 0 | 0 | 0
F5_Industrial_Stone, Clay, and Glass_New_Space Heating_Natural Gas_HVAC - Duct Repair and Sealing_A_Technical Potential | F5 | Industrial | Stone, Clay, and Glass | New | Space Heating | Natural Gas | HVAC - Duct Repair and Sealing | A | Incremental Summer Peak Savings (MW) | Technical Potential | 0 | 0 | 0 | 0 | 0 | 0 | 0 | 0 | 0 | 0 | 0 | 0 | 0 | 0 | 0 | 0 | 0 | 0 | 0 | 0 | 0 | 0 | 0 | 0 | 0 | 0 | 0 | 0 | 0 | 0 | 0
F6_Industrial_Stone, Clay, and Glass_New_Space Heating_Natural Gas_HVAC - Duct Repair and Sealing_A_Technical Potential | F6 | Industrial | Stone, Clay, and Glass | New | Space Heating | Natural Gas | HVAC - Duct Repair and Sealing | A | Incremental Winter Peak Savings (MW) | Technical Potential | 0 | 0 | 0 | 0 | 0 | 0 | 0 | 0 | 0 | 0 | 0 | 0 | 0 | 0 | 0 | 0 | 0 | 0 | 0 | 0 | 0 | 0 | 0 | 0 | 0 | 0 | 0 | 0 | 0 | 0 | 0
F7_Industrial_Stone, Clay, and Glass_New_Space Heating_Natural Gas_HVAC - Duct Repair and Sealing_A_Technical Potential | F7 | Industrial | Stone, Clay, and Glass | New | Space Heating | Natural Gas | HVAC - Duct Repair and Sealing | A | Cumulative Energy Savings (MWh or mTherms) | Technical Potential | 0 | 0 | 0 | 0 | 0 | 0 | 0 | 0 | 0 | 0 | 0 | 0 | 0 | 0 | 0 | 0 | 0 | 0 | 0 | 0 | 0 | 0 | 0 | 0 | 0 | 0 | 0 | 0 | 0 | 0 | 0
F8_Industrial_Stone, Clay, and Glass_New_Space Heating_Natural Gas_HVAC - Duct Repair and Sealing_A_Technical Potential | F8 | Industrial | Stone, Clay, and Glass | New | Space Heating | Natural Gas | HVAC - Duct Repair and Sealing | A | Cumulative Summer Peak Savings (MW) | Technical Potential | 0 | 0 | 0 | 0 | 0 | 0 | 0 | 0 | 0 | 0 | 0 | 0 | 0 | 0 | 0 | 0 | 0 | 0 | 0 | 0 | 0 | 0 | 0 | 0 | 0 | 0 | 0 | 0 | 0 | 0 | 0
F9_Industrial_Stone, Clay, and Glass_New_Space Heating_Natural Gas_HVAC - Duct Repair and Sealing_A_Technical Potential | F9 | Industrial | Stone, Clay, and Glass | New | Space Heating | Natural Gas | HVAC - Duct Repair and Sealing | A | Cumulative Winter Peak Savings (MW) | Technical Potential | 0 | 0 | 0 | 0 | 0 | 0 | 0 | 0 | 0 | 0 | 0 | 0 | 0 | 0 | 0 | 0 | 0 | 0 | 0 | 0 | 0 | 0 | 0 | 0 | 0 | 0 | 0 | 0 | 0 | 0 | 0
F10_Industrial_Stone, Clay, and Glass_New_Space Heating_Natural Gas_HVAC - Duct Repair and Sealing_A_Technical Potential | F10 | Industrial | Stone, Clay, and Glass | New | Space Heating | Natural Gas | HVAC - Duct Repair and Sealing | A | Purchases (Incremental) | Technical Potential | 0 | 0 | 0 | 0 | 0 | 0 | 0 | 0 | 0 | 0 | 0 | 0 | 0 | 0 | 0 | 0 | 0 | 0 | 0 | 0 | 0 | 0 | 0 | 0 | 0 | 0 | 0 | 0 | 0 | 0 | 0
F11_Industrial_Stone, Clay, and Glass_New_Space Heating_Natural Gas_HVAC - Duct Repair and Sealing_A_Technical Potential | F11 | Industrial | Stone, Clay, and Glass | New | Space Heating | Natural Gas | HVAC - Duct Repair and Sealing | A | Purchases (Cumulative) | Technical Potential | 0 | 0 | 0 | 0 | 0 | 0 | 0 | 0 | 0 | 0 | 0 | 0 | 0 | 0 | 0 | 0 | 0 | 0 | 0 | 0 | 0 | 0 | 0 | 0 | 0 | 0 | 0 | 0 | 0 | 0 | 0
F1_Industrial_Stone, Clay, and Glass_New_Space Heating_Natural Gas_Windows - High Efficiency_A_Technical Potential | F1 | Industrial | Stone, Clay, and Glass | New | Space Heating | Natural Gas | Windows - High Efficiency | A | Integrated Unit Energy Savings (kWh or therms) | Technical Potential | 0 | 0 | 0 | 0 | 0 | 0.005235 | 0.0050761 | 0.0049586 | 0.0048677 | 0.0047937 | 0.0047329 | 0.004661 | 0.0045842 | 0.0045064 | 0.0044293 | 0.0043585 | 0.0042937 | 0.0042736 | 0.0042309 | 0.0041991 | 0.0041769 | 0.0041601 | 0.0041545 | 0.0041557 | 0.0041611 | 0.0041693 | 0.0041772 | 0.0041852 | 0 | 0 | 0
F2_Industrial_Stone, Clay, and Glass_New_Space Heating_Natural Gas_Windows - High Efficiency_A_Technical Potential | F2 | Industrial | Stone, Clay, and Glass | New | Space Heating | Natural Gas | Windows - High Efficiency | A | Integrated Unit Summer Peak Savings (kW) | Technical Potential | 0 | 0 | 0 | 0 | 0 | 0 | 0 | 0 | 0 | 0 | 0 | 0 | 0 | 0 | 0 | 0 | 0 | 0 | 0 | 0 | 0 | 0 | 0 | 0 | 0 | 0 | 0 | 0 | 0 | 0 | 0
F3_Industrial_Stone, Clay, and Glass_New_Space Heating_Natural Gas_Windows - High Efficiency_A_Technical Potential | F3 | Industrial | Stone, Clay, and Glass | New | Space Heating | Natural Gas | Windows - High Efficiency | A | Integrated Unit Winter Peak Savings (kW) | Technical Potential | 0 | 0 | 0 | 0 | 0 | 0 | 0 | 0 | 0 | 0 | 0 | 0 | 0 | 0 | 0 | 0 | 0 | 0 | 0 | 0 | 0 | 0 | 0 | 0 | 0 | 0 | 0 | 0 | 0 | 0 | 0
F4_Industrial_Stone, Clay, and Glass_New_Space Heating_Natural Gas_Windows - High Efficiency_A_Technical Potential | F4 | Industrial | Stone, Clay, and Glass | New | Space Heating | Natural Gas | Windows - High Efficiency | A | Incremental Energy Savings (MWh or mTherms) | Technical Potential | 0 | 0 | 0 | 0 | 0 | 0 | 0 | 0 | 0 | 0 | 0 | 0 | 0 | 0 | 0 | 0 | 0 | 0 | 0 | 0 | 0 | 0 | 0 | 0 | 0 | 0 | 0 | 0 | 0 | 0 | 0
F5_Industrial_Stone, Clay, and Glass_New_Space Heating_Natural Gas_Windows - High Efficiency_A_Technical Potential | F5 | Industrial | Stone, Clay, and Glass | New | Space Heating | Natural Gas | Windows - High Efficiency | A | Incremental Summer Peak Savings (MW) | Technical Potential | 0 | 0 | 0 | 0 | 0 | 0 | 0 | 0 | 0 | 0 | 0 | 0 | 0 | 0 | 0 | 0 | 0 | 0 | 0 | 0 | 0 | 0 | 0 | 0 | 0 | 0 | 0 | 0 | 0 | 0 | 0
F6_Industrial_Stone, Clay, and Glass_New_Space Heating_Natural Gas_Windows - High Efficiency_A_Technical Potential | F6 | Industrial | Stone, Clay, and Glass | New | Space Heating | Natural Gas | Windows - High Efficiency | A | Incremental Winter Peak Savings (MW) | Technical Potential | 0 | 0 | 0 | 0 | 0 | 0 | 0 | 0 | 0 | 0 | 0 | 0 | 0 | 0 | 0 | 0 | 0 | 0 | 0 | 0 | 0 | 0 | 0 | 0 | 0 | 0 | 0 | 0 | 0 | 0 | 0
F7_Industrial_Stone, Clay, and Glass_New_Space Heating_Natural Gas_Windows - High Efficiency_A_Technical Potential | F7 | Industrial | Stone, Clay, and Glass | New | Space Heating | Natural Gas | Windows - High Efficiency | A | Cumulative Energy Savings (MWh or mTherms) | Technical Potential | 0 | 0 | 0 | 0 | 0 | 0 | 0 | 0 | 0 | 0 | 0 | 0 | 0 | 0 | 0 | 0 | 0 | 0 | 0 | 0 | 0 | 0 | 0 | 0 | 0 | 0 | 0 | 0 | 0 | 0 | 0
F8_Industrial_Stone, Clay, and Glass_New_Space Heating_Natural Gas_Windows - High Efficiency_A_Technical Potential | F8 | Industrial | Stone, Clay, and Glass | New | Space Heating | Natural Gas | Windows - High Efficiency | A | Cumulative Summer Peak Savings (MW) | Technical Potential | 0 | 0 | 0 | 0 | 0 | 0 | 0 | 0 | 0 | 0 | 0 | 0 | 0 | 0 | 0 | 0 | 0 | 0 | 0 | 0 | 0 | 0 | 0 | 0 | 0 | 0 | 0 | 0 | 0 | 0 | 0
F9_Industrial_Stone, Clay, and Glass_New_Space Heating_Natural Gas_Windows - High Efficiency_A_Technical Potential | F9 | Industrial | Stone, Clay, and Glass | New | Space Heating | Natural Gas | Windows - High Efficiency | A | Cumulative Winter Peak Savings (MW) | Technical Potential | 0 | 0 | 0 | 0 | 0 | 0 | 0 | 0 | 0 | 0 | 0 | 0 | 0 | 0 | 0 | 0 | 0 | 0 | 0 | 0 | 0 | 0 | 0 | 0 | 0 | 0 | 0 | 0 | 0 | 0 | 0
F10_Industrial_Stone, Clay, and Glass_New_Space Heating_Natural Gas_Windows - High Efficiency_A_Technical Potential | F10 | Industrial | Stone, Clay, and Glass | New | Space Heating | Natural Gas | Windows - High Efficiency | A | Purchases (Incremental) | Technical Potential | 0 | 0 | 0 | 0 | 0 | 0 | 0 | 0 | 0 | 0 | 0 | 0 | 0 | 0 | 0 | 0 | 0 | 0 | 0 | 0 | 0 | 0 | 0 | 0 | 0 | 0 | 0 | 0 | 0 | 0 | 0
F11_Industrial_Stone, Clay, and Glass_New_Space Heating_Natural Gas_Windows - High Efficiency_A_Technical Potential | F11 | Industrial | Stone, Clay, and Glass | New | Space Heating | Natural Gas | Windows - High Efficiency | A | Purchases (Cumulative) | Technical Potential | 0 | 0 | 0 | 0 | 0 | 0 | 0 | 0 | 0 | 0 | 0 | 0 | 0 | 0 | 0 | 0 | 0 | 0 | 0 | 0 | 0 | 0 | 0 | 0 | 0 | 0 | 0 | 0 | 0 | 0 | 0
F1_Industrial_Stone, Clay, and Glass_New_Space Heating_Natural Gas_Gas Boiler - Maintenance_A_Technical Potential | F1 | Industrial | Stone, Clay, and Glass | New | Space Heating | Natural Gas | Gas Boiler - Maintenance | A | Integrated Unit Energy Savings (kWh or therms) | Technical Potential | 0 | 0 | 0 | 0 | 0 | 0 | 0 | 0 | 0 | 0 | 0 | 0 | 0 | 0 | 0 | 0 | 0 | 0 | 0 | 0 | 0 | 0 | 0 | 0 | 0 | 0 | 0 | 0 | 0 | 0 | 0
F2_Industrial_Stone, Clay, and Glass_New_Space Heating_Natural Gas_Gas Boiler - Maintenance_A_Technical Potential | F2 | Industrial | Stone, Clay, and Glass | New | Space Heating | Natural Gas | Gas Boiler - Maintenance | A | Integrated Unit Summer Peak Savings (kW) | Technical Potential | 0 | 0 | 0 | 0 | 0 | 0 | 0 | 0 | 0 | 0 | 0 | 0 | 0 | 0 | 0 | 0 | 0 | 0 | 0 | 0 | 0 | 0 | 0 | 0 | 0 | 0 | 0 | 0 | 0 | 0 | 0
F3_Industrial_Stone, Clay, and Glass_New_Space Heating_Natural Gas_Gas Boiler - Maintenance_A_Technical Potential | F3 | Industrial | Stone, Clay, and Glass | New | Space Heating | Natural Gas | Gas Boiler - Maintenance | A | Integrated Unit Winter Peak Savings (kW) | Technical Potential | 0 | 0 | 0 | 0 | 0 | 0 | 0 | 0 | 0 | 0 | 0 | 0 | 0 | 0 | 0 | 0 | 0 | 0 | 0 | 0 | 0 | 0 | 0 | 0 | 0 | 0 | 0 | 0 | 0 | 0 | 0
F4_Industrial_Stone, Clay, and Glass_New_Space Heating_Natural Gas_Gas Boiler - Maintenance_A_Technical Potential | F4 | Industrial | Stone, Clay, and Glass | New | Space Heating | Natural Gas | Gas Boiler - Maintenance | A | Incremental Energy Savings (MWh or mTherms) | Technical Potential | 0 | 0 | 0 | 0 | 0 | 0 | 0 | 0 | 0 | 0 | 0 | 0 | 0 | 0 | 0 | 0 | 0 | 0 | 0 | 0 | 0 | 0 | 0 | 0 | 0 | 0 | 0 | 0 | 0 | 0 | 0
F5_Industrial_Stone, Clay, and Glass_New_Space Heating_Natural Gas_Gas Boiler - Maintenance_A_Technical Potential | F5 | Industrial | Stone, Clay, and Glass | New | Space Heating | Natural Gas | Gas Boiler - Maintenance | A | Incremental Summer Peak Savings (MW) | Technical Potential | 0 | 0 | 0 | 0 | 0 | 0 | 0 | 0 | 0 | 0 | 0 | 0 | 0 | 0 | 0 | 0 | 0 | 0 | 0 | 0 | 0 | 0 | 0 | 0 | 0 | 0 | 0 | 0 | 0 | 0 | 0
F6_Industrial_Stone, Clay, and Glass_New_Space Heating_Natural Gas_Gas Boiler - Maintenance_A_Technical Potential | F6 | Industrial | Stone, Clay, and Glass | New | Space Heating | Natural Gas | Gas Boiler - Maintenance | A | Incremental Winter Peak Savings (MW) | Technical Potential | 0 | 0 | 0 | 0 | 0 | 0 | 0 | 0 | 0 | 0 | 0 | 0 | 0 | 0 | 0 | 0 | 0 | 0 | 0 | 0 | 0 | 0 | 0 | 0 | 0 | 0 | 0 | 0 | 0 | 0 | 0
F7_Industrial_Stone, Clay, and Glass_New_Space Heating_Natural Gas_Gas Boiler - Maintenance_A_Technical Potential | F7 | Industrial | Stone, Clay, and Glass | New | Space Heating | Natural Gas | Gas Boiler - Maintenance | A | Cumulative Energy Savings (MWh or mTherms) | Technical Potential | 0 | 0 | 0 | 0 | 0 | 0 | 0 | 0 | 0 | 0 | 0 | 0 | 0 | 0 | 0 | 0 | 0 | 0 | 0 | 0 | 0 | 0 | 0 | 0 | 0 | 0 | 0 | 0 | 0 | 0 | 0
F8_Industrial_Stone, Clay, and Glass_New_Space Heating_Natural Gas_Gas Boiler - Maintenance_A_Technical Potential | F8 | Industrial | Stone, Clay, and Glass | New | Space Heating | Natural Gas | Gas Boiler - Maintenance | A | Cumulative Summer Peak Savings (MW) | Technical Potential | 0 | 0 | 0 | 0 | 0 | 0 | 0 | 0 | 0 | 0 | 0 | 0 | 0 | 0 | 0 | 0 | 0 | 0 | 0 | 0 | 0 | 0 | 0 | 0 | 0 | 0 | 0 | 0 | 0 | 0 | 0
F9_Industrial_Stone, Clay, and Glass_New_Space Heating_Natural Gas_Gas Boiler - Maintenance_A_Technical Potential | F9 | Industrial | Stone, Clay, and Glass | New | Space Heating | Natural Gas | Gas Boiler - Maintenance | A | Cumulative Winter Peak Savings (MW) | Technical Potential | 0 | 0 | 0 | 0 | 0 | 0 | 0 | 0 | 0 | 0 | 0 | 0 | 0 | 0 | 0 | 0 | 0 | 0 | 0 | 0 | 0 | 0 | 0 | 0 | 0 | 0 | 0 | 0 | 0 | 0 | 0
F10_Industrial_Stone, Clay, and Glass_New_Space Heating_Natural Gas_Gas Boiler - Maintenance_A_Technical Potential | F10 | Industrial | Stone, Clay, and Glass | New | Space Heating | Natural Gas | Gas Boiler - Maintenance | A | Purchases (Incremental) | Technical Potential | 0 | 0 | 0 | 0 | 0 | 0 | 0 | 0 | 0 | 0 | 0 | 0 | 0 | 0 | 0 | 0 | 0 | 0 | 0 | 0 | 0 | 0 | 0 | 0 | 0 | 0 | 0 | 0 | 0 | 0 | 0
F11_Industrial_Stone, Clay, and Glass_New_Space Heating_Natural Gas_Gas Boiler - Maintenance_A_Technical Potential | F11 | Industrial | Stone, Clay, and Glass | New | Space Heating | Natural Gas | Gas Boiler - Maintenance | A | Purchases (Cumulative) | Technical Potential | 0 | 0 | 0 | 0 | 0 | 0 | 0 | 0 | 0 | 0 | 0 | 0 | 0 | 0 | 0 | 0 | 0 | 0 | 0 | 0 | 0 | 0 | 0 | 0 | 0 | 0 | 0 | 0 | 0 | 0 | 0
F1_Industrial_Stone, Clay, and Glass_New_Process_Natural Gas_Gas Boiler - Maintenance_A_Technical Potential | F1 | Industrial | Stone, Clay, and Glass | New | Process | Natural Gas | Gas Boiler - Maintenance | A | Integrated Unit Energy Savings (kWh or therms) | Technical Potential | 0 | 0 | 0 | 0 | 0 | 4.2096 | 4.2096 | 4.2096 | 4.2096 | 4.2096 | 4.2096 | 4.2096 | 4.2096 | 4.2096 | 4.2096 | 4.2096 | 4.2096 | 4.2096 | 4.2096 | 4.2096 | 4.2096 | 4.2096 | 4.2096 | 4.2096 | 4.2096 | 4.2096 | 4.2096 | 4.2096 | 4.2096 | 4.2096 | 4.2096
F2_Industrial_Stone, Clay, and Glass_New_Process_Natural Gas_Gas Boiler - Maintenance_A_Technical Potential | F2 | Industrial | Stone, Clay, and Glass | New | Process | Natural Gas | Gas Boiler - Maintenance | A | Integrated Unit Summer Peak Savings (kW) | Technical Potential | 0 | 0 | 0 | 0 | 0 | 0 | 0 | 0 | 0 | 0 | 0 | 0 | 0 | 0 | 0 | 0 | 0 | 0 | 0 | 0 | 0 | 0 | 0 | 0 | 0 | 0 | 0 | 0 | 0 | 0 | 0
F3_Industrial_Stone, Clay, and Glass_New_Process_Natural Gas_Gas Boiler - Maintenance_A_Technical Potential | F3 | Industrial | Stone, Clay, and Glass | New | Process | Natural Gas | Gas Boiler - Maintenance | A | Integrated Unit Winter Peak Savings (kW) | Technical Potential | 0 | 0 | 0 | 0 | 0 | 0 | 0 | 0 | 0 | 0 | 0 | 0 | 0 | 0 | 0 | 0 | 0 | 0 | 0 | 0 | 0 | 0 | 0 | 0 | 0 | 0 | 0 | 0 | 0 | 0 | 0
F4_Industrial_Stone, Clay, and Glass_New_Process_Natural Gas_Gas Boiler - Maintenance_A_Technical Potential | F4 | Industrial | Stone, Clay, and Glass | New | Process | Natural Gas | Gas Boiler - Maintenance | A | Incremental Energy Savings (MWh or mTherms) | Technical Potential | 0 | 0 | 0 | 0 | 0 | 0.0014096 | 0.0011705 | 0.00093661 | 0.0014096 | 0.0011705 | 0.00093661 | 0.0014096 | 0.0011705 | 0.00093661 | 0.0014096 | 0.0011705 | 0.00093661 | 0.0014096 | 0.0011705 | 0.00093661 | 0.0014096 | 0.0011705 | 0.00093661 | 0.0014096 | 0.0011705 | 0.00093661 | 0.0014096 | 0.0011705 | 0.00093661 | 0.0014096 | 0.0011705
F5_Industrial_Stone, Clay, and Glass_New_Process_Natural Gas_Gas Boiler - Maintenance_A_Technical Potential | F5 | Industrial | Stone, Clay, and Glass | New | Process | Natural Gas | Gas Boiler - Maintenance | A | Incremental Summer Peak Savings (MW) | Technical Potential | 0 | 0 | 0 | 0 | 0 | 0 | 0 | 0 | 0 | 0 | 0 | 0 | 0 | 0 | 0 | 0 | 0 | 0 | 0 | 0 | 0 | 0 | 0 | 0 | 0 | 0 | 0 | 0 | 0 | 0 | 0
F6_Industrial_Stone, Clay, and Glass_New_Process_Natural Gas_Gas Boiler - Maintenance_A_Technical Potential | F6 | Industrial | Stone, Clay, and Glass | New | Process | Natural Gas | Gas Boiler - Maintenance | A | Incremental Winter Peak Savings (MW) | Technical Potential | 0 | 0 | 0 | 0 | 0 | 0 | 0 | 0 | 0 | 0 | 0 | 0 | 0 | 0 | 0 | 0 | 0 | 0 | 0 | 0 | 0 | 0 | 0 | 0 | 0 | 0 | 0 | 0 | 0 | 0 | 0
F7_Industrial_Stone, Clay, and Glass_New_Process_Natural Gas_Gas Boiler - Maintenance_A_Technical Potential | F7 | Industrial | Stone, Clay, and Glass | New | Process | Natural Gas | Gas Boiler - Maintenance | A | Cumulative Energy Savings (MWh or mTherms) | Technical Potential | 0 | 0 | 0 | 0 | 0 | 0.0014096 | 0.0025802 | 0.0035168 | 0.0035168 | 0.0035168 | 0.0035168 | 0.0035168 | 0.0035168 | 0.0035168 | 0.0035168 | 0.0035168 | 0.0035168 | 0.0035168 | 0.0035168 | 0.0035168 | 0.0035168 | 0.0035168 | 0.0035168 | 0.0035168 | 0.0035168 | 0.0035168 | 0.0035168 | 0.0035168 | 0 | 0 | 0
F8_Industrial_Stone, Clay, and Glass_New_Process_Natural Gas_Gas Boiler - Maintenance_A_Technical Potential | F8 | Industrial | Stone, Clay, and Glass | New | Process | Natural Gas | Gas Boiler - Maintenance | A | Cumulative Summer Peak Savings (MW) | Technical Potential | 0 | 0 | 0 | 0 | 0 | 0 | 0 | 0 | 0 | 0 | 0 | 0 | 0 | 0 | 0 | 0 | 0 | 0 | 0 | 0 | 0 | 0 | 0 | 0 | 0 | 0 | 0 | 0 | 0 | 0 | 0
F9_Industrial_Stone, Clay, and Glass_New_Process_Natural Gas_Gas Boiler - Maintenance_A_Technical Potential | F9 | Industrial | Stone, Clay, and Glass | New | Process | Natural Gas | Gas Boiler - Maintenance | A | Cumulative Winter Peak Savings (MW) | Technical Potential | 0 | 0 | 0 | 0 | 0 | 0 | 0 | 0 | 0 | 0 | 0 | 0 | 0 | 0 | 0 | 0 | 0 | 0 | 0 | 0 | 0 | 0 | 0 | 0 | 0 | 0 | 0 | 0 | 0 | 0 | 0
F10_Industrial_Stone, Clay, and Glass_New_Process_Natural Gas_Gas Boiler - Maintenance_A_Technical Potential | F10 | Industrial | Stone, Clay, and Glass | New | Process | Natural Gas | Gas Boiler - Maintenance | A | Purchases (Incremental) | Technical Potential | 0 | 0 | 0 | 0 | 0 | 0.33486 | 0.27807 | 0.22249 | 0.33486 | 0.27807 | 0.22249 | 0.33486 | 0.27807 | 0.22249 | 0.33486 | 0.27807 | 0.22249 | 0.33486 | 0.27807 | 0.22249 | 0.33486 | 0.27807 | 0.22249 | 0.33486 | 0.27807 | 0.22249 | 0.33486 | 0.27807 | 0.22249 | 0.33486 | 0.27807
F11_Industrial_Stone, Clay, and Glass_New_Process_Natural Gas_Gas Boiler - Maintenance_A_Technical Potential | F11 | Industrial | Stone, Clay, and Glass | New | Process | Natural Gas | Gas Boiler - Maintenance | A | Purchases (Cumulative) | Technical Potential | 0 | 0 | 0 | 0 | 0 | 0.33486 | 0.61292 | 0.83542 | 0.83542 | 0.83542 | 0.83542 | 0.83542 | 0.83542 | 0.83542 | 0.83542 | 0.83542 | 0.83542 | 0.83542 | 0.83542 | 0.83542 | 0.83542 | 0.83542 | 0.83542 | 0.83542 | 0.83542 | 0.83542 | 0.83542 | 0.83542 | 0.83542 | 0.83542 | 0.83542
F1_Industrial_Stone, Clay, and Glass_New_Space Heating_Natural Gas_Gas Furnace - Maintenance_A_Technical Potential | F1 | Industrial | Stone, Clay, and Glass | New | Space Heating | Natural Gas | Gas Furnace - Maintenance | A | Integrated Unit Energy Savings (kWh or therms) | Technical Potential | 0 | 0 | 0 | 0 | 0 | 0 | 0 | 0 | 0 | 0 | 0 | 0 | 0 | 0 | 0 | 0 | 0 | 0 | 0 | 0 | 0 | 0 | 0 | 0 | 0 | 0 | 0 | 0 | 0 | 0 | 0
F2_Industrial_Stone, Clay, and Glass_New_Space Heating_Natural Gas_Gas Furnace - Maintenance_A_Technical Potential | F2 | Industrial | Stone, Clay, and Glass | New | Space Heating | Natural Gas | Gas Furnace - Maintenance | A | Integrated Unit Summer Peak Savings (kW) | Technical Potential | 0 | 0 | 0 | 0 | 0 | 0 | 0 | 0 | 0 | 0 | 0 | 0 | 0 | 0 | 0 | 0 | 0 | 0 | 0 | 0 | 0 | 0 | 0 | 0 | 0 | 0 | 0 | 0 | 0 | 0 | 0
F3_Industrial_Stone, Clay, and Glass_New_Space Heating_Natural Gas_Gas Furnace - Maintenance_A_Technical Potential | F3 | Industrial | Stone, Clay, and Glass | New | Space Heating | Natural Gas | Gas Furnace - Maintenance | A | Integrated Unit Winter Peak Savings (kW) | Technical Potential | 0 | 0 | 0 | 0 | 0 | 0 | 0 | 0 | 0 | 0 | 0 | 0 | 0 | 0 | 0 | 0 | 0 | 0 | 0 | 0 | 0 | 0 | 0 | 0 | 0 | 0 | 0 | 0 | 0 | 0 | 0
F4_Industrial_Stone, Clay, and Glass_New_Space Heating_Natural Gas_Gas Furnace - Maintenance_A_Technical Potential | F4 | Industrial | Stone, Clay, and Glass | New | Space Heating | Natural Gas | Gas Furnace - Maintenance | A | Incremental Energy Savings (MWh or mTherms) | Technical Potential | 0 | 0 | 0 | 0 | 0 | 0 | 0 | 0 | 0 | 0 | 0 | 0 | 0 | 0 | 0 | 0 | 0 | 0 | 0 | 0 | 0 | 0 | 0 | 0 | 0 | 0 | 0 | 0 | 0 | 0 | 0
F5_Industrial_Stone, Clay, and Glass_New_Space Heating_Natural Gas_Gas Furnace - Maintenance_A_Technical Potential | F5 | Industrial | Stone, Clay, and Glass | New | Space Heating | Natural Gas | Gas Furnace - Maintenance | A | Incremental Summer Peak Savings (MW) | Technical Potential | 0 | 0 | 0 | 0 | 0 | 0 | 0 | 0 | 0 | 0 | 0 | 0 | 0 | 0 | 0 | 0 | 0 | 0 | 0 | 0 | 0 | 0 | 0 | 0 | 0 | 0 | 0 | 0 | 0 | 0 | 0
F6_Industrial_Stone, Clay, and Glass_New_Space Heating_Natural Gas_Gas Furnace - Maintenance_A_Technical Potential | F6 | Industrial | Stone, Clay, and Glass | New | Space Heating | Natural Gas | Gas Furnace - Maintenance | A | Incremental Winter Peak Savings (MW) | Technical Potential | 0 | 0 | 0 | 0 | 0 | 0 | 0 | 0 | 0 | 0 | 0 | 0 | 0 | 0 | 0 | 0 | 0 | 0 | 0 | 0 | 0 | 0 | 0 | 0 | 0 | 0 | 0 | 0 | 0 | 0 | 0
F7_Industrial_Stone, Clay, and Glass_New_Space Heating_Natural Gas_Gas Furnace - Maintenance_A_Technical Potential | F7 | Industrial | Stone, Clay, and Glass | New | Space Heating | Natural Gas | Gas Furnace - Maintenance | A | Cumulative Energy Savings (MWh or mTherms) | Technical Potential | 0 | 0 | 0 | 0 | 0 | 0 | 0 | 0 | 0 | 0 | 0 | 0 | 0 | 0 | 0 | 0 | 0 | 0 | 0 | 0 | 0 | 0 | 0 | 0 | 0 | 0 | 0 | 0 | 0 | 0 | 0
F8_Industrial_Stone, Clay, and Glass_New_Space Heating_Natural Gas_Gas Furnace - Maintenance_A_Technical Potential | F8 | Industrial | Stone, Clay, and Glass | New | Space Heating | Natural Gas | Gas Furnace - Maintenance | A | Cumulative Summer Peak Savings (MW) | Technical Potential | 0 | 0 | 0 | 0 | 0 | 0 | 0 | 0 | 0 | 0 | 0 | 0 | 0 | 0 | 0 | 0 | 0 | 0 | 0 | 0 | 0 | 0 | 0 | 0 | 0 | 0 | 0 | 0 | 0 | 0 | 0
F9_Industrial_Stone, Clay, and Glass_New_Space Heating_Natural Gas_Gas Furnace - Maintenance_A_Technical Potential | F9 | Industrial | Stone, Clay, and Glass | New | Space Heating | Natural Gas | Gas Furnace - Maintenance | A | Cumulative Winter Peak Savings (MW) | Technical Potential | 0 | 0 | 0 | 0 | 0 | 0 | 0 | 0 | 0 | 0 | 0 | 0 | 0 | 0 | 0 | 0 | 0 | 0 | 0 | 0 | 0 | 0 | 0 | 0 | 0 | 0 | 0 | 0 | 0 | 0 | 0
F10_Industrial_Stone, Clay, and Glass_New_Space Heating_Natural Gas_Gas Furnace - Maintenance_A_Technical Potential | F10 | Industrial | Stone, Clay, and Glass | New | Space Heating | Natural Gas | Gas Furnace - Maintenance | A | Purchases (Incremental) | Technical Potential | 0 | 0 | 0 | 0 | 0 | 0 | 0 | 0 | 0 | 0 | 0 | 0 | 0 | 0 | 0 | 0 | 0 | 0 | 0 | 0 | 0 | 0 | 0 | 0 | 0 | 0 | 0 | 0 | 0 | 0 | 0
F11_Industrial_Stone, Clay, and Glass_New_Space Heating_Natural Gas_Gas Furnace - Maintenance_A_Technical Potential | F11 | Industrial | Stone, Clay, and Glass | New | Space Heating | Natural Gas | Gas Furnace - Maintenance | A | Purchases (Cumulative) | Technical Potential | 0 | 0 | 0 | 0 | 0 | 0 | 0 | 0 | 0 | 0 | 0 | 0 | 0 | 0 | 0 | 0 | 0 | 0 | 0 | 0 | 0 | 0 | 0 | 0 | 0 | 0 | 0 | 0 | 0 | 0 | 0
F1_Industrial_Stone, Clay, and Glass_New_Space Heating_Natural Gas_Gas Boiler - Hot Water Reset_A_Technical Potential | F1 | Industrial | Stone, Clay, and Glass | New | Space Heating | Natural Gas | Gas Boiler - Hot Water Reset | A | Integrated Unit Energy Savings (kWh or therms) | Technical Potential | 0 | 0 | 0 | 0 | 0 | 0 | 0 | 0 | 0 | 0 | 0 | 0 | 0 | 0 | 0 | 0 | 0 | 0 | 0 | 0 | 0 | 0 | 0 | 0 | 0 | 0 | 0 | 0 | 0 | 0 | 0
F2_Industrial_Stone, Clay, and Glass_New_Space Heating_Natural Gas_Gas Boiler - Hot Water Reset_A_Technical Potential | F2 | Industrial | Stone, Clay, and Glass | New | Space Heating | Natural Gas | Gas Boiler - Hot Water Reset | A | Integrated Unit Summer Peak Savings (kW) | Technical Potential | 0 | 0 | 0 | 0 | 0 | 0 | 0 | 0 | 0 | 0 | 0 | 0 | 0 | 0 | 0 | 0 | 0 | 0 | 0 | 0 | 0 | 0 | 0 | 0 | 0 | 0 | 0 | 0 | 0 | 0 | 0
F3_Industrial_Stone, Clay, and Glass_New_Space Heating_Natural Gas_Gas Boiler - Hot Water Reset_A_Technical Potential | F3 | Industrial | Stone, Clay, and Glass | New | Space Heating | Natural Gas | Gas Boiler - Hot Water Reset | A | Integrated Unit Winter Peak Savings (kW) | Technical Potential | 0 | 0 | 0 | 0 | 0 | 0 | 0 | 0 | 0 | 0 | 0 | 0 | 0 | 0 | 0 | 0 | 0 | 0 | 0 | 0 | 0 | 0 | 0 | 0 | 0 | 0 | 0 | 0 | 0 | 0 | 0
F4_Industrial_Stone, Clay, and Glass_New_Space Heating_Natural Gas_Gas Boiler - Hot Water Reset_A_Technical Potential | F4 | Industrial | Stone, Clay, and Glass | New | Space Heating | Natural Gas | Gas Boiler - Hot Water Reset | A | Incremental Energy Savings (MWh or mTherms) | Technical Potential | 0 | 0 | 0 | 0 | 0 | 0 | 0 | 0 | 0 | 0 | 0 | 0 | 0 | 0 | 0 | 0 | 0 | 0 | 0 | 0 | 0 | 0 | 0 | 0 | 0 | 0 | 0 | 0 | 0 | 0 | 0
F5_Industrial_Stone, Clay, and Glass_New_Space Heating_Natural Gas_Gas Boiler - Hot Water Reset_A_Technical Potential | F5 | Industrial | Stone, Clay, and Glass | New | Space Heating | Natural Gas | Gas Boiler - Hot Water Reset | A | Incremental Summer Peak Savings (MW) | Technical Potential | 0 | 0 | 0 | 0 | 0 | 0 | 0 | 0 | 0 | 0 | 0 | 0 | 0 | 0 | 0 | 0 | 0 | 0 | 0 | 0 | 0 | 0 | 0 | 0 | 0 | 0 | 0 | 0 | 0 | 0 | 0
F6_Industrial_Stone, Clay, and Glass_New_Space Heating_Natural Gas_Gas Boiler - Hot Water Reset_A_Technical Potential | F6 | Industrial | Stone, Clay, and Glass | New | Space Heating | Natural Gas | Gas Boiler - Hot Water Reset | A | Incremental Winter Peak Savings (MW) | Technical Potential | 0 | 0 | 0 | 0 | 0 | 0 | 0 | 0 | 0 | 0 | 0 | 0 | 0 | 0 | 0 | 0 | 0 | 0 | 0 | 0 | 0 | 0 | 0 | 0 | 0 | 0 | 0 | 0 | 0 | 0 | 0
F7_Industrial_Stone, Clay, and Glass_New_Space Heating_Natural Gas_Gas Boiler - Hot Water Reset_A_Technical Potential | F7 | Industrial | Stone, Clay, and Glass | New | Space Heating | Natural Gas | Gas Boiler - Hot Water Reset | A | Cumulative Energy Savings (MWh or mTherms) | Technical Potential | 0 | 0 | 0 | 0 | 0 | 0 | 0 | 0 | 0 | 0 | 0 | 0 | 0 | 0 | 0 | 0 | 0 | 0 | 0 | 0 | 0 | 0 | 0 | 0 | 0 | 0 | 0 | 0 | 0 | 0 | 0
F8_Industrial_Stone, Clay, and Glass_New_Space Heating_Natural Gas_Gas Boiler - Hot Water Reset_A_Technical Potential | F8 | Industrial | Stone, Clay, and Glass | New | Space Heating | Natural Gas | Gas Boiler - Hot Water Reset | A | Cumulative Summer Peak Savings (MW) | Technical Potential | 0 | 0 | 0 | 0 | 0 | 0 | 0 | 0 | 0 | 0 | 0 | 0 | 0 | 0 | 0 | 0 | 0 | 0 | 0 | 0 | 0 | 0 | 0 | 0 | 0 | 0 | 0 | 0 | 0 | 0 | 0
F9_Industrial_Stone, Clay, and Glass_New_Space Heating_Natural Gas_Gas Boiler - Hot Water Reset_A_Technical Potential | F9 | Industrial | Stone, Clay, and Glass | New | Space Heating | Natural Gas | Gas Boiler - Hot Water Reset | A | Cumulative Winter Peak Savings (MW) | Technical Potential | 0 | 0 | 0 | 0 | 0 | 0 | 0 | 0 | 0 | 0 | 0 | 0 | 0 | 0 | 0 | 0 | 0 | 0 | 0 | 0 | 0 | 0 | 0 | 0 | 0 | 0 | 0 | 0 | 0 | 0 | 0
F10_Industrial_Stone, Clay, and Glass_New_Space Heating_Natural Gas_Gas Boiler - Hot Water Reset_A_Technical Potential | F10 | Industrial | Stone, Clay, and Glass | New | Space Heating | Natural Gas | Gas Boiler - Hot Water Reset | A | Purchases (Incremental) | Technical Potential | 0 | 0 | 0 | 0 | 0 | 0 | 0 | 0 | 0 | 0 | 0 | 0 | 0 | 0 | 0 | 0 | 0 | 0 | 0 | 0 | 0 | 0 | 0 | 0 | 0 | 0 | 0 | 0 | 0 | 0 | 0
F11_Industrial_Stone, Clay, and Glass_New_Space Heating_Natural Gas_Gas Boiler - Hot Water Reset_A_Technical Potential | F11 | Industrial | Stone, Clay, and Glass | New | Space Heating | Natural Gas | Gas Boiler - Hot Water Reset | A | Purchases (Cumulative) | Technical Potential | 0 | 0 | 0 | 0 | 0 | 0 | 0 | 0 | 0 | 0 | 0 | 0 | 0 | 0 | 0 | 0 | 0 | 0 | 0 | 0 | 0 | 0 | 0 | 0 | 0 | 0 | 0 | 0 | 0 | 0 | 0
F1_Industrial_Stone, Clay, and Glass_New_Process_Natural Gas_Gas Boiler - Hot Water Reset_A_Technical Potential | F1 | Industrial | Stone, Clay, and Glass | New | Process | Natural Gas | Gas Boiler - Hot Water Reset | A | Integrated Unit Energy Savings (kWh or therms) | Technical Potential | 0 | 0 | 0 | 0 | 0 | 7.6365 | 7.6219 | 7.609 | 7.5971 | 7.5859 | 7.58 | 7.5761 | 7.5737 | 7.5723 | 7.5716 | 7.5716 | 7.5719 | 7.5725 | 7.5734 | 7.5743 | 7.5754 | 7.5772 | 7.5789 | 7.5804 | 7.5819 | 7.5846 | 7.5871 | 7.5894 | 7.6538 | 7.6538 | 7.6538
F2_Industrial_Stone, Clay, and Glass_New_Process_Natural Gas_Gas Boiler - Hot Water Reset_A_Technical Potential | F2 | Industrial | Stone, Clay, and Glass | New | Process | Natural Gas | Gas Boiler - Hot Water Reset | A | Integrated Unit Summer Peak Savings (kW) | Technical Potential | 0 | 0 | 0 | 0 | 0 | 0 | 0 | 0 | 0 | 0 | 0 | 0 | 0 | 0 | 0 | 0 | 0 | 0 | 0 | 0 | 0 | 0 | 0 | 0 | 0 | 0 | 0 | 0 | 0 | 0 | 0
F3_Industrial_Stone, Clay, and Glass_New_Process_Natural Gas_Gas Boiler - Hot Water Reset_A_Technical Potential | F3 | Industrial | Stone, Clay, and Glass | New | Process | Natural Gas | Gas Boiler - Hot Water Reset | A | Integrated Unit Winter Peak Savings (kW) | Technical Potential | 0 | 0 | 0 | 0 | 0 | 0 | 0 | 0 | 0 | 0 | 0 | 0 | 0 | 0 | 0 | 0 | 0 | 0 | 0 | 0 | 0 | 0 | 0 | 0 | 0 | 0 | 0 | 0 | 0 | 0 | 0
F4_Industrial_Stone, Clay, and Glass_New_Process_Natural Gas_Gas Boiler - Hot Water Reset_A_Technical Potential | F4 | Industrial | Stone, Clay, and Glass | New | Process | Natural Gas | Gas Boiler - Hot Water Reset | A | Incremental Energy Savings (MWh or mTherms) | Technical Potential | 0 | 0 | 0 | 0 | 0 | 0.0024855 | 0.0036086 | 0.0050954 | 0.0066972 | 0.0085298 | 0.011019 | 0.013224 | 0.014667 | 0.014913 | 0.013743 | 0.011353 | 0.0079848 | 0.0049102 | 0.0024955 | 0.0011109 | 0.00042401 | 0.0024662 | 0.0035882 | 0.0050763 | 0.0066838 | 0.0085283 | 0.011029 | 0.013247 | 0.014823 | 0.015074 | 0.013892
F5_Industrial_Stone, Clay, and Glass_New_Process_Natural Gas_Gas Boiler - Hot Water Reset_A_Technical Potential | F5 | Industrial | Stone, Clay, and Glass | New | Process | Natural Gas | Gas Boiler - Hot Water Reset | A | Incremental Summer Peak Savings (MW) | Technical Potential | 0 | 0 | 0 | 0 | 0 | 0 | 0 | 0 | 0 | 0 | 0 | 0 | 0 | 0 | 0 | 0 | 0 | 0 | 0 | 0 | 0 | 0 | 0 | 0 | 0 | 0 | 0 | 0 | 0 | 0 | 0
F6_Industrial_Stone, Clay, and Glass_New_Process_Natural Gas_Gas Boiler - Hot Water Reset_A_Technical Potential | F6 | Industrial | Stone, Clay, and Glass | New | Process | Natural Gas | Gas Boiler - Hot Water Reset | A | Incremental Winter Peak Savings (MW) | Technical Potential | 0 | 0 | 0 | 0 | 0 | 0 | 0 | 0 | 0 | 0 | 0 | 0 | 0 | 0 | 0 | 0 | 0 | 0 | 0 | 0 | 0 | 0 | 0 | 0 | 0 | 0 | 0 | 0 | 0 | 0 | 0
F7_Industrial_Stone, Clay, and Glass_New_Process_Natural Gas_Gas Boiler - Hot Water Reset_A_Technical Potential | F7 | Industrial | Stone, Clay, and Glass | New | Process | Natural Gas | Gas Boiler - Hot Water Reset | A | Cumulative Energy Savings (MWh or mTherms) | Technical Potential | 0 | 0 | 0 | 0 | 0 | 0.0024855 | 0.0060893 | 0.011174 | 0.017854 | 0.026358 | 0.037356 | 0.050561 | 0.065212 | 0.080113 | 0.093849 | 0.1052 | 0.11319 | 0.11811 | 0.12062 | 0.12174 | 0.12219 | 0.12222 | 0.12224 | 0.12227 | 0.12229 | 0.12233 | 0.12237 | 0.12241 | 0 | 0 | 0
F8_Industrial_Stone, Clay, and Glass_New_Process_Natural Gas_Gas Boiler - Hot Water Reset_A_Technical Potential | F8 | Industrial | Stone, Clay, and Glass | New | Process | Natural Gas | Gas Boiler - Hot Water Reset | A | Cumulative Summer Peak Savings (MW) | Technical Potential | 0 | 0 | 0 | 0 | 0 | 0 | 0 | 0 | 0 | 0 | 0 | 0 | 0 | 0 | 0 | 0 | 0 | 0 | 0 | 0 | 0 | 0 | 0 | 0 | 0 | 0 | 0 | 0 | 0 | 0 | 0
F9_Industrial_Stone, Clay, and Glass_New_Process_Natural Gas_Gas Boiler - Hot Water Reset_A_Technical Potential | F9 | Industrial | Stone, Clay, and Glass | New | Process | Natural Gas | Gas Boiler - Hot Water Reset | A | Cumulative Winter Peak Savings (MW) | Technical Potential | 0 | 0 | 0 | 0 | 0 | 0 | 0 | 0 | 0 | 0 | 0 | 0 | 0 | 0 | 0 | 0 | 0 | 0 | 0 | 0 | 0 | 0 | 0 | 0 | 0 | 0 | 0 | 0 | 0 | 0 | 0
F10_Industrial_Stone, Clay, and Glass_New_Process_Natural Gas_Gas Boiler - Hot Water Reset_A_Technical Potential | F10 | Industrial | Stone, Clay, and Glass | New | Process | Natural Gas | Gas Boiler - Hot Water Reset | A | Purchases (Incremental) | Technical Potential | 0 | 0 | 0 | 0 | 0 | 0.32547 | 0.47345 | 0.66965 | 0.88155 | 1.1244 | 1.4537 | 1.7454 | 1.9366 | 1.9694 | 1.815 | 1.4994 | 1.0545 | 0.64843 | 0.32951 | 0.14666 | 0.055973 | 0.32547 | 0.47345 | 0.66965 | 0.88155 | 1.1244 | 1.4537 | 1.7454 | 1.9366 | 1.9694 | 1.815
F11_Industrial_Stone, Clay, and Glass_New_Process_Natural Gas_Gas Boiler - Hot Water Reset_A_Technical Potential | F11 | Industrial | Stone, Clay, and Glass | New | Process | Natural Gas | Gas Boiler - Hot Water Reset | A | Purchases (Cumulative) | Technical Potential | 0 | 0 | 0 | 0 | 0 | 0.32547 | 0.79892 | 1.4686 | 2.3501 | 3.4746 | 4.9283 | 6.6737 | 8.6103 | 10.5798 | 12.3948 | 13.8942 | 14.9487 | 15.5972 | 15.9267 | 16.0733 | 16.1293 | 16.1293 | 16.1293 | 16.1293 | 16.1293 | 16.1293 | 16.1293 | 16.1293 | 16.1293 | 16.1293 | 16.1293
F1_Industrial_Stone, Clay, and Glass_New_Space Heating_Natural Gas_Steam Trap Maintenance_A_Technical Potential | F1 | Industrial | Stone, Clay, and Glass | New | Space Heating | Natural Gas | Steam Trap Maintenance | A | Integrated Unit Energy Savings (kWh or therms) | Technical Potential | 0 | 0 | 0 | 0 | 0 | 0 | 0 | 0 | 0 | 0 | 0 | 0 | 0 | 0 | 0 | 0 | 0 | 0 | 0 | 0 | 0 | 0 | 0 | 0 | 0 | 0 | 0 | 0 | 0 | 0 | 0
F2_Industrial_Stone, Clay, and Glass_New_Space Heating_Natural Gas_Steam Trap Maintenance_A_Technical Potential | F2 | Industrial | Stone, Clay, and Glass | New | Space Heating | Natural Gas | Steam Trap Maintenance | A | Integrated Unit Summer Peak Savings (kW) | Technical Potential | 0 | 0 | 0 | 0 | 0 | 0 | 0 | 0 | 0 | 0 | 0 | 0 | 0 | 0 | 0 | 0 | 0 | 0 | 0 | 0 | 0 | 0 | 0 | 0 | 0 | 0 | 0 | 0 | 0 | 0 | 0
F3_Industrial_Stone, Clay, and Glass_New_Space Heating_Natural Gas_Steam Trap Maintenance_A_Technical Potential | F3 | Industrial | Stone, Clay, and Glass | New | Space Heating | Natural Gas | Steam Trap Maintenance | A | Integrated Unit Winter Peak Savings (kW) | Technical Potential | 0 | 0 | 0 | 0 | 0 | 0 | 0 | 0 | 0 | 0 | 0 | 0 | 0 | 0 | 0 | 0 | 0 | 0 | 0 | 0 | 0 | 0 | 0 | 0 | 0 | 0 | 0 | 0 | 0 | 0 | 0
F4_Industrial_Stone, Clay, and Glass_New_Space Heating_Natural Gas_Steam Trap Maintenance_A_Technical Potential | F4 | Industrial | Stone, Clay, and Glass | New | Space Heating | Natural Gas | Steam Trap Maintenance | A | Incremental Energy Savings (MWh or mTherms) | Technical Potential | 0 | 0 | 0 | 0 | 0 | 0 | 0 | 0 | 0 | 0 | 0 | 0 | 0 | 0 | 0 | 0 | 0 | 0 | 0 | 0 | 0 | 0 | 0 | 0 | 0 | 0 | 0 | 0 | 0 | 0 | 0
F5_Industrial_Stone, Clay, and Glass_New_Space Heating_Natural Gas_Steam Trap Maintenance_A_Technical Potential | F5 | Industrial | Stone, Clay, and Glass | New | Space Heating | Natural Gas | Steam Trap Maintenance | A | Incremental Summer Peak Savings (MW) | Technical Potential | 0 | 0 | 0 | 0 | 0 | 0 | 0 | 0 | 0 | 0 | 0 | 0 | 0 | 0 | 0 | 0 | 0 | 0 | 0 | 0 | 0 | 0 | 0 | 0 | 0 | 0 | 0 | 0 | 0 | 0 | 0
F6_Industrial_Stone, Clay, and Glass_New_Space Heating_Natural Gas_Steam Trap Maintenance_A_Technical Potential | F6 | Industrial | Stone, Clay, and Glass | New | Space Heating | Natural Gas | Steam Trap Maintenance | A | Incremental Winter Peak Savings (MW) | Technical Potential | 0 | 0 | 0 | 0 | 0 | 0 | 0 | 0 | 0 | 0 | 0 | 0 | 0 | 0 | 0 | 0 | 0 | 0 | 0 | 0 | 0 | 0 | 0 | 0 | 0 | 0 | 0 | 0 | 0 | 0 | 0
F7_Industrial_Stone, Clay, and Glass_New_Space Heating_Natural Gas_Steam Trap Maintenance_A_Technical Potential | F7 | Industrial | Stone, Clay, and Glass | New | Space Heating | Natural Gas | Steam Trap Maintenance | A | Cumulative Energy Savings (MWh or mTherms) | Technical Potential | 0 | 0 | 0 | 0 | 0 | 0 | 0 | 0 | 0 | 0 | 0 | 0 | 0 | 0 | 0 | 0 | 0 | 0 | 0 | 0 | 0 | 0 | 0 | 0 | 0 | 0 | 0 | 0 | 0 | 0 | 0
F8_Industrial_Stone, Clay, and Glass_New_Space Heating_Natural Gas_Steam Trap Maintenance_A_Technical Potential | F8 | Industrial | Stone, Clay, and Glass | New | Space Heating | Natural Gas | Steam Trap Maintenance | A | Cumulative Summer Peak Savings (MW) | Technical Potential | 0 | 0 | 0 | 0 | 0 | 0 | 0 | 0 | 0 | 0 | 0 | 0 | 0 | 0 | 0 | 0 | 0 | 0 | 0 | 0 | 0 | 0 | 0 | 0 | 0 | 0 | 0 | 0 | 0 | 0 | 0
F9_Industrial_Stone, Clay, and Glass_New_Space Heating_Natural Gas_Steam Trap Maintenance_A_Technical Potential | F9 | Industrial | Stone, Clay, and Glass | New | Space Heating | Natural Gas | Steam Trap Maintenance | A | Cumulative Winter Peak Savings (MW) | Technical Potential | 0 | 0 | 0 | 0 | 0 | 0 | 0 | 0 | 0 | 0 | 0 | 0 | 0 | 0 | 0 | 0 | 0 | 0 | 0 | 0 | 0 | 0 | 0 | 0 | 0 | 0 | 0 | 0 | 0 | 0 | 0
F10_Industrial_Stone, Clay, and Glass_New_Space Heating_Natural Gas_Steam Trap Maintenance_A_Technical Potential | F10 | Industrial | Stone, Clay, and Glass | New | Space Heating | Natural Gas | Steam Trap Maintenance | A | Purchases (Incremental) | Technical Potential | 0 | 0 | 0 | 0 | 0 | 0 | 0 | 0 | 0 | 0 | 0 | 0 | 0 | 0 | 0 | 0 | 0 | 0 | 0 | 0 | 0 | 0 | 0 | 0 | 0 | 0 | 0 | 0 | 0 | 0 | 0
F11_Industrial_Stone, Clay, and Glass_New_Space Heating_Natural Gas_Steam Trap Maintenance_A_Technical Potential | F11 | Industrial | Stone, Clay, and Glass | New | Space Heating | Natural Gas | Steam Trap Maintenance | A | Purchases (Cumulative) | Technical Potential | 0 | 0 | 0 | 0 | 0 | 0 | 0 | 0 | 0 | 0 | 0 | 0 | 0 | 0 | 0 | 0 | 0 | 0 | 0 | 0 | 0 | 0 | 0 | 0 | 0 | 0 | 0 | 0 | 0 | 0 | 0
F1_Industrial_Stone, Clay, and Glass_New_Process_Natural Gas_Steam Trap Maintenance_A_Technical Potential | F1 | Industrial | Stone, Clay, and Glass | New | Process | Natural Gas | Steam Trap Maintenance | A | Integrated Unit Energy Savings (kWh or therms) | Technical Potential | 0 | 0 | 0 | 0 | 0 | 5.4009 | 5.395 | 5.3897 | 5.3849 | 5.3804 | 5.3768 | 5.3744 | 5.3731 | 5.3724 | 5.3722 | 5.3724 | 5.3729 | 5.3735 | 5.3743 | 5.3751 | 5.376 | 5.3774 | 5.3787 | 5.3799 | 5.381 | 5.382 | 5.383 | 5.3838 | 5.4079 | 5.4079 | 5.4079
F2_Industrial_Stone, Clay, and Glass_New_Process_Natural Gas_Steam Trap Maintenance_A_Technical Potential | F2 | Industrial | Stone, Clay, and Glass | New | Process | Natural Gas | Steam Trap Maintenance | A | Integrated Unit Summer Peak Savings (kW) | Technical Potential | 0 | 0 | 0 | 0 | 0 | 0 | 0 | 0 | 0 | 0 | 0 | 0 | 0 | 0 | 0 | 0 | 0 | 0 | 0 | 0 | 0 | 0 | 0 | 0 | 0 | 0 | 0 | 0 | 0 | 0 | 0
F3_Industrial_Stone, Clay, and Glass_New_Process_Natural Gas_Steam Trap Maintenance_A_Technical Potential | F3 | Industrial | Stone, Clay, and Glass | New | Process | Natural Gas | Steam Trap Maintenance | A | Integrated Unit Winter Peak Savings (kW) | Technical Potential | 0 | 0 | 0 | 0 | 0 | 0 | 0 | 0 | 0 | 0 | 0 | 0 | 0 | 0 | 0 | 0 | 0 | 0 | 0 | 0 | 0 | 0 | 0 | 0 | 0 | 0 | 0 | 0 | 0 | 0 | 0
F4_Industrial_Stone, Clay, and Glass_New_Process_Natural Gas_Steam Trap Maintenance_A_Technical Potential | F4 | Industrial | Stone, Clay, and Glass | New | Process | Natural Gas | Steam Trap Maintenance | A | Incremental Energy Savings (MWh or mTherms) | Technical Potential | 0 | 0 | 0 | 0 | 0 | 0 | 0 | 0 | 0 | 0 | 0 | 0 | 0 | 0 | 0 | 0 | 0 | 0 | 0 | 0 | 0 | 0 | 0 | 0 | 0 | 0 | 0 | 0 | 0 | 0 | 0
F5_Industrial_Stone, Clay, and Glass_New_Process_Natural Gas_Steam Trap Maintenance_A_Technical Potential | F5 | Industrial | Stone, Clay, and Glass | New | Process | Natural Gas | Steam Trap Maintenance | A | Incremental Summer Peak Savings (MW) | Technical Potential | 0 | 0 | 0 | 0 | 0 | 0 | 0 | 0 | 0 | 0 | 0 | 0 | 0 | 0 | 0 | 0 | 0 | 0 | 0 | 0 | 0 | 0 | 0 | 0 | 0 | 0 | 0 | 0 | 0 | 0 | 0
F6_Industrial_Stone, Clay, and Glass_New_Process_Natural Gas_Steam Trap Maintenance_A_Technical Potential | F6 | Industrial | Stone, Clay, and Glass | New | Process | Natural Gas | Steam Trap Maintenance | A | Incremental Winter Peak Savings (MW) | Technical Potential | 0 | 0 | 0 | 0 | 0 | 0 | 0 | 0 | 0 | 0 | 0 | 0 | 0 | 0 | 0 | 0 | 0 | 0 | 0 | 0 | 0 | 0 | 0 | 0 | 0 | 0 | 0 | 0 | 0 | 0 | 0
F7_Industrial_Stone, Clay, and Glass_New_Process_Natural Gas_Steam Trap Maintenance_A_Technical Potential | F7 | Industrial | Stone, Clay, and Glass | New | Process | Natural Gas | Steam Trap Maintenance | A | Cumulative Energy Savings (MWh or mTherms) | Technical Potential | 0 | 0 | 0 | 0 | 0 | 0 | 0 | 0 | 0 | 0 | 0 | 0 | 0 | 0 | 0 | 0 | 0 | 0 | 0 | 0 | 0 | 0 | 0 | 0 | 0 | 0 | 0 | 0 | 0 | 0 | 0
F8_Industrial_Stone, Clay, and Glass_New_Process_Natural Gas_Steam Trap Maintenance_A_Technical Potential | F8 | Industrial | Stone, Clay, and Glass | New | Process | Natural Gas | Steam Trap Maintenance | A | Cumulative Summer Peak Savings (MW) | Technical Potential | 0 | 0 | 0 | 0 | 0 | 0 | 0 | 0 | 0 | 0 | 0 | 0 | 0 | 0 | 0 | 0 | 0 | 0 | 0 | 0 | 0 | 0 | 0 | 0 | 0 | 0 | 0 | 0 | 0 | 0 | 0
F9_Industrial_Stone, Clay, and Glass_New_Process_Natural Gas_Steam Trap Maintenance_A_Technical Potential | F9 | Industrial | Stone, Clay, and Glass | New | Process | Natural Gas | Steam Trap Maintenance | A | Cumulative Winter Peak Savings (MW) | Technical Potential | 0 | 0 | 0 | 0 | 0 | 0 | 0 | 0 | 0 | 0 | 0 | 0 | 0 | 0 | 0 | 0 | 0 | 0 | 0 | 0 | 0 | 0 | 0 | 0 | 0 | 0 | 0 | 0 | 0 | 0 | 0
F10_Industrial_Stone, Clay, and Glass_New_Process_Natural Gas_Steam Trap Maintenance_A_Technical Potential | F10 | Industrial | Stone, Clay, and Glass | New | Process | Natural Gas | Steam Trap Maintenance | A | Purchases (Incremental) | Technical Potential | 0 | 0 | 0 | 0 | 0 | 0 | 0 | 0 | 0 | 0 | 0 | 0 | 0 | 0 | 0 | 0 | 0 | 0 | 0 | 0 | 0 | 0 | 0 | 0 | 0 | 0 | 0 | 0 | 0 | 0 | 0
F11_Industrial_Stone, Clay, and Glass_New_Process_Natural Gas_Steam Trap Maintenance_A_Technical Potential | F11 | Industrial | Stone, Clay, and Glass | New | Process | Natural Gas | Steam Trap Maintenance | A | Purchases (Cumulative) | Technical Potential | 0 | 0 | 0 | 0 | 0 | 0 | 0 | 0 | 0 | 0 | 0 | 0 | 0 | 0 | 0 | 0 | 0 | 0 | 0 | 0 | 0 | 0 | 0 | 0 | 0 | 0 | 0 | 0 | 0 | 0 | 0
F1_Industrial_Stone, Clay, and Glass_New_Space Heating_Natural Gas_Gas Boiler - High Turndown_A_Technical Potential | F1 | Industrial | Stone, Clay, and Glass | New | Space Heating | Natural Gas | Gas Boiler - High Turndown | A | Integrated Unit Energy Savings (kWh or therms) | Technical Potential | 0 | 0 | 0 | 0 | 0 | 0 | 0 | 0 | 0 | 0 | 0 | 0 | 0 | 0 | 0 | 0 | 0 | 0 | 0 | 0 | 0 | 0 | 0 | 0 | 0 | 0 | 0 | 0 | 0 | 0 | 0
F2_Industrial_Stone, Clay, and Glass_New_Space Heating_Natural Gas_Gas Boiler - High Turndown_A_Technical Potential | F2 | Industrial | Stone, Clay, and Glass | New | Space Heating | Natural Gas | Gas Boiler - High Turndown | A | Integrated Unit Summer Peak Savings (kW) | Technical Potential | 0 | 0 | 0 | 0 | 0 | 0 | 0 | 0 | 0 | 0 | 0 | 0 | 0 | 0 | 0 | 0 | 0 | 0 | 0 | 0 | 0 | 0 | 0 | 0 | 0 | 0 | 0 | 0 | 0 | 0 | 0
F3_Industrial_Stone, Clay, and Glass_New_Space Heating_Natural Gas_Gas Boiler - High Turndown_A_Technical Potential | F3 | Industrial | Stone, Clay, and Glass | New | Space Heating | Natural Gas | Gas Boiler - High Turndown | A | Integrated Unit Winter Peak Savings (kW) | Technical Potential | 0 | 0 | 0 | 0 | 0 | 0 | 0 | 0 | 0 | 0 | 0 | 0 | 0 | 0 | 0 | 0 | 0 | 0 | 0 | 0 | 0 | 0 | 0 | 0 | 0 | 0 | 0 | 0 | 0 | 0 | 0
F4_Industrial_Stone, Clay, and Glass_New_Space Heating_Natural Gas_Gas Boiler - High Turndown_A_Technical Potential | F4 | Industrial | Stone, Clay, and Glass | New | Space Heating | Natural Gas | Gas Boiler - High Turndown | A | Incremental Energy Savings (MWh or mTherms) | Technical Potential | 0 | 0 | 0 | 0 | 0 | 0 | 0 | 0 | 0 | 0 | 0 | 0 | 0 | 0 | 0 | 0 | 0 | 0 | 0 | 0 | 0 | 0 | 0 | 0 | 0 | 0 | 0 | 0 | 0 | 0 | 0
F5_Industrial_Stone, Clay, and Glass_New_Space Heating_Natural Gas_Gas Boiler - High Turndown_A_Technical Potential | F5 | Industrial | Stone, Clay, and Glass | New | Space Heating | Natural Gas | Gas Boiler - High Turndown | A | Incremental Summer Peak Savings (MW) | Technical Potential | 0 | 0 | 0 | 0 | 0 | 0 | 0 | 0 | 0 | 0 | 0 | 0 | 0 | 0 | 0 | 0 | 0 | 0 | 0 | 0 | 0 | 0 | 0 | 0 | 0 | 0 | 0 | 0 | 0 | 0 | 0
F6_Industrial_Stone, Clay, and Glass_New_Space Heating_Natural Gas_Gas Boiler - High Turndown_A_Technical Potential | F6 | Industrial | Stone, Clay, and Glass | New | Space Heating | Natural Gas | Gas Boiler - High Turndown | A | Incremental Winter Peak Savings (MW) | Technical Potential | 0 | 0 | 0 | 0 | 0 | 0 | 0 | 0 | 0 | 0 | 0 | 0 | 0 | 0 | 0 | 0 | 0 | 0 | 0 | 0 | 0 | 0 | 0 | 0 | 0 | 0 | 0 | 0 | 0 | 0 | 0
F7_Industrial_Stone, Clay, and Glass_New_Space Heating_Natural Gas_Gas Boiler - High Turndown_A_Technical Potential | F7 | Industrial | Stone, Clay, and Glass | New | Space Heating | Natural Gas | Gas Boiler - High Turndown | A | Cumulative Energy Savings (MWh or mTherms) | Technical Potential | 0 | 0 | 0 | 0 | 0 | 0 | 0 | 0 | 0 | 0 | 0 | 0 | 0 | 0 | 0 | 0 | 0 | 0 | 0 | 0 | 0 | 0 | 0 | 0 | 0 | 0 | 0 | 0 | 0 | 0 | 0
F8_Industrial_Stone, Clay, and Glass_New_Space Heating_Natural Gas_Gas Boiler - High Turndown_A_Technical Potential | F8 | Industrial | Stone, Clay, and Glass | New | Space Heating | Natural Gas | Gas Boiler - High Turndown | A | Cumulative Summer Peak Savings (MW) | Technical Potential | 0 | 0 | 0 | 0 | 0 | 0 | 0 | 0 | 0 | 0 | 0 | 0 | 0 | 0 | 0 | 0 | 0 | 0 | 0 | 0 | 0 | 0 | 0 | 0 | 0 | 0 | 0 | 0 | 0 | 0 | 0
F9_Industrial_Stone, Clay, and Glass_New_Space Heating_Natural Gas_Gas Boiler - High Turndown_A_Technical Potential | F9 | Industrial | Stone, Clay, and Glass | New | Space Heating | Natural Gas | Gas Boiler - High Turndown | A | Cumulative Winter Peak Savings (MW) | Technical Potential | 0 | 0 | 0 | 0 | 0 | 0 | 0 | 0 | 0 | 0 | 0 | 0 | 0 | 0 | 0 | 0 | 0 | 0 | 0 | 0 | 0 | 0 | 0 | 0 | 0 | 0 | 0 | 0 | 0 | 0 | 0
F10_Industrial_Stone, Clay, and Glass_New_Space Heating_Natural Gas_Gas Boiler - High Turndown_A_Technical Potential | F10 | Industrial | Stone, Clay, and Glass | New | Space Heating | Natural Gas | Gas Boiler - High Turndown | A | Purchases (Incremental) | Technical Potential | 0 | 0 | 0 | 0 | 0 | 0 | 0 | 0 | 0 | 0 | 0 | 0 | 0 | 0 | 0 | 0 | 0 | 0 | 0 | 0 | 0 | 0 | 0 | 0 | 0 | 0 | 0 | 0 | 0 | 0 | 0
F11_Industrial_Stone, Clay, and Glass_New_Space Heating_Natural Gas_Gas Boiler - High Turndown_A_Technical Potential | F11 | Industrial | Stone, Clay, and Glass | New | Space Heating | Natural Gas | Gas Boiler - High Turndown | A | Purchases (Cumulative) | Technical Potential | 0 | 0 | 0 | 0 | 0 | 0 | 0 | 0 | 0 | 0 | 0 | 0 | 0 | 0 | 0 | 0 | 0 | 0 | 0 | 0 | 0 | 0 | 0 | 0 | 0 | 0 | 0 | 0 | 0 | 0 | 0
F1_Industrial_Stone, Clay, and Glass_New_Process_Natural Gas_Gas Boiler - High Turndown_A_Technical Potential | F1 | Industrial | Stone, Clay, and Glass | New | Process | Natural Gas | Gas Boiler - High Turndown | A | Integrated Unit Energy Savings (kWh or therms) | Technical Potential | 0 | 0 | 0 | 0 | 0 | 5.7124 | 5.6888 | 5.6678 | 5.6485 | 5.6304 | 5.6181 | 5.6101 | 5.6051 | 5.6024 | 5.6013 | 5.6015 | 5.6025 | 5.6042 | 5.6063 | 5.6087 | 5.6126 | 5.6168 | 5.6207 | 5.6241 | 5.6273 | 5.6316 | 5.6355 | 5.6391 | 5.7404 | 5.7404 | 5.7404
F2_Industrial_Stone, Clay, and Glass_New_Process_Natural Gas_Gas Boiler - High Turndown_A_Technical Potential | F2 | Industrial | Stone, Clay, and Glass | New | Process | Natural Gas | Gas Boiler - High Turndown | A | Integrated Unit Summer Peak Savings (kW) | Technical Potential | 0 | 0 | 0 | 0 | 0 | 0 | 0 | 0 | 0 | 0 | 0 | 0 | 0 | 0 | 0 | 0 | 0 | 0 | 0 | 0 | 0 | 0 | 0 | 0 | 0 | 0 | 0 | 0 | 0 | 0 | 0
F3_Industrial_Stone, Clay, and Glass_New_Process_Natural Gas_Gas Boiler - High Turndown_A_Technical Potential | F3 | Industrial | Stone, Clay, and Glass | New | Process | Natural Gas | Gas Boiler - High Turndown | A | Integrated Unit Winter Peak Savings (kW) | Technical Potential | 0 | 0 | 0 | 0 | 0 | 0 | 0 | 0 | 0 | 0 | 0 | 0 | 0 | 0 | 0 | 0 | 0 | 0 | 0 | 0 | 0 | 0 | 0 | 0 | 0 | 0 | 0 | 0 | 0 | 0 | 0
F4_Industrial_Stone, Clay, and Glass_New_Process_Natural Gas_Gas Boiler - High Turndown_A_Technical Potential | F4 | Industrial | Stone, Clay, and Glass | New | Process | Natural Gas | Gas Boiler - High Turndown | A | Incremental Energy Savings (MWh or mTherms) | Technical Potential | 0 | 0 | 0 | 0 | 0 | 0.0028375 | 0.0033477 | 0.0038552 | 0.004357 | 0.0048566 | 0.004823 | 0.004217 | 0.0036608 | 0.0031588 | 0.0027088 | 0.0023135 | 0.0019672 | 0.0016671 | 0.0014081 | 0.0011856 | 0.0027879 | 0.0033054 | 0.0038231 | 0.0043382 | 0.004854 | 0.0048346 | 0.004236 | 0.003683 | 0.0032366 | 0.0027761 | 0.0023709
F5_Industrial_Stone, Clay, and Glass_New_Process_Natural Gas_Gas Boiler - High Turndown_A_Technical Potential | F5 | Industrial | Stone, Clay, and Glass | New | Process | Natural Gas | Gas Boiler - High Turndown | A | Incremental Summer Peak Savings (MW) | Technical Potential | 0 | 0 | 0 | 0 | 0 | 0 | 0 | 0 | 0 | 0 | 0 | 0 | 0 | 0 | 0 | 0 | 0 | 0 | 0 | 0 | 0 | 0 | 0 | 0 | 0 | 0 | 0 | 0 | 0 | 0 | 0
F6_Industrial_Stone, Clay, and Glass_New_Process_Natural Gas_Gas Boiler - High Turndown_A_Technical Potential | F6 | Industrial | Stone, Clay, and Glass | New | Process | Natural Gas | Gas Boiler - High Turndown | A | Incremental Winter Peak Savings (MW) | Technical Potential | 0 | 0 | 0 | 0 | 0 | 0 | 0 | 0 | 0 | 0 | 0 | 0 | 0 | 0 | 0 | 0 | 0 | 0 | 0 | 0 | 0 | 0 | 0 | 0 | 0 | 0 | 0 | 0 | 0 | 0 | 0
F7_Industrial_Stone, Clay, and Glass_New_Process_Natural Gas_Gas Boiler - High Turndown_A_Technical Potential | F7 | Industrial | Stone, Clay, and Glass | New | Process | Natural Gas | Gas Boiler - High Turndown | A | Cumulative Energy Savings (MWh or mTherms) | Technical Potential | 0 | 0 | 0 | 0 | 0 | 0.0028375 | 0.0061735 | 0.010006 | 0.014329 | 0.01914 | 0.023921 | 0.028103 | 0.031739 | 0.034883 | 0.037585 | 0.0399 | 0.041874 | 0.043554 | 0.044978 | 0.046183 | 0.046215 | 0.04625 | 0.046281 | 0.04631 | 0.046337 | 0.046371 | 0.046403 | 0.046433 | 0 | 0 | 0
F8_Industrial_Stone, Clay, and Glass_New_Process_Natural Gas_Gas Boiler - High Turndown_A_Technical Potential | F8 | Industrial | Stone, Clay, and Glass | New | Process | Natural Gas | Gas Boiler - High Turndown | A | Cumulative Summer Peak Savings (MW) | Technical Potential | 0 | 0 | 0 | 0 | 0 | 0 | 0 | 0 | 0 | 0 | 0 | 0 | 0 | 0 | 0 | 0 | 0 | 0 | 0 | 0 | 0 | 0 | 0 | 0 | 0 | 0 | 0 | 0 | 0 | 0 | 0
F9_Industrial_Stone, Clay, and Glass_New_Process_Natural Gas_Gas Boiler - High Turndown_A_Technical Potential | F9 | Industrial | Stone, Clay, and Glass | New | Process | Natural Gas | Gas Boiler - High Turndown | A | Cumulative Winter Peak Savings (MW) | Technical Potential | 0 | 0 | 0 | 0 | 0 | 0 | 0 | 0 | 0 | 0 | 0 | 0 | 0 | 0 | 0 | 0 | 0 | 0 | 0 | 0 | 0 | 0 | 0 | 0 | 0 | 0 | 0 | 0 | 0 | 0 | 0
F10_Industrial_Stone, Clay, and Glass_New_Process_Natural Gas_Gas Boiler - High Turndown_A_Technical Potential | F10 | Industrial | Stone, Clay, and Glass | New | Process | Natural Gas | Gas Boiler - High Turndown | A | Purchases (Incremental) | Technical Potential | 0 | 0 | 0 | 0 | 0 | 0.49672 | 0.58848 | 0.68019 | 0.77135 | 0.86257 | 0.85848 | 0.75168 | 0.65312 | 0.56383 | 0.48361 | 0.41302 | 0.35112 | 0.29747 | 0.25116 | 0.21138 | 0.49672 | 0.58848 | 0.68019 | 0.77135 | 0.86257 | 0.85848 | 0.75168 | 0.65312 | 0.56383 | 0.48361 | 0.41302
F11_Industrial_Stone, Clay, and Glass_New_Process_Natural Gas_Gas Boiler - High Turndown_A_Technical Potential | F11 | Industrial | Stone, Clay, and Glass | New | Process | Natural Gas | Gas Boiler - High Turndown | A | Purchases (Cumulative) | Technical Potential | 0 | 0 | 0 | 0 | 0 | 0.49672 | 1.0852 | 1.7654 | 2.5367 | 3.3993 | 4.2578 | 5.0095 | 5.6626 | 6.2264 | 6.71 | 7.123 | 7.4742 | 7.7716 | 8.0228 | 8.2342 | 8.2342 | 8.2342 | 8.2342 | 8.2342 | 8.2342 | 8.2342 | 8.2342 | 8.2342 | 8.2342 | 8.2342 | 8.2342
F1_Industrial_Stone, Clay, and Glass_New_Space Heating_Natural Gas_Gas Boiler - Burner Control Optimization_A_Technical Potential | F1 | Industrial | Stone, Clay, and Glass | New | Space Heating | Natural Gas | Gas Boiler - Burner Control Optimization | A | Integrated Unit Energy Savings (kWh or therms) | Technical Potential | 0 | 0 | 0 | 0 | 0 | 0 | 0 | 0 | 0 | 0 | 0 | 0 | 0 | 0 | 0 | 0 | 0 | 0 | 0 | 0 | 0 | 0 | 0 | 0 | 0 | 0 | 0 | 0 | 0 | 0 | 0
F2_Industrial_Stone, Clay, and Glass_New_Space Heating_Natural Gas_Gas Boiler - Burner Control Optimization_A_Technical Potential | F2 | Industrial | Stone, Clay, and Glass | New | Space Heating | Natural Gas | Gas Boiler - Burner Control Optimization | A | Integrated Unit Summer Peak Savings (kW) | Technical Potential | 0 | 0 | 0 | 0 | 0 | 0 | 0 | 0 | 0 | 0 | 0 | 0 | 0 | 0 | 0 | 0 | 0 | 0 | 0 | 0 | 0 | 0 | 0 | 0 | 0 | 0 | 0 | 0 | 0 | 0 | 0
F3_Industrial_Stone, Clay, and Glass_New_Space Heating_Natural Gas_Gas Boiler - Burner Control Optimization_A_Technical Potential | F3 | Industrial | Stone, Clay, and Glass | New | Space Heating | Natural Gas | Gas Boiler - Burner Control Optimization | A | Integrated Unit Winter Peak Savings (kW) | Technical Potential | 0 | 0 | 0 | 0 | 0 | 0 | 0 | 0 | 0 | 0 | 0 | 0 | 0 | 0 | 0 | 0 | 0 | 0 | 0 | 0 | 0 | 0 | 0 | 0 | 0 | 0 | 0 | 0 | 0 | 0 | 0
F4_Industrial_Stone, Clay, and Glass_New_Space Heating_Natural Gas_Gas Boiler - Burner Control Optimization_A_Technical Potential | F4 | Industrial | Stone, Clay, and Glass | New | Space Heating | Natural Gas | Gas Boiler - Burner Control Optimization | A | Incremental Energy Savings (MWh or mTherms) | Technical Potential | 0 | 0 | 0 | 0 | 0 | 0 | 0 | 0 | 0 | 0 | 0 | 0 | 0 | 0 | 0 | 0 | 0 | 0 | 0 | 0 | 0 | 0 | 0 | 0 | 0 | 0 | 0 | 0 | 0 | 0 | 0
F5_Industrial_Stone, Clay, and Glass_New_Space Heating_Natural Gas_Gas Boiler - Burner Control Optimization_A_Technical Potential | F5 | Industrial | Stone, Clay, and Glass | New | Space Heating | Natural Gas | Gas Boiler - Burner Control Optimization | A | Incremental Summer Peak Savings (MW) | Technical Potential | 0 | 0 | 0 | 0 | 0 | 0 | 0 | 0 | 0 | 0 | 0 | 0 | 0 | 0 | 0 | 0 | 0 | 0 | 0 | 0 | 0 | 0 | 0 | 0 | 0 | 0 | 0 | 0 | 0 | 0 | 0
F6_Industrial_Stone, Clay, and Glass_New_Space Heating_Natural Gas_Gas Boiler - Burner Control Optimization_A_Technical Potential | F6 | Industrial | Stone, Clay, and Glass | New | Space Heating | Natural Gas | Gas Boiler - Burner Control Optimization | A | Incremental Winter Peak Savings (MW) | Technical Potential | 0 | 0 | 0 | 0 | 0 | 0 | 0 | 0 | 0 | 0 | 0 | 0 | 0 | 0 | 0 | 0 | 0 | 0 | 0 | 0 | 0 | 0 | 0 | 0 | 0 | 0 | 0 | 0 | 0 | 0 | 0
F7_Industrial_Stone, Clay, and Glass_New_Space Heating_Natural Gas_Gas Boiler - Burner Control Optimization_A_Technical Potential | F7 | Industrial | Stone, Clay, and Glass | New | Space Heating | Natural Gas | Gas Boiler - Burner Control Optimization | A | Cumulative Energy Savings (MWh or mTherms) | Technical Potential | 0 | 0 | 0 | 0 | 0 | 0 | 0 | 0 | 0 | 0 | 0 | 0 | 0 | 0 | 0 | 0 | 0 | 0 | 0 | 0 | 0 | 0 | 0 | 0 | 0 | 0 | 0 | 0 | 0 | 0 | 0
F8_Industrial_Stone, Clay, and Glass_New_Space Heating_Natural Gas_Gas Boiler - Burner Control Optimization_A_Technical Potential | F8 | Industrial | Stone, Clay, and Glass | New | Space Heating | Natural Gas | Gas Boiler - Burner Control Optimization | A | Cumulative Summer Peak Savings (MW) | Technical Potential | 0 | 0 | 0 | 0 | 0 | 0 | 0 | 0 | 0 | 0 | 0 | 0 | 0 | 0 | 0 | 0 | 0 | 0 | 0 | 0 | 0 | 0 | 0 | 0 | 0 | 0 | 0 | 0 | 0 | 0 | 0
F9_Industrial_Stone, Clay, and Glass_New_Space Heating_Natural Gas_Gas Boiler - Burner Control Optimization_A_Technical Potential | F9 | Industrial | Stone, Clay, and Glass | New | Space Heating | Natural Gas | Gas Boiler - Burner Control Optimization | A | Cumulative Winter Peak Savings (MW) | Technical Potential | 0 | 0 | 0 | 0 | 0 | 0 | 0 | 0 | 0 | 0 | 0 | 0 | 0 | 0 | 0 | 0 | 0 | 0 | 0 | 0 | 0 | 0 | 0 | 0 | 0 | 0 | 0 | 0 | 0 | 0 | 0
F10_Industrial_Stone, Clay, and Glass_New_Space Heating_Natural Gas_Gas Boiler - Burner Control Optimization_A_Technical Potential | F10 | Industrial | Stone, Clay, and Glass | New | Space Heating | Natural Gas | Gas Boiler - Burner Control Optimization | A | Purchases (Incremental) | Technical Potential | 0 | 0 | 0 | 0 | 0 | 0 | 0 | 0 | 0 | 0 | 0 | 0 | 0 | 0 | 0 | 0 | 0 | 0 | 0 | 0 | 0 | 0 | 0 | 0 | 0 | 0 | 0 | 0 | 0 | 0 | 0
F11_Industrial_Stone, Clay, and Glass_New_Space Heating_Natural Gas_Gas Boiler - Burner Control Optimization_A_Technical Potential | F11 | Industrial | Stone, Clay, and Glass | New | Space Heating | Natural Gas | Gas Boiler - Burner Control Optimization | A | Purchases (Cumulative) | Technical Potential | 0 | 0 | 0 | 0 | 0 | 0 | 0 | 0 | 0 | 0 | 0 | 0 | 0 | 0 | 0 | 0 | 0 | 0 | 0 | 0 | 0 | 0 | 0 | 0 | 0 | 0 | 0 | 0 | 0 | 0 | 0
F1_Industrial_Stone, Clay, and Glass_New_Process_Natural Gas_Gas Boiler - Burner Control Optimization_A_Technical Potential | F1 | Industrial | Stone, Clay, and Glass | New | Process | Natural Gas | Gas Boiler - Burner Control Optimization | A | Integrated Unit Energy Savings (kWh or therms) | Technical Potential | 0 | 0 | 0 | 0 | 0 | 1.6566 | 1.6497 | 1.6436 | 1.638 | 1.6327 | 1.6291 | 1.6268 | 1.6253 | 1.6246 | 1.6242 | 1.6243 | 1.6246 | 1.6251 | 1.6257 | 1.6264 | 1.6275 | 1.6288 | 1.6299 | 1.6309 | 1.6318 | 1.6331 | 1.6342 | 1.6352 | 1.6647 | 1.6647 | 1.6647
F2_Industrial_Stone, Clay, and Glass_New_Process_Natural Gas_Gas Boiler - Burner Control Optimization_A_Technical Potential | F2 | Industrial | Stone, Clay, and Glass | New | Process | Natural Gas | Gas Boiler - Burner Control Optimization | A | Integrated Unit Summer Peak Savings (kW) | Technical Potential | 0 | 0 | 0 | 0 | 0 | 0 | 0 | 0 | 0 | 0 | 0 | 0 | 0 | 0 | 0 | 0 | 0 | 0 | 0 | 0 | 0 | 0 | 0 | 0 | 0 | 0 | 0 | 0 | 0 | 0 | 0
F3_Industrial_Stone, Clay, and Glass_New_Process_Natural Gas_Gas Boiler - Burner Control Optimization_A_Technical Potential | F3 | Industrial | Stone, Clay, and Glass | New | Process | Natural Gas | Gas Boiler - Burner Control Optimization | A | Integrated Unit Winter Peak Savings (kW) | Technical Potential | 0 | 0 | 0 | 0 | 0 | 0 | 0 | 0 | 0 | 0 | 0 | 0 | 0 | 0 | 0 | 0 | 0 | 0 | 0 | 0 | 0 | 0 | 0 | 0 | 0 | 0 | 0 | 0 | 0 | 0 | 0
F4_Industrial_Stone, Clay, and Glass_New_Process_Natural Gas_Gas Boiler - Burner Control Optimization_A_Technical Potential | F4 | Industrial | Stone, Clay, and Glass | New | Process | Natural Gas | Gas Boiler - Burner Control Optimization | A | Incremental Energy Savings (MWh or mTherms) | Technical Potential | 0 | 0 | 0 | 0 | 0 | 0.00022197 | 0.00041165 | 0.00094809 | 0.0018751 | 0.0032513 | 0.0050225 | 0.0069862 | 0.0088445 | 0.010273 | 0.011012 | 0.010973 | 0.010205 | 0.0089025 | 0.0073106 | 0.0056695 | 0.0041681 | 0.0029115 | 0.0019369 | 0.00123 | 0.00086729 | 0.00094201 | 0.0018708 | 0.0032563 | 0.0051322 | 0.007149 | 0.0090587
F5_Industrial_Stone, Clay, and Glass_New_Process_Natural Gas_Gas Boiler - Burner Control Optimization_A_Technical Potential | F5 | Industrial | Stone, Clay, and Glass | New | Process | Natural Gas | Gas Boiler - Burner Control Optimization | A | Incremental Summer Peak Savings (MW) | Technical Potential | 0 | 0 | 0 | 0 | 0 | 0 | 0 | 0 | 0 | 0 | 0 | 0 | 0 | 0 | 0 | 0 | 0 | 0 | 0 | 0 | 0 | 0 | 0 | 0 | 0 | 0 | 0 | 0 | 0 | 0 | 0
F6_Industrial_Stone, Clay, and Glass_New_Process_Natural Gas_Gas Boiler - Burner Control Optimization_A_Technical Potential | F6 | Industrial | Stone, Clay, and Glass | New | Process | Natural Gas | Gas Boiler - Burner Control Optimization | A | Incremental Winter Peak Savings (MW) | Technical Potential | 0 | 0 | 0 | 0 | 0 | 0 | 0 | 0 | 0 | 0 | 0 | 0 | 0 | 0 | 0 | 0 | 0 | 0 | 0 | 0 | 0 | 0 | 0 | 0 | 0 | 0 | 0 | 0 | 0 | 0 | 0
F7_Industrial_Stone, Clay, and Glass_New_Process_Natural Gas_Gas Boiler - Burner Control Optimization_A_Technical Potential | F7 | Industrial | Stone, Clay, and Glass | New | Process | Natural Gas | Gas Boiler - Burner Control Optimization | A | Cumulative Energy Savings (MWh or mTherms) | Technical Potential | 0 | 0 | 0 | 0 | 0 | 0.00022197 | 0.0006327 | 0.0015785 | 0.0034482 | 0.0066884 | 0.011696 | 0.018666 | 0.027493 | 0.037754 | 0.048759 | 0.059733 | 0.069949 | 0.078873 | 0.086213 | 0.091919 | 0.096152 | 0.099136 | 0.10114 | 0.10222 | 0.10273 | 0.10281 | 0.10288 | 0.10295 | 0 | 0 | 0
F8_Industrial_Stone, Clay, and Glass_New_Process_Natural Gas_Gas Boiler - Burner Control Optimization_A_Technical Potential | F8 | Industrial | Stone, Clay, and Glass | New | Process | Natural Gas | Gas Boiler - Burner Control Optimization | A | Cumulative Summer Peak Savings (MW) | Technical Potential | 0 | 0 | 0 | 0 | 0 | 0 | 0 | 0 | 0 | 0 | 0 | 0 | 0 | 0 | 0 | 0 | 0 | 0 | 0 | 0 | 0 | 0 | 0 | 0 | 0 | 0 | 0 | 0 | 0 | 0 | 0
F9_Industrial_Stone, Clay, and Glass_New_Process_Natural Gas_Gas Boiler - Burner Control Optimization_A_Technical Potential | F9 | Industrial | Stone, Clay, and Glass | New | Process | Natural Gas | Gas Boiler - Burner Control Optimization | A | Cumulative Winter Peak Savings (MW) | Technical Potential | 0 | 0 | 0 | 0 | 0 | 0 | 0 | 0 | 0 | 0 | 0 | 0 | 0 | 0 | 0 | 0 | 0 | 0 | 0 | 0 | 0 | 0 | 0 | 0 | 0 | 0 | 0 | 0 | 0 | 0 | 0
F10_Industrial_Stone, Clay, and Glass_New_Process_Natural Gas_Gas Boiler - Burner Control Optimization_A_Technical Potential | F10 | Industrial | Stone, Clay, and Glass | New | Process | Natural Gas | Gas Boiler - Burner Control Optimization | A | Purchases (Incremental) | Technical Potential | 0 | 0 | 0 | 0 | 0 | 0.13399 | 0.24953 | 0.57684 | 1.1448 | 1.9913 | 3.0829 | 4.2945 | 5.4416 | 6.3238 | 6.78 | 6.7555 | 6.2815 | 5.4781 | 4.4969 | 3.4859 | 2.561 | 1.7876 | 1.1884 | 0.75422 | 0.53148 | 0.57684 | 1.1448 | 1.9913 | 3.0829 | 4.2945 | 5.4416
F11_Industrial_Stone, Clay, and Glass_New_Process_Natural Gas_Gas Boiler - Burner Control Optimization_A_Technical Potential | F11 | Industrial | Stone, Clay, and Glass | New | Process | Natural Gas | Gas Boiler - Burner Control Optimization | A | Purchases (Cumulative) | Technical Potential | 0 | 0 | 0 | 0 | 0 | 0.13399 | 0.38353 | 0.96036 | 2.1051 | 4.0965 | 7.1794 | 11.4739 | 16.9155 | 23.2392 | 30.0193 | 36.7748 | 43.0563 | 48.5344 | 53.0313 | 56.5173 | 59.0783 | 60.8658 | 62.0542 | 62.6744 | 62.9564 | 62.9564 | 62.9564 | 62.9564 | 62.9564 | 62.9564 | 62.9564
F1_Industrial_Stone, Clay, and Glass_New_Space Heating_Natural Gas_HVAC - Demand Controlled Ventilation_A_Technical Potential | F1 | Industrial | Stone, Clay, and Glass | New | Space Heating | Natural Gas | HVAC - Demand Controlled Ventilation | A | Integrated Unit Energy Savings (kWh or therms) | Technical Potential | 0 | 0 | 0 | 0 | 0 | 0 | 0 | 0 | 0 | 0 | 0 | 0 | 0 | 0 | 0 | 0 | 0 | 0 | 0 | 0 | 0 | 0 | 0 | 0 | 0 | 0 | 0 | 0 | 0 | 0 | 0
F2_Industrial_Stone, Clay, and Glass_New_Space Heating_Natural Gas_HVAC - Demand Controlled Ventilation_A_Technical Potential | F2 | Industrial | Stone, Clay, and Glass | New | Space Heating | Natural Gas | HVAC - Demand Controlled Ventilation | A | Integrated Unit Summer Peak Savings (kW) | Technical Potential | 0 | 0 | 0 | 0 | 0 | 0 | 0 | 0 | 0 | 0 | 0 | 0 | 0 | 0 | 0 | 0 | 0 | 0 | 0 | 0 | 0 | 0 | 0 | 0 | 0 | 0 | 0 | 0 | 0 | 0 | 0
F3_Industrial_Stone, Clay, and Glass_New_Space Heating_Natural Gas_HVAC - Demand Controlled Ventilation_A_Technical Potential | F3 | Industrial | Stone, Clay, and Glass | New | Space Heating | Natural Gas | HVAC - Demand Controlled Ventilation | A | Integrated Unit Winter Peak Savings (kW) | Technical Potential | 0 | 0 | 0 | 0 | 0 | 0 | 0 | 0 | 0 | 0 | 0 | 0 | 0 | 0 | 0 | 0 | 0 | 0 | 0 | 0 | 0 | 0 | 0 | 0 | 0 | 0 | 0 | 0 | 0 | 0 | 0
F4_Industrial_Stone, Clay, and Glass_New_Space Heating_Natural Gas_HVAC - Demand Controlled Ventilation_A_Technical Potential | F4 | Industrial | Stone, Clay, and Glass | New | Space Heating | Natural Gas | HVAC - Demand Controlled Ventilation | A | Incremental Energy Savings (MWh or mTherms) | Technical Potential | 0 | 0 | 0 | 0 | 0 | 0 | 0 | 0 | 0 | 0 | 0 | 0 | 0 | 0 | 0 | 0 | 0 | 0 | 0 | 0 | 0 | 0 | 0 | 0 | 0 | 0 | 0 | 0 | 0 | 0 | 0
F5_Industrial_Stone, Clay, and Glass_New_Space Heating_Natural Gas_HVAC - Demand Controlled Ventilation_A_Technical Potential | F5 | Industrial | Stone, Clay, and Glass | New | Space Heating | Natural Gas | HVAC - Demand Controlled Ventilation | A | Incremental Summer Peak Savings (MW) | Technical Potential | 0 | 0 | 0 | 0 | 0 | 0 | 0 | 0 | 0 | 0 | 0 | 0 | 0 | 0 | 0 | 0 | 0 | 0 | 0 | 0 | 0 | 0 | 0 | 0 | 0 | 0 | 0 | 0 | 0 | 0 | 0
F6_Industrial_Stone, Clay, and Glass_New_Space Heating_Natural Gas_HVAC - Demand Controlled Ventilation_A_Technical Potential | F6 | Industrial | Stone, Clay, and Glass | New | Space Heating | Natural Gas | HVAC - Demand Controlled Ventilation | A | Incremental Winter Peak Savings (MW) | Technical Potential | 0 | 0 | 0 | 0 | 0 | 0 | 0 | 0 | 0 | 0 | 0 | 0 | 0 | 0 | 0 | 0 | 0 | 0 | 0 | 0 | 0 | 0 | 0 | 0 | 0 | 0 | 0 | 0 | 0 | 0 | 0
F7_Industrial_Stone, Clay, and Glass_New_Space Heating_Natural Gas_HVAC - Demand Controlled Ventilation_A_Technical Potential | F7 | Industrial | Stone, Clay, and Glass | New | Space Heating | Natural Gas | HVAC - Demand Controlled Ventilation | A | Cumulative Energy Savings (MWh or mTherms) | Technical Potential | 0 | 0 | 0 | 0 | 0 | 0 | 0 | 0 | 0 | 0 | 0 | 0 | 0 | 0 | 0 | 0 | 0 | 0 | 0 | 0 | 0 | 0 | 0 | 0 | 0 | 0 | 0 | 0 | 0 | 0 | 0
F8_Industrial_Stone, Clay, and Glass_New_Space Heating_Natural Gas_HVAC - Demand Controlled Ventilation_A_Technical Potential | F8 | Industrial | Stone, Clay, and Glass | New | Space Heating | Natural Gas | HVAC - Demand Controlled Ventilation | A | Cumulative Summer Peak Savings (MW) | Technical Potential | 0 | 0 | 0 | 0 | 0 | 0 | 0 | 0 | 0 | 0 | 0 | 0 | 0 | 0 | 0 | 0 | 0 | 0 | 0 | 0 | 0 | 0 | 0 | 0 | 0 | 0 | 0 | 0 | 0 | 0 | 0
F9_Industrial_Stone, Clay, and Glass_New_Space Heating_Natural Gas_HVAC - Demand Controlled Ventilation_A_Technical Potential | F9 | Industrial | Stone, Clay, and Glass | New | Space Heating | Natural Gas | HVAC - Demand Controlled Ventilation | A | Cumulative Winter Peak Savings (MW) | Technical Potential | 0 | 0 | 0 | 0 | 0 | 0 | 0 | 0 | 0 | 0 | 0 | 0 | 0 | 0 | 0 | 0 | 0 | 0 | 0 | 0 | 0 | 0 | 0 | 0 | 0 | 0 | 0 | 0 | 0 | 0 | 0
F10_Industrial_Stone, Clay, and Glass_New_Space Heating_Natural Gas_HVAC - Demand Controlled Ventilation_A_Technical Potential | F10 | Industrial | Stone, Clay, and Glass | New | Space Heating | Natural Gas | HVAC - Demand Controlled Ventilation | A | Purchases (Incremental) | Technical Potential | 0 | 0 | 0 | 0 | 0 | 0 | 0 | 0 | 0 | 0 | 0 | 0 | 0 | 0 | 0 | 0 | 0 | 0 | 0 | 0 | 0 | 0 | 0 | 0 | 0 | 0 | 0 | 0 | 0 | 0 | 0
F11_Industrial_Stone, Clay, and Glass_New_Space Heating_Natural Gas_HVAC - Demand Controlled Ventilation_A_Technical Potential | F11 | Industrial | Stone, Clay, and Glass | New | Space Heating | Natural Gas | HVAC - Demand Controlled Ventilation | A | Purchases (Cumulative) | Technical Potential | 0 | 0 | 0 | 0 | 0 | 0 | 0 | 0 | 0 | 0 | 0 | 0 | 0 | 0 | 0 | 0 | 0 | 0 | 0 | 0 | 0 | 0 | 0 | 0 | 0 | 0 | 0 | 0 | 0 | 0 | 0
F1_Industrial_Stone, Clay, and Glass_New_Space Heating_Natural Gas_Gas Boiler - Stack Economizer_A_Technical Potential | F1 | Industrial | Stone, Clay, and Glass | New | Space Heating | Natural Gas | Gas Boiler - Stack Economizer | A | Integrated Unit Energy Savings (kWh or therms) | Technical Potential | 0 | 0 | 0 | 0 | 0 | 0 | 0 | 0 | 0 | 0 | 0 | 0 | 0 | 0 | 0 | 0 | 0 | 0 | 0 | 0 | 0 | 0 | 0 | 0 | 0 | 0 | 0 | 0 | 0 | 0 | 0
F2_Industrial_Stone, Clay, and Glass_New_Space Heating_Natural Gas_Gas Boiler - Stack Economizer_A_Technical Potential | F2 | Industrial | Stone, Clay, and Glass | New | Space Heating | Natural Gas | Gas Boiler - Stack Economizer | A | Integrated Unit Summer Peak Savings (kW) | Technical Potential | 0 | 0 | 0 | 0 | 0 | 0 | 0 | 0 | 0 | 0 | 0 | 0 | 0 | 0 | 0 | 0 | 0 | 0 | 0 | 0 | 0 | 0 | 0 | 0 | 0 | 0 | 0 | 0 | 0 | 0 | 0
F3_Industrial_Stone, Clay, and Glass_New_Space Heating_Natural Gas_Gas Boiler - Stack Economizer_A_Technical Potential | F3 | Industrial | Stone, Clay, and Glass | New | Space Heating | Natural Gas | Gas Boiler - Stack Economizer | A | Integrated Unit Winter Peak Savings (kW) | Technical Potential | 0 | 0 | 0 | 0 | 0 | 0 | 0 | 0 | 0 | 0 | 0 | 0 | 0 | 0 | 0 | 0 | 0 | 0 | 0 | 0 | 0 | 0 | 0 | 0 | 0 | 0 | 0 | 0 | 0 | 0 | 0
F4_Industrial_Stone, Clay, and Glass_New_Space Heating_Natural Gas_Gas Boiler - Stack Economizer_A_Technical Potential | F4 | Industrial | Stone, Clay, and Glass | New | Space Heating | Natural Gas | Gas Boiler - Stack Economizer | A | Incremental Energy Savings (MWh or mTherms) | Technical Potential | 0 | 0 | 0 | 0 | 0 | 0 | 0 | 0 | 0 | 0 | 0 | 0 | 0 | 0 | 0 | 0 | 0 | 0 | 0 | 0 | 0 | 0 | 0 | 0 | 0 | 0 | 0 | 0 | 0 | 0 | 0
F5_Industrial_Stone, Clay, and Glass_New_Space Heating_Natural Gas_Gas Boiler - Stack Economizer_A_Technical Potential | F5 | Industrial | Stone, Clay, and Glass | New | Space Heating | Natural Gas | Gas Boiler - Stack Economizer | A | Incremental Summer Peak Savings (MW) | Technical Potential | 0 | 0 | 0 | 0 | 0 | 0 | 0 | 0 | 0 | 0 | 0 | 0 | 0 | 0 | 0 | 0 | 0 | 0 | 0 | 0 | 0 | 0 | 0 | 0 | 0 | 0 | 0 | 0 | 0 | 0 | 0
F6_Industrial_Stone, Clay, and Glass_New_Space Heating_Natural Gas_Gas Boiler - Stack Economizer_A_Technical Potential | F6 | Industrial | Stone, Clay, and Glass | New | Space Heating | Natural Gas | Gas Boiler - Stack Economizer | A | Incremental Winter Peak Savings (MW) | Technical Potential | 0 | 0 | 0 | 0 | 0 | 0 | 0 | 0 | 0 | 0 | 0 | 0 | 0 | 0 | 0 | 0 | 0 | 0 | 0 | 0 | 0 | 0 | 0 | 0 | 0 | 0 | 0 | 0 | 0 | 0 | 0
F7_Industrial_Stone, Clay, and Glass_New_Space Heating_Natural Gas_Gas Boiler - Stack Economizer_A_Technical Potential | F7 | Industrial | Stone, Clay, and Glass | New | Space Heating | Natural Gas | Gas Boiler - Stack Economizer | A | Cumulative Energy Savings (MWh or mTherms) | Technical Potential | 0 | 0 | 0 | 0 | 0 | 0 | 0 | 0 | 0 | 0 | 0 | 0 | 0 | 0 | 0 | 0 | 0 | 0 | 0 | 0 | 0 | 0 | 0 | 0 | 0 | 0 | 0 | 0 | 0 | 0 | 0
F8_Industrial_Stone, Clay, and Glass_New_Space Heating_Natural Gas_Gas Boiler - Stack Economizer_A_Technical Potential | F8 | Industrial | Stone, Clay, and Glass | New | Space Heating | Natural Gas | Gas Boiler - Stack Economizer | A | Cumulative Summer Peak Savings (MW) | Technical Potential | 0 | 0 | 0 | 0 | 0 | 0 | 0 | 0 | 0 | 0 | 0 | 0 | 0 | 0 | 0 | 0 | 0 | 0 | 0 | 0 | 0 | 0 | 0 | 0 | 0 | 0 | 0 | 0 | 0 | 0 | 0
F9_Industrial_Stone, Clay, and Glass_New_Space Heating_Natural Gas_Gas Boiler - Stack Economizer_A_Technical Potential | F9 | Industrial | Stone, Clay, and Glass | New | Space Heating | Natural Gas | Gas Boiler - Stack Economizer | A | Cumulative Winter Peak Savings (MW) | Technical Potential | 0 | 0 | 0 | 0 | 0 | 0 | 0 | 0 | 0 | 0 | 0 | 0 | 0 | 0 | 0 | 0 | 0 | 0 | 0 | 0 | 0 | 0 | 0 | 0 | 0 | 0 | 0 | 0 | 0 | 0 | 0
F10_Industrial_Stone, Clay, and Glass_New_Space Heating_Natural Gas_Gas Boiler - Stack Economizer_A_Technical Potential | F10 | Industrial | Stone, Clay, and Glass | New | Space Heating | Natural Gas | Gas Boiler - Stack Economizer | A | Purchases (Incremental) | Technical Potential | 0 | 0 | 0 | 0 | 0 | 0 | 0 | 0 | 0 | 0 | 0 | 0 | 0 | 0 | 0 | 0 | 0 | 0 | 0 | 0 | 0 | 0 | 0 | 0 | 0 | 0 | 0 | 0 | 0 | 0 | 0
F11_Industrial_Stone, Clay, and Glass_New_Space Heating_Natural Gas_Gas Boiler - Stack Economizer_A_Technical Potential | F11 | Industrial | Stone, Clay, and Glass | New | Space Heating | Natural Gas | Gas Boiler - Stack Economizer | A | Purchases (Cumulative) | Technical Potential | 0 | 0 | 0 | 0 | 0 | 0 | 0 | 0 | 0 | 0 | 0 | 0 | 0 | 0 | 0 | 0 | 0 | 0 | 0 | 0 | 0 | 0 | 0 | 0 | 0 | 0 | 0 | 0 | 0 | 0 | 0
F1_Industrial_Stone, Clay, and Glass_New_Process_Natural Gas_Gas Boiler - Stack Economizer_A_Technical Potential | F1 | Industrial | Stone, Clay, and Glass | New | Process | Natural Gas | Gas Boiler - Stack Economizer | A | Integrated Unit Energy Savings (kWh or therms) | Technical Potential | 0 | 0 | 0 | 0 | 0 | 5.5107 | 5.5107 | 5.5107 | 5.5107 | 5.5107 | 5.5107 | 5.5107 | 5.5107 | 5.5107 | 5.5107 | 5.5107 | 5.5107 | 5.5107 | 5.5107 | 5.5107 | 5.5107 | 5.5107 | 5.5107 | 5.5107 | 5.5107 | 5.5107 | 5.5107 | 5.5107 | 5.5108 | 5.5108 | 5.5108
F2_Industrial_Stone, Clay, and Glass_New_Process_Natural Gas_Gas Boiler - Stack Economizer_A_Technical Potential | F2 | Industrial | Stone, Clay, and Glass | New | Process | Natural Gas | Gas Boiler - Stack Economizer | A | Integrated Unit Summer Peak Savings (kW) | Technical Potential | 0 | 0 | 0 | 0 | 0 | 0 | 0 | 0 | 0 | 0 | 0 | 0 | 0 | 0 | 0 | 0 | 0 | 0 | 0 | 0 | 0 | 0 | 0 | 0 | 0 | 0 | 0 | 0 | 0 | 0 | 0
F3_Industrial_Stone, Clay, and Glass_New_Process_Natural Gas_Gas Boiler - Stack Economizer_A_Technical Potential | F3 | Industrial | Stone, Clay, and Glass | New | Process | Natural Gas | Gas Boiler - Stack Economizer | A | Integrated Unit Winter Peak Savings (kW) | Technical Potential | 0 | 0 | 0 | 0 | 0 | 0 | 0 | 0 | 0 | 0 | 0 | 0 | 0 | 0 | 0 | 0 | 0 | 0 | 0 | 0 | 0 | 0 | 0 | 0 | 0 | 0 | 0 | 0 | 0 | 0 | 0
F4_Industrial_Stone, Clay, and Glass_New_Process_Natural Gas_Gas Boiler - Stack Economizer_A_Technical Potential | F4 | Industrial | Stone, Clay, and Glass | New | Process | Natural Gas | Gas Boiler - Stack Economizer | A | Incremental Energy Savings (MWh or mTherms) | Technical Potential | 0 | 0 | 0 | 0 | 0 | 0.0072994 | 0.0086478 | 0.0099954 | 0.011335 | 0.012676 | 0.012615 | 0.011046 | 0.0095977 | 0.0082856 | 0.0071067 | 0.0060694 | 0.0051598 | 0.0043713 | 0.0036909 | 0.0031064 | 0.0072995 | 0.0086479 | 0.0099955 | 0.011335 | 0.012676 | 0.012616 | 0.011046 | 0.0095977 | 0.0082856 | 0.0071067 | 0.0060694
F5_Industrial_Stone, Clay, and Glass_New_Process_Natural Gas_Gas Boiler - Stack Economizer_A_Technical Potential | F5 | Industrial | Stone, Clay, and Glass | New | Process | Natural Gas | Gas Boiler - Stack Economizer | A | Incremental Summer Peak Savings (MW) | Technical Potential | 0 | 0 | 0 | 0 | 0 | 0 | 0 | 0 | 0 | 0 | 0 | 0 | 0 | 0 | 0 | 0 | 0 | 0 | 0 | 0 | 0 | 0 | 0 | 0 | 0 | 0 | 0 | 0 | 0 | 0 | 0
F6_Industrial_Stone, Clay, and Glass_New_Process_Natural Gas_Gas Boiler - Stack Economizer_A_Technical Potential | F6 | Industrial | Stone, Clay, and Glass | New | Process | Natural Gas | Gas Boiler - Stack Economizer | A | Incremental Winter Peak Savings (MW) | Technical Potential | 0 | 0 | 0 | 0 | 0 | 0 | 0 | 0 | 0 | 0 | 0 | 0 | 0 | 0 | 0 | 0 | 0 | 0 | 0 | 0 | 0 | 0 | 0 | 0 | 0 | 0 | 0 | 0 | 0 | 0 | 0
F7_Industrial_Stone, Clay, and Glass_New_Process_Natural Gas_Gas Boiler - Stack Economizer_A_Technical Potential | F7 | Industrial | Stone, Clay, and Glass | New | Process | Natural Gas | Gas Boiler - Stack Economizer | A | Cumulative Energy Savings (MWh or mTherms) | Technical Potential | 0 | 0 | 0 | 0 | 0 | 0.0072994 | 0.015947 | 0.025943 | 0.037278 | 0.049953 | 0.062569 | 0.073615 | 0.083213 | 0.091498 | 0.098605 | 0.10467 | 0.10983 | 0.11421 | 0.1179 | 0.121 | 0.121 | 0.121 | 0.121 | 0.121 | 0.121 | 0.121 | 0.121 | 0.121 | 0 | 0 | 0
F8_Industrial_Stone, Clay, and Glass_New_Process_Natural Gas_Gas Boiler - Stack Economizer_A_Technical Potential | F8 | Industrial | Stone, Clay, and Glass | New | Process | Natural Gas | Gas Boiler - Stack Economizer | A | Cumulative Summer Peak Savings (MW) | Technical Potential | 0 | 0 | 0 | 0 | 0 | 0 | 0 | 0 | 0 | 0 | 0 | 0 | 0 | 0 | 0 | 0 | 0 | 0 | 0 | 0 | 0 | 0 | 0 | 0 | 0 | 0 | 0 | 0 | 0 | 0 | 0
F9_Industrial_Stone, Clay, and Glass_New_Process_Natural Gas_Gas Boiler - Stack Economizer_A_Technical Potential | F9 | Industrial | Stone, Clay, and Glass | New | Process | Natural Gas | Gas Boiler - Stack Economizer | A | Cumulative Winter Peak Savings (MW) | Technical Potential | 0 | 0 | 0 | 0 | 0 | 0 | 0 | 0 | 0 | 0 | 0 | 0 | 0 | 0 | 0 | 0 | 0 | 0 | 0 | 0 | 0 | 0 | 0 | 0 | 0 | 0 | 0 | 0 | 0 | 0 | 0
F10_Industrial_Stone, Clay, and Glass_New_Process_Natural Gas_Gas Boiler - Stack Economizer_A_Technical Potential | F10 | Industrial | Stone, Clay, and Glass | New | Process | Natural Gas | Gas Boiler - Stack Economizer | A | Purchases (Incremental) | Technical Potential | 0 | 0 | 0 | 0 | 0 | 1.3246 | 1.5693 | 1.8138 | 2.0569 | 2.3002 | 2.2893 | 2.0045 | 1.7416 | 1.5035 | 1.2896 | 1.1014 | 0.93633 | 0.79324 | 0.66976 | 0.56369 | 1.3246 | 1.5693 | 1.8138 | 2.0569 | 2.3002 | 2.2893 | 2.0045 | 1.7416 | 1.5035 | 1.2896 | 1.1014
F11_Industrial_Stone, Clay, and Glass_New_Process_Natural Gas_Gas Boiler - Stack Economizer_A_Technical Potential | F11 | Industrial | Stone, Clay, and Glass | New | Process | Natural Gas | Gas Boiler - Stack Economizer | A | Purchases (Cumulative) | Technical Potential | 0 | 0 | 0 | 0 | 0 | 1.3246 | 2.8939 | 4.7077 | 6.7647 | 9.0648 | 11.3541 | 13.3586 | 15.1002 | 16.6038 | 17.8934 | 18.9948 | 19.9311 | 20.7243 | 21.3941 | 21.9578 | 21.9578 | 21.9578 | 21.9578 | 21.9578 | 21.9578 | 21.9578 | 21.9578 | 21.9578 | 21.9578 | 21.9578 | 21.9578
F1_Industrial_Stone, Clay, and Glass_New_Space Heating_Natural Gas_Gas Furnace Tube Inserts_A_Technical Potential | F1 | Industrial | Stone, Clay, and Glass | New | Space Heating | Natural Gas | Gas Furnace Tube Inserts | A | Integrated Unit Energy Savings (kWh or therms) | Technical Potential | 0 | 0 | 0 | 0 | 0 | 0 | 0 | 0 | 0 | 0 | 0 | 0 | 0 | 0 | 0 | 0 | 0 | 0 | 0 | 0 | 0 | 0 | 0 | 0 | 0 | 0 | 0 | 0 | 0 | 0 | 0
F2_Industrial_Stone, Clay, and Glass_New_Space Heating_Natural Gas_Gas Furnace Tube Inserts_A_Technical Potential | F2 | Industrial | Stone, Clay, and Glass | New | Space Heating | Natural Gas | Gas Furnace Tube Inserts | A | Integrated Unit Summer Peak Savings (kW) | Technical Potential | 0 | 0 | 0 | 0 | 0 | 0 | 0 | 0 | 0 | 0 | 0 | 0 | 0 | 0 | 0 | 0 | 0 | 0 | 0 | 0 | 0 | 0 | 0 | 0 | 0 | 0 | 0 | 0 | 0 | 0 | 0
F3_Industrial_Stone, Clay, and Glass_New_Space Heating_Natural Gas_Gas Furnace Tube Inserts_A_Technical Potential | F3 | Industrial | Stone, Clay, and Glass | New | Space Heating | Natural Gas | Gas Furnace Tube Inserts | A | Integrated Unit Winter Peak Savings (kW) | Technical Potential | 0 | 0 | 0 | 0 | 0 | 0 | 0 | 0 | 0 | 0 | 0 | 0 | 0 | 0 | 0 | 0 | 0 | 0 | 0 | 0 | 0 | 0 | 0 | 0 | 0 | 0 | 0 | 0 | 0 | 0 | 0
F4_Industrial_Stone, Clay, and Glass_New_Space Heating_Natural Gas_Gas Furnace Tube Inserts_A_Technical Potential | F4 | Industrial | Stone, Clay, and Glass | New | Space Heating | Natural Gas | Gas Furnace Tube Inserts | A | Incremental Energy Savings (MWh or mTherms) | Technical Potential | 0 | 0 | 0 | 0 | 0 | 0 | 0 | 0 | 0 | 0 | 0 | 0 | 0 | 0 | 0 | 0 | 0 | 0 | 0 | 0 | 0 | 0 | 0 | 0 | 0 | 0 | 0 | 0 | 0 | 0 | 0
F5_Industrial_Stone, Clay, and Glass_New_Space Heating_Natural Gas_Gas Furnace Tube Inserts_A_Technical Potential | F5 | Industrial | Stone, Clay, and Glass | New | Space Heating | Natural Gas | Gas Furnace Tube Inserts | A | Incremental Summer Peak Savings (MW) | Technical Potential | 0 | 0 | 0 | 0 | 0 | 0 | 0 | 0 | 0 | 0 | 0 | 0 | 0 | 0 | 0 | 0 | 0 | 0 | 0 | 0 | 0 | 0 | 0 | 0 | 0 | 0 | 0 | 0 | 0 | 0 | 0
F6_Industrial_Stone, Clay, and Glass_New_Space Heating_Natural Gas_Gas Furnace Tube Inserts_A_Technical Potential | F6 | Industrial | Stone, Clay, and Glass | New | Space Heating | Natural Gas | Gas Furnace Tube Inserts | A | Incremental Winter Peak Savings (MW) | Technical Potential | 0 | 0 | 0 | 0 | 0 | 0 | 0 | 0 | 0 | 0 | 0 | 0 | 0 | 0 | 0 | 0 | 0 | 0 | 0 | 0 | 0 | 0 | 0 | 0 | 0 | 0 | 0 | 0 | 0 | 0 | 0
F7_Industrial_Stone, Clay, and Glass_New_Space Heating_Natural Gas_Gas Furnace Tube Inserts_A_Technical Potential | F7 | Industrial | Stone, Clay, and Glass | New | Space Heating | Natural Gas | Gas Furnace Tube Inserts | A | Cumulative Energy Savings (MWh or mTherms) | Technical Potential | 0 | 0 | 0 | 0 | 0 | 0 | 0 | 0 | 0 | 0 | 0 | 0 | 0 | 0 | 0 | 0 | 0 | 0 | 0 | 0 | 0 | 0 | 0 | 0 | 0 | 0 | 0 | 0 | 0 | 0 | 0
F8_Industrial_Stone, Clay, and Glass_New_Space Heating_Natural Gas_Gas Furnace Tube Inserts_A_Technical Potential | F8 | Industrial | Stone, Clay, and Glass | New | Space Heating | Natural Gas | Gas Furnace Tube Inserts | A | Cumulative Summer Peak Savings (MW) | Technical Potential | 0 | 0 | 0 | 0 | 0 | 0 | 0 | 0 | 0 | 0 | 0 | 0 | 0 | 0 | 0 | 0 | 0 | 0 | 0 | 0 | 0 | 0 | 0 | 0 | 0 | 0 | 0 | 0 | 0 | 0 | 0
F9_Industrial_Stone, Clay, and Glass_New_Space Heating_Natural Gas_Gas Furnace Tube Inserts_A_Technical Potential | F9 | Industrial | Stone, Clay, and Glass | New | Space Heating | Natural Gas | Gas Furnace Tube Inserts | A | Cumulative Winter Peak Savings (MW) | Technical Potential | 0 | 0 | 0 | 0 | 0 | 0 | 0 | 0 | 0 | 0 | 0 | 0 | 0 | 0 | 0 | 0 | 0 | 0 | 0 | 0 | 0 | 0 | 0 | 0 | 0 | 0 | 0 | 0 | 0 | 0 | 0
F10_Industrial_Stone, Clay, and Glass_New_Space Heating_Natural Gas_Gas Furnace Tube Inserts_A_Technical Potential | F10 | Industrial | Stone, Clay, and Glass | New | Space Heating | Natural Gas | Gas Furnace Tube Inserts | A | Purchases (Incremental) | Technical Potential | 0 | 0 | 0 | 0 | 0 | 0 | 0 | 0 | 0 | 0 | 0 | 0 | 0 | 0 | 0 | 0 | 0 | 0 | 0 | 0 | 0 | 0 | 0 | 0 | 0 | 0 | 0 | 0 | 0 | 0 | 0
F11_Industrial_Stone, Clay, and Glass_New_Space Heating_Natural Gas_Gas Furnace Tube Inserts_A_Technical Potential | F11 | Industrial | Stone, Clay, and Glass | New | Space Heating | Natural Gas | Gas Furnace Tube Inserts | A | Purchases (Cumulative) | Technical Potential | 0 | 0 | 0 | 0 | 0 | 0 | 0 | 0 | 0 | 0 | 0 | 0 | 0 | 0 | 0 | 0 | 0 | 0 | 0 | 0 | 0 | 0 | 0 | 0 | 0 | 0 | 0 | 0 | 0 | 0 | 0
F1_Industrial_Stone, Clay, and Glass_New_Space Heating_Natural Gas_Space Heating - Heat Recovery Ventilator_A_Technical Potential | F1 | Industrial | Stone, Clay, and Glass | New | Space Heating | Natural Gas | Space Heating - Heat Recovery Ventilator | A | Integrated Unit Energy Savings (kWh or therms) | Technical Potential | 0 | 0 | 0 | 0 | 0 | 0.012165 | 0.011797 | 0.011526 | 0.011316 | 0.011145 | 0.011004 | 0.010838 | 0.010661 | 0.010481 | 0.010302 | 0.010139 | 0.0099888 | 0.0099428 | 0.0098442 | 0.0097712 | 0.0097198 | 0.0096811 | 0.0096686 | 0.0096716 | 0.0096844 | 0.0097028 | 0.0097207 | 0.0097387 | 0 | 0 | 0
F2_Industrial_Stone, Clay, and Glass_New_Space Heating_Natural Gas_Space Heating - Heat Recovery Ventilator_A_Technical Potential | F2 | Industrial | Stone, Clay, and Glass | New | Space Heating | Natural Gas | Space Heating - Heat Recovery Ventilator | A | Integrated Unit Summer Peak Savings (kW) | Technical Potential | 0 | 0 | 0 | 0 | 0 | 0 | 0 | 0 | 0 | 0 | 0 | 0 | 0 | 0 | 0 | 0 | 0 | 0 | 0 | 0 | 0 | 0 | 0 | 0 | 0 | 0 | 0 | 0 | 0 | 0 | 0
F3_Industrial_Stone, Clay, and Glass_New_Space Heating_Natural Gas_Space Heating - Heat Recovery Ventilator_A_Technical Potential | F3 | Industrial | Stone, Clay, and Glass | New | Space Heating | Natural Gas | Space Heating - Heat Recovery Ventilator | A | Integrated Unit Winter Peak Savings (kW) | Technical Potential | 0 | 0 | 0 | 0 | 0 | 0 | 0 | 0 | 0 | 0 | 0 | 0 | 0 | 0 | 0 | 0 | 0 | 0 | 0 | 0 | 0 | 0 | 0 | 0 | 0 | 0 | 0 | 0 | 0 | 0 | 0
F4_Industrial_Stone, Clay, and Glass_New_Space Heating_Natural Gas_Space Heating - Heat Recovery Ventilator_A_Technical Potential | F4 | Industrial | Stone, Clay, and Glass | New | Space Heating | Natural Gas | Space Heating - Heat Recovery Ventilator | A | Incremental Energy Savings (MWh or mTherms) | Technical Potential | 0 | 0 | 0 | 0 | 0 | 0.00013562 | 0.00015582 | 0.00017595 | 0.0001959 | 0.00021576 | 0.00023559 | 0.00025396 | 0.0002713 | 0.00028783 | 0.00030334 | 0.00031868 | 0.00033365 | 0.00035171 | 0.00036752 | 0.00038377 | 0.00040066 | 0.00041782 | 0.00043594 | 0.00045467 | 0.00047382 | 0.00020773 | 0.00022777 | 0.00024784 | 0 | 0 | 0
F5_Industrial_Stone, Clay, and Glass_New_Space Heating_Natural Gas_Space Heating - Heat Recovery Ventilator_A_Technical Potential | F5 | Industrial | Stone, Clay, and Glass | New | Space Heating | Natural Gas | Space Heating - Heat Recovery Ventilator | A | Incremental Summer Peak Savings (MW) | Technical Potential | 0 | 0 | 0 | 0 | 0 | 0 | 0 | 0 | 0 | 0 | 0 | 0 | 0 | 0 | 0 | 0 | 0 | 0 | 0 | 0 | 0 | 0 | 0 | 0 | 0 | 0 | 0 | 0 | 0 | 0 | 0
F6_Industrial_Stone, Clay, and Glass_New_Space Heating_Natural Gas_Space Heating - Heat Recovery Ventilator_A_Technical Potential | F6 | Industrial | Stone, Clay, and Glass | New | Space Heating | Natural Gas | Space Heating - Heat Recovery Ventilator | A | Incremental Winter Peak Savings (MW) | Technical Potential | 0 | 0 | 0 | 0 | 0 | 0 | 0 | 0 | 0 | 0 | 0 | 0 | 0 | 0 | 0 | 0 | 0 | 0 | 0 | 0 | 0 | 0 | 0 | 0 | 0 | 0 | 0 | 0 | 0 | 0 | 0
F7_Industrial_Stone, Clay, and Glass_New_Space Heating_Natural Gas_Space Heating - Heat Recovery Ventilator_A_Technical Potential | F7 | Industrial | Stone, Clay, and Glass | New | Space Heating | Natural Gas | Space Heating - Heat Recovery Ventilator | A | Cumulative Energy Savings (MWh or mTherms) | Technical Potential | 0 | 0 | 0 | 0 | 0 | 0.00013562 | 0.00028734 | 0.00045668 | 0.00064426 | 0.00085029 | 0.0010752 | 0.0013129 | 0.0015627 | 0.0018242 | 0.0020964 | 0.0023818 | 0.0026803 | 0.0030196 | 0.0033572 | 0.0037161 | 0.0039888 | 0.0042629 | 0.0045457 | 0.0048344 | 0.0051271 | 0.0051369 | 0.0051463 | 0.0051559 | 0 | 0 | 0
F8_Industrial_Stone, Clay, and Glass_New_Space Heating_Natural Gas_Space Heating - Heat Recovery Ventilator_A_Technical Potential | F8 | Industrial | Stone, Clay, and Glass | New | Space Heating | Natural Gas | Space Heating - Heat Recovery Ventilator | A | Cumulative Summer Peak Savings (MW) | Technical Potential | 0 | 0 | 0 | 0 | 0 | 0 | 0 | 0 | 0 | 0 | 0 | 0 | 0 | 0 | 0 | 0 | 0 | 0 | 0 | 0 | 0 | 0 | 0 | 0 | 0 | 0 | 0 | 0 | 0 | 0 | 0
F9_Industrial_Stone, Clay, and Glass_New_Space Heating_Natural Gas_Space Heating - Heat Recovery Ventilator_A_Technical Potential | F9 | Industrial | Stone, Clay, and Glass | New | Space Heating | Natural Gas | Space Heating - Heat Recovery Ventilator | A | Cumulative Winter Peak Savings (MW) | Technical Potential | 0 | 0 | 0 | 0 | 0 | 0 | 0 | 0 | 0 | 0 | 0 | 0 | 0 | 0 | 0 | 0 | 0 | 0 | 0 | 0 | 0 | 0 | 0 | 0 | 0 | 0 | 0 | 0 | 0 | 0 | 0
F10_Industrial_Stone, Clay, and Glass_New_Space Heating_Natural Gas_Space Heating - Heat Recovery Ventilator_A_Technical Potential | F10 | Industrial | Stone, Clay, and Glass | New | Space Heating | Natural Gas | Space Heating - Heat Recovery Ventilator | A | Purchases (Incremental) | Technical Potential | 0 | 0 | 0 | 0 | 0 | 11.1486 | 13.2081 | 15.2664 | 17.3126 | 19.3599 | 21.4088 | 23.4318 | 25.4492 | 27.4626 | 29.4439 | 31.4329 | 33.4028 | 35.3731 | 37.3334 | 39.2762 | 41.2213 | 43.1584 | 45.0879 | 47.0104 | 48.9264 | 21.4088 | 23.4318 | 25.4492 | 27.4626 | 29.4439 | 31.4329
F11_Industrial_Stone, Clay, and Glass_New_Space Heating_Natural Gas_Space Heating - Heat Recovery Ventilator_A_Technical Potential | F11 | Industrial | Stone, Clay, and Glass | New | Space Heating | Natural Gas | Space Heating - Heat Recovery Ventilator | A | Purchases (Cumulative) | Technical Potential | 0 | 0 | 0 | 0 | 0 | 11.1486 | 24.3567 | 39.6231 | 56.9356 | 76.2955 | 97.7044 | 121.1362 | 146.5854 | 174.048 | 203.4919 | 234.9248 | 268.3277 | 303.7007 | 341.0341 | 380.3103 | 410.383 | 440.3333 | 470.1548 | 499.8527 | 529.4192 | 529.4192 | 529.4192 | 529.4192 | 529.4192 | 529.4192 | 529.4192
F1_Industrial_Stone, Clay, and Glass_New_Space Heating_Natural Gas_Thermostat - Programmable_A_Technical Potential | F1 | Industrial | Stone, Clay, and Glass | New | Space Heating | Natural Gas | Thermostat - Programmable | A | Integrated Unit Energy Savings (kWh or therms) | Technical Potential | 0 | 0 | 0 | 0 | 0 | 0.0060391 | 0.005853 | 0.0057152 | 0.0056082 | 0.005521 | 0.005449 | 0.0053645 | 0.0052743 | 0.0051832 | 0.0050929 | 0.0050109 | 0.0049359 | 0.0049123 | 0.0048628 | 0.004826 | 0.0048001 | 0.0047805 | 0.0047739 | 0.004775 | 0.004781 | 0.0047912 | 0.0048011 | 0.004811 | 0 | 0 | 0
F2_Industrial_Stone, Clay, and Glass_New_Space Heating_Natural Gas_Thermostat - Programmable_A_Technical Potential | F2 | Industrial | Stone, Clay, and Glass | New | Space Heating | Natural Gas | Thermostat - Programmable | A | Integrated Unit Summer Peak Savings (kW) | Technical Potential | 0 | 0 | 0 | 0 | 0 | 0 | 0 | 0 | 0 | 0 | 0 | 0 | 0 | 0 | 0 | 0 | 0 | 0 | 0 | 0 | 0 | 0 | 0 | 0 | 0 | 0 | 0 | 0 | 0 | 0 | 0
F3_Industrial_Stone, Clay, and Glass_New_Space Heating_Natural Gas_Thermostat - Programmable_A_Technical Potential | F3 | Industrial | Stone, Clay, and Glass | New | Space Heating | Natural Gas | Thermostat - Programmable | A | Integrated Unit Winter Peak Savings (kW) | Technical Potential | 0 | 0 | 0 | 0 | 0 | 0 | 0 | 0 | 0 | 0 | 0 | 0 | 0 | 0 | 0 | 0 | 0 | 0 | 0 | 0 | 0 | 0 | 0 | 0 | 0 | 0 | 0 | 0 | 0 | 0 | 0
F4_Industrial_Stone, Clay, and Glass_New_Space Heating_Natural Gas_Thermostat - Programmable_A_Technical Potential | F4 | Industrial | Stone, Clay, and Glass | New | Space Heating | Natural Gas | Thermostat - Programmable | A | Incremental Energy Savings (MWh or mTherms) | Technical Potential | 0 | 0 | 0 | 0 | 0 | 0.00020198 | 0.00023192 | 0.00026175 | 0.00029128 | 0.00032066 | 0.00034997 | 0.0003771 | 0.00040268 | 0.00042703 | 0.00044986 | 0.00047252 | 0.00049462 | 0.00052129 | 0.00054463 | 0.00056864 | 0.0005936 | 0.00061895 | 0.00064574 | 0.00067343 | 0.00070175 | 0.00042322 | 0.00045274 | 0.0004821 | 0 | 0 | 0
F5_Industrial_Stone, Clay, and Glass_New_Space Heating_Natural Gas_Thermostat - Programmable_A_Technical Potential | F5 | Industrial | Stone, Clay, and Glass | New | Space Heating | Natural Gas | Thermostat - Programmable | A | Incremental Summer Peak Savings (MW) | Technical Potential | 0 | 0 | 0 | 0 | 0 | 0 | 0 | 0 | 0 | 0 | 0 | 0 | 0 | 0 | 0 | 0 | 0 | 0 | 0 | 0 | 0 | 0 | 0 | 0 | 0 | 0 | 0 | 0 | 0 | 0 | 0
F6_Industrial_Stone, Clay, and Glass_New_Space Heating_Natural Gas_Thermostat - Programmable_A_Technical Potential | F6 | Industrial | Stone, Clay, and Glass | New | Space Heating | Natural Gas | Thermostat - Programmable | A | Incremental Winter Peak Savings (MW) | Technical Potential | 0 | 0 | 0 | 0 | 0 | 0 | 0 | 0 | 0 | 0 | 0 | 0 | 0 | 0 | 0 | 0 | 0 | 0 | 0 | 0 | 0 | 0 | 0 | 0 | 0 | 0 | 0 | 0 | 0 | 0 | 0
F7_Industrial_Stone, Clay, and Glass_New_Space Heating_Natural Gas_Thermostat - Programmable_A_Technical Potential | F7 | Industrial | Stone, Clay, and Glass | New | Space Heating | Natural Gas | Thermostat - Programmable | A | Cumulative Energy Savings (MWh or mTherms) | Technical Potential | 0 | 0 | 0 | 0 | 0 | 0.00020198 | 0.00042768 | 0.00067936 | 0.00095793 | 0.0012637 | 0.0015972 | 0.0019495 | 0.0023194 | 0.0027064 | 0.0031091 | 0.0035315 | 0.0038082 | 0.0041167 | 0.0043971 | 0.0046818 | 0.0049715 | 0.0052631 | 0.005566 | 0.0058762 | 0.0061914 | 0.0062046 | 0.0062174 | 0.0062302 | 0 | 0 | 0
F8_Industrial_Stone, Clay, and Glass_New_Space Heating_Natural Gas_Thermostat - Programmable_A_Technical Potential | F8 | Industrial | Stone, Clay, and Glass | New | Space Heating | Natural Gas | Thermostat - Programmable | A | Cumulative Summer Peak Savings (MW) | Technical Potential | 0 | 0 | 0 | 0 | 0 | 0 | 0 | 0 | 0 | 0 | 0 | 0 | 0 | 0 | 0 | 0 | 0 | 0 | 0 | 0 | 0 | 0 | 0 | 0 | 0 | 0 | 0 | 0 | 0 | 0 | 0
F9_Industrial_Stone, Clay, and Glass_New_Space Heating_Natural Gas_Thermostat - Programmable_A_Technical Potential | F9 | Industrial | Stone, Clay, and Glass | New | Space Heating | Natural Gas | Thermostat - Programmable | A | Cumulative Winter Peak Savings (MW) | Technical Potential | 0 | 0 | 0 | 0 | 0 | 0 | 0 | 0 | 0 | 0 | 0 | 0 | 0 | 0 | 0 | 0 | 0 | 0 | 0 | 0 | 0 | 0 | 0 | 0 | 0 | 0 | 0 | 0 | 0 | 0 | 0
F10_Industrial_Stone, Clay, and Glass_New_Space Heating_Natural Gas_Thermostat - Programmable_A_Technical Potential | F10 | Industrial | Stone, Clay, and Glass | New | Space Heating | Natural Gas | Thermostat - Programmable | A | Purchases (Incremental) | Technical Potential | 0 | 0 | 0 | 0 | 0 | 33.4458 | 39.6242 | 45.7992 | 51.9377 | 58.0796 | 64.2265 | 70.2954 | 76.3477 | 82.3877 | 88.3318 | 94.2986 | 100.2085 | 106.1192 | 112.0001 | 117.8286 | 123.6639 | 129.4751 | 135.2638 | 141.0313 | 146.7792 | 88.3318 | 94.2986 | 100.2085 | 106.1192 | 112.0001 | 117.8286
F11_Industrial_Stone, Clay, and Glass_New_Space Heating_Natural Gas_Thermostat - Programmable_A_Technical Potential | F11 | Industrial | Stone, Clay, and Glass | New | Space Heating | Natural Gas | Thermostat - Programmable | A | Purchases (Cumulative) | Technical Potential | 0 | 0 | 0 | 0 | 0 | 33.4458 | 73.0701 | 118.8692 | 170.8069 | 228.8865 | 293.1131 | 363.4085 | 439.7562 | 522.144 | 610.4758 | 704.7744 | 771.5371 | 838.0321 | 904.233 | 970.1239 | 1035.7082 | 1100.9568 | 1165.9252 | 1230.6088 | 1295.0003 | 1295.0003 | 1295.0003 | 1295.0003 | 1295.0003 | 1295.0003 | 1295.0003
F1_Industrial_Stone, Clay, and Glass_New_Space Heating_Natural Gas_ENERGY STAR Connected Thermostat_A_Technical Potential | F1 | Industrial | Stone, Clay, and Glass | New | Space Heating | Natural Gas | ENERGY STAR Connected Thermostat | A | Integrated Unit Energy Savings (kWh or therms) | Technical Potential | 0 | 0 | 0 | 0 | 0 | 0.014213 | 0.013772 | 0.013445 | 0.013192 | 0.012984 | 0.012813 | 0.012613 | 0.012399 | 0.012183 | 0.011969 | 0.011775 | 0.011598 | 0.011542 | 0.011425 | 0.011338 | 0.011277 | 0.011231 | 0.011215 | 0.011217 | 0.011231 | 0.011256 | 0.01128 | 0.011304 | 0 | 0 | 0
F2_Industrial_Stone, Clay, and Glass_New_Space Heating_Natural Gas_ENERGY STAR Connected Thermostat_A_Technical Potential | F2 | Industrial | Stone, Clay, and Glass | New | Space Heating | Natural Gas | ENERGY STAR Connected Thermostat | A | Integrated Unit Summer Peak Savings (kW) | Technical Potential | 0 | 0 | 0 | 0 | 0 | 0 | 0 | 0 | 0 | 0 | 0 | 0 | 0 | 0 | 0 | 0 | 0 | 0 | 0 | 0 | 0 | 0 | 0 | 0 | 0 | 0 | 0 | 0 | 0 | 0 | 0
F3_Industrial_Stone, Clay, and Glass_New_Space Heating_Natural Gas_ENERGY STAR Connected Thermostat_A_Technical Potential | F3 | Industrial | Stone, Clay, and Glass | New | Space Heating | Natural Gas | ENERGY STAR Connected Thermostat | A | Integrated Unit Winter Peak Savings (kW) | Technical Potential | 0 | 0 | 0 | 0 | 0 | 0 | 0 | 0 | 0 | 0 | 0 | 0 | 0 | 0 | 0 | 0 | 0 | 0 | 0 | 0 | 0 | 0 | 0 | 0 | 0 | 0 | 0 | 0 | 0 | 0 | 0
F4_Industrial_Stone, Clay, and Glass_New_Space Heating_Natural Gas_ENERGY STAR Connected Thermostat_A_Technical Potential | F4 | Industrial | Stone, Clay, and Glass | New | Space Heating | Natural Gas | ENERGY STAR Connected Thermostat | A | Incremental Energy Savings (MWh or mTherms) | Technical Potential | 0 | 0 | 0 | 0 | 0 | 0.00047536 | 0.00054571 | 0.00061579 | 0.00068515 | 0.00075413 | 0.00082295 | 0.00088662 | 0.00094663 | 0.0010037 | 0.0010573 | 0.0011104 | 0.0011622 | 0.0012249 | 0.0012796 | 0.001336 | 0.0013946 | 0.0014541 | 0.001517 | 0.001582 | 0.0016485 | 0.001392 | 0.0014605 | 0.001529 | 0 | 0 | 0
F5_Industrial_Stone, Clay, and Glass_New_Space Heating_Natural Gas_ENERGY STAR Connected Thermostat_A_Technical Potential | F5 | Industrial | Stone, Clay, and Glass | New | Space Heating | Natural Gas | ENERGY STAR Connected Thermostat | A | Incremental Summer Peak Savings (MW) | Technical Potential | 0 | 0 | 0 | 0 | 0 | 0 | 0 | 0 | 0 | 0 | 0 | 0 | 0 | 0 | 0 | 0 | 0 | 0 | 0 | 0 | 0 | 0 | 0 | 0 | 0 | 0 | 0 | 0 | 0 | 0 | 0
F6_Industrial_Stone, Clay, and Glass_New_Space Heating_Natural Gas_ENERGY STAR Connected Thermostat_A_Technical Potential | F6 | Industrial | Stone, Clay, and Glass | New | Space Heating | Natural Gas | ENERGY STAR Connected Thermostat | A | Incremental Winter Peak Savings (MW) | Technical Potential | 0 | 0 | 0 | 0 | 0 | 0 | 0 | 0 | 0 | 0 | 0 | 0 | 0 | 0 | 0 | 0 | 0 | 0 | 0 | 0 | 0 | 0 | 0 | 0 | 0 | 0 | 0 | 0 | 0 | 0 | 0
F7_Industrial_Stone, Clay, and Glass_New_Space Heating_Natural Gas_ENERGY STAR Connected Thermostat_A_Technical Potential | F7 | Industrial | Stone, Clay, and Glass | New | Space Heating | Natural Gas | ENERGY STAR Connected Thermostat | A | Cumulative Energy Savings (MWh or mTherms) | Technical Potential | 0 | 0 | 0 | 0 | 0 | 0.00047536 | 0.0010063 | 0.0015982 | 0.0022532 | 0.002972 | 0.0033272 | 0.003662 | 0.0039787 | 0.0042804 | 0.0045673 | 0.0048473 | 0.0051214 | 0.0054404 | 0.0057236 | 0.0060145 | 0.0063132 | 0.0066159 | 0.0069335 | 0.0072606 | 0.0075946 | 0.0076115 | 0.0076277 | 0.0076439 | 0 | 0 | 0
F8_Industrial_Stone, Clay, and Glass_New_Space Heating_Natural Gas_ENERGY STAR Connected Thermostat_A_Technical Potential | F8 | Industrial | Stone, Clay, and Glass | New | Space Heating | Natural Gas | ENERGY STAR Connected Thermostat | A | Cumulative Summer Peak Savings (MW) | Technical Potential | 0 | 0 | 0 | 0 | 0 | 0 | 0 | 0 | 0 | 0 | 0 | 0 | 0 | 0 | 0 | 0 | 0 | 0 | 0 | 0 | 0 | 0 | 0 | 0 | 0 | 0 | 0 | 0 | 0 | 0 | 0
F9_Industrial_Stone, Clay, and Glass_New_Space Heating_Natural Gas_ENERGY STAR Connected Thermostat_A_Technical Potential | F9 | Industrial | Stone, Clay, and Glass | New | Space Heating | Natural Gas | ENERGY STAR Connected Thermostat | A | Cumulative Winter Peak Savings (MW) | Technical Potential | 0 | 0 | 0 | 0 | 0 | 0 | 0 | 0 | 0 | 0 | 0 | 0 | 0 | 0 | 0 | 0 | 0 | 0 | 0 | 0 | 0 | 0 | 0 | 0 | 0 | 0 | 0 | 0 | 0 | 0 | 0
F10_Industrial_Stone, Clay, and Glass_New_Space Heating_Natural Gas_ENERGY STAR Connected Thermostat_A_Technical Potential | F10 | Industrial | Stone, Clay, and Glass | New | Space Heating | Natural Gas | ENERGY STAR Connected Thermostat | A | Purchases (Incremental) | Technical Potential | 0 | 0 | 0 | 0 | 0 | 33.4458 | 39.6242 | 45.7992 | 51.9377 | 58.0796 | 64.2265 | 70.2954 | 76.3477 | 82.3877 | 88.3318 | 94.2986 | 100.2085 | 106.1192 | 112.0001 | 117.8286 | 123.6639 | 129.4751 | 135.2638 | 141.0313 | 146.7792 | 123.6639 | 129.4751 | 135.2638 | 141.0313 | 146.7792 | 123.6639
F11_Industrial_Stone, Clay, and Glass_New_Space Heating_Natural Gas_ENERGY STAR Connected Thermostat_A_Technical Potential | F11 | Industrial | Stone, Clay, and Glass | New | Space Heating | Natural Gas | ENERGY STAR Connected Thermostat | A | Purchases (Cumulative) | Technical Potential | 0 | 0 | 0 | 0 | 0 | 33.4458 | 73.0701 | 118.8692 | 170.8069 | 228.8865 | 259.6672 | 290.3384 | 320.887 | 351.337 | 381.5893 | 411.6614 | 441.5745 | 471.3459 | 500.9583 | 530.455 | 559.8203 | 589.0869 | 618.2315 | 647.2627 | 676.2134 | 676.2134 | 676.2134 | 676.2134 | 676.2134 | 676.2134 | 676.2134
F1_Industrial_Stone, Clay, and Glass_New_Space Heating_Natural Gas_Destratification Fans (HVLS)_A_Technical Potential | F1 | Industrial | Stone, Clay, and Glass | New | Space Heating | Natural Gas | Destratification Fans (HVLS) | A | Integrated Unit Energy Savings (kWh or therms) | Technical Potential | 0 | 0 | 0 | 0 | 0 | 0.014224 | 0.013792 | 0.013473 | 0.013226 | 0.013025 | 0.01286 | 0.012664 | 0.012456 | 0.012244 | 0.012035 | 0.011842 | 0.011666 | 0.011612 | 0.011496 | 0.011409 | 0.011349 | 0.011303 | 0.011288 | 0.011291 | 0.011306 | 0.011328 | 0.01135 | 0.011371 | 0 | 0 | 0
F2_Industrial_Stone, Clay, and Glass_New_Space Heating_Natural Gas_Destratification Fans (HVLS)_A_Technical Potential | F2 | Industrial | Stone, Clay, and Glass | New | Space Heating | Natural Gas | Destratification Fans (HVLS) | A | Integrated Unit Summer Peak Savings (kW) | Technical Potential | 0 | 0 | 0 | 0 | 0 | 0 | 0 | 0 | 0 | 0 | 0 | 0 | 0 | 0 | 0 | 0 | 0 | 0 | 0 | 0 | 0 | 0 | 0 | 0 | 0 | 0 | 0 | 0 | 0 | 0 | 0
F3_Industrial_Stone, Clay, and Glass_New_Space Heating_Natural Gas_Destratification Fans (HVLS)_A_Technical Potential | F3 | Industrial | Stone, Clay, and Glass | New | Space Heating | Natural Gas | Destratification Fans (HVLS) | A | Integrated Unit Winter Peak Savings (kW) | Technical Potential | 0 | 0 | 0 | 0 | 0 | 0 | 0 | 0 | 0 | 0 | 0 | 0 | 0 | 0 | 0 | 0 | 0 | 0 | 0 | 0 | 0 | 0 | 0 | 0 | 0 | 0 | 0 | 0 | 0 | 0 | 0
F4_Industrial_Stone, Clay, and Glass_New_Space Heating_Natural Gas_Destratification Fans (HVLS)_A_Technical Potential | F4 | Industrial | Stone, Clay, and Glass | New | Space Heating | Natural Gas | Destratification Fans (HVLS) | A | Incremental Energy Savings (MWh or mTherms) | Technical Potential | 0 | 0 | 0 | 0 | 0 | 0.00047574 | 0.0005465 | 0.00061705 | 0.00068693 | 0.00075648 | 0.00082593 | 0.00089025 | 0.00095096 | 0.0010088 | 0.0010631 | 0.0011167 | 0.0011691 | 0.0012322 | 0.0012875 | 0.0013443 | 0.0014034 | 0.0014635 | 0.0015269 | 0.0015924 | 0.0016595 | 0.0010682 | 0.0011373 | 0.0012067 | 0 | 0 | 0
F5_Industrial_Stone, Clay, and Glass_New_Space Heating_Natural Gas_Destratification Fans (HVLS)_A_Technical Potential | F5 | Industrial | Stone, Clay, and Glass | New | Space Heating | Natural Gas | Destratification Fans (HVLS) | A | Incremental Summer Peak Savings (MW) | Technical Potential | 0 | 0 | 0 | 0 | 0 | 0 | 0 | 0 | 0 | 0 | 0 | 0 | 0 | 0 | 0 | 0 | 0 | 0 | 0 | 0 | 0 | 0 | 0 | 0 | 0 | 0 | 0 | 0 | 0 | 0 | 0
F6_Industrial_Stone, Clay, and Glass_New_Space Heating_Natural Gas_Destratification Fans (HVLS)_A_Technical Potential | F6 | Industrial | Stone, Clay, and Glass | New | Space Heating | Natural Gas | Destratification Fans (HVLS) | A | Incremental Winter Peak Savings (MW) | Technical Potential | 0 | 0 | 0 | 0 | 0 | 0 | 0 | 0 | 0 | 0 | 0 | 0 | 0 | 0 | 0 | 0 | 0 | 0 | 0 | 0 | 0 | 0 | 0 | 0 | 0 | 0 | 0 | 0 | 0 | 0 | 0
F7_Industrial_Stone, Clay, and Glass_New_Space Heating_Natural Gas_Destratification Fans (HVLS)_A_Technical Potential | F7 | Industrial | Stone, Clay, and Glass | New | Space Heating | Natural Gas | Destratification Fans (HVLS) | A | Cumulative Energy Savings (MWh or mTherms) | Technical Potential | 0 | 0 | 0 | 0 | 0 | 0.00047574 | 0.0010078 | 0.0016015 | 0.0022591 | 0.0029812 | 0.0037693 | 0.0046023 | 0.0054774 | 0.0063933 | 0.007347 | 0.0079502 | 0.0085388 | 0.0091993 | 0.0097977 | 0.010406 | 0.011025 | 0.01165 | 0.012299 | 0.012965 | 0.013643 | 0.013669 | 0.013695 | 0.013722 | 0 | 0 | 0
F8_Industrial_Stone, Clay, and Glass_New_Space Heating_Natural Gas_Destratification Fans (HVLS)_A_Technical Potential | F8 | Industrial | Stone, Clay, and Glass | New | Space Heating | Natural Gas | Destratification Fans (HVLS) | A | Cumulative Summer Peak Savings (MW) | Technical Potential | 0 | 0 | 0 | 0 | 0 | 0 | 0 | 0 | 0 | 0 | 0 | 0 | 0 | 0 | 0 | 0 | 0 | 0 | 0 | 0 | 0 | 0 | 0 | 0 | 0 | 0 | 0 | 0 | 0 | 0 | 0
F9_Industrial_Stone, Clay, and Glass_New_Space Heating_Natural Gas_Destratification Fans (HVLS)_A_Technical Potential | F9 | Industrial | Stone, Clay, and Glass | New | Space Heating | Natural Gas | Destratification Fans (HVLS) | A | Cumulative Winter Peak Savings (MW) | Technical Potential | 0 | 0 | 0 | 0 | 0 | 0 | 0 | 0 | 0 | 0 | 0 | 0 | 0 | 0 | 0 | 0 | 0 | 0 | 0 | 0 | 0 | 0 | 0 | 0 | 0 | 0 | 0 | 0 | 0 | 0 | 0
F10_Industrial_Stone, Clay, and Glass_New_Space Heating_Natural Gas_Destratification Fans (HVLS)_A_Technical Potential | F10 | Industrial | Stone, Clay, and Glass | New | Space Heating | Natural Gas | Destratification Fans (HVLS) | A | Purchases (Incremental) | Technical Potential | 0 | 0 | 0 | 0 | 0 | 33.4458 | 39.6242 | 45.7992 | 51.9377 | 58.0796 | 64.2265 | 70.2954 | 76.3477 | 82.3877 | 88.3318 | 94.2986 | 100.2085 | 106.1192 | 112.0001 | 117.8286 | 123.6639 | 129.4751 | 135.2638 | 141.0313 | 146.7792 | 94.2986 | 100.2085 | 106.1192 | 112.0001 | 117.8286 | 123.6639
F11_Industrial_Stone, Clay, and Glass_New_Space Heating_Natural Gas_Destratification Fans (HVLS)_A_Technical Potential | F11 | Industrial | Stone, Clay, and Glass | New | Space Heating | Natural Gas | Destratification Fans (HVLS) | A | Purchases (Cumulative) | Technical Potential | 0 | 0 | 0 | 0 | 0 | 33.4458 | 73.0701 | 118.8692 | 170.8069 | 228.8865 | 293.1131 | 363.4085 | 439.7562 | 522.144 | 610.4758 | 671.3286 | 731.9129 | 792.2329 | 852.2953 | 912.0443 | 971.4817 | 1030.6614 | 1089.5774 | 1148.221 | 1206.6684 | 1206.6684 | 1206.6684 | 1206.6684 | 1206.6684 | 1206.6684 | 1206.6684
F1_Industrial_Stone, Clay, and Glass_New_Space Heating_Natural Gas_Gas Boiler - Insulate Steam Lines/Condensate Tank_A_Technical Potential | F1 | Industrial | Stone, Clay, and Glass | New | Space Heating | Natural Gas | Gas Boiler - Insulate Steam Lines/Condensate Tank | A | Integrated Unit Energy Savings (kWh or therms) | Technical Potential | 0 | 0 | 0 | 0 | 0 | 0 | 0 | 0 | 0 | 0 | 0 | 0 | 0 | 0 | 0 | 0 | 0 | 0 | 0 | 0 | 0 | 0 | 0 | 0 | 0 | 0 | 0 | 0 | 0 | 0 | 0
F2_Industrial_Stone, Clay, and Glass_New_Space Heating_Natural Gas_Gas Boiler - Insulate Steam Lines/Condensate Tank_A_Technical Potential | F2 | Industrial | Stone, Clay, and Glass | New | Space Heating | Natural Gas | Gas Boiler - Insulate Steam Lines/Condensate Tank | A | Integrated Unit Summer Peak Savings (kW) | Technical Potential | 0 | 0 | 0 | 0 | 0 | 0 | 0 | 0 | 0 | 0 | 0 | 0 | 0 | 0 | 0 | 0 | 0 | 0 | 0 | 0 | 0 | 0 | 0 | 0 | 0 | 0 | 0 | 0 | 0 | 0 | 0
F3_Industrial_Stone, Clay, and Glass_New_Space Heating_Natural Gas_Gas Boiler - Insulate Steam Lines/Condensate Tank_A_Technical Potential | F3 | Industrial | Stone, Clay, and Glass | New | Space Heating | Natural Gas | Gas Boiler - Insulate Steam Lines/Condensate Tank | A | Integrated Unit Winter Peak Savings (kW) | Technical Potential | 0 | 0 | 0 | 0 | 0 | 0 | 0 | 0 | 0 | 0 | 0 | 0 | 0 | 0 | 0 | 0 | 0 | 0 | 0 | 0 | 0 | 0 | 0 | 0 | 0 | 0 | 0 | 0 | 0 | 0 | 0
F4_Industrial_Stone, Clay, and Glass_New_Space Heating_Natural Gas_Gas Boiler - Insulate Steam Lines/Condensate Tank_A_Technical Potential | F4 | Industrial | Stone, Clay, and Glass | New | Space Heating | Natural Gas | Gas Boiler - Insulate Steam Lines/Condensate Tank | A | Incremental Energy Savings (MWh or mTherms) | Technical Potential | 0 | 0 | 0 | 0 | 0 | 0 | 0 | 0 | 0 | 0 | 0 | 0 | 0 | 0 | 0 | 0 | 0 | 0 | 0 | 0 | 0 | 0 | 0 | 0 | 0 | 0 | 0 | 0 | 0 | 0 | 0
F5_Industrial_Stone, Clay, and Glass_New_Space Heating_Natural Gas_Gas Boiler - Insulate Steam Lines/Condensate Tank_A_Technical Potential | F5 | Industrial | Stone, Clay, and Glass | New | Space Heating | Natural Gas | Gas Boiler - Insulate Steam Lines/Condensate Tank | A | Incremental Summer Peak Savings (MW) | Technical Potential | 0 | 0 | 0 | 0 | 0 | 0 | 0 | 0 | 0 | 0 | 0 | 0 | 0 | 0 | 0 | 0 | 0 | 0 | 0 | 0 | 0 | 0 | 0 | 0 | 0 | 0 | 0 | 0 | 0 | 0 | 0
F6_Industrial_Stone, Clay, and Glass_New_Space Heating_Natural Gas_Gas Boiler - Insulate Steam Lines/Condensate Tank_A_Technical Potential | F6 | Industrial | Stone, Clay, and Glass | New | Space Heating | Natural Gas | Gas Boiler - Insulate Steam Lines/Condensate Tank | A | Incremental Winter Peak Savings (MW) | Technical Potential | 0 | 0 | 0 | 0 | 0 | 0 | 0 | 0 | 0 | 0 | 0 | 0 | 0 | 0 | 0 | 0 | 0 | 0 | 0 | 0 | 0 | 0 | 0 | 0 | 0 | 0 | 0 | 0 | 0 | 0 | 0
F7_Industrial_Stone, Clay, and Glass_New_Space Heating_Natural Gas_Gas Boiler - Insulate Steam Lines/Condensate Tank_A_Technical Potential | F7 | Industrial | Stone, Clay, and Glass | New | Space Heating | Natural Gas | Gas Boiler - Insulate Steam Lines/Condensate Tank | A | Cumulative Energy Savings (MWh or mTherms) | Technical Potential | 0 | 0 | 0 | 0 | 0 | 0 | 0 | 0 | 0 | 0 | 0 | 0 | 0 | 0 | 0 | 0 | 0 | 0 | 0 | 0 | 0 | 0 | 0 | 0 | 0 | 0 | 0 | 0 | 0 | 0 | 0
F8_Industrial_Stone, Clay, and Glass_New_Space Heating_Natural Gas_Gas Boiler - Insulate Steam Lines/Condensate Tank_A_Technical Potential | F8 | Industrial | Stone, Clay, and Glass | New | Space Heating | Natural Gas | Gas Boiler - Insulate Steam Lines/Condensate Tank | A | Cumulative Summer Peak Savings (MW) | Technical Potential | 0 | 0 | 0 | 0 | 0 | 0 | 0 | 0 | 0 | 0 | 0 | 0 | 0 | 0 | 0 | 0 | 0 | 0 | 0 | 0 | 0 | 0 | 0 | 0 | 0 | 0 | 0 | 0 | 0 | 0 | 0
F9_Industrial_Stone, Clay, and Glass_New_Space Heating_Natural Gas_Gas Boiler - Insulate Steam Lines/Condensate Tank_A_Technical Potential | F9 | Industrial | Stone, Clay, and Glass | New | Space Heating | Natural Gas | Gas Boiler - Insulate Steam Lines/Condensate Tank | A | Cumulative Winter Peak Savings (MW) | Technical Potential | 0 | 0 | 0 | 0 | 0 | 0 | 0 | 0 | 0 | 0 | 0 | 0 | 0 | 0 | 0 | 0 | 0 | 0 | 0 | 0 | 0 | 0 | 0 | 0 | 0 | 0 | 0 | 0 | 0 | 0 | 0
F10_Industrial_Stone, Clay, and Glass_New_Space Heating_Natural Gas_Gas Boiler - Insulate Steam Lines/Condensate Tank_A_Technical Potential | F10 | Industrial | Stone, Clay, and Glass | New | Space Heating | Natural Gas | Gas Boiler - Insulate Steam Lines/Condensate Tank | A | Purchases (Incremental) | Technical Potential | 0 | 0 | 0 | 0 | 0 | 0 | 0 | 0 | 0 | 0 | 0 | 0 | 0 | 0 | 0 | 0 | 0 | 0 | 0 | 0 | 0 | 0 | 0 | 0 | 0 | 0 | 0 | 0 | 0 | 0 | 0
F11_Industrial_Stone, Clay, and Glass_New_Space Heating_Natural Gas_Gas Boiler - Insulate Steam Lines/Condensate Tank_A_Technical Potential | F11 | Industrial | Stone, Clay, and Glass | New | Space Heating | Natural Gas | Gas Boiler - Insulate Steam Lines/Condensate Tank | A | Purchases (Cumulative) | Technical Potential | 0 | 0 | 0 | 0 | 0 | 0 | 0 | 0 | 0 | 0 | 0 | 0 | 0 | 0 | 0 | 0 | 0 | 0 | 0 | 0 | 0 | 0 | 0 | 0 | 0 | 0 | 0 | 0 | 0 | 0 | 0
F1_Industrial_Stone, Clay, and Glass_New_Process_Natural Gas_Gas Boiler - Insulate Steam Lines/Condensate Tank_A_Technical Potential | F1 | Industrial | Stone, Clay, and Glass | New | Process | Natural Gas | Gas Boiler - Insulate Steam Lines/Condensate Tank | A | Integrated Unit Energy Savings (kWh or therms) | Technical Potential | 0 | 0 | 0 | 0 | 0 | 45.4846 | 45.3962 | 45.3175 | 45.245 | 45.1766 | 45.1399 | 45.1147 | 45.0983 | 45.0884 | 45.0831 | 45.0818 | 45.083 | 45.0864 | 45.0911 | 45.0965 | 45.1028 | 45.1136 | 45.1234 | 45.1323 | 45.1405 | 45.1573 | 45.1729 | 45.1873 | 45.5894 | 45.5894 | 45.5894
F2_Industrial_Stone, Clay, and Glass_New_Process_Natural Gas_Gas Boiler - Insulate Steam Lines/Condensate Tank_A_Technical Potential | F2 | Industrial | Stone, Clay, and Glass | New | Process | Natural Gas | Gas Boiler - Insulate Steam Lines/Condensate Tank | A | Integrated Unit Summer Peak Savings (kW) | Technical Potential | 0 | 0 | 0 | 0 | 0 | 0 | 0 | 0 | 0 | 0 | 0 | 0 | 0 | 0 | 0 | 0 | 0 | 0 | 0 | 0 | 0 | 0 | 0 | 0 | 0 | 0 | 0 | 0 | 0 | 0 | 0
F3_Industrial_Stone, Clay, and Glass_New_Process_Natural Gas_Gas Boiler - Insulate Steam Lines/Condensate Tank_A_Technical Potential | F3 | Industrial | Stone, Clay, and Glass | New | Process | Natural Gas | Gas Boiler - Insulate Steam Lines/Condensate Tank | A | Integrated Unit Winter Peak Savings (kW) | Technical Potential | 0 | 0 | 0 | 0 | 0 | 0 | 0 | 0 | 0 | 0 | 0 | 0 | 0 | 0 | 0 | 0 | 0 | 0 | 0 | 0 | 0 | 0 | 0 | 0 | 0 | 0 | 0 | 0 | 0 | 0 | 0
F4_Industrial_Stone, Clay, and Glass_New_Process_Natural Gas_Gas Boiler - Insulate Steam Lines/Condensate Tank_A_Technical Potential | F4 | Industrial | Stone, Clay, and Glass | New | Process | Natural Gas | Gas Boiler - Insulate Steam Lines/Condensate Tank | A | Incremental Energy Savings (MWh or mTherms) | Technical Potential | 0 | 0 | 0 | 0 | 0 | 0.0034428 | 0.0040708 | 0.0046971 | 0.0053181 | 0.005938 | 0.0065611 | 0.0071771 | 0.0077922 | 0.0084068 | 0.0090123 | 0.0096208 | 0.010224 | 0.010828 | 0.011429 | 0.012025 | 0.012623 | 0.013219 | 0.013813 | 0.014405 | 0.014995 | 0.003418 | 0.0040508 | 0.0046836 | 0.0053586 | 0.0059923 | 0.0066265
F5_Industrial_Stone, Clay, and Glass_New_Process_Natural Gas_Gas Boiler - Insulate Steam Lines/Condensate Tank_A_Technical Potential | F5 | Industrial | Stone, Clay, and Glass | New | Process | Natural Gas | Gas Boiler - Insulate Steam Lines/Condensate Tank | A | Incremental Summer Peak Savings (MW) | Technical Potential | 0 | 0 | 0 | 0 | 0 | 0 | 0 | 0 | 0 | 0 | 0 | 0 | 0 | 0 | 0 | 0 | 0 | 0 | 0 | 0 | 0 | 0 | 0 | 0 | 0 | 0 | 0 | 0 | 0 | 0 | 0
F6_Industrial_Stone, Clay, and Glass_New_Process_Natural Gas_Gas Boiler - Insulate Steam Lines/Condensate Tank_A_Technical Potential | F6 | Industrial | Stone, Clay, and Glass | New | Process | Natural Gas | Gas Boiler - Insulate Steam Lines/Condensate Tank | A | Incremental Winter Peak Savings (MW) | Technical Potential | 0 | 0 | 0 | 0 | 0 | 0 | 0 | 0 | 0 | 0 | 0 | 0 | 0 | 0 | 0 | 0 | 0 | 0 | 0 | 0 | 0 | 0 | 0 | 0 | 0 | 0 | 0 | 0 | 0 | 0 | 0
F7_Industrial_Stone, Clay, and Glass_New_Process_Natural Gas_Gas Boiler - Insulate Steam Lines/Condensate Tank_A_Technical Potential | F7 | Industrial | Stone, Clay, and Glass | New | Process | Natural Gas | Gas Boiler - Insulate Steam Lines/Condensate Tank | A | Cumulative Energy Savings (MWh or mTherms) | Technical Potential | 0 | 0 | 0 | 0 | 0 | 0.0034428 | 0.0075069 | 0.012191 | 0.01749 | 0.023401 | 0.029943 | 0.037104 | 0.044882 | 0.053279 | 0.062285 | 0.071904 | 0.08213 | 0.092964 | 0.1044 | 0.11644 | 0.12908 | 0.14233 | 0.15617 | 0.17061 | 0.18563 | 0.1857 | 0.18577 | 0.18583 | 0 | 0 | 0
F8_Industrial_Stone, Clay, and Glass_New_Process_Natural Gas_Gas Boiler - Insulate Steam Lines/Condensate Tank_A_Technical Potential | F8 | Industrial | Stone, Clay, and Glass | New | Process | Natural Gas | Gas Boiler - Insulate Steam Lines/Condensate Tank | A | Cumulative Summer Peak Savings (MW) | Technical Potential | 0 | 0 | 0 | 0 | 0 | 0 | 0 | 0 | 0 | 0 | 0 | 0 | 0 | 0 | 0 | 0 | 0 | 0 | 0 | 0 | 0 | 0 | 0 | 0 | 0 | 0 | 0 | 0 | 0 | 0 | 0
F9_Industrial_Stone, Clay, and Glass_New_Process_Natural Gas_Gas Boiler - Insulate Steam Lines/Condensate Tank_A_Technical Potential | F9 | Industrial | Stone, Clay, and Glass | New | Process | Natural Gas | Gas Boiler - Insulate Steam Lines/Condensate Tank | A | Cumulative Winter Peak Savings (MW) | Technical Potential | 0 | 0 | 0 | 0 | 0 | 0 | 0 | 0 | 0 | 0 | 0 | 0 | 0 | 0 | 0 | 0 | 0 | 0 | 0 | 0 | 0 | 0 | 0 | 0 | 0 | 0 | 0 | 0 | 0 | 0 | 0
F10_Industrial_Stone, Clay, and Glass_New_Process_Natural Gas_Gas Boiler - Insulate Steam Lines/Condensate Tank_A_Technical Potential | F10 | Industrial | Stone, Clay, and Glass | New | Process | Natural Gas | Gas Boiler - Insulate Steam Lines/Condensate Tank | A | Purchases (Incremental) | Technical Potential | 0 | 0 | 0 | 0 | 0 | 0.075691 | 0.089673 | 0.10365 | 0.11754 | 0.13144 | 0.14535 | 0.15909 | 0.17278 | 0.18645 | 0.1999 | 0.21341 | 0.22678 | 0.24016 | 0.25347 | 0.26666 | 0.27986 | 0.29302 | 0.30612 | 0.31917 | 0.33218 | 0.075691 | 0.089673 | 0.10365 | 0.11754 | 0.13144 | 0.14535
F11_Industrial_Stone, Clay, and Glass_New_Process_Natural Gas_Gas Boiler - Insulate Steam Lines/Condensate Tank_A_Technical Potential | F11 | Industrial | Stone, Clay, and Glass | New | Process | Natural Gas | Gas Boiler - Insulate Steam Lines/Condensate Tank | A | Purchases (Cumulative) | Technical Potential | 0 | 0 | 0 | 0 | 0 | 0.075691 | 0.16536 | 0.26901 | 0.38655 | 0.51799 | 0.66334 | 0.82243 | 0.99521 | 1.1817 | 1.3816 | 1.595 | 1.8218 | 2.0619 | 2.3154 | 2.582 | 2.8619 | 3.1549 | 3.461 | 3.7802 | 4.1124 | 4.1124 | 4.1124 | 4.1124 | 4.1124 | 4.1124 | 4.1124
F1_Industrial_Stone, Clay, and Glass_New_Space Heating_Natural Gas_Gas Boiler - Insulate Hot Water Lines_A_Technical Potential | F1 | Industrial | Stone, Clay, and Glass | New | Space Heating | Natural Gas | Gas Boiler - Insulate Hot Water Lines | A | Integrated Unit Energy Savings (kWh or therms) | Technical Potential | 0 | 0 | 0 | 0 | 0 | 0 | 0 | 0 | 0 | 0 | 0 | 0 | 0 | 0 | 0 | 0 | 0 | 0 | 0 | 0 | 0 | 0 | 0 | 0 | 0 | 0 | 0 | 0 | 0 | 0 | 0
F2_Industrial_Stone, Clay, and Glass_New_Space Heating_Natural Gas_Gas Boiler - Insulate Hot Water Lines_A_Technical Potential | F2 | Industrial | Stone, Clay, and Glass | New | Space Heating | Natural Gas | Gas Boiler - Insulate Hot Water Lines | A | Integrated Unit Summer Peak Savings (kW) | Technical Potential | 0 | 0 | 0 | 0 | 0 | 0 | 0 | 0 | 0 | 0 | 0 | 0 | 0 | 0 | 0 | 0 | 0 | 0 | 0 | 0 | 0 | 0 | 0 | 0 | 0 | 0 | 0 | 0 | 0 | 0 | 0
F3_Industrial_Stone, Clay, and Glass_New_Space Heating_Natural Gas_Gas Boiler - Insulate Hot Water Lines_A_Technical Potential | F3 | Industrial | Stone, Clay, and Glass | New | Space Heating | Natural Gas | Gas Boiler - Insulate Hot Water Lines | A | Integrated Unit Winter Peak Savings (kW) | Technical Potential | 0 | 0 | 0 | 0 | 0 | 0 | 0 | 0 | 0 | 0 | 0 | 0 | 0 | 0 | 0 | 0 | 0 | 0 | 0 | 0 | 0 | 0 | 0 | 0 | 0 | 0 | 0 | 0 | 0 | 0 | 0
F4_Industrial_Stone, Clay, and Glass_New_Space Heating_Natural Gas_Gas Boiler - Insulate Hot Water Lines_A_Technical Potential | F4 | Industrial | Stone, Clay, and Glass | New | Space Heating | Natural Gas | Gas Boiler - Insulate Hot Water Lines | A | Incremental Energy Savings (MWh or mTherms) | Technical Potential | 0 | 0 | 0 | 0 | 0 | 0 | 0 | 0 | 0 | 0 | 0 | 0 | 0 | 0 | 0 | 0 | 0 | 0 | 0 | 0 | 0 | 0 | 0 | 0 | 0 | 0 | 0 | 0 | 0 | 0 | 0
F5_Industrial_Stone, Clay, and Glass_New_Space Heating_Natural Gas_Gas Boiler - Insulate Hot Water Lines_A_Technical Potential | F5 | Industrial | Stone, Clay, and Glass | New | Space Heating | Natural Gas | Gas Boiler - Insulate Hot Water Lines | A | Incremental Summer Peak Savings (MW) | Technical Potential | 0 | 0 | 0 | 0 | 0 | 0 | 0 | 0 | 0 | 0 | 0 | 0 | 0 | 0 | 0 | 0 | 0 | 0 | 0 | 0 | 0 | 0 | 0 | 0 | 0 | 0 | 0 | 0 | 0 | 0 | 0
F6_Industrial_Stone, Clay, and Glass_New_Space Heating_Natural Gas_Gas Boiler - Insulate Hot Water Lines_A_Technical Potential | F6 | Industrial | Stone, Clay, and Glass | New | Space Heating | Natural Gas | Gas Boiler - Insulate Hot Water Lines | A | Incremental Winter Peak Savings (MW) | Technical Potential | 0 | 0 | 0 | 0 | 0 | 0 | 0 | 0 | 0 | 0 | 0 | 0 | 0 | 0 | 0 | 0 | 0 | 0 | 0 | 0 | 0 | 0 | 0 | 0 | 0 | 0 | 0 | 0 | 0 | 0 | 0
F7_Industrial_Stone, Clay, and Glass_New_Space Heating_Natural Gas_Gas Boiler - Insulate Hot Water Lines_A_Technical Potential | F7 | Industrial | Stone, Clay, and Glass | New | Space Heating | Natural Gas | Gas Boiler - Insulate Hot Water Lines | A | Cumulative Energy Savings (MWh or mTherms) | Technical Potential | 0 | 0 | 0 | 0 | 0 | 0 | 0 | 0 | 0 | 0 | 0 | 0 | 0 | 0 | 0 | 0 | 0 | 0 | 0 | 0 | 0 | 0 | 0 | 0 | 0 | 0 | 0 | 0 | 0 | 0 | 0
F8_Industrial_Stone, Clay, and Glass_New_Space Heating_Natural Gas_Gas Boiler - Insulate Hot Water Lines_A_Technical Potential | F8 | Industrial | Stone, Clay, and Glass | New | Space Heating | Natural Gas | Gas Boiler - Insulate Hot Water Lines | A | Cumulative Summer Peak Savings (MW) | Technical Potential | 0 | 0 | 0 | 0 | 0 | 0 | 0 | 0 | 0 | 0 | 0 | 0 | 0 | 0 | 0 | 0 | 0 | 0 | 0 | 0 | 0 | 0 | 0 | 0 | 0 | 0 | 0 | 0 | 0 | 0 | 0
F9_Industrial_Stone, Clay, and Glass_New_Space Heating_Natural Gas_Gas Boiler - Insulate Hot Water Lines_A_Technical Potential | F9 | Industrial | Stone, Clay, and Glass | New | Space Heating | Natural Gas | Gas Boiler - Insulate Hot Water Lines | A | Cumulative Winter Peak Savings (MW) | Technical Potential | 0 | 0 | 0 | 0 | 0 | 0 | 0 | 0 | 0 | 0 | 0 | 0 | 0 | 0 | 0 | 0 | 0 | 0 | 0 | 0 | 0 | 0 | 0 | 0 | 0 | 0 | 0 | 0 | 0 | 0 | 0
F10_Industrial_Stone, Clay, and Glass_New_Space Heating_Natural Gas_Gas Boiler - Insulate Hot Water Lines_A_Technical Potential | F10 | Industrial | Stone, Clay, and Glass | New | Space Heating | Natural Gas | Gas Boiler - Insulate Hot Water Lines | A | Purchases (Incremental) | Technical Potential | 0 | 0 | 0 | 0 | 0 | 0 | 0 | 0 | 0 | 0 | 0 | 0 | 0 | 0 | 0 | 0 | 0 | 0 | 0 | 0 | 0 | 0 | 0 | 0 | 0 | 0 | 0 | 0 | 0 | 0 | 0
F11_Industrial_Stone, Clay, and Glass_New_Space Heating_Natural Gas_Gas Boiler - Insulate Hot Water Lines_A_Technical Potential | F11 | Industrial | Stone, Clay, and Glass | New | Space Heating | Natural Gas | Gas Boiler - Insulate Hot Water Lines | A | Purchases (Cumulative) | Technical Potential | 0 | 0 | 0 | 0 | 0 | 0 | 0 | 0 | 0 | 0 | 0 | 0 | 0 | 0 | 0 | 0 | 0 | 0 | 0 | 0 | 0 | 0 | 0 | 0 | 0 | 0 | 0 | 0 | 0 | 0 | 0
F1_Industrial_Stone, Clay, and Glass_New_Process_Natural Gas_Gas Boiler - Insulate Hot Water Lines_A_Technical Potential | F1 | Industrial | Stone, Clay, and Glass | New | Process | Natural Gas | Gas Boiler - Insulate Hot Water Lines | A | Integrated Unit Energy Savings (kWh or therms) | Technical Potential | 0 | 0 | 0 | 0 | 0 | 51.4131 | 51.3141 | 51.2261 | 51.1449 | 51.0684 | 51.0276 | 50.9998 | 50.982 | 50.9715 | 50.9662 | 50.9653 | 50.9674 | 50.9718 | 50.9778 | 50.9846 | 50.9923 | 51.0051 | 51.0168 | 51.0276 | 51.0374 | 51.0559 | 51.073 | 51.0889 | 51.5303 | 51.5303 | 51.5303
F2_Industrial_Stone, Clay, and Glass_New_Process_Natural Gas_Gas Boiler - Insulate Hot Water Lines_A_Technical Potential | F2 | Industrial | Stone, Clay, and Glass | New | Process | Natural Gas | Gas Boiler - Insulate Hot Water Lines | A | Integrated Unit Summer Peak Savings (kW) | Technical Potential | 0 | 0 | 0 | 0 | 0 | 0 | 0 | 0 | 0 | 0 | 0 | 0 | 0 | 0 | 0 | 0 | 0 | 0 | 0 | 0 | 0 | 0 | 0 | 0 | 0 | 0 | 0 | 0 | 0 | 0 | 0
F3_Industrial_Stone, Clay, and Glass_New_Process_Natural Gas_Gas Boiler - Insulate Hot Water Lines_A_Technical Potential | F3 | Industrial | Stone, Clay, and Glass | New | Process | Natural Gas | Gas Boiler - Insulate Hot Water Lines | A | Integrated Unit Winter Peak Savings (kW) | Technical Potential | 0 | 0 | 0 | 0 | 0 | 0 | 0 | 0 | 0 | 0 | 0 | 0 | 0 | 0 | 0 | 0 | 0 | 0 | 0 | 0 | 0 | 0 | 0 | 0 | 0 | 0 | 0 | 0 | 0 | 0 | 0
F4_Industrial_Stone, Clay, and Glass_New_Process_Natural Gas_Gas Boiler - Insulate Hot Water Lines_A_Technical Potential | F4 | Industrial | Stone, Clay, and Glass | New | Process | Natural Gas | Gas Boiler - Insulate Hot Water Lines | A | Incremental Energy Savings (MWh or mTherms) | Technical Potential | 0 | 0 | 0 | 0 | 0 | 0.0038915 | 0.0046015 | 0.0053095 | 0.0060116 | 0.0067124 | 0.0074169 | 0.0081133 | 0.0088088 | 0.0095037 | 0.010188 | 0.010876 | 0.011558 | 0.012241 | 0.012921 | 0.013595 | 0.014271 | 0.014945 | 0.015617 | 0.016286 | 0.016953 | 0.0038645 | 0.0045799 | 0.0052953 | 0.0060569 | 0.0067731 | 0.00749
F5_Industrial_Stone, Clay, and Glass_New_Process_Natural Gas_Gas Boiler - Insulate Hot Water Lines_A_Technical Potential | F5 | Industrial | Stone, Clay, and Glass | New | Process | Natural Gas | Gas Boiler - Insulate Hot Water Lines | A | Incremental Summer Peak Savings (MW) | Technical Potential | 0 | 0 | 0 | 0 | 0 | 0 | 0 | 0 | 0 | 0 | 0 | 0 | 0 | 0 | 0 | 0 | 0 | 0 | 0 | 0 | 0 | 0 | 0 | 0 | 0 | 0 | 0 | 0 | 0 | 0 | 0
F6_Industrial_Stone, Clay, and Glass_New_Process_Natural Gas_Gas Boiler - Insulate Hot Water Lines_A_Technical Potential | F6 | Industrial | Stone, Clay, and Glass | New | Process | Natural Gas | Gas Boiler - Insulate Hot Water Lines | A | Incremental Winter Peak Savings (MW) | Technical Potential | 0 | 0 | 0 | 0 | 0 | 0 | 0 | 0 | 0 | 0 | 0 | 0 | 0 | 0 | 0 | 0 | 0 | 0 | 0 | 0 | 0 | 0 | 0 | 0 | 0 | 0 | 0 | 0 | 0 | 0 | 0
F7_Industrial_Stone, Clay, and Glass_New_Process_Natural Gas_Gas Boiler - Insulate Hot Water Lines_A_Technical Potential | F7 | Industrial | Stone, Clay, and Glass | New | Process | Natural Gas | Gas Boiler - Insulate Hot Water Lines | A | Cumulative Energy Savings (MWh or mTherms) | Technical Potential | 0 | 0 | 0 | 0 | 0 | 0.0038915 | 0.0084855 | 0.01378 | 0.01977 | 0.026453 | 0.033849 | 0.041944 | 0.050738 | 0.060231 | 0.070413 | 0.081288 | 0.09285 | 0.1051 | 0.11803 | 0.13164 | 0.14593 | 0.16092 | 0.17657 | 0.19289 | 0.20989 | 0.20996 | 0.21003 | 0.2101 | 0 | 0 | 0
F8_Industrial_Stone, Clay, and Glass_New_Process_Natural Gas_Gas Boiler - Insulate Hot Water Lines_A_Technical Potential | F8 | Industrial | Stone, Clay, and Glass | New | Process | Natural Gas | Gas Boiler - Insulate Hot Water Lines | A | Cumulative Summer Peak Savings (MW) | Technical Potential | 0 | 0 | 0 | 0 | 0 | 0 | 0 | 0 | 0 | 0 | 0 | 0 | 0 | 0 | 0 | 0 | 0 | 0 | 0 | 0 | 0 | 0 | 0 | 0 | 0 | 0 | 0 | 0 | 0 | 0 | 0
F9_Industrial_Stone, Clay, and Glass_New_Process_Natural Gas_Gas Boiler - Insulate Hot Water Lines_A_Technical Potential | F9 | Industrial | Stone, Clay, and Glass | New | Process | Natural Gas | Gas Boiler - Insulate Hot Water Lines | A | Cumulative Winter Peak Savings (MW) | Technical Potential | 0 | 0 | 0 | 0 | 0 | 0 | 0 | 0 | 0 | 0 | 0 | 0 | 0 | 0 | 0 | 0 | 0 | 0 | 0 | 0 | 0 | 0 | 0 | 0 | 0 | 0 | 0 | 0 | 0 | 0 | 0
F10_Industrial_Stone, Clay, and Glass_New_Process_Natural Gas_Gas Boiler - Insulate Hot Water Lines_A_Technical Potential | F10 | Industrial | Stone, Clay, and Glass | New | Process | Natural Gas | Gas Boiler - Insulate Hot Water Lines | A | Purchases (Incremental) | Technical Potential | 0 | 0 | 0 | 0 | 0 | 0.075691 | 0.089673 | 0.10365 | 0.11754 | 0.13144 | 0.14535 | 0.15909 | 0.17278 | 0.18645 | 0.1999 | 0.21341 | 0.22678 | 0.24016 | 0.25347 | 0.26666 | 0.27986 | 0.29302 | 0.30612 | 0.31917 | 0.33218 | 0.075691 | 0.089673 | 0.10365 | 0.11754 | 0.13144 | 0.14535
F11_Industrial_Stone, Clay, and Glass_New_Process_Natural Gas_Gas Boiler - Insulate Hot Water Lines_A_Technical Potential | F11 | Industrial | Stone, Clay, and Glass | New | Process | Natural Gas | Gas Boiler - Insulate Hot Water Lines | A | Purchases (Cumulative) | Technical Potential | 0 | 0 | 0 | 0 | 0 | 0.075691 | 0.16536 | 0.26901 | 0.38655 | 0.51799 | 0.66334 | 0.82243 | 0.99521 | 1.1817 | 1.3816 | 1.595 | 1.8218 | 2.0619 | 2.3154 | 2.582 | 2.8619 | 3.1549 | 3.461 | 3.7802 | 4.1124 | 4.1124 | 4.1124 | 4.1124 | 4.1124 | 4.1124 | 4.1124
F1_Industrial_Stone, Clay, and Glass_New_Process_Natural Gas_Process - Insulate Heated Process Fluids_A_Technical Potential | F1 | Industrial | Stone, Clay, and Glass | New | Process | Natural Gas | Process - Insulate Heated Process Fluids | A | Integrated Unit Energy Savings (kWh or therms) | Technical Potential | 0 | 0 | 0 | 0 | 0 | 1280.8475 | 1280.7955 | 1280.7513 | 1280.7156 | 1280.6816 | 1280.6544 | 1280.6373 | 1280.6275 | 1280.6232 | 1280.6225 | 1280.6247 | 1280.6287 | 1280.6342 | 1280.6406 | 1280.6474 | 1280.66 | 1280.6713 | 1280.6816 | 1280.6911 | 1280.6998 | 1280.7078 | 1280.7152 | 1280.7221 | 1280.913 | 1280.913 | 1280.913
F2_Industrial_Stone, Clay, and Glass_New_Process_Natural Gas_Process - Insulate Heated Process Fluids_A_Technical Potential | F2 | Industrial | Stone, Clay, and Glass | New | Process | Natural Gas | Process - Insulate Heated Process Fluids | A | Integrated Unit Summer Peak Savings (kW) | Technical Potential | 0 | 0 | 0 | 0 | 0 | 0 | 0 | 0 | 0 | 0 | 0 | 0 | 0 | 0 | 0 | 0 | 0 | 0 | 0 | 0 | 0 | 0 | 0 | 0 | 0 | 0 | 0 | 0 | 0 | 0 | 0
F3_Industrial_Stone, Clay, and Glass_New_Process_Natural Gas_Process - Insulate Heated Process Fluids_A_Technical Potential | F3 | Industrial | Stone, Clay, and Glass | New | Process | Natural Gas | Process - Insulate Heated Process Fluids | A | Integrated Unit Winter Peak Savings (kW) | Technical Potential | 0 | 0 | 0 | 0 | 0 | 0 | 0 | 0 | 0 | 0 | 0 | 0 | 0 | 0 | 0 | 0 | 0 | 0 | 0 | 0 | 0 | 0 | 0 | 0 | 0 | 0 | 0 | 0 | 0 | 0 | 0
F4_Industrial_Stone, Clay, and Glass_New_Process_Natural Gas_Process - Insulate Heated Process Fluids_A_Technical Potential | F4 | Industrial | Stone, Clay, and Glass | New | Process | Natural Gas | Process - Insulate Heated Process Fluids | A | Incremental Energy Savings (MWh or mTherms) | Technical Potential | 0 | 0 | 0 | 0 | 0 | 0.21208 | 0.25124 | 0.29038 | 0.3293 | 0.36823 | 0.36647 | 0.32087 | 0.2788 | 0.24068 | 0.20644 | 0.17631 | 0.14989 | 0.12698 | 0.10722 | 0.090237 | 0.075765 | 0.00054107 | 0.00020188 | 7.1757e-05 | 2.4353e-05 | 0.21205 | 0.25123 | 0.29038 | 0.32935 | 0.36829 | 0.36654
F5_Industrial_Stone, Clay, and Glass_New_Process_Natural Gas_Process - Insulate Heated Process Fluids_A_Technical Potential | F5 | Industrial | Stone, Clay, and Glass | New | Process | Natural Gas | Process - Insulate Heated Process Fluids | A | Incremental Summer Peak Savings (MW) | Technical Potential | 0 | 0 | 0 | 0 | 0 | 0 | 0 | 0 | 0 | 0 | 0 | 0 | 0 | 0 | 0 | 0 | 0 | 0 | 0 | 0 | 0 | 0 | 0 | 0 | 0 | 0 | 0 | 0 | 0 | 0 | 0
F6_Industrial_Stone, Clay, and Glass_New_Process_Natural Gas_Process - Insulate Heated Process Fluids_A_Technical Potential | F6 | Industrial | Stone, Clay, and Glass | New | Process | Natural Gas | Process - Insulate Heated Process Fluids | A | Incremental Winter Peak Savings (MW) | Technical Potential | 0 | 0 | 0 | 0 | 0 | 0 | 0 | 0 | 0 | 0 | 0 | 0 | 0 | 0 | 0 | 0 | 0 | 0 | 0 | 0 | 0 | 0 | 0 | 0 | 0 | 0 | 0 | 0 | 0 | 0 | 0
F7_Industrial_Stone, Clay, and Glass_New_Process_Natural Gas_Process - Insulate Heated Process Fluids_A_Technical Potential | F7 | Industrial | Stone, Clay, and Glass | New | Process | Natural Gas | Process - Insulate Heated Process Fluids | A | Cumulative Energy Savings (MWh or mTherms) | Technical Potential | 0 | 0 | 0 | 0 | 0 | 0.21208 | 0.46331 | 0.75368 | 1.0829 | 1.4511 | 1.8176 | 2.1384 | 2.4172 | 2.6579 | 2.8643 | 3.0406 | 3.1905 | 3.3175 | 3.4248 | 3.515 | 3.5908 | 3.5914 | 3.5916 | 3.5917 | 3.5918 | 3.5918 | 3.5918 | 3.5918 | 0 | 0 | 0
F8_Industrial_Stone, Clay, and Glass_New_Process_Natural Gas_Process - Insulate Heated Process Fluids_A_Technical Potential | F8 | Industrial | Stone, Clay, and Glass | New | Process | Natural Gas | Process - Insulate Heated Process Fluids | A | Cumulative Summer Peak Savings (MW) | Technical Potential | 0 | 0 | 0 | 0 | 0 | 0 | 0 | 0 | 0 | 0 | 0 | 0 | 0 | 0 | 0 | 0 | 0 | 0 | 0 | 0 | 0 | 0 | 0 | 0 | 0 | 0 | 0 | 0 | 0 | 0 | 0
F9_Industrial_Stone, Clay, and Glass_New_Process_Natural Gas_Process - Insulate Heated Process Fluids_A_Technical Potential | F9 | Industrial | Stone, Clay, and Glass | New | Process | Natural Gas | Process - Insulate Heated Process Fluids | A | Cumulative Winter Peak Savings (MW) | Technical Potential | 0 | 0 | 0 | 0 | 0 | 0 | 0 | 0 | 0 | 0 | 0 | 0 | 0 | 0 | 0 | 0 | 0 | 0 | 0 | 0 | 0 | 0 | 0 | 0 | 0 | 0 | 0 | 0 | 0 | 0 | 0
F10_Industrial_Stone, Clay, and Glass_New_Process_Natural Gas_Process - Insulate Heated Process Fluids_A_Technical Potential | F10 | Industrial | Stone, Clay, and Glass | New | Process | Natural Gas | Process - Insulate Heated Process Fluids | A | Purchases (Incremental) | Technical Potential | 0 | 0 | 0 | 0 | 0 | 0.16557 | 0.19616 | 0.22673 | 0.25712 | 0.28752 | 0.28616 | 0.25056 | 0.21771 | 0.18794 | 0.1612 | 0.13767 | 0.11704 | 0.099155 | 0.08372 | 0.070462 | 0.059161 | 0.00042249 | 0.00015763 | 5.603e-05 | 1.9015e-05 | 0.16557 | 0.19616 | 0.22673 | 0.25712 | 0.28752 | 0.28616
F11_Industrial_Stone, Clay, and Glass_New_Process_Natural Gas_Process - Insulate Heated Process Fluids_A_Technical Potential | F11 | Industrial | Stone, Clay, and Glass | New | Process | Natural Gas | Process - Insulate Heated Process Fluids | A | Purchases (Cumulative) | Technical Potential | 0 | 0 | 0 | 0 | 0 | 0.16557 | 0.36173 | 0.58846 | 0.84558 | 1.1331 | 1.4193 | 1.6698 | 1.8875 | 2.0755 | 2.2367 | 2.3743 | 2.4914 | 2.5905 | 2.6743 | 2.7447 | 2.8039 | 2.8043 | 2.8045 | 2.8045 | 2.8045 | 2.8045 | 2.8045 | 2.8045 | 2.8045 | 2.8045 | 2.8045
F1_Industrial_Stone, Clay, and Glass_New_Process_Natural Gas_Process Heat Recovery_A_Technical Potential | F1 | Industrial | Stone, Clay, and Glass | New | Process | Natural Gas | Process Heat Recovery | A | Integrated Unit Energy Savings (kWh or therms) | Technical Potential | 0 | 0 | 0 | 0 | 0 | 73.2198 | 73.0763 | 72.9485 | 72.8307 | 72.7197 | 72.6597 | 72.6182 | 72.591 | 72.5743 | 72.5649 | 72.5619 | 72.5631 | 72.5677 | 72.5744 | 72.5824 | 72.5917 | 72.6083 | 72.6232 | 72.6368 | 72.6492 | 72.6769 | 72.7026 | 72.7265 | 0 | 0 | 0
F2_Industrial_Stone, Clay, and Glass_New_Process_Natural Gas_Process Heat Recovery_A_Technical Potential | F2 | Industrial | Stone, Clay, and Glass | New | Process | Natural Gas | Process Heat Recovery | A | Integrated Unit Summer Peak Savings (kW) | Technical Potential | 0 | 0 | 0 | 0 | 0 | 0 | 0 | 0 | 0 | 0 | 0 | 0 | 0 | 0 | 0 | 0 | 0 | 0 | 0 | 0 | 0 | 0 | 0 | 0 | 0 | 0 | 0 | 0 | 0 | 0 | 0
F3_Industrial_Stone, Clay, and Glass_New_Process_Natural Gas_Process Heat Recovery_A_Technical Potential | F3 | Industrial | Stone, Clay, and Glass | New | Process | Natural Gas | Process Heat Recovery | A | Integrated Unit Winter Peak Savings (kW) | Technical Potential | 0 | 0 | 0 | 0 | 0 | 0 | 0 | 0 | 0 | 0 | 0 | 0 | 0 | 0 | 0 | 0 | 0 | 0 | 0 | 0 | 0 | 0 | 0 | 0 | 0 | 0 | 0 | 0 | 0 | 0 | 0
F4_Industrial_Stone, Clay, and Glass_New_Process_Natural Gas_Process Heat Recovery_A_Technical Potential | F4 | Industrial | Stone, Clay, and Glass | New | Process | Natural Gas | Process Heat Recovery | A | Incremental Energy Savings (MWh or mTherms) | Technical Potential | 0 | 0 | 0 | 0 | 0 | 0.43644 | 0.51605 | 0.59542 | 0.67414 | 0.75271 | 0.74852 | 0.65502 | 0.56892 | 0.49103 | 0.42111 | 0.35963 | 0.30574 | 0.25904 | 0.21873 | 0.18411 | 0.43269 | 0.51274 | 0.59277 | 0.67235 | 0.75198 | 0.7487 | 0.65579 | 0.56998 | 0 | 0 | 0
F5_Industrial_Stone, Clay, and Glass_New_Process_Natural Gas_Process Heat Recovery_A_Technical Potential | F5 | Industrial | Stone, Clay, and Glass | New | Process | Natural Gas | Process Heat Recovery | A | Incremental Summer Peak Savings (MW) | Technical Potential | 0 | 0 | 0 | 0 | 0 | 0 | 0 | 0 | 0 | 0 | 0 | 0 | 0 | 0 | 0 | 0 | 0 | 0 | 0 | 0 | 0 | 0 | 0 | 0 | 0 | 0 | 0 | 0 | 0 | 0 | 0
F6_Industrial_Stone, Clay, and Glass_New_Process_Natural Gas_Process Heat Recovery_A_Technical Potential | F6 | Industrial | Stone, Clay, and Glass | New | Process | Natural Gas | Process Heat Recovery | A | Incremental Winter Peak Savings (MW) | Technical Potential | 0 | 0 | 0 | 0 | 0 | 0 | 0 | 0 | 0 | 0 | 0 | 0 | 0 | 0 | 0 | 0 | 0 | 0 | 0 | 0 | 0 | 0 | 0 | 0 | 0 | 0 | 0 | 0 | 0 | 0 | 0
F7_Industrial_Stone, Clay, and Glass_New_Process_Natural Gas_Process Heat Recovery_A_Technical Potential | F7 | Industrial | Stone, Clay, and Glass | New | Process | Natural Gas | Process Heat Recovery | A | Cumulative Energy Savings (MWh or mTherms) | Technical Potential | 0 | 0 | 0 | 0 | 0 | 0.43644 | 0.95163 | 1.5454 | 2.217 | 2.9664 | 3.7124 | 4.3653 | 4.9326 | 5.4225 | 5.8429 | 6.2023 | 6.5082 | 6.7676 | 6.987 | 7.1719 | 7.1728 | 7.1744 | 7.1759 | 7.1772 | 7.1785 | 7.1812 | 7.1837 | 7.1861 | 0 | 0 | 0
F8_Industrial_Stone, Clay, and Glass_New_Process_Natural Gas_Process Heat Recovery_A_Technical Potential | F8 | Industrial | Stone, Clay, and Glass | New | Process | Natural Gas | Process Heat Recovery | A | Cumulative Summer Peak Savings (MW) | Technical Potential | 0 | 0 | 0 | 0 | 0 | 0 | 0 | 0 | 0 | 0 | 0 | 0 | 0 | 0 | 0 | 0 | 0 | 0 | 0 | 0 | 0 | 0 | 0 | 0 | 0 | 0 | 0 | 0 | 0 | 0 | 0
F9_Industrial_Stone, Clay, and Glass_New_Process_Natural Gas_Process Heat Recovery_A_Technical Potential | F9 | Industrial | Stone, Clay, and Glass | New | Process | Natural Gas | Process Heat Recovery | A | Cumulative Winter Peak Savings (MW) | Technical Potential | 0 | 0 | 0 | 0 | 0 | 0 | 0 | 0 | 0 | 0 | 0 | 0 | 0 | 0 | 0 | 0 | 0 | 0 | 0 | 0 | 0 | 0 | 0 | 0 | 0 | 0 | 0 | 0 | 0 | 0 | 0
F10_Industrial_Stone, Clay, and Glass_New_Process_Natural Gas_Process Heat Recovery_A_Technical Potential | F10 | Industrial | Stone, Clay, and Glass | New | Process | Natural Gas | Process Heat Recovery | A | Purchases (Incremental) | Technical Potential | 0 | 0 | 0 | 0 | 0 | 5.9607 | 7.0618 | 8.1623 | 9.2563 | 10.3508 | 10.3017 | 9.0201 | 7.8374 | 6.7659 | 5.8033 | 4.9562 | 4.2135 | 3.5696 | 3.0139 | 2.5366 | 5.9607 | 7.0618 | 8.1623 | 9.2563 | 10.3508 | 10.3017 | 9.0201 | 7.8374 | 6.7659 | 5.8033 | 4.9562
F11_Industrial_Stone, Clay, and Glass_New_Process_Natural Gas_Process Heat Recovery_A_Technical Potential | F11 | Industrial | Stone, Clay, and Glass | New | Process | Natural Gas | Process Heat Recovery | A | Purchases (Cumulative) | Technical Potential | 0 | 0 | 0 | 0 | 0 | 5.9607 | 13.0224 | 21.1847 | 30.4409 | 40.7918 | 51.0935 | 60.1136 | 67.951 | 74.7169 | 80.5202 | 85.4764 | 89.6899 | 93.2595 | 96.2734 | 98.81 | 98.81 | 98.81 | 98.81 | 98.81 | 98.81 | 98.81 | 98.81 | 98.81 | 98.81 | 98.81 | 98.81
F1_Industrial_Stone, Clay, and Glass_New_Space Heating_Natural Gas_Building Automation System_A_Technical Potential | F1 | Industrial | Stone, Clay, and Glass | New | Space Heating | Natural Gas | Building Automation System | A | Integrated Unit Energy Savings (kWh or therms) | Technical Potential | 0 | 0 | 0 | 0 | 0 | 0.014228 | 0.013801 | 0.013488 | 0.01325 | 0.013061 | 0.012912 | 0.012738 | 0.012556 | 0.012377 | 0.012203 | 0.01205 | 0.011913 | 0.011899 | 0.011816 | 0.011757 | 0.011716 | 0.01168 | 0.011666 | 0.011664 | 0.011669 | 0.011678 | 0.011687 | 0.011697 | 0 | 0 | 0
F2_Industrial_Stone, Clay, and Glass_New_Space Heating_Natural Gas_Building Automation System_A_Technical Potential | F2 | Industrial | Stone, Clay, and Glass | New | Space Heating | Natural Gas | Building Automation System | A | Integrated Unit Summer Peak Savings (kW) | Technical Potential | 0 | 0 | 0 | 0 | 0 | 0 | 0 | 0 | 0 | 0 | 0 | 0 | 0 | 0 | 0 | 0 | 0 | 0 | 0 | 0 | 0 | 0 | 0 | 0 | 0 | 0 | 0 | 0 | 0 | 0 | 0
F3_Industrial_Stone, Clay, and Glass_New_Space Heating_Natural Gas_Building Automation System_A_Technical Potential | F3 | Industrial | Stone, Clay, and Glass | New | Space Heating | Natural Gas | Building Automation System | A | Integrated Unit Winter Peak Savings (kW) | Technical Potential | 0 | 0 | 0 | 0 | 0 | 0 | 0 | 0 | 0 | 0 | 0 | 0 | 0 | 0 | 0 | 0 | 0 | 0 | 0 | 0 | 0 | 0 | 0 | 0 | 0 | 0 | 0 | 0 | 0 | 0 | 0
F4_Industrial_Stone, Clay, and Glass_New_Space Heating_Natural Gas_Building Automation System_A_Technical Potential | F4 | Industrial | Stone, Clay, and Glass | New | Space Heating | Natural Gas | Building Automation System | A | Incremental Energy Savings (MWh or mTherms) | Technical Potential | 0 | 0 | 0 | 0 | 0 | 9.7625e-05 | 0.00022425 | 0.00044978 | 0.00081504 | 0.0013637 | 0.0021352 | 0.0031362 | 0.0043526 | 0.0057263 | 0.0071383 | 0.0084421 | 0.0094356 | 0.010022 | 0.0099016 | 0.009113 | 0.0078814 | 0.0062909 | 0.0045448 | 0.0030269 | 0.0020553 | 0.0019311 | 0.0028773 | 0.0040547 | 0 | 0 | 0
F5_Industrial_Stone, Clay, and Glass_New_Space Heating_Natural Gas_Building Automation System_A_Technical Potential | F5 | Industrial | Stone, Clay, and Glass | New | Space Heating | Natural Gas | Building Automation System | A | Incremental Summer Peak Savings (MW) | Technical Potential | 0 | 0 | 0 | 0 | 0 | 0 | 0 | 0 | 0 | 0 | 0 | 0 | 0 | 0 | 0 | 0 | 0 | 0 | 0 | 0 | 0 | 0 | 0 | 0 | 0 | 0 | 0 | 0 | 0 | 0 | 0
F6_Industrial_Stone, Clay, and Glass_New_Space Heating_Natural Gas_Building Automation System_A_Technical Potential | F6 | Industrial | Stone, Clay, and Glass | New | Space Heating | Natural Gas | Building Automation System | A | Incremental Winter Peak Savings (MW) | Technical Potential | 0 | 0 | 0 | 0 | 0 | 0 | 0 | 0 | 0 | 0 | 0 | 0 | 0 | 0 | 0 | 0 | 0 | 0 | 0 | 0 | 0 | 0 | 0 | 0 | 0 | 0 | 0 | 0 | 0 | 0 | 0
F7_Industrial_Stone, Clay, and Glass_New_Space Heating_Natural Gas_Building Automation System_A_Technical Potential | F7 | Industrial | Stone, Clay, and Glass | New | Space Heating | Natural Gas | Building Automation System | A | Cumulative Energy Savings (MWh or mTherms) | Technical Potential | 0 | 0 | 0 | 0 | 0 | 9.7625e-05 | 0.00031894 | 0.0007615 | 0.0015631 | 0.0029045 | 0.0050067 | 0.0080756 | 0.012313 | 0.017863 | 0.024751 | 0.032881 | 0.041945 | 0.051915 | 0.061457 | 0.070263 | 0.077814 | 0.083678 | 0.087738 | 0.090031 | 0.090902 | 0.090972 | 0.091043 | 0.091123 | 0 | 0 | 0
F8_Industrial_Stone, Clay, and Glass_New_Space Heating_Natural Gas_Building Automation System_A_Technical Potential | F8 | Industrial | Stone, Clay, and Glass | New | Space Heating | Natural Gas | Building Automation System | A | Cumulative Summer Peak Savings (MW) | Technical Potential | 0 | 0 | 0 | 0 | 0 | 0 | 0 | 0 | 0 | 0 | 0 | 0 | 0 | 0 | 0 | 0 | 0 | 0 | 0 | 0 | 0 | 0 | 0 | 0 | 0 | 0 | 0 | 0 | 0 | 0 | 0
F9_Industrial_Stone, Clay, and Glass_New_Space Heating_Natural Gas_Building Automation System_A_Technical Potential | F9 | Industrial | Stone, Clay, and Glass | New | Space Heating | Natural Gas | Building Automation System | A | Cumulative Winter Peak Savings (MW) | Technical Potential | 0 | 0 | 0 | 0 | 0 | 0 | 0 | 0 | 0 | 0 | 0 | 0 | 0 | 0 | 0 | 0 | 0 | 0 | 0 | 0 | 0 | 0 | 0 | 0 | 0 | 0 | 0 | 0 | 0 | 0 | 0
F10_Industrial_Stone, Clay, and Glass_New_Space Heating_Natural Gas_Building Automation System_A_Technical Potential | F10 | Industrial | Stone, Clay, and Glass | New | Space Heating | Natural Gas | Building Automation System | A | Purchases (Incremental) | Technical Potential | 0 | 0 | 0 | 0 | 0 | 6.8615 | 16.2493 | 33.3475 | 61.5147 | 104.4123 | 165.3676 | 246.2008 | 346.6447 | 462.6582 | 584.9466 | 700.6031 | 792.0199 | 842.2377 | 837.9503 | 775.0858 | 672.7317 | 538.6166 | 389.5597 | 259.4976 | 176.1351 | 165.3676 | 246.2008 | 346.6447 | 462.6582 | 584.9466 | 700.6031
F11_Industrial_Stone, Clay, and Glass_New_Space Heating_Natural Gas_Building Automation System_A_Technical Potential | F11 | Industrial | Stone, Clay, and Glass | New | Space Heating | Natural Gas | Building Automation System | A | Purchases (Cumulative) | Technical Potential | 0 | 0 | 0 | 0 | 0 | 6.8615 | 23.1108 | 56.4583 | 117.973 | 222.3853 | 387.7528 | 633.9537 | 980.5984 | 1443.2565 | 2028.2031 | 2728.8062 | 3520.8262 | 4363.0639 | 5201.0142 | 5976.1 | 6641.9702 | 7164.3375 | 7520.5497 | 7718.5326 | 7790.2554 | 7790.2554 | 7790.2554 | 7790.2554 | 7790.2554 | 7790.2554 | 7790.2554
F1_Industrial_Stone, Clay, and Glass_New_Space Heating_Natural Gas_Steam System Efficiency Improvements_A_Technical Potential | F1 | Industrial | Stone, Clay, and Glass | New | Space Heating | Natural Gas | Steam System Efficiency Improvements | A | Integrated Unit Energy Savings (kWh or therms) | Technical Potential | 0 | 0 | 0 | 0 | 0 | 0 | 0 | 0 | 0 | 0 | 0 | 0 | 0 | 0 | 0 | 0 | 0 | 0 | 0 | 0 | 0 | 0 | 0 | 0 | 0 | 0 | 0 | 0 | 0 | 0 | 0
F2_Industrial_Stone, Clay, and Glass_New_Space Heating_Natural Gas_Steam System Efficiency Improvements_A_Technical Potential | F2 | Industrial | Stone, Clay, and Glass | New | Space Heating | Natural Gas | Steam System Efficiency Improvements | A | Integrated Unit Summer Peak Savings (kW) | Technical Potential | 0 | 0 | 0 | 0 | 0 | 0 | 0 | 0 | 0 | 0 | 0 | 0 | 0 | 0 | 0 | 0 | 0 | 0 | 0 | 0 | 0 | 0 | 0 | 0 | 0 | 0 | 0 | 0 | 0 | 0 | 0
F3_Industrial_Stone, Clay, and Glass_New_Space Heating_Natural Gas_Steam System Efficiency Improvements_A_Technical Potential | F3 | Industrial | Stone, Clay, and Glass | New | Space Heating | Natural Gas | Steam System Efficiency Improvements | A | Integrated Unit Winter Peak Savings (kW) | Technical Potential | 0 | 0 | 0 | 0 | 0 | 0 | 0 | 0 | 0 | 0 | 0 | 0 | 0 | 0 | 0 | 0 | 0 | 0 | 0 | 0 | 0 | 0 | 0 | 0 | 0 | 0 | 0 | 0 | 0 | 0 | 0
F4_Industrial_Stone, Clay, and Glass_New_Space Heating_Natural Gas_Steam System Efficiency Improvements_A_Technical Potential | F4 | Industrial | Stone, Clay, and Glass | New | Space Heating | Natural Gas | Steam System Efficiency Improvements | A | Incremental Energy Savings (MWh or mTherms) | Technical Potential | 0 | 0 | 0 | 0 | 0 | 0 | 0 | 0 | 0 | 0 | 0 | 0 | 0 | 0 | 0 | 0 | 0 | 0 | 0 | 0 | 0 | 0 | 0 | 0 | 0 | 0 | 0 | 0 | 0 | 0 | 0
F5_Industrial_Stone, Clay, and Glass_New_Space Heating_Natural Gas_Steam System Efficiency Improvements_A_Technical Potential | F5 | Industrial | Stone, Clay, and Glass | New | Space Heating | Natural Gas | Steam System Efficiency Improvements | A | Incremental Summer Peak Savings (MW) | Technical Potential | 0 | 0 | 0 | 0 | 0 | 0 | 0 | 0 | 0 | 0 | 0 | 0 | 0 | 0 | 0 | 0 | 0 | 0 | 0 | 0 | 0 | 0 | 0 | 0 | 0 | 0 | 0 | 0 | 0 | 0 | 0
F6_Industrial_Stone, Clay, and Glass_New_Space Heating_Natural Gas_Steam System Efficiency Improvements_A_Technical Potential | F6 | Industrial | Stone, Clay, and Glass | New | Space Heating | Natural Gas | Steam System Efficiency Improvements | A | Incremental Winter Peak Savings (MW) | Technical Potential | 0 | 0 | 0 | 0 | 0 | 0 | 0 | 0 | 0 | 0 | 0 | 0 | 0 | 0 | 0 | 0 | 0 | 0 | 0 | 0 | 0 | 0 | 0 | 0 | 0 | 0 | 0 | 0 | 0 | 0 | 0
F7_Industrial_Stone, Clay, and Glass_New_Space Heating_Natural Gas_Steam System Efficiency Improvements_A_Technical Potential | F7 | Industrial | Stone, Clay, and Glass | New | Space Heating | Natural Gas | Steam System Efficiency Improvements | A | Cumulative Energy Savings (MWh or mTherms) | Technical Potential | 0 | 0 | 0 | 0 | 0 | 0 | 0 | 0 | 0 | 0 | 0 | 0 | 0 | 0 | 0 | 0 | 0 | 0 | 0 | 0 | 0 | 0 | 0 | 0 | 0 | 0 | 0 | 0 | 0 | 0 | 0
F8_Industrial_Stone, Clay, and Glass_New_Space Heating_Natural Gas_Steam System Efficiency Improvements_A_Technical Potential | F8 | Industrial | Stone, Clay, and Glass | New | Space Heating | Natural Gas | Steam System Efficiency Improvements | A | Cumulative Summer Peak Savings (MW) | Technical Potential | 0 | 0 | 0 | 0 | 0 | 0 | 0 | 0 | 0 | 0 | 0 | 0 | 0 | 0 | 0 | 0 | 0 | 0 | 0 | 0 | 0 | 0 | 0 | 0 | 0 | 0 | 0 | 0 | 0 | 0 | 0
F9_Industrial_Stone, Clay, and Glass_New_Space Heating_Natural Gas_Steam System Efficiency Improvements_A_Technical Potential | F9 | Industrial | Stone, Clay, and Glass | New | Space Heating | Natural Gas | Steam System Efficiency Improvements | A | Cumulative Winter Peak Savings (MW) | Technical Potential | 0 | 0 | 0 | 0 | 0 | 0 | 0 | 0 | 0 | 0 | 0 | 0 | 0 | 0 | 0 | 0 | 0 | 0 | 0 | 0 | 0 | 0 | 0 | 0 | 0 | 0 | 0 | 0 | 0 | 0 | 0
F10_Industrial_Stone, Clay, and Glass_New_Space Heating_Natural Gas_Steam System Efficiency Improvements_A_Technical Potential | F10 | Industrial | Stone, Clay, and Glass | New | Space Heating | Natural Gas | Steam System Efficiency Improvements | A | Purchases (Incremental) | Technical Potential | 0 | 0 | 0 | 0 | 0 | 0 | 0 | 0 | 0 | 0 | 0 | 0 | 0 | 0 | 0 | 0 | 0 | 0 | 0 | 0 | 0 | 0 | 0 | 0 | 0 | 0 | 0 | 0 | 0 | 0 | 0
F11_Industrial_Stone, Clay, and Glass_New_Space Heating_Natural Gas_Steam System Efficiency Improvements_A_Technical Potential | F11 | Industrial | Stone, Clay, and Glass | New | Space Heating | Natural Gas | Steam System Efficiency Improvements | A | Purchases (Cumulative) | Technical Potential | 0 | 0 | 0 | 0 | 0 | 0 | 0 | 0 | 0 | 0 | 0 | 0 | 0 | 0 | 0 | 0 | 0 | 0 | 0 | 0 | 0 | 0 | 0 | 0 | 0 | 0 | 0 | 0 | 0 | 0 | 0
F1_Industrial_Stone, Clay, and Glass_New_Process_Natural Gas_Steam System Efficiency Improvements_A_Technical Potential | F1 | Industrial | Stone, Clay, and Glass | New | Process | Natural Gas | Steam System Efficiency Improvements | A | Integrated Unit Energy Savings (kWh or therms) | Technical Potential | 0 | 0 | 0 | 0 | 0 | 0.082274 | 0.081933 | 0.08163 | 0.081351 | 0.081088 | 0.080909 | 0.080791 | 0.080718 | 0.080678 | 0.08066 | 0.080662 | 0.080675 | 0.080699 | 0.080729 | 0.080762 | 0.08082 | 0.080881 | 0.080937 | 0.080988 | 0.081034 | 0.081096 | 0.081152 | 0.081205 | 0.082679 | 0.082679 | 0.082679
F2_Industrial_Stone, Clay, and Glass_New_Process_Natural Gas_Steam System Efficiency Improvements_A_Technical Potential | F2 | Industrial | Stone, Clay, and Glass | New | Process | Natural Gas | Steam System Efficiency Improvements | A | Integrated Unit Summer Peak Savings (kW) | Technical Potential | 0 | 0 | 0 | 0 | 0 | 0 | 0 | 0 | 0 | 0 | 0 | 0 | 0 | 0 | 0 | 0 | 0 | 0 | 0 | 0 | 0 | 0 | 0 | 0 | 0 | 0 | 0 | 0 | 0 | 0 | 0
F3_Industrial_Stone, Clay, and Glass_New_Process_Natural Gas_Steam System Efficiency Improvements_A_Technical Potential | F3 | Industrial | Stone, Clay, and Glass | New | Process | Natural Gas | Steam System Efficiency Improvements | A | Integrated Unit Winter Peak Savings (kW) | Technical Potential | 0 | 0 | 0 | 0 | 0 | 0 | 0 | 0 | 0 | 0 | 0 | 0 | 0 | 0 | 0 | 0 | 0 | 0 | 0 | 0 | 0 | 0 | 0 | 0 | 0 | 0 | 0 | 0 | 0 | 0 | 0
F4_Industrial_Stone, Clay, and Glass_New_Process_Natural Gas_Steam System Efficiency Improvements_A_Technical Potential | F4 | Industrial | Stone, Clay, and Glass | New | Process | Natural Gas | Steam System Efficiency Improvements | A | Incremental Energy Savings (MWh or mTherms) | Technical Potential | 0 | 0 | 0 | 0 | 0 | 1.9163e-06 | 4.5195e-06 | 9.2407e-06 | 1.6988e-05 | 2.8741e-05 | 4.542e-05 | 6.7522e-05 | 9.4984e-05 | 0.00012671 | 0.00016017 | 0.00019184 | 0.00021691 | 0.00023073 | 0.00022964 | 0.0002125 | 0.00019221 | 0.00021746 | 0.00023141 | 0.00023037 | 0.00021321 | 0.00019287 | 0.00021819 | 0.00023217 | 0.00023518 | 0.00021754 | 0.00019663
F5_Industrial_Stone, Clay, and Glass_New_Process_Natural Gas_Steam System Efficiency Improvements_A_Technical Potential | F5 | Industrial | Stone, Clay, and Glass | New | Process | Natural Gas | Steam System Efficiency Improvements | A | Incremental Summer Peak Savings (MW) | Technical Potential | 0 | 0 | 0 | 0 | 0 | 0 | 0 | 0 | 0 | 0 | 0 | 0 | 0 | 0 | 0 | 0 | 0 | 0 | 0 | 0 | 0 | 0 | 0 | 0 | 0 | 0 | 0 | 0 | 0 | 0 | 0
F6_Industrial_Stone, Clay, and Glass_New_Process_Natural Gas_Steam System Efficiency Improvements_A_Technical Potential | F6 | Industrial | Stone, Clay, and Glass | New | Process | Natural Gas | Steam System Efficiency Improvements | A | Incremental Winter Peak Savings (MW) | Technical Potential | 0 | 0 | 0 | 0 | 0 | 0 | 0 | 0 | 0 | 0 | 0 | 0 | 0 | 0 | 0 | 0 | 0 | 0 | 0 | 0 | 0 | 0 | 0 | 0 | 0 | 0 | 0 | 0 | 0 | 0 | 0
F7_Industrial_Stone, Clay, and Glass_New_Process_Natural Gas_Steam System Efficiency Improvements_A_Technical Potential | F7 | Industrial | Stone, Clay, and Glass | New | Process | Natural Gas | Steam System Efficiency Improvements | A | Cumulative Energy Savings (MWh or mTherms) | Technical Potential | 0 | 0 | 0 | 0 | 0 | 1.9163e-06 | 6.4279e-06 | 1.5645e-05 | 3.2579e-05 | 6.1215e-05 | 0.00010461 | 0.00016753 | 0.00025322 | 0.00036296 | 0.00049446 | 0.00064102 | 0.00079061 | 0.00092661 | 0.0010298 | 0.0010824 | 0.0010831 | 0.0010839 | 0.0010847 | 0.0010854 | 0.001086 | 0.0010868 | 0.0010876 | 0.0010883 | 0 | 0 | 0
F8_Industrial_Stone, Clay, and Glass_New_Process_Natural Gas_Steam System Efficiency Improvements_A_Technical Potential | F8 | Industrial | Stone, Clay, and Glass | New | Process | Natural Gas | Steam System Efficiency Improvements | A | Cumulative Summer Peak Savings (MW) | Technical Potential | 0 | 0 | 0 | 0 | 0 | 0 | 0 | 0 | 0 | 0 | 0 | 0 | 0 | 0 | 0 | 0 | 0 | 0 | 0 | 0 | 0 | 0 | 0 | 0 | 0 | 0 | 0 | 0 | 0 | 0 | 0
F9_Industrial_Stone, Clay, and Glass_New_Process_Natural Gas_Steam System Efficiency Improvements_A_Technical Potential | F9 | Industrial | Stone, Clay, and Glass | New | Process | Natural Gas | Steam System Efficiency Improvements | A | Cumulative Winter Peak Savings (MW) | Technical Potential | 0 | 0 | 0 | 0 | 0 | 0 | 0 | 0 | 0 | 0 | 0 | 0 | 0 | 0 | 0 | 0 | 0 | 0 | 0 | 0 | 0 | 0 | 0 | 0 | 0 | 0 | 0 | 0 | 0 | 0 | 0
F10_Industrial_Stone, Clay, and Glass_New_Process_Natural Gas_Steam System Efficiency Improvements_A_Technical Potential | F10 | Industrial | Stone, Clay, and Glass | New | Process | Natural Gas | Steam System Efficiency Improvements | A | Purchases (Incremental) | Technical Potential | 0 | 0 | 0 | 0 | 0 | 0.023292 | 0.055161 | 0.1132 | 0.20882 | 0.35444 | 0.56136 | 0.83577 | 1.1767 | 1.5706 | 1.9857 | 2.3783 | 2.6886 | 2.8591 | 2.8445 | 2.6311 | 2.3783 | 2.6886 | 2.8591 | 2.8445 | 2.6311 | 2.3783 | 2.6886 | 2.8591 | 2.8445 | 2.6311 | 2.3783
F11_Industrial_Stone, Clay, and Glass_New_Process_Natural Gas_Steam System Efficiency Improvements_A_Technical Potential | F11 | Industrial | Stone, Clay, and Glass | New | Process | Natural Gas | Steam System Efficiency Improvements | A | Purchases (Cumulative) | Technical Potential | 0 | 0 | 0 | 0 | 0 | 0.023292 | 0.078453 | 0.19166 | 0.40048 | 0.75492 | 1.293 | 2.0736 | 3.1371 | 4.4989 | 6.1301 | 7.9471 | 9.7999 | 11.4823 | 12.7563 | 13.4017 | 13.4017 | 13.4017 | 13.4017 | 13.4017 | 13.4017 | 13.4017 | 13.4017 | 13.4017 | 13.4017 | 13.4017 | 13.4017
F1_Industrial_Stone, Clay, and Glass_New_Space Heating_Natural Gas_Strategic Energy Management_A_Technical Potential | F1 | Industrial | Stone, Clay, and Glass | New | Space Heating | Natural Gas | Strategic Energy Management | A | Integrated Unit Energy Savings (kWh or therms) | Technical Potential | 0 | 0 | 0 | 0 | 0 | 17.889 | 17.3622 | 16.9778 | 16.6862 | 16.4562 | 16.27 | 16.0522 | 15.8235 | 15.5981 | 15.38 | 15.1869 | 15.0154 | 14.9975 | 14.894 | 14.8199 | 14.7674 | 14.7225 | 14.706 | 14.7035 | 14.7092 | 14.7186 | 14.7285 | 14.7399 | 0 | 0 | 0
F2_Industrial_Stone, Clay, and Glass_New_Space Heating_Natural Gas_Strategic Energy Management_A_Technical Potential | F2 | Industrial | Stone, Clay, and Glass | New | Space Heating | Natural Gas | Strategic Energy Management | A | Integrated Unit Summer Peak Savings (kW) | Technical Potential | 0 | 0 | 0 | 0 | 0 | 0 | 0 | 0 | 0 | 0 | 0 | 0 | 0 | 0 | 0 | 0 | 0 | 0 | 0 | 0 | 0 | 0 | 0 | 0 | 0 | 0 | 0 | 0 | 0 | 0 | 0
F3_Industrial_Stone, Clay, and Glass_New_Space Heating_Natural Gas_Strategic Energy Management_A_Technical Potential | F3 | Industrial | Stone, Clay, and Glass | New | Space Heating | Natural Gas | Strategic Energy Management | A | Integrated Unit Winter Peak Savings (kW) | Technical Potential | 0 | 0 | 0 | 0 | 0 | 0 | 0 | 0 | 0 | 0 | 0 | 0 | 0 | 0 | 0 | 0 | 0 | 0 | 0 | 0 | 0 | 0 | 0 | 0 | 0 | 0 | 0 | 0 | 0 | 0 | 0
F4_Industrial_Stone, Clay, and Glass_New_Space Heating_Natural Gas_Strategic Energy Management_A_Technical Potential | F4 | Industrial | Stone, Clay, and Glass | New | Space Heating | Natural Gas | Strategic Energy Management | A | Incremental Energy Savings (MWh or mTherms) | Technical Potential | 0 | 0 | 0 | 0 | 0 | 0.00061431 | 0.00070635 | 0.00079835 | 0.00088981 | 0.00098131 | 0.0010729 | 0.0011586 | 0.0012404 | 0.0013194 | 0.0013949 | 0.0014704 | 0.0015449 | 0.0016341 | 0.0017127 | 0.0017929 | 0.001875 | 0.0019572 | 0.0020424 | 0.0021291 | 0.0022167 | 0.0018688 | 0.001958 | 0.0020471 | 0 | 0 | 0
F5_Industrial_Stone, Clay, and Glass_New_Space Heating_Natural Gas_Strategic Energy Management_A_Technical Potential | F5 | Industrial | Stone, Clay, and Glass | New | Space Heating | Natural Gas | Strategic Energy Management | A | Incremental Summer Peak Savings (MW) | Technical Potential | 0 | 0 | 0 | 0 | 0 | 0 | 0 | 0 | 0 | 0 | 0 | 0 | 0 | 0 | 0 | 0 | 0 | 0 | 0 | 0 | 0 | 0 | 0 | 0 | 0 | 0 | 0 | 0 | 0 | 0 | 0
F6_Industrial_Stone, Clay, and Glass_New_Space Heating_Natural Gas_Strategic Energy Management_A_Technical Potential | F6 | Industrial | Stone, Clay, and Glass | New | Space Heating | Natural Gas | Strategic Energy Management | A | Incremental Winter Peak Savings (MW) | Technical Potential | 0 | 0 | 0 | 0 | 0 | 0 | 0 | 0 | 0 | 0 | 0 | 0 | 0 | 0 | 0 | 0 | 0 | 0 | 0 | 0 | 0 | 0 | 0 | 0 | 0 | 0 | 0 | 0 | 0 | 0 | 0
F7_Industrial_Stone, Clay, and Glass_New_Space Heating_Natural Gas_Strategic Energy Management_A_Technical Potential | F7 | Industrial | Stone, Clay, and Glass | New | Space Heating | Natural Gas | Strategic Energy Management | A | Cumulative Energy Savings (MWh or mTherms) | Technical Potential | 0 | 0 | 0 | 0 | 0 | 0.00061431 | 0.0013026 | 0.0020721 | 0.0029263 | 0.0038673 | 0.0043377 | 0.0047851 | 0.0052133 | 0.0056267 | 0.0060257 | 0.006419 | 0.0068077 | 0.0072579 | 0.0076607 | 0.0080714 | 0.0084881 | 0.0089047 | 0.0093347 | 0.0097714 | 0.010212 | 0.010219 | 0.010226 | 0.010234 | 0 | 0 | 0
F8_Industrial_Stone, Clay, and Glass_New_Space Heating_Natural Gas_Strategic Energy Management_A_Technical Potential | F8 | Industrial | Stone, Clay, and Glass | New | Space Heating | Natural Gas | Strategic Energy Management | A | Cumulative Summer Peak Savings (MW) | Technical Potential | 0 | 0 | 0 | 0 | 0 | 0 | 0 | 0 | 0 | 0 | 0 | 0 | 0 | 0 | 0 | 0 | 0 | 0 | 0 | 0 | 0 | 0 | 0 | 0 | 0 | 0 | 0 | 0 | 0 | 0 | 0
F9_Industrial_Stone, Clay, and Glass_New_Space Heating_Natural Gas_Strategic Energy Management_A_Technical Potential | F9 | Industrial | Stone, Clay, and Glass | New | Space Heating | Natural Gas | Strategic Energy Management | A | Cumulative Winter Peak Savings (MW) | Technical Potential | 0 | 0 | 0 | 0 | 0 | 0 | 0 | 0 | 0 | 0 | 0 | 0 | 0 | 0 | 0 | 0 | 0 | 0 | 0 | 0 | 0 | 0 | 0 | 0 | 0 | 0 | 0 | 0 | 0 | 0 | 0
F10_Industrial_Stone, Clay, and Glass_New_Space Heating_Natural Gas_Strategic Energy Management_A_Technical Potential | F10 | Industrial | Stone, Clay, and Glass | New | Space Heating | Natural Gas | Strategic Energy Management | A | Purchases (Incremental) | Technical Potential | 0 | 0 | 0 | 0 | 0 | 0.03434 | 0.040683 | 0.047023 | 0.053326 | 0.059632 | 0.065943 | 0.072174 | 0.078388 | 0.08459 | 0.090693 | 0.096819 | 0.10289 | 0.10896 | 0.11499 | 0.12098 | 0.12697 | 0.13294 | 0.13888 | 0.1448 | 0.1507 | 0.12697 | 0.13294 | 0.13888 | 0.1448 | 0.1507 | 0.12697
F11_Industrial_Stone, Clay, and Glass_New_Space Heating_Natural Gas_Strategic Energy Management_A_Technical Potential | F11 | Industrial | Stone, Clay, and Glass | New | Space Heating | Natural Gas | Strategic Energy Management | A | Purchases (Cumulative) | Technical Potential | 0 | 0 | 0 | 0 | 0 | 0.03434 | 0.075023 | 0.12205 | 0.17537 | 0.235 | 0.26661 | 0.2981 | 0.32946 | 0.36073 | 0.39179 | 0.42267 | 0.45338 | 0.48394 | 0.51435 | 0.54463 | 0.57478 | 0.60483 | 0.63476 | 0.66456 | 0.69429 | 0.69429 | 0.69429 | 0.69429 | 0.69429 | 0.69429 | 0.69429
F1_Industrial_Stone, Clay, and Glass_New_Process_Natural Gas_Strategic Energy Management_A_Technical Potential | F1 | Industrial | Stone, Clay, and Glass | New | Process | Natural Gas | Strategic Energy Management | A | Integrated Unit Energy Savings (kWh or therms) | Technical Potential | 0 | 0 | 0 | 0 | 0 | 60.4558 | 60.3898 | 60.3311 | 60.2772 | 60.2265 | 60.1859 | 60.1599 | 60.1447 | 60.1374 | 60.1354 | 60.1376 | 60.1427 | 60.1498 | 60.1582 | 60.1674 | 60.1774 | 60.1934 | 60.2079 | 60.2213 | 60.2335 | 60.2448 | 60.2553 | 60.2649 | 0 | 0 | 0
F2_Industrial_Stone, Clay, and Glass_New_Process_Natural Gas_Strategic Energy Management_A_Technical Potential | F2 | Industrial | Stone, Clay, and Glass | New | Process | Natural Gas | Strategic Energy Management | A | Integrated Unit Summer Peak Savings (kW) | Technical Potential | 0 | 0 | 0 | 0 | 0 | 0 | 0 | 0 | 0 | 0 | 0 | 0 | 0 | 0 | 0 | 0 | 0 | 0 | 0 | 0 | 0 | 0 | 0 | 0 | 0 | 0 | 0 | 0 | 0 | 0 | 0
F3_Industrial_Stone, Clay, and Glass_New_Process_Natural Gas_Strategic Energy Management_A_Technical Potential | F3 | Industrial | Stone, Clay, and Glass | New | Process | Natural Gas | Strategic Energy Management | A | Integrated Unit Winter Peak Savings (kW) | Technical Potential | 0 | 0 | 0 | 0 | 0 | 0 | 0 | 0 | 0 | 0 | 0 | 0 | 0 | 0 | 0 | 0 | 0 | 0 | 0 | 0 | 0 | 0 | 0 | 0 | 0 | 0 | 0 | 0 | 0 | 0 | 0
F4_Industrial_Stone, Clay, and Glass_New_Process_Natural Gas_Strategic Energy Management_A_Technical Potential | F4 | Industrial | Stone, Clay, and Glass | New | Process | Natural Gas | Strategic Energy Management | A | Incremental Energy Savings (MWh or mTherms) | Technical Potential | 0 | 0 | 0 | 0 | 0 | 0.16474 | 0.19495 | 0.22512 | 0.25506 | 0.28498 | 0.31493 | 0.34454 | 0.37411 | 0.40366 | 0.43277 | 0.46202 | 0.49101 | 0.52004 | 0.54893 | 0.57759 | 0.60629 | 0.63495 | 0.6635 | 0.69194 | 0.72029 | 0.60697 | 0.6356 | 0.66413 | 0 | 0 | 0
F5_Industrial_Stone, Clay, and Glass_New_Process_Natural Gas_Strategic Energy Management_A_Technical Potential | F5 | Industrial | Stone, Clay, and Glass | New | Process | Natural Gas | Strategic Energy Management | A | Incremental Summer Peak Savings (MW) | Technical Potential | 0 | 0 | 0 | 0 | 0 | 0 | 0 | 0 | 0 | 0 | 0 | 0 | 0 | 0 | 0 | 0 | 0 | 0 | 0 | 0 | 0 | 0 | 0 | 0 | 0 | 0 | 0 | 0 | 0 | 0 | 0
F6_Industrial_Stone, Clay, and Glass_New_Process_Natural Gas_Strategic Energy Management_A_Technical Potential | F6 | Industrial | Stone, Clay, and Glass | New | Process | Natural Gas | Strategic Energy Management | A | Incremental Winter Peak Savings (MW) | Technical Potential | 0 | 0 | 0 | 0 | 0 | 0 | 0 | 0 | 0 | 0 | 0 | 0 | 0 | 0 | 0 | 0 | 0 | 0 | 0 | 0 | 0 | 0 | 0 | 0 | 0 | 0 | 0 | 0 | 0 | 0 | 0
F7_Industrial_Stone, Clay, and Glass_New_Process_Natural Gas_Strategic Energy Management_A_Technical Potential | F7 | Industrial | Stone, Clay, and Glass | New | Process | Natural Gas | Strategic Energy Management | A | Cumulative Energy Savings (MWh or mTherms) | Technical Potential | 0 | 0 | 0 | 0 | 0 | 0.16474 | 0.35951 | 0.58427 | 0.83881 | 1.1231 | 1.2733 | 1.423 | 1.5724 | 1.7214 | 1.8695 | 2.0169 | 2.1637 | 2.3098 | 2.4553 | 2.6003 | 2.7447 | 2.8889 | 3.0326 | 3.1757 | 3.3184 | 3.319 | 3.3196 | 3.3201 | 0 | 0 | 0
F8_Industrial_Stone, Clay, and Glass_New_Process_Natural Gas_Strategic Energy Management_A_Technical Potential | F8 | Industrial | Stone, Clay, and Glass | New | Process | Natural Gas | Strategic Energy Management | A | Cumulative Summer Peak Savings (MW) | Technical Potential | 0 | 0 | 0 | 0 | 0 | 0 | 0 | 0 | 0 | 0 | 0 | 0 | 0 | 0 | 0 | 0 | 0 | 0 | 0 | 0 | 0 | 0 | 0 | 0 | 0 | 0 | 0 | 0 | 0 | 0 | 0
F9_Industrial_Stone, Clay, and Glass_New_Process_Natural Gas_Strategic Energy Management_A_Technical Potential | F9 | Industrial | Stone, Clay, and Glass | New | Process | Natural Gas | Strategic Energy Management | A | Cumulative Winter Peak Savings (MW) | Technical Potential | 0 | 0 | 0 | 0 | 0 | 0 | 0 | 0 | 0 | 0 | 0 | 0 | 0 | 0 | 0 | 0 | 0 | 0 | 0 | 0 | 0 | 0 | 0 | 0 | 0 | 0 | 0 | 0 | 0 | 0 | 0
F10_Industrial_Stone, Clay, and Glass_New_Process_Natural Gas_Strategic Energy Management_A_Technical Potential | F10 | Industrial | Stone, Clay, and Glass | New | Process | Natural Gas | Strategic Energy Management | A | Purchases (Incremental) | Technical Potential | 0 | 0 | 0 | 0 | 0 | 2.7249 | 3.2282 | 3.7313 | 4.2314 | 4.7318 | 5.2326 | 5.7271 | 6.2202 | 6.7123 | 7.1965 | 7.6827 | 8.1641 | 8.6457 | 9.1248 | 9.5997 | 10.0751 | 10.5485 | 11.0201 | 11.49 | 11.9583 | 10.0751 | 10.5485 | 11.0201 | 11.49 | 11.9583 | 10.0751
F11_Industrial_Stone, Clay, and Glass_New_Process_Natural Gas_Strategic Energy Management_A_Technical Potential | F11 | Industrial | Stone, Clay, and Glass | New | Process | Natural Gas | Strategic Energy Management | A | Purchases (Cumulative) | Technical Potential | 0 | 0 | 0 | 0 | 0 | 2.7249 | 5.9531 | 9.6845 | 13.9159 | 18.6477 | 21.1555 | 23.6543 | 26.1432 | 28.624 | 31.0887 | 33.5387 | 35.9758 | 38.4013 | 40.8138 | 43.217 | 45.6094 | 47.9938 | 50.3683 | 52.7335 | 55.0921 | 55.0921 | 55.0921 | 55.0921 | 55.0921 | 55.0921 | 55.0921
F1_Industrial_Stone, Clay, and Glass_New_Miscellaneous_Natural Gas_Strategic Energy Management_A_Technical Potential | F1 | Industrial | Stone, Clay, and Glass | New | Miscellaneous | Natural Gas | Strategic Energy Management | A | Integrated Unit Energy Savings (kWh or therms) | Technical Potential | 0 | 0 | 0 | 0 | 0 | 16.2609 | 16.2609 | 16.2609 | 16.2609 | 16.2609 | 16.2609 | 16.2609 | 16.2609 | 16.2609 | 16.2609 | 16.2609 | 16.2609 | 16.2609 | 16.2609 | 16.2609 | 16.2609 | 16.2609 | 16.2609 | 16.2609 | 16.2609 | 16.2609 | 16.2609 | 16.2609 | 0 | 0 | 0
F2_Industrial_Stone, Clay, and Glass_New_Miscellaneous_Natural Gas_Strategic Energy Management_A_Technical Potential | F2 | Industrial | Stone, Clay, and Glass | New | Miscellaneous | Natural Gas | Strategic Energy Management | A | Integrated Unit Summer Peak Savings (kW) | Technical Potential | 0 | 0 | 0 | 0 | 0 | 0 | 0 | 0 | 0 | 0 | 0 | 0 | 0 | 0 | 0 | 0 | 0 | 0 | 0 | 0 | 0 | 0 | 0 | 0 | 0 | 0 | 0 | 0 | 0 | 0 | 0
F3_Industrial_Stone, Clay, and Glass_New_Miscellaneous_Natural Gas_Strategic Energy Management_A_Technical Potential | F3 | Industrial | Stone, Clay, and Glass | New | Miscellaneous | Natural Gas | Strategic Energy Management | A | Integrated Unit Winter Peak Savings (kW) | Technical Potential | 0 | 0 | 0 | 0 | 0 | 0 | 0 | 0 | 0 | 0 | 0 | 0 | 0 | 0 | 0 | 0 | 0 | 0 | 0 | 0 | 0 | 0 | 0 | 0 | 0 | 0 | 0 | 0 | 0 | 0 | 0
F4_Industrial_Stone, Clay, and Glass_New_Miscellaneous_Natural Gas_Strategic Energy Management_A_Technical Potential | F4 | Industrial | Stone, Clay, and Glass | New | Miscellaneous | Natural Gas | Strategic Energy Management | A | Incremental Energy Savings (MWh or mTherms) | Technical Potential | 0 | 0 | 0 | 0 | 0 | 0.011077 | 0.013124 | 0.015169 | 0.017202 | 0.019236 | 0.021272 | 0.023282 | 0.025286 | 0.027287 | 0.029256 | 0.031232 | 0.033189 | 0.035147 | 0.037094 | 0.039025 | 0.040958 | 0.042882 | 0.044799 | 0.04671 | 0.048613 | 0.040958 | 0.042882 | 0.044799 | 0 | 0 | 0
F5_Industrial_Stone, Clay, and Glass_New_Miscellaneous_Natural Gas_Strategic Energy Management_A_Technical Potential | F5 | Industrial | Stone, Clay, and Glass | New | Miscellaneous | Natural Gas | Strategic Energy Management | A | Incremental Summer Peak Savings (MW) | Technical Potential | 0 | 0 | 0 | 0 | 0 | 0 | 0 | 0 | 0 | 0 | 0 | 0 | 0 | 0 | 0 | 0 | 0 | 0 | 0 | 0 | 0 | 0 | 0 | 0 | 0 | 0 | 0 | 0 | 0 | 0 | 0
F6_Industrial_Stone, Clay, and Glass_New_Miscellaneous_Natural Gas_Strategic Energy Management_A_Technical Potential | F6 | Industrial | Stone, Clay, and Glass | New | Miscellaneous | Natural Gas | Strategic Energy Management | A | Incremental Winter Peak Savings (MW) | Technical Potential | 0 | 0 | 0 | 0 | 0 | 0 | 0 | 0 | 0 | 0 | 0 | 0 | 0 | 0 | 0 | 0 | 0 | 0 | 0 | 0 | 0 | 0 | 0 | 0 | 0 | 0 | 0 | 0 | 0 | 0 | 0
F7_Industrial_Stone, Clay, and Glass_New_Miscellaneous_Natural Gas_Strategic Energy Management_A_Technical Potential | F7 | Industrial | Stone, Clay, and Glass | New | Miscellaneous | Natural Gas | Strategic Energy Management | A | Cumulative Energy Savings (MWh or mTherms) | Technical Potential | 0 | 0 | 0 | 0 | 0 | 0.011077 | 0.024201 | 0.03937 | 0.056571 | 0.075807 | 0.086002 | 0.09616 | 0.10628 | 0.11636 | 0.12638 | 0.13634 | 0.14625 | 0.15611 | 0.16592 | 0.17569 | 0.18541 | 0.19511 | 0.20476 | 0.21437 | 0.22396 | 0.22396 | 0.22396 | 0.22396 | 0 | 0 | 0
F8_Industrial_Stone, Clay, and Glass_New_Miscellaneous_Natural Gas_Strategic Energy Management_A_Technical Potential | F8 | Industrial | Stone, Clay, and Glass | New | Miscellaneous | Natural Gas | Strategic Energy Management | A | Cumulative Summer Peak Savings (MW) | Technical Potential | 0 | 0 | 0 | 0 | 0 | 0 | 0 | 0 | 0 | 0 | 0 | 0 | 0 | 0 | 0 | 0 | 0 | 0 | 0 | 0 | 0 | 0 | 0 | 0 | 0 | 0 | 0 | 0 | 0 | 0 | 0
F9_Industrial_Stone, Clay, and Glass_New_Miscellaneous_Natural Gas_Strategic Energy Management_A_Technical Potential | F9 | Industrial | Stone, Clay, and Glass | New | Miscellaneous | Natural Gas | Strategic Energy Management | A | Cumulative Winter Peak Savings (MW) | Technical Potential | 0 | 0 | 0 | 0 | 0 | 0 | 0 | 0 | 0 | 0 | 0 | 0 | 0 | 0 | 0 | 0 | 0 | 0 | 0 | 0 | 0 | 0 | 0 | 0 | 0 | 0 | 0 | 0 | 0 | 0 | 0
F10_Industrial_Stone, Clay, and Glass_New_Miscellaneous_Natural Gas_Strategic Energy Management_A_Technical Potential | F10 | Industrial | Stone, Clay, and Glass | New | Miscellaneous | Natural Gas | Strategic Energy Management | A | Purchases (Incremental) | Technical Potential | 0 | 0 | 0 | 0 | 0 | 0.68122 | 0.80706 | 0.93283 | 1.0579 | 1.183 | 1.3082 | 1.4318 | 1.555 | 1.6781 | 1.7991 | 1.9207 | 2.041 | 2.1614 | 2.2812 | 2.3999 | 2.5188 | 2.6371 | 2.755 | 2.8725 | 2.9896 | 2.5188 | 2.6371 | 2.755 | 2.8725 | 2.9896 | 2.5188
F11_Industrial_Stone, Clay, and Glass_New_Miscellaneous_Natural Gas_Strategic Energy Management_A_Technical Potential | F11 | Industrial | Stone, Clay, and Glass | New | Miscellaneous | Natural Gas | Strategic Energy Management | A | Purchases (Cumulative) | Technical Potential | 0 | 0 | 0 | 0 | 0 | 0.68122 | 1.4883 | 2.4211 | 3.479 | 4.6619 | 5.2889 | 5.9136 | 6.5358 | 7.156 | 7.7722 | 8.3847 | 8.9939 | 9.6003 | 10.2035 | 10.8042 | 11.4024 | 11.9985 | 12.5921 | 13.1834 | 13.773 | 13.773 | 13.773 | 13.773 | 13.773 | 13.773 | 13.773
F1_Industrial_Stone, Clay, and Glass_New_Space Heating_Natural Gas_Commissioning_A_Technical Potential | F1 | Industrial | Stone, Clay, and Glass | New | Space Heating | Natural Gas | Commissioning | A | Integrated Unit Energy Savings (kWh or therms) | Technical Potential | 0 | 0 | 0 | 0 | 0 | 15.7262 | 15.2631 | 14.9251 | 14.6688 | 14.4666 | 14.3029 | 14.1114 | 13.9104 | 13.7122 | 13.5205 | 13.3507 | 13.2 | 13.1842 | 13.0933 | 13.0281 | 12.982 | 12.9425 | 12.928 | 12.9258 | 12.9308 | 12.9391 | 12.9478 | 12.9578 | 0 | 0 | 0
F2_Industrial_Stone, Clay, and Glass_New_Space Heating_Natural Gas_Commissioning_A_Technical Potential | F2 | Industrial | Stone, Clay, and Glass | New | Space Heating | Natural Gas | Commissioning | A | Integrated Unit Summer Peak Savings (kW) | Technical Potential | 0 | 0 | 0 | 0 | 0 | 0 | 0 | 0 | 0 | 0 | 0 | 0 | 0 | 0 | 0 | 0 | 0 | 0 | 0 | 0 | 0 | 0 | 0 | 0 | 0 | 0 | 0 | 0 | 0 | 0 | 0
F3_Industrial_Stone, Clay, and Glass_New_Space Heating_Natural Gas_Commissioning_A_Technical Potential | F3 | Industrial | Stone, Clay, and Glass | New | Space Heating | Natural Gas | Commissioning | A | Integrated Unit Winter Peak Savings (kW) | Technical Potential | 0 | 0 | 0 | 0 | 0 | 0 | 0 | 0 | 0 | 0 | 0 | 0 | 0 | 0 | 0 | 0 | 0 | 0 | 0 | 0 | 0 | 0 | 0 | 0 | 0 | 0 | 0 | 0 | 0 | 0 | 0
F4_Industrial_Stone, Clay, and Glass_New_Space Heating_Natural Gas_Commissioning_A_Technical Potential | F4 | Industrial | Stone, Clay, and Glass | New | Space Heating | Natural Gas | Commissioning | A | Incremental Energy Savings (MWh or mTherms) | Technical Potential | 0 | 0 | 0 | 0 | 0 | 0 | 0 | 0 | 0 | 0 | 0 | 0 | 0 | 0 | 0 | 0 | 0 | 0 | 0 | 0 | 0 | 0 | 0 | 0 | 0 | 0 | 0 | 0 | 0 | 0 | 0
F5_Industrial_Stone, Clay, and Glass_New_Space Heating_Natural Gas_Commissioning_A_Technical Potential | F5 | Industrial | Stone, Clay, and Glass | New | Space Heating | Natural Gas | Commissioning | A | Incremental Summer Peak Savings (MW) | Technical Potential | 0 | 0 | 0 | 0 | 0 | 0 | 0 | 0 | 0 | 0 | 0 | 0 | 0 | 0 | 0 | 0 | 0 | 0 | 0 | 0 | 0 | 0 | 0 | 0 | 0 | 0 | 0 | 0 | 0 | 0 | 0
F6_Industrial_Stone, Clay, and Glass_New_Space Heating_Natural Gas_Commissioning_A_Technical Potential | F6 | Industrial | Stone, Clay, and Glass | New | Space Heating | Natural Gas | Commissioning | A | Incremental Winter Peak Savings (MW) | Technical Potential | 0 | 0 | 0 | 0 | 0 | 0 | 0 | 0 | 0 | 0 | 0 | 0 | 0 | 0 | 0 | 0 | 0 | 0 | 0 | 0 | 0 | 0 | 0 | 0 | 0 | 0 | 0 | 0 | 0 | 0 | 0
F7_Industrial_Stone, Clay, and Glass_New_Space Heating_Natural Gas_Commissioning_A_Technical Potential | F7 | Industrial | Stone, Clay, and Glass | New | Space Heating | Natural Gas | Commissioning | A | Cumulative Energy Savings (MWh or mTherms) | Technical Potential | 0 | 0 | 0 | 0 | 0 | 0 | 0 | 0 | 0 | 0 | 0 | 0 | 0 | 0 | 0 | 0 | 0 | 0 | 0 | 0 | 0 | 0 | 0 | 0 | 0 | 0 | 0 | 0 | 0 | 0 | 0
F8_Industrial_Stone, Clay, and Glass_New_Space Heating_Natural Gas_Commissioning_A_Technical Potential | F8 | Industrial | Stone, Clay, and Glass | New | Space Heating | Natural Gas | Commissioning | A | Cumulative Summer Peak Savings (MW) | Technical Potential | 0 | 0 | 0 | 0 | 0 | 0 | 0 | 0 | 0 | 0 | 0 | 0 | 0 | 0 | 0 | 0 | 0 | 0 | 0 | 0 | 0 | 0 | 0 | 0 | 0 | 0 | 0 | 0 | 0 | 0 | 0
F9_Industrial_Stone, Clay, and Glass_New_Space Heating_Natural Gas_Commissioning_A_Technical Potential | F9 | Industrial | Stone, Clay, and Glass | New | Space Heating | Natural Gas | Commissioning | A | Cumulative Winter Peak Savings (MW) | Technical Potential | 0 | 0 | 0 | 0 | 0 | 0 | 0 | 0 | 0 | 0 | 0 | 0 | 0 | 0 | 0 | 0 | 0 | 0 | 0 | 0 | 0 | 0 | 0 | 0 | 0 | 0 | 0 | 0 | 0 | 0 | 0
F10_Industrial_Stone, Clay, and Glass_New_Space Heating_Natural Gas_Commissioning_A_Technical Potential | F10 | Industrial | Stone, Clay, and Glass | New | Space Heating | Natural Gas | Commissioning | A | Purchases (Incremental) | Technical Potential | 0 | 0 | 0 | 0 | 0 | 0 | 0 | 0 | 0 | 0 | 0 | 0 | 0 | 0 | 0 | 0 | 0 | 0 | 0 | 0 | 0 | 0 | 0 | 0 | 0 | 0 | 0 | 0 | 0 | 0 | 0
F11_Industrial_Stone, Clay, and Glass_New_Space Heating_Natural Gas_Commissioning_A_Technical Potential | F11 | Industrial | Stone, Clay, and Glass | New | Space Heating | Natural Gas | Commissioning | A | Purchases (Cumulative) | Technical Potential | 0 | 0 | 0 | 0 | 0 | 0 | 0 | 0 | 0 | 0 | 0 | 0 | 0 | 0 | 0 | 0 | 0 | 0 | 0 | 0 | 0 | 0 | 0 | 0 | 0 | 0 | 0 | 0 | 0 | 0 | 0
F1_Industrial_Stone, Clay, and Glass_New_Process_Natural Gas_Commissioning_A_Technical Potential | F1 | Industrial | Stone, Clay, and Glass | New | Process | Natural Gas | Commissioning | A | Integrated Unit Energy Savings (kWh or therms) | Technical Potential | 0 | 0 | 0 | 0 | 0 | 337.8652 | 337.8652 | 337.8652 | 337.8652 | 337.8652 | 337.8652 | 337.8652 | 337.8652 | 337.8652 | 337.8652 | 337.8652 | 337.8652 | 337.8652 | 337.8652 | 337.8652 | 337.8652 | 337.8652 | 337.8652 | 337.8652 | 337.8652 | 337.8652 | 337.8652 | 337.8652 | 0 | 0 | 0
F2_Industrial_Stone, Clay, and Glass_New_Process_Natural Gas_Commissioning_A_Technical Potential | F2 | Industrial | Stone, Clay, and Glass | New | Process | Natural Gas | Commissioning | A | Integrated Unit Summer Peak Savings (kW) | Technical Potential | 0 | 0 | 0 | 0 | 0 | 0 | 0 | 0 | 0 | 0 | 0 | 0 | 0 | 0 | 0 | 0 | 0 | 0 | 0 | 0 | 0 | 0 | 0 | 0 | 0 | 0 | 0 | 0 | 0 | 0 | 0
F3_Industrial_Stone, Clay, and Glass_New_Process_Natural Gas_Commissioning_A_Technical Potential | F3 | Industrial | Stone, Clay, and Glass | New | Process | Natural Gas | Commissioning | A | Integrated Unit Winter Peak Savings (kW) | Technical Potential | 0 | 0 | 0 | 0 | 0 | 0 | 0 | 0 | 0 | 0 | 0 | 0 | 0 | 0 | 0 | 0 | 0 | 0 | 0 | 0 | 0 | 0 | 0 | 0 | 0 | 0 | 0 | 0 | 0 | 0 | 0
F4_Industrial_Stone, Clay, and Glass_New_Process_Natural Gas_Commissioning_A_Technical Potential | F4 | Industrial | Stone, Clay, and Glass | New | Process | Natural Gas | Commissioning | A | Incremental Energy Savings (MWh or mTherms) | Technical Potential | 0 | 0 | 0 | 0 | 0 | 0 | 0 | 0 | 0 | 0 | 0 | 0 | 0 | 0 | 0 | 0 | 0 | 0 | 0 | 0 | 0 | 0 | 0 | 0 | 0 | 0 | 0 | 0 | 0 | 0 | 0
F5_Industrial_Stone, Clay, and Glass_New_Process_Natural Gas_Commissioning_A_Technical Potential | F5 | Industrial | Stone, Clay, and Glass | New | Process | Natural Gas | Commissioning | A | Incremental Summer Peak Savings (MW) | Technical Potential | 0 | 0 | 0 | 0 | 0 | 0 | 0 | 0 | 0 | 0 | 0 | 0 | 0 | 0 | 0 | 0 | 0 | 0 | 0 | 0 | 0 | 0 | 0 | 0 | 0 | 0 | 0 | 0 | 0 | 0 | 0
F6_Industrial_Stone, Clay, and Glass_New_Process_Natural Gas_Commissioning_A_Technical Potential | F6 | Industrial | Stone, Clay, and Glass | New | Process | Natural Gas | Commissioning | A | Incremental Winter Peak Savings (MW) | Technical Potential | 0 | 0 | 0 | 0 | 0 | 0 | 0 | 0 | 0 | 0 | 0 | 0 | 0 | 0 | 0 | 0 | 0 | 0 | 0 | 0 | 0 | 0 | 0 | 0 | 0 | 0 | 0 | 0 | 0 | 0 | 0
F7_Industrial_Stone, Clay, and Glass_New_Process_Natural Gas_Commissioning_A_Technical Potential | F7 | Industrial | Stone, Clay, and Glass | New | Process | Natural Gas | Commissioning | A | Cumulative Energy Savings (MWh or mTherms) | Technical Potential | 0 | 0 | 0 | 0 | 0 | 0 | 0 | 0 | 0 | 0 | 0 | 0 | 0 | 0 | 0 | 0 | 0 | 0 | 0 | 0 | 0 | 0 | 0 | 0 | 0 | 0 | 0 | 0 | 0 | 0 | 0
F8_Industrial_Stone, Clay, and Glass_New_Process_Natural Gas_Commissioning_A_Technical Potential | F8 | Industrial | Stone, Clay, and Glass | New | Process | Natural Gas | Commissioning | A | Cumulative Summer Peak Savings (MW) | Technical Potential | 0 | 0 | 0 | 0 | 0 | 0 | 0 | 0 | 0 | 0 | 0 | 0 | 0 | 0 | 0 | 0 | 0 | 0 | 0 | 0 | 0 | 0 | 0 | 0 | 0 | 0 | 0 | 0 | 0 | 0 | 0
F9_Industrial_Stone, Clay, and Glass_New_Process_Natural Gas_Commissioning_A_Technical Potential | F9 | Industrial | Stone, Clay, and Glass | New | Process | Natural Gas | Commissioning | A | Cumulative Winter Peak Savings (MW) | Technical Potential | 0 | 0 | 0 | 0 | 0 | 0 | 0 | 0 | 0 | 0 | 0 | 0 | 0 | 0 | 0 | 0 | 0 | 0 | 0 | 0 | 0 | 0 | 0 | 0 | 0 | 0 | 0 | 0 | 0 | 0 | 0
F10_Industrial_Stone, Clay, and Glass_New_Process_Natural Gas_Commissioning_A_Technical Potential | F10 | Industrial | Stone, Clay, and Glass | New | Process | Natural Gas | Commissioning | A | Purchases (Incremental) | Technical Potential | 0 | 0 | 0 | 0 | 0 | 0 | 0 | 0 | 0 | 0 | 0 | 0 | 0 | 0 | 0 | 0 | 0 | 0 | 0 | 0 | 0 | 0 | 0 | 0 | 0 | 0 | 0 | 0 | 0 | 0 | 0
F11_Industrial_Stone, Clay, and Glass_New_Process_Natural Gas_Commissioning_A_Technical Potential | F11 | Industrial | Stone, Clay, and Glass | New | Process | Natural Gas | Commissioning | A | Purchases (Cumulative) | Technical Potential | 0 | 0 | 0 | 0 | 0 | 0 | 0 | 0 | 0 | 0 | 0 | 0 | 0 | 0 | 0 | 0 | 0 | 0 | 0 | 0 | 0 | 0 | 0 | 0 | 0 | 0 | 0 | 0 | 0 | 0 | 0
F1_Industrial_Stone, Clay, and Glass_New_Space Heating_Natural Gas_Retrocommissioning_A_Technical Potential | F1 | Industrial | Stone, Clay, and Glass | New | Space Heating | Natural Gas | Retrocommissioning | A | Integrated Unit Energy Savings (kWh or therms) | Technical Potential | 0 | 0 | 0 | 0 | 0 | 0 | 0 | 0 | 0 | 0 | 0 | 0 | 0 | 0 | 0 | 0 | 0 | 0 | 0 | 0 | 0 | 0 | 0 | 0 | 0 | 0 | 0 | 0 | 0 | 0 | 0
F2_Industrial_Stone, Clay, and Glass_New_Space Heating_Natural Gas_Retrocommissioning_A_Technical Potential | F2 | Industrial | Stone, Clay, and Glass | New | Space Heating | Natural Gas | Retrocommissioning | A | Integrated Unit Summer Peak Savings (kW) | Technical Potential | 0 | 0 | 0 | 0 | 0 | 0 | 0 | 0 | 0 | 0 | 0 | 0 | 0 | 0 | 0 | 0 | 0 | 0 | 0 | 0 | 0 | 0 | 0 | 0 | 0 | 0 | 0 | 0 | 0 | 0 | 0
F3_Industrial_Stone, Clay, and Glass_New_Space Heating_Natural Gas_Retrocommissioning_A_Technical Potential | F3 | Industrial | Stone, Clay, and Glass | New | Space Heating | Natural Gas | Retrocommissioning | A | Integrated Unit Winter Peak Savings (kW) | Technical Potential | 0 | 0 | 0 | 0 | 0 | 0 | 0 | 0 | 0 | 0 | 0 | 0 | 0 | 0 | 0 | 0 | 0 | 0 | 0 | 0 | 0 | 0 | 0 | 0 | 0 | 0 | 0 | 0 | 0 | 0 | 0
F4_Industrial_Stone, Clay, and Glass_New_Space Heating_Natural Gas_Retrocommissioning_A_Technical Potential | F4 | Industrial | Stone, Clay, and Glass | New | Space Heating | Natural Gas | Retrocommissioning | A | Incremental Energy Savings (MWh or mTherms) | Technical Potential | 0 | 0 | 0 | 0 | 0 | 0 | 0 | 0 | 0 | 0 | 0 | 0 | 0 | 0 | 0 | 0 | 0 | 0 | 0 | 0 | 0 | 0 | 0 | 0 | 0 | 0 | 0 | 0 | 0 | 0 | 0
F5_Industrial_Stone, Clay, and Glass_New_Space Heating_Natural Gas_Retrocommissioning_A_Technical Potential | F5 | Industrial | Stone, Clay, and Glass | New | Space Heating | Natural Gas | Retrocommissioning | A | Incremental Summer Peak Savings (MW) | Technical Potential | 0 | 0 | 0 | 0 | 0 | 0 | 0 | 0 | 0 | 0 | 0 | 0 | 0 | 0 | 0 | 0 | 0 | 0 | 0 | 0 | 0 | 0 | 0 | 0 | 0 | 0 | 0 | 0 | 0 | 0 | 0
F6_Industrial_Stone, Clay, and Glass_New_Space Heating_Natural Gas_Retrocommissioning_A_Technical Potential | F6 | Industrial | Stone, Clay, and Glass | New | Space Heating | Natural Gas | Retrocommissioning | A | Incremental Winter Peak Savings (MW) | Technical Potential | 0 | 0 | 0 | 0 | 0 | 0 | 0 | 0 | 0 | 0 | 0 | 0 | 0 | 0 | 0 | 0 | 0 | 0 | 0 | 0 | 0 | 0 | 0 | 0 | 0 | 0 | 0 | 0 | 0 | 0 | 0
F7_Industrial_Stone, Clay, and Glass_New_Space Heating_Natural Gas_Retrocommissioning_A_Technical Potential | F7 | Industrial | Stone, Clay, and Glass | New | Space Heating | Natural Gas | Retrocommissioning | A | Cumulative Energy Savings (MWh or mTherms) | Technical Potential | 0 | 0 | 0 | 0 | 0 | 0 | 0 | 0 | 0 | 0 | 0 | 0 | 0 | 0 | 0 | 0 | 0 | 0 | 0 | 0 | 0 | 0 | 0 | 0 | 0 | 0 | 0 | 0 | 0 | 0 | 0
F8_Industrial_Stone, Clay, and Glass_New_Space Heating_Natural Gas_Retrocommissioning_A_Technical Potential | F8 | Industrial | Stone, Clay, and Glass | New | Space Heating | Natural Gas | Retrocommissioning | A | Cumulative Summer Peak Savings (MW) | Technical Potential | 0 | 0 | 0 | 0 | 0 | 0 | 0 | 0 | 0 | 0 | 0 | 0 | 0 | 0 | 0 | 0 | 0 | 0 | 0 | 0 | 0 | 0 | 0 | 0 | 0 | 0 | 0 | 0 | 0 | 0 | 0
F9_Industrial_Stone, Clay, and Glass_New_Space Heating_Natural Gas_Retrocommissioning_A_Technical Potential | F9 | Industrial | Stone, Clay, and Glass | New | Space Heating | Natural Gas | Retrocommissioning | A | Cumulative Winter Peak Savings (MW) | Technical Potential | 0 | 0 | 0 | 0 | 0 | 0 | 0 | 0 | 0 | 0 | 0 | 0 | 0 | 0 | 0 | 0 | 0 | 0 | 0 | 0 | 0 | 0 | 0 | 0 | 0 | 0 | 0 | 0 | 0 | 0 | 0
F10_Industrial_Stone, Clay, and Glass_New_Space Heating_Natural Gas_Retrocommissioning_A_Technical Potential | F10 | Industrial | Stone, Clay, and Glass | New | Space Heating | Natural Gas | Retrocommissioning | A | Purchases (Incremental) | Technical Potential | 0 | 0 | 0 | 0 | 0 | 0 | 0 | 0 | 0 | 0 | 0 | 0 | 0 | 0 | 0 | 0 | 0 | 0 | 0 | 0 | 0 | 0 | 0 | 0 | 0 | 0 | 0 | 0 | 0 | 0 | 0
F11_Industrial_Stone, Clay, and Glass_New_Space Heating_Natural Gas_Retrocommissioning_A_Technical Potential | F11 | Industrial | Stone, Clay, and Glass | New | Space Heating | Natural Gas | Retrocommissioning | A | Purchases (Cumulative) | Technical Potential | 0 | 0 | 0 | 0 | 0 | 0 | 0 | 0 | 0 | 0 | 0 | 0 | 0 | 0 | 0 | 0 | 0 | 0 | 0 | 0 | 0 | 0 | 0 | 0 | 0 | 0 | 0 | 0 | 0 | 0 | 0
F1_Industrial_Stone, Clay, and Glass_New_Process_Natural Gas_Retrocommissioning_A_Technical Potential | F1 | Industrial | Stone, Clay, and Glass | New | Process | Natural Gas | Retrocommissioning | A | Integrated Unit Energy Savings (kWh or therms) | Technical Potential | 0 | 0 | 0 | 0 | 0 | 0 | 0 | 0 | 0 | 0 | 0 | 0 | 0 | 0 | 0 | 0 | 0 | 0 | 0 | 0 | 0 | 0 | 0 | 0 | 0 | 0 | 0 | 0 | 0 | 0 | 0
F2_Industrial_Stone, Clay, and Glass_New_Process_Natural Gas_Retrocommissioning_A_Technical Potential | F2 | Industrial | Stone, Clay, and Glass | New | Process | Natural Gas | Retrocommissioning | A | Integrated Unit Summer Peak Savings (kW) | Technical Potential | 0 | 0 | 0 | 0 | 0 | 0 | 0 | 0 | 0 | 0 | 0 | 0 | 0 | 0 | 0 | 0 | 0 | 0 | 0 | 0 | 0 | 0 | 0 | 0 | 0 | 0 | 0 | 0 | 0 | 0 | 0
F3_Industrial_Stone, Clay, and Glass_New_Process_Natural Gas_Retrocommissioning_A_Technical Potential | F3 | Industrial | Stone, Clay, and Glass | New | Process | Natural Gas | Retrocommissioning | A | Integrated Unit Winter Peak Savings (kW) | Technical Potential | 0 | 0 | 0 | 0 | 0 | 0 | 0 | 0 | 0 | 0 | 0 | 0 | 0 | 0 | 0 | 0 | 0 | 0 | 0 | 0 | 0 | 0 | 0 | 0 | 0 | 0 | 0 | 0 | 0 | 0 | 0
F4_Industrial_Stone, Clay, and Glass_New_Process_Natural Gas_Retrocommissioning_A_Technical Potential | F4 | Industrial | Stone, Clay, and Glass | New | Process | Natural Gas | Retrocommissioning | A | Incremental Energy Savings (MWh or mTherms) | Technical Potential | 0 | 0 | 0 | 0 | 0 | 0 | 0 | 0 | 0 | 0 | 0 | 0 | 0 | 0 | 0 | 0 | 0 | 0 | 0 | 0 | 0 | 0 | 0 | 0 | 0 | 0 | 0 | 0 | 0 | 0 | 0
F5_Industrial_Stone, Clay, and Glass_New_Process_Natural Gas_Retrocommissioning_A_Technical Potential | F5 | Industrial | Stone, Clay, and Glass | New | Process | Natural Gas | Retrocommissioning | A | Incremental Summer Peak Savings (MW) | Technical Potential | 0 | 0 | 0 | 0 | 0 | 0 | 0 | 0 | 0 | 0 | 0 | 0 | 0 | 0 | 0 | 0 | 0 | 0 | 0 | 0 | 0 | 0 | 0 | 0 | 0 | 0 | 0 | 0 | 0 | 0 | 0
F6_Industrial_Stone, Clay, and Glass_New_Process_Natural Gas_Retrocommissioning_A_Technical Potential | F6 | Industrial | Stone, Clay, and Glass | New | Process | Natural Gas | Retrocommissioning | A | Incremental Winter Peak Savings (MW) | Technical Potential | 0 | 0 | 0 | 0 | 0 | 0 | 0 | 0 | 0 | 0 | 0 | 0 | 0 | 0 | 0 | 0 | 0 | 0 | 0 | 0 | 0 | 0 | 0 | 0 | 0 | 0 | 0 | 0 | 0 | 0 | 0
F7_Industrial_Stone, Clay, and Glass_New_Process_Natural Gas_Retrocommissioning_A_Technical Potential | F7 | Industrial | Stone, Clay, and Glass | New | Process | Natural Gas | Retrocommissioning | A | Cumulative Energy Savings (MWh or mTherms) | Technical Potential | 0 | 0 | 0 | 0 | 0 | 0 | 0 | 0 | 0 | 0 | 0 | 0 | 0 | 0 | 0 | 0 | 0 | 0 | 0 | 0 | 0 | 0 | 0 | 0 | 0 | 0 | 0 | 0 | 0 | 0 | 0
F8_Industrial_Stone, Clay, and Glass_New_Process_Natural Gas_Retrocommissioning_A_Technical Potential | F8 | Industrial | Stone, Clay, and Glass | New | Process | Natural Gas | Retrocommissioning | A | Cumulative Summer Peak Savings (MW) | Technical Potential | 0 | 0 | 0 | 0 | 0 | 0 | 0 | 0 | 0 | 0 | 0 | 0 | 0 | 0 | 0 | 0 | 0 | 0 | 0 | 0 | 0 | 0 | 0 | 0 | 0 | 0 | 0 | 0 | 0 | 0 | 0
F9_Industrial_Stone, Clay, and Glass_New_Process_Natural Gas_Retrocommissioning_A_Technical Potential | F9 | Industrial | Stone, Clay, and Glass | New | Process | Natural Gas | Retrocommissioning | A | Cumulative Winter Peak Savings (MW) | Technical Potential | 0 | 0 | 0 | 0 | 0 | 0 | 0 | 0 | 0 | 0 | 0 | 0 | 0 | 0 | 0 | 0 | 0 | 0 | 0 | 0 | 0 | 0 | 0 | 0 | 0 | 0 | 0 | 0 | 0 | 0 | 0
F10_Industrial_Stone, Clay, and Glass_New_Process_Natural Gas_Retrocommissioning_A_Technical Potential | F10 | Industrial | Stone, Clay, and Glass | New | Process | Natural Gas | Retrocommissioning | A | Purchases (Incremental) | Technical Potential | 0 | 0 | 0 | 0 | 0 | 0 | 0 | 0 | 0 | 0 | 0 | 0 | 0 | 0 | 0 | 0 | 0 | 0 | 0 | 0 | 0 | 0 | 0 | 0 | 0 | 0 | 0 | 0 | 0 | 0 | 0
F11_Industrial_Stone, Clay, and Glass_New_Process_Natural Gas_Retrocommissioning_A_Technical Potential | F11 | Industrial | Stone, Clay, and Glass | New | Process | Natural Gas | Retrocommissioning | A | Purchases (Cumulative) | Technical Potential | 0 | 0 | 0 | 0 | 0 | 0 | 0 | 0 | 0 | 0 | 0 | 0 | 0 | 0 | 0 | 0 | 0 | 0 | 0 | 0 | 0 | 0 | 0 | 0 | 0 | 0 | 0 | 0 | 0 | 0 | 0
F1_Industrial_Petroleum_Existing_Space Heating_Natural Gas_Insulation - Roof/Ceiling_A_Technical Potential | F1 | Industrial | Petroleum | Existing | Space Heating | Natural Gas | Insulation - Roof/Ceiling | A | Integrated Unit Energy Savings (kWh or therms) | Technical Potential | 0 | 0 | 0 | 0 | 0 | 0.097687 | 0.096384 | 0.094767 | 0.093108 | 0.091403 | 0.089644 | 0.087867 | 0.086101 | 0.084274 | 0.082474 | 0.08071 | 0.079054 | 0.077427 | 0.075851 | 0.074426 | 0.073055 | 0.071761 | 0.070535 | 0.069403 | 0.068329 | 0.067517 | 0.066745 | 0.066009 | 0 | 0 | 0
F2_Industrial_Petroleum_Existing_Space Heating_Natural Gas_Insulation - Roof/Ceiling_A_Technical Potential | F2 | Industrial | Petroleum | Existing | Space Heating | Natural Gas | Insulation - Roof/Ceiling | A | Integrated Unit Summer Peak Savings (kW) | Technical Potential | 0 | 0 | 0 | 0 | 0 | 0 | 0 | 0 | 0 | 0 | 0 | 0 | 0 | 0 | 0 | 0 | 0 | 0 | 0 | 0 | 0 | 0 | 0 | 0 | 0 | 0 | 0 | 0 | 0 | 0 | 0
F3_Industrial_Petroleum_Existing_Space Heating_Natural Gas_Insulation - Roof/Ceiling_A_Technical Potential | F3 | Industrial | Petroleum | Existing | Space Heating | Natural Gas | Insulation - Roof/Ceiling | A | Integrated Unit Winter Peak Savings (kW) | Technical Potential | 0 | 0 | 0 | 0 | 0 | 0 | 0 | 0 | 0 | 0 | 0 | 0 | 0 | 0 | 0 | 0 | 0 | 0 | 0 | 0 | 0 | 0 | 0 | 0 | 0 | 0 | 0 | 0 | 0 | 0 | 0
F4_Industrial_Petroleum_Existing_Space Heating_Natural Gas_Insulation - Roof/Ceiling_A_Technical Potential | F4 | Industrial | Petroleum | Existing | Space Heating | Natural Gas | Insulation - Roof/Ceiling | A | Incremental Energy Savings (MWh or mTherms) | Technical Potential | 0 | 0 | 0 | 0 | 0 | 0.019471 | 0.033602 | 0.051089 | 0.07031 | 0.087921 | 0.099323 | 0.10456 | 0.10225 | 0.091921 | 0.079014 | 0.063071 | 0.048055 | 0.034506 | 0.023451 | 0.015359 | 0.009554 | 0.0056902 | 0.0037732 | 0 | 0 | 0 | 0 | 0 | 0 | 0 | 0
F5_Industrial_Petroleum_Existing_Space Heating_Natural Gas_Insulation - Roof/Ceiling_A_Technical Potential | F5 | Industrial | Petroleum | Existing | Space Heating | Natural Gas | Insulation - Roof/Ceiling | A | Incremental Summer Peak Savings (MW) | Technical Potential | 0 | 0 | 0 | 0 | 0 | 0 | 0 | 0 | 0 | 0 | 0 | 0 | 0 | 0 | 0 | 0 | 0 | 0 | 0 | 0 | 0 | 0 | 0 | 0 | 0 | 0 | 0 | 0 | 0 | 0 | 0
F6_Industrial_Petroleum_Existing_Space Heating_Natural Gas_Insulation - Roof/Ceiling_A_Technical Potential | F6 | Industrial | Petroleum | Existing | Space Heating | Natural Gas | Insulation - Roof/Ceiling | A | Incremental Winter Peak Savings (MW) | Technical Potential | 0 | 0 | 0 | 0 | 0 | 0 | 0 | 0 | 0 | 0 | 0 | 0 | 0 | 0 | 0 | 0 | 0 | 0 | 0 | 0 | 0 | 0 | 0 | 0 | 0 | 0 | 0 | 0 | 0 | 0 | 0
F7_Industrial_Petroleum_Existing_Space Heating_Natural Gas_Insulation - Roof/Ceiling_A_Technical Potential | F7 | Industrial | Petroleum | Existing | Space Heating | Natural Gas | Insulation - Roof/Ceiling | A | Cumulative Energy Savings (MWh or mTherms) | Technical Potential | 0 | 0 | 0 | 0 | 0 | 0.019471 | 0.052813 | 0.10302 | 0.17152 | 0.2563 | 0.35069 | 0.4483 | 0.54154 | 0.62196 | 0.68769 | 0.73605 | 0.76901 | 0.78768 | 0.79511 | 0.79553 | 0.79043 | 0.78211 | 0.77253 | 0.76013 | 0.74836 | 0.73947 | 0.73102 | 0.72296 | 0 | 0 | 0
F8_Industrial_Petroleum_Existing_Space Heating_Natural Gas_Insulation - Roof/Ceiling_A_Technical Potential | F8 | Industrial | Petroleum | Existing | Space Heating | Natural Gas | Insulation - Roof/Ceiling | A | Cumulative Summer Peak Savings (MW) | Technical Potential | 0 | 0 | 0 | 0 | 0 | 0 | 0 | 0 | 0 | 0 | 0 | 0 | 0 | 0 | 0 | 0 | 0 | 0 | 0 | 0 | 0 | 0 | 0 | 0 | 0 | 0 | 0 | 0 | 0 | 0 | 0
F9_Industrial_Petroleum_Existing_Space Heating_Natural Gas_Insulation - Roof/Ceiling_A_Technical Potential | F9 | Industrial | Petroleum | Existing | Space Heating | Natural Gas | Insulation - Roof/Ceiling | A | Cumulative Winter Peak Savings (MW) | Technical Potential | 0 | 0 | 0 | 0 | 0 | 0 | 0 | 0 | 0 | 0 | 0 | 0 | 0 | 0 | 0 | 0 | 0 | 0 | 0 | 0 | 0 | 0 | 0 | 0 | 0 | 0 | 0 | 0 | 0 | 0 | 0
F10_Industrial_Petroleum_Existing_Space Heating_Natural Gas_Insulation - Roof/Ceiling_A_Technical Potential | F10 | Industrial | Petroleum | Existing | Space Heating | Natural Gas | Insulation - Roof/Ceiling | A | Purchases (Incremental) | Technical Potential | 0 | 0 | 0 | 0 | 0 | 199.3219 | 348.6219 | 539.1026 | 755.1518 | 961.8969 | 1107.9621 | 1189.9294 | 1187.5133 | 1090.7456 | 958.0464 | 781.4554 | 607.8775 | 445.6554 | 309.1761 | 206.3616 | 130.778 | 79.2944 | 53.4933 | 0 | 0 | 0 | 0 | 0 | 0 | 0 | 0
F11_Industrial_Petroleum_Existing_Space Heating_Natural Gas_Insulation - Roof/Ceiling_A_Technical Potential | F11 | Industrial | Petroleum | Existing | Space Heating | Natural Gas | Insulation - Roof/Ceiling | A | Purchases (Cumulative) | Technical Potential | 0 | 0 | 0 | 0 | 0 | 199.3219 | 547.9439 | 1087.0465 | 1842.1983 | 2804.0952 | 3912.0574 | 5101.9868 | 6289.5001 | 7380.2457 | 8338.2921 | 9119.7475 | 9727.6251 | 10173.2805 | 10482.4566 | 10688.8182 | 10819.5962 | 10898.8905 | 10952.3838 | 10952.3838 | 10952.3838 | 10952.3838 | 10952.3838 | 10952.3838 | 10952.3838 | 10952.3838 | 10952.3838
F1_Industrial_Petroleum_Existing_Space Heating_Natural Gas_Insulation - Wall Cavity_A_Technical Potential | F1 | Industrial | Petroleum | Existing | Space Heating | Natural Gas | Insulation - Wall Cavity | A | Integrated Unit Energy Savings (kWh or therms) | Technical Potential | 0 | 0 | 0 | 0 | 0 | 0.01751 | 0.017137 | 0.016636 | 0.016055 | 0.015401 | 0.014678 | 0.013947 | 0.013237 | 0.01253 | 0.011939 | 0.011387 | 0.010948 | 0.010558 | 0.010211 | 0.0099557 | 0.0097159 | 0.0095049 | 0.0093131 | 0.0091513 | 0.0089983 | 0.0088819 | 0.0087717 | 0.0086672 | 0 | 0 | 0
F2_Industrial_Petroleum_Existing_Space Heating_Natural Gas_Insulation - Wall Cavity_A_Technical Potential | F2 | Industrial | Petroleum | Existing | Space Heating | Natural Gas | Insulation - Wall Cavity | A | Integrated Unit Summer Peak Savings (kW) | Technical Potential | 0 | 0 | 0 | 0 | 0 | 0 | 0 | 0 | 0 | 0 | 0 | 0 | 0 | 0 | 0 | 0 | 0 | 0 | 0 | 0 | 0 | 0 | 0 | 0 | 0 | 0 | 0 | 0 | 0 | 0 | 0
F3_Industrial_Petroleum_Existing_Space Heating_Natural Gas_Insulation - Wall Cavity_A_Technical Potential | F3 | Industrial | Petroleum | Existing | Space Heating | Natural Gas | Insulation - Wall Cavity | A | Integrated Unit Winter Peak Savings (kW) | Technical Potential | 0 | 0 | 0 | 0 | 0 | 0 | 0 | 0 | 0 | 0 | 0 | 0 | 0 | 0 | 0 | 0 | 0 | 0 | 0 | 0 | 0 | 0 | 0 | 0 | 0 | 0 | 0 | 0 | 0 | 0 | 0
F4_Industrial_Petroleum_Existing_Space Heating_Natural Gas_Insulation - Wall Cavity_A_Technical Potential | F4 | Industrial | Petroleum | Existing | Space Heating | Natural Gas | Insulation - Wall Cavity | A | Incremental Energy Savings (MWh or mTherms) | Technical Potential | 0 | 0 | 0 | 0 | 0 | 0.0034902 | 0.0059743 | 0.0089688 | 0.012124 | 0.014814 | 0.016262 | 0.016596 | 0.015719 | 0.013667 | 0.011438 | 0.0088981 | 0.006655 | 0.0047051 | 0.0031569 | 0.0020545 | 0.0012706 | 0.00075369 | 0.00049819 | 0 | 0 | 0 | 0 | 0 | 0 | 0 | 0
F5_Industrial_Petroleum_Existing_Space Heating_Natural Gas_Insulation - Wall Cavity_A_Technical Potential | F5 | Industrial | Petroleum | Existing | Space Heating | Natural Gas | Insulation - Wall Cavity | A | Incremental Summer Peak Savings (MW) | Technical Potential | 0 | 0 | 0 | 0 | 0 | 0 | 0 | 0 | 0 | 0 | 0 | 0 | 0 | 0 | 0 | 0 | 0 | 0 | 0 | 0 | 0 | 0 | 0 | 0 | 0 | 0 | 0 | 0 | 0 | 0 | 0
F6_Industrial_Petroleum_Existing_Space Heating_Natural Gas_Insulation - Wall Cavity_A_Technical Potential | F6 | Industrial | Petroleum | Existing | Space Heating | Natural Gas | Insulation - Wall Cavity | A | Incremental Winter Peak Savings (MW) | Technical Potential | 0 | 0 | 0 | 0 | 0 | 0 | 0 | 0 | 0 | 0 | 0 | 0 | 0 | 0 | 0 | 0 | 0 | 0 | 0 | 0 | 0 | 0 | 0 | 0 | 0 | 0 | 0 | 0 | 0 | 0 | 0
F7_Industrial_Petroleum_Existing_Space Heating_Natural Gas_Insulation - Wall Cavity_A_Technical Potential | F7 | Industrial | Petroleum | Existing | Space Heating | Natural Gas | Insulation - Wall Cavity | A | Cumulative Energy Savings (MWh or mTherms) | Technical Potential | 0 | 0 | 0 | 0 | 0 | 0.0034902 | 0.0093901 | 0.018085 | 0.029577 | 0.043185 | 0.05742 | 0.07116 | 0.083253 | 0.092477 | 0.099548 | 0.10384 | 0.1065 | 0.10741 | 0.10703 | 0.10641 | 0.10512 | 0.10359 | 0.102 | 0.10023 | 0.098553 | 0.097278 | 0.096071 | 0.094926 | 0 | 0 | 0
F8_Industrial_Petroleum_Existing_Space Heating_Natural Gas_Insulation - Wall Cavity_A_Technical Potential | F8 | Industrial | Petroleum | Existing | Space Heating | Natural Gas | Insulation - Wall Cavity | A | Cumulative Summer Peak Savings (MW) | Technical Potential | 0 | 0 | 0 | 0 | 0 | 0 | 0 | 0 | 0 | 0 | 0 | 0 | 0 | 0 | 0 | 0 | 0 | 0 | 0 | 0 | 0 | 0 | 0 | 0 | 0 | 0 | 0 | 0 | 0 | 0 | 0
F9_Industrial_Petroleum_Existing_Space Heating_Natural Gas_Insulation - Wall Cavity_A_Technical Potential | F9 | Industrial | Petroleum | Existing | Space Heating | Natural Gas | Insulation - Wall Cavity | A | Cumulative Winter Peak Savings (MW) | Technical Potential | 0 | 0 | 0 | 0 | 0 | 0 | 0 | 0 | 0 | 0 | 0 | 0 | 0 | 0 | 0 | 0 | 0 | 0 | 0 | 0 | 0 | 0 | 0 | 0 | 0 | 0 | 0 | 0 | 0 | 0 | 0
F10_Industrial_Petroleum_Existing_Space Heating_Natural Gas_Insulation - Wall Cavity_A_Technical Potential | F10 | Industrial | Petroleum | Existing | Space Heating | Natural Gas | Insulation - Wall Cavity | A | Purchases (Incremental) | Technical Potential | 0 | 0 | 0 | 0 | 0 | 199.3219 | 348.6219 | 539.1026 | 755.1518 | 961.8969 | 1107.9621 | 1189.9294 | 1187.5133 | 1090.7456 | 958.0464 | 781.4554 | 607.8775 | 445.6554 | 309.1761 | 206.3616 | 130.778 | 79.2944 | 53.4933 | 0 | 0 | 0 | 0 | 0 | 0 | 0 | 0
F11_Industrial_Petroleum_Existing_Space Heating_Natural Gas_Insulation - Wall Cavity_A_Technical Potential | F11 | Industrial | Petroleum | Existing | Space Heating | Natural Gas | Insulation - Wall Cavity | A | Purchases (Cumulative) | Technical Potential | 0 | 0 | 0 | 0 | 0 | 199.3219 | 547.9439 | 1087.0465 | 1842.1983 | 2804.0952 | 3912.0574 | 5101.9868 | 6289.5001 | 7380.2457 | 8338.2921 | 9119.7475 | 9727.6251 | 10173.2805 | 10482.4566 | 10688.8182 | 10819.5962 | 10898.8905 | 10952.3838 | 10952.3838 | 10952.3838 | 10952.3838 | 10952.3838 | 10952.3838 | 10952.3838 | 10952.3838 | 10952.3838
F1_Industrial_Petroleum_Existing_Space Heating_Natural Gas_Insulation - Ducting_A_Technical Potential | F1 | Industrial | Petroleum | Existing | Space Heating | Natural Gas | Insulation - Ducting | A | Integrated Unit Energy Savings (kWh or therms) | Technical Potential | 0 | 0 | 0 | 0 | 0 | 0.0016141 | 0.0015764 | 0.0015251 | 0.0014654 | 0.0013982 | 0.0013245 | 0.0012505 | 0.0011793 | 0.0011093 | 0.0010516 | 0.00099819 | 0.00095637 | 0.00091956 | 0.00088715 | 0.00086364 | 0.00084159 | 0.00082234 | 0.00080479 | 0.0007901 | 0.00077626 | 0.00076576 | 0.0007558 | 0.00074636 | 0.00131 | 0.0013019 | 0.0012943
F2_Industrial_Petroleum_Existing_Space Heating_Natural Gas_Insulation - Ducting_A_Technical Potential | F2 | Industrial | Petroleum | Existing | Space Heating | Natural Gas | Insulation - Ducting | A | Integrated Unit Summer Peak Savings (kW) | Technical Potential | 0 | 0 | 0 | 0 | 0 | 0 | 0 | 0 | 0 | 0 | 0 | 0 | 0 | 0 | 0 | 0 | 0 | 0 | 0 | 0 | 0 | 0 | 0 | 0 | 0 | 0 | 0 | 0 | 0 | 0 | 0
F3_Industrial_Petroleum_Existing_Space Heating_Natural Gas_Insulation - Ducting_A_Technical Potential | F3 | Industrial | Petroleum | Existing | Space Heating | Natural Gas | Insulation - Ducting | A | Integrated Unit Winter Peak Savings (kW) | Technical Potential | 0 | 0 | 0 | 0 | 0 | 0 | 0 | 0 | 0 | 0 | 0 | 0 | 0 | 0 | 0 | 0 | 0 | 0 | 0 | 0 | 0 | 0 | 0 | 0 | 0 | 0 | 0 | 0 | 0 | 0 | 0
F4_Industrial_Petroleum_Existing_Space Heating_Natural Gas_Insulation - Ducting_A_Technical Potential | F4 | Industrial | Petroleum | Existing | Space Heating | Natural Gas | Insulation - Ducting | A | Incremental Energy Savings (MWh or mTherms) | Technical Potential | 0 | 0 | 0 | 0 | 0 | 8.3309e-05 | 9.9844e-05 | 0.00011751 | 0.00013114 | 0.00014284 | 0.00015618 | 0.00016132 | 0.0001551 | 0.00013531 | 0.00011067 | 8.0521e-05 | 5.1065e-05 | 2.8366e-05 | 1.3059e-05 | 5.3848e-06 | 1.9002e-06 | 5.7771e-07 | 1.2278e-07 | 1.9746e-08 | 2.3213e-09 | 0 | 0 | 0 | 0 | 0 | 0
F5_Industrial_Petroleum_Existing_Space Heating_Natural Gas_Insulation - Ducting_A_Technical Potential | F5 | Industrial | Petroleum | Existing | Space Heating | Natural Gas | Insulation - Ducting | A | Incremental Summer Peak Savings (MW) | Technical Potential | 0 | 0 | 0 | 0 | 0 | 0 | 0 | 0 | 0 | 0 | 0 | 0 | 0 | 0 | 0 | 0 | 0 | 0 | 0 | 0 | 0 | 0 | 0 | 0 | 0 | 0 | 0 | 0 | 0 | 0 | 0
F6_Industrial_Petroleum_Existing_Space Heating_Natural Gas_Insulation - Ducting_A_Technical Potential | F6 | Industrial | Petroleum | Existing | Space Heating | Natural Gas | Insulation - Ducting | A | Incremental Winter Peak Savings (MW) | Technical Potential | 0 | 0 | 0 | 0 | 0 | 0 | 0 | 0 | 0 | 0 | 0 | 0 | 0 | 0 | 0 | 0 | 0 | 0 | 0 | 0 | 0 | 0 | 0 | 0 | 0 | 0 | 0 | 0 | 0 | 0 | 0
F7_Industrial_Petroleum_Existing_Space Heating_Natural Gas_Insulation - Ducting_A_Technical Potential | F7 | Industrial | Petroleum | Existing | Space Heating | Natural Gas | Insulation - Ducting | A | Cumulative Energy Savings (MWh or mTherms) | Technical Potential | 0 | 0 | 0 | 0 | 0 | 8.3309e-05 | 0.00018121 | 0.00029281 | 0.00041249 | 0.00053642 | 0.0006643 | 0.00078852 | 0.00089873 | 0.00098071 | 0.0010403 | 0.001068 | 0.0010744 | 0.0010614 | 0.001037 | 0.0010149 | 0.00099091 | 0.00096882 | 0.00094827 | 0.00093098 | 0.00091467 | 0.0009023 | 0.00089057 | 0.00087944 | 0 | 0 | 0
F8_Industrial_Petroleum_Existing_Space Heating_Natural Gas_Insulation - Ducting_A_Technical Potential | F8 | Industrial | Petroleum | Existing | Space Heating | Natural Gas | Insulation - Ducting | A | Cumulative Summer Peak Savings (MW) | Technical Potential | 0 | 0 | 0 | 0 | 0 | 0 | 0 | 0 | 0 | 0 | 0 | 0 | 0 | 0 | 0 | 0 | 0 | 0 | 0 | 0 | 0 | 0 | 0 | 0 | 0 | 0 | 0 | 0 | 0 | 0 | 0
F9_Industrial_Petroleum_Existing_Space Heating_Natural Gas_Insulation - Ducting_A_Technical Potential | F9 | Industrial | Petroleum | Existing | Space Heating | Natural Gas | Insulation - Ducting | A | Cumulative Winter Peak Savings (MW) | Technical Potential | 0 | 0 | 0 | 0 | 0 | 0 | 0 | 0 | 0 | 0 | 0 | 0 | 0 | 0 | 0 | 0 | 0 | 0 | 0 | 0 | 0 | 0 | 0 | 0 | 0 | 0 | 0 | 0 | 0 | 0 | 0
F10_Industrial_Petroleum_Existing_Space Heating_Natural Gas_Insulation - Ducting_A_Technical Potential | F10 | Industrial | Petroleum | Existing | Space Heating | Natural Gas | Insulation - Ducting | A | Purchases (Incremental) | Technical Potential | 0 | 0 | 0 | 0 | 0 | 51.6116 | 63.336 | 77.0477 | 89.4886 | 102.1574 | 117.9176 | 129.004 | 131.5191 | 121.9728 | 105.2463 | 80.6673 | 53.3943 | 30.8471 | 14.7198 | 6.235 | 2.2579 | 0.70252 | 0.15256 | 0.024991 | 0.0029904 | 0 | 0 | 0 | 0 | 0 | 0
F11_Industrial_Petroleum_Existing_Space Heating_Natural Gas_Insulation - Ducting_A_Technical Potential | F11 | Industrial | Petroleum | Existing | Space Heating | Natural Gas | Insulation - Ducting | A | Purchases (Cumulative) | Technical Potential | 0 | 0 | 0 | 0 | 0 | 51.6116 | 114.9476 | 191.9953 | 281.4838 | 383.6413 | 501.5589 | 630.5629 | 762.082 | 884.0548 | 989.3011 | 1069.9684 | 1123.3627 | 1154.2098 | 1168.9296 | 1175.1646 | 1177.4225 | 1178.125 | 1178.2776 | 1178.3026 | 1178.3056 | 1178.3056 | 1178.3056 | 1178.3056 | 1178.3056 | 1178.3056 | 1178.3056
F1_Industrial_Petroleum_Existing_Space Heating_Natural Gas_HVAC - Duct Repair and Sealing_A_Technical Potential | F1 | Industrial | Petroleum | Existing | Space Heating | Natural Gas | HVAC - Duct Repair and Sealing | A | Integrated Unit Energy Savings (kWh or therms) | Technical Potential | 0 | 0 | 0 | 0 | 0 | 0.0038042 | 0.0037217 | 0.0036097 | 0.0034802 | 0.0033348 | 0.003175 | 0.0030139 | 0.0028576 | 0.0027029 | 0.0025732 | 0.0024527 | 0.002357 | 0.002272 | 0.0021966 | 0.0021409 | 0.0020885 | 0.0020425 | 0.0020005 | 0.0019649 | 0.0019314 | 0.0019056 | 0.0018811 | 0.0018579 | 0.0030839 | 0.0030649 | 0.0030471
F2_Industrial_Petroleum_Existing_Space Heating_Natural Gas_HVAC - Duct Repair and Sealing_A_Technical Potential | F2 | Industrial | Petroleum | Existing | Space Heating | Natural Gas | HVAC - Duct Repair and Sealing | A | Integrated Unit Summer Peak Savings (kW) | Technical Potential | 0 | 0 | 0 | 0 | 0 | 0 | 0 | 0 | 0 | 0 | 0 | 0 | 0 | 0 | 0 | 0 | 0 | 0 | 0 | 0 | 0 | 0 | 0 | 0 | 0 | 0 | 0 | 0 | 0 | 0 | 0
F3_Industrial_Petroleum_Existing_Space Heating_Natural Gas_HVAC - Duct Repair and Sealing_A_Technical Potential | F3 | Industrial | Petroleum | Existing | Space Heating | Natural Gas | HVAC - Duct Repair and Sealing | A | Integrated Unit Winter Peak Savings (kW) | Technical Potential | 0 | 0 | 0 | 0 | 0 | 0 | 0 | 0 | 0 | 0 | 0 | 0 | 0 | 0 | 0 | 0 | 0 | 0 | 0 | 0 | 0 | 0 | 0 | 0 | 0 | 0 | 0 | 0 | 0 | 0 | 0
F4_Industrial_Petroleum_Existing_Space Heating_Natural Gas_HVAC - Duct Repair and Sealing_A_Technical Potential | F4 | Industrial | Petroleum | Existing | Space Heating | Natural Gas | HVAC - Duct Repair and Sealing | A | Incremental Energy Savings (MWh or mTherms) | Technical Potential | 0 | 0 | 0 | 0 | 0 | 0.00039954 | 0.00039065 | 0.00037666 | 0.00036334 | 0.00034845 | 0.00032755 | 0.00031007 | 0.0002934 | 0.0002731 | 0.00026099 | 0.0002464 | 0.00023681 | 0.00022712 | 0.00021763 | 0.00021236 | 0.00020631 | 0.00020098 | 0.00019612 | 0.00019199 | 0.00018812 | 0 | 0 | 0 | 0 | 0 | 0
F5_Industrial_Petroleum_Existing_Space Heating_Natural Gas_HVAC - Duct Repair and Sealing_A_Technical Potential | F5 | Industrial | Petroleum | Existing | Space Heating | Natural Gas | HVAC - Duct Repair and Sealing | A | Incremental Summer Peak Savings (MW) | Technical Potential | 0 | 0 | 0 | 0 | 0 | 0 | 0 | 0 | 0 | 0 | 0 | 0 | 0 | 0 | 0 | 0 | 0 | 0 | 0 | 0 | 0 | 0 | 0 | 0 | 0 | 0 | 0 | 0 | 0 | 0 | 0
F6_Industrial_Petroleum_Existing_Space Heating_Natural Gas_HVAC - Duct Repair and Sealing_A_Technical Potential | F6 | Industrial | Petroleum | Existing | Space Heating | Natural Gas | HVAC - Duct Repair and Sealing | A | Incremental Winter Peak Savings (MW) | Technical Potential | 0 | 0 | 0 | 0 | 0 | 0 | 0 | 0 | 0 | 0 | 0 | 0 | 0 | 0 | 0 | 0 | 0 | 0 | 0 | 0 | 0 | 0 | 0 | 0 | 0 | 0 | 0 | 0 | 0 | 0 | 0
F7_Industrial_Petroleum_Existing_Space Heating_Natural Gas_HVAC - Duct Repair and Sealing_A_Technical Potential | F7 | Industrial | Petroleum | Existing | Space Heating | Natural Gas | HVAC - Duct Repair and Sealing | A | Cumulative Energy Savings (MWh or mTherms) | Technical Potential | 0 | 0 | 0 | 0 | 0 | 0.00039954 | 0.00078152 | 0.0011347 | 0.0014573 | 0.0017449 | 0.0019888 | 0.0021979 | 0.0023774 | 0.0025218 | 0.0026618 | 0.0027835 | 0.0029117 | 0.0030338 | 0.0031507 | 0.0032832 | 0.0034093 | 0.0035352 | 0.0036584 | 0.0037854 | 0.003909 | 0.0038568 | 0.0038072 | 0.0037601 | 0 | 0 | 0
F8_Industrial_Petroleum_Existing_Space Heating_Natural Gas_HVAC - Duct Repair and Sealing_A_Technical Potential | F8 | Industrial | Petroleum | Existing | Space Heating | Natural Gas | HVAC - Duct Repair and Sealing | A | Cumulative Summer Peak Savings (MW) | Technical Potential | 0 | 0 | 0 | 0 | 0 | 0 | 0 | 0 | 0 | 0 | 0 | 0 | 0 | 0 | 0 | 0 | 0 | 0 | 0 | 0 | 0 | 0 | 0 | 0 | 0 | 0 | 0 | 0 | 0 | 0 | 0
F9_Industrial_Petroleum_Existing_Space Heating_Natural Gas_HVAC - Duct Repair and Sealing_A_Technical Potential | F9 | Industrial | Petroleum | Existing | Space Heating | Natural Gas | HVAC - Duct Repair and Sealing | A | Cumulative Winter Peak Savings (MW) | Technical Potential | 0 | 0 | 0 | 0 | 0 | 0 | 0 | 0 | 0 | 0 | 0 | 0 | 0 | 0 | 0 | 0 | 0 | 0 | 0 | 0 | 0 | 0 | 0 | 0 | 0 | 0 | 0 | 0 | 0 | 0 | 0
F10_Industrial_Petroleum_Existing_Space Heating_Natural Gas_HVAC - Duct Repair and Sealing_A_Technical Potential | F10 | Industrial | Petroleum | Existing | Space Heating | Natural Gas | HVAC - Duct Repair and Sealing | A | Purchases (Incremental) | Technical Potential | 0 | 0 | 0 | 0 | 0 | 105.0236 | 104.9659 | 104.3469 | 104.4033 | 104.4897 | 103.1627 | 102.8808 | 102.6719 | 101.0415 | 101.4273 | 100.4601 | 100.4731 | 99.9674 | 99.0757 | 99.1931 | 98.7829 | 98.3987 | 98.0402 | 97.707 | 97.3989 | 0 | 0 | 0 | 0 | 0 | 0
F11_Industrial_Petroleum_Existing_Space Heating_Natural Gas_HVAC - Duct Repair and Sealing_A_Technical Potential | F11 | Industrial | Petroleum | Existing | Space Heating | Natural Gas | HVAC - Duct Repair and Sealing | A | Purchases (Cumulative) | Technical Potential | 0 | 0 | 0 | 0 | 0 | 105.0236 | 209.9895 | 314.3364 | 418.7397 | 523.2294 | 626.3921 | 729.273 | 831.9449 | 932.9864 | 1034.4138 | 1134.8738 | 1235.347 | 1335.3144 | 1434.3901 | 1533.5832 | 1632.3661 | 1730.7648 | 1828.805 | 1926.512 | 2023.9109 | 2023.9109 | 2023.9109 | 2023.9109 | 2023.9109 | 2023.9109 | 2023.9109
F1_Industrial_Petroleum_Existing_Space Heating_Natural Gas_Windows - High Efficiency_A_Technical Potential | F1 | Industrial | Petroleum | Existing | Space Heating | Natural Gas | Windows - High Efficiency | A | Integrated Unit Energy Savings (kWh or therms) | Technical Potential | 0 | 0 | 0 | 0 | 0 | 0.0055513 | 0.005424 | 0.0052527 | 0.0050523 | 0.004826 | 0.0045763 | 0.0043255 | 0.0040832 | 0.0038443 | 0.0036471 | 0.0034644 | 0.0033213 | 0.0031951 | 0.0030838 | 0.0030035 | 0.0029282 | 0.0028624 | 0.0028027 | 0.002753 | 0.0027059 | 0.0026705 | 0.0026369 | 0.0026052 | 0 | 0 | 0
F2_Industrial_Petroleum_Existing_Space Heating_Natural Gas_Windows - High Efficiency_A_Technical Potential | F2 | Industrial | Petroleum | Existing | Space Heating | Natural Gas | Windows - High Efficiency | A | Integrated Unit Summer Peak Savings (kW) | Technical Potential | 0 | 0 | 0 | 0 | 0 | 0 | 0 | 0 | 0 | 0 | 0 | 0 | 0 | 0 | 0 | 0 | 0 | 0 | 0 | 0 | 0 | 0 | 0 | 0 | 0 | 0 | 0 | 0 | 0 | 0 | 0
F3_Industrial_Petroleum_Existing_Space Heating_Natural Gas_Windows - High Efficiency_A_Technical Potential | F3 | Industrial | Petroleum | Existing | Space Heating | Natural Gas | Windows - High Efficiency | A | Integrated Unit Winter Peak Savings (kW) | Technical Potential | 0 | 0 | 0 | 0 | 0 | 0 | 0 | 0 | 0 | 0 | 0 | 0 | 0 | 0 | 0 | 0 | 0 | 0 | 0 | 0 | 0 | 0 | 0 | 0 | 0 | 0 | 0 | 0 | 0 | 0 | 0
F4_Industrial_Petroleum_Existing_Space Heating_Natural Gas_Windows - High Efficiency_A_Technical Potential | F4 | Industrial | Petroleum | Existing | Space Heating | Natural Gas | Windows - High Efficiency | A | Incremental Energy Savings (MWh or mTherms) | Technical Potential | 0 | 0 | 0 | 0 | 0 | 0.00022433 | 0.00043791 | 0.00074852 | 0.0011718 | 0.0017003 | 0.0022799 | 0.0029233 | 0.0035701 | 0.0040912 | 0.0045946 | 0.0048499 | 0.0049468 | 0.0047547 | 0.0042874 | 0.0036758 | 0.0029513 | 0.0021976 | 0.0014843 | 0.00092829 | 0.00059318 | 0 | 0 | 0 | 0 | 0 | 0
F5_Industrial_Petroleum_Existing_Space Heating_Natural Gas_Windows - High Efficiency_A_Technical Potential | F5 | Industrial | Petroleum | Existing | Space Heating | Natural Gas | Windows - High Efficiency | A | Incremental Summer Peak Savings (MW) | Technical Potential | 0 | 0 | 0 | 0 | 0 | 0 | 0 | 0 | 0 | 0 | 0 | 0 | 0 | 0 | 0 | 0 | 0 | 0 | 0 | 0 | 0 | 0 | 0 | 0 | 0 | 0 | 0 | 0 | 0 | 0 | 0
F6_Industrial_Petroleum_Existing_Space Heating_Natural Gas_Windows - High Efficiency_A_Technical Potential | F6 | Industrial | Petroleum | Existing | Space Heating | Natural Gas | Windows - High Efficiency | A | Incremental Winter Peak Savings (MW) | Technical Potential | 0 | 0 | 0 | 0 | 0 | 0 | 0 | 0 | 0 | 0 | 0 | 0 | 0 | 0 | 0 | 0 | 0 | 0 | 0 | 0 | 0 | 0 | 0 | 0 | 0 | 0 | 0 | 0 | 0 | 0 | 0
F7_Industrial_Petroleum_Existing_Space Heating_Natural Gas_Windows - High Efficiency_A_Technical Potential | F7 | Industrial | Petroleum | Existing | Space Heating | Natural Gas | Windows - High Efficiency | A | Cumulative Energy Savings (MWh or mTherms) | Technical Potential | 0 | 0 | 0 | 0 | 0 | 0.00022433 | 0.0006571 | 0.0013849 | 0.0025038 | 0.0040919 | 0.0061601 | 0.0087458 | 0.011826 | 0.015225 | 0.019039 | 0.022935 | 0.026934 | 0.030666 | 0.033885 | 0.036678 | 0.03871 | 0.040037 | 0.040688 | 0.040893 | 0.040787 | 0.040253 | 0.039748 | 0.039269 | 0 | 0 | 0
F8_Industrial_Petroleum_Existing_Space Heating_Natural Gas_Windows - High Efficiency_A_Technical Potential | F8 | Industrial | Petroleum | Existing | Space Heating | Natural Gas | Windows - High Efficiency | A | Cumulative Summer Peak Savings (MW) | Technical Potential | 0 | 0 | 0 | 0 | 0 | 0 | 0 | 0 | 0 | 0 | 0 | 0 | 0 | 0 | 0 | 0 | 0 | 0 | 0 | 0 | 0 | 0 | 0 | 0 | 0 | 0 | 0 | 0 | 0 | 0 | 0
F9_Industrial_Petroleum_Existing_Space Heating_Natural Gas_Windows - High Efficiency_A_Technical Potential | F9 | Industrial | Petroleum | Existing | Space Heating | Natural Gas | Windows - High Efficiency | A | Cumulative Winter Peak Savings (MW) | Technical Potential | 0 | 0 | 0 | 0 | 0 | 0 | 0 | 0 | 0 | 0 | 0 | 0 | 0 | 0 | 0 | 0 | 0 | 0 | 0 | 0 | 0 | 0 | 0 | 0 | 0 | 0 | 0 | 0 | 0 | 0 | 0
F10_Industrial_Petroleum_Existing_Space Heating_Natural Gas_Windows - High Efficiency_A_Technical Potential | F10 | Industrial | Petroleum | Existing | Space Heating | Natural Gas | Windows - High Efficiency | A | Purchases (Incremental) | Technical Potential | 0 | 0 | 0 | 0 | 0 | 40.411 | 80.7347 | 142.5027 | 231.9255 | 352.3217 | 498.192 | 675.8261 | 874.3358 | 1064.2304 | 1259.772 | 1399.9039 | 1489.4274 | 1488.1179 | 1390.2892 | 1223.8231 | 1007.903 | 767.7516 | 529.5837 | 337.1953 | 219.2165 | 0 | 0 | 0 | 0 | 0 | 0
F11_Industrial_Petroleum_Existing_Space Heating_Natural Gas_Windows - High Efficiency_A_Technical Potential | F11 | Industrial | Petroleum | Existing | Space Heating | Natural Gas | Windows - High Efficiency | A | Purchases (Cumulative) | Technical Potential | 0 | 0 | 0 | 0 | 0 | 40.411 | 121.1457 | 263.6485 | 495.574 | 847.8957 | 1346.0877 | 2021.9138 | 2896.2496 | 3960.48 | 5220.252 | 6620.1559 | 8109.5833 | 9597.7013 | 10987.9905 | 12211.8137 | 13219.7166 | 13987.4683 | 14517.052 | 14854.2473 | 15073.4638 | 15073.4638 | 15073.4638 | 15073.4638 | 15073.4638 | 15073.4638 | 15073.4638
F1_Industrial_Petroleum_Existing_Space Heating_Natural Gas_Gas Boiler - Maintenance_A_Technical Potential | F1 | Industrial | Petroleum | Existing | Space Heating | Natural Gas | Gas Boiler - Maintenance | A | Integrated Unit Energy Savings (kWh or therms) | Technical Potential | 0 | 0 | 0 | 0 | 0 | 105.0695 | 104.1655 | 103.1515 | 102.1239 | 101.0888 | 100.0563 | 99.0361 | 98.0317 | 97.0096 | 95.9684 | 94.9903 | 94.0549 | 93.12 | 92.1846 | 91.2741 | 90.3694 | 89.4264 | 88.4984 | 87.5907 | 86.6741 | 85.8093 | 84.9912 | 84.2155 | 90.9187 | 90.5453 | 90.2044
F2_Industrial_Petroleum_Existing_Space Heating_Natural Gas_Gas Boiler - Maintenance_A_Technical Potential | F2 | Industrial | Petroleum | Existing | Space Heating | Natural Gas | Gas Boiler - Maintenance | A | Integrated Unit Summer Peak Savings (kW) | Technical Potential | 0 | 0 | 0 | 0 | 0 | 0 | 0 | 0 | 0 | 0 | 0 | 0 | 0 | 0 | 0 | 0 | 0 | 0 | 0 | 0 | 0 | 0 | 0 | 0 | 0 | 0 | 0 | 0 | 0 | 0 | 0
F3_Industrial_Petroleum_Existing_Space Heating_Natural Gas_Gas Boiler - Maintenance_A_Technical Potential | F3 | Industrial | Petroleum | Existing | Space Heating | Natural Gas | Gas Boiler - Maintenance | A | Integrated Unit Winter Peak Savings (kW) | Technical Potential | 0 | 0 | 0 | 0 | 0 | 0 | 0 | 0 | 0 | 0 | 0 | 0 | 0 | 0 | 0 | 0 | 0 | 0 | 0 | 0 | 0 | 0 | 0 | 0 | 0 | 0 | 0 | 0 | 0 | 0 | 0
F4_Industrial_Petroleum_Existing_Space Heating_Natural Gas_Gas Boiler - Maintenance_A_Technical Potential | F4 | Industrial | Petroleum | Existing | Space Heating | Natural Gas | Gas Boiler - Maintenance | A | Incremental Energy Savings (MWh or mTherms) | Technical Potential | 0 | 0 | 0 | 0 | 0 | 0.00044599 | 0.00030974 | 0.00021109 | 0.00016284 | 0.00014135 | 0.00011953 | 0.00010107 | 8.4829e-05 | 6.97e-05 | 5.8051e-05 | 4.7489e-05 | 3.6625e-05 | 2.8098e-05 | 2.147e-05 | 1.6575e-05 | 1.5006e-05 | 1.1576e-05 | 9.829e-06 | 8.1314e-06 | 6.4785e-06 | 0 | 0 | 0 | 0 | 0 | 0
F5_Industrial_Petroleum_Existing_Space Heating_Natural Gas_Gas Boiler - Maintenance_A_Technical Potential | F5 | Industrial | Petroleum | Existing | Space Heating | Natural Gas | Gas Boiler - Maintenance | A | Incremental Summer Peak Savings (MW) | Technical Potential | 0 | 0 | 0 | 0 | 0 | 0 | 0 | 0 | 0 | 0 | 0 | 0 | 0 | 0 | 0 | 0 | 0 | 0 | 0 | 0 | 0 | 0 | 0 | 0 | 0 | 0 | 0 | 0 | 0 | 0 | 0
F6_Industrial_Petroleum_Existing_Space Heating_Natural Gas_Gas Boiler - Maintenance_A_Technical Potential | F6 | Industrial | Petroleum | Existing | Space Heating | Natural Gas | Gas Boiler - Maintenance | A | Incremental Winter Peak Savings (MW) | Technical Potential | 0 | 0 | 0 | 0 | 0 | 0 | 0 | 0 | 0 | 0 | 0 | 0 | 0 | 0 | 0 | 0 | 0 | 0 | 0 | 0 | 0 | 0 | 0 | 0 | 0 | 0 | 0 | 0 | 0 | 0 | 0
F7_Industrial_Petroleum_Existing_Space Heating_Natural Gas_Gas Boiler - Maintenance_A_Technical Potential | F7 | Industrial | Petroleum | Existing | Space Heating | Natural Gas | Gas Boiler - Maintenance | A | Cumulative Energy Savings (MWh or mTherms) | Technical Potential | 0 | 0 | 0 | 0 | 0 | 0.00044599 | 0.0007519 | 0.00095566 | 0.001109 | 0.0012391 | 0.001346 | 0.0014333 | 0.0015036 | 0.0015576 | 0.001599 | 0.0016302 | 0.0016507 | 0.0016624 | 0.0016672 | 0.0016673 | 0.0016658 | 0.00166 | 0.0016526 | 0.0016438 | 0.001633 | 0.0016167 | 0.0016013 | 0.0015867 | 0 | 0 | 0
F8_Industrial_Petroleum_Existing_Space Heating_Natural Gas_Gas Boiler - Maintenance_A_Technical Potential | F8 | Industrial | Petroleum | Existing | Space Heating | Natural Gas | Gas Boiler - Maintenance | A | Cumulative Summer Peak Savings (MW) | Technical Potential | 0 | 0 | 0 | 0 | 0 | 0 | 0 | 0 | 0 | 0 | 0 | 0 | 0 | 0 | 0 | 0 | 0 | 0 | 0 | 0 | 0 | 0 | 0 | 0 | 0 | 0 | 0 | 0 | 0 | 0 | 0
F9_Industrial_Petroleum_Existing_Space Heating_Natural Gas_Gas Boiler - Maintenance_A_Technical Potential | F9 | Industrial | Petroleum | Existing | Space Heating | Natural Gas | Gas Boiler - Maintenance | A | Cumulative Winter Peak Savings (MW) | Technical Potential | 0 | 0 | 0 | 0 | 0 | 0 | 0 | 0 | 0 | 0 | 0 | 0 | 0 | 0 | 0 | 0 | 0 | 0 | 0 | 0 | 0 | 0 | 0 | 0 | 0 | 0 | 0 | 0 | 0 | 0 | 0
F10_Industrial_Petroleum_Existing_Space Heating_Natural Gas_Gas Boiler - Maintenance_A_Technical Potential | F10 | Industrial | Petroleum | Existing | Space Heating | Natural Gas | Gas Boiler - Maintenance | A | Purchases (Incremental) | Technical Potential | 0 | 0 | 0 | 0 | 0 | 0.0042447 | 0.0029736 | 0.0020464 | 0.0015946 | 0.0013982 | 0.0011946 | 0.0010206 | 0.00086533 | 0.00071848 | 0.0006049 | 0.00049993 | 0.0003894 | 0.00030174 | 0.0002329 | 0.0001816 | 0.00016605 | 0.00012945 | 0.00011106 | 9.2834e-05 | 7.4745e-05 | 0 | 0 | 0 | 0 | 0 | 0
F11_Industrial_Petroleum_Existing_Space Heating_Natural Gas_Gas Boiler - Maintenance_A_Technical Potential | F11 | Industrial | Petroleum | Existing | Space Heating | Natural Gas | Gas Boiler - Maintenance | A | Purchases (Cumulative) | Technical Potential | 0 | 0 | 0 | 0 | 0 | 0.0042447 | 0.0072183 | 0.0092647 | 0.010859 | 0.012257 | 0.013452 | 0.014473 | 0.015338 | 0.016056 | 0.016661 | 0.017161 | 0.017551 | 0.017852 | 0.018085 | 0.018267 | 0.018433 | 0.018562 | 0.018673 | 0.018766 | 0.018841 | 0.018841 | 0.018841 | 0.018841 | 0.018841 | 0.018841 | 0.018841
F1_Industrial_Petroleum_Existing_Process_Natural Gas_Gas Boiler - Maintenance_A_Technical Potential | F1 | Industrial | Petroleum | Existing | Process | Natural Gas | Gas Boiler - Maintenance | A | Integrated Unit Energy Savings (kWh or therms) | Technical Potential | 0 | 0 | 0 | 0 | 0 | 536.7637 | 536.7637 | 536.7637 | 536.7637 | 536.7637 | 536.7637 | 536.7637 | 536.7637 | 536.7637 | 536.7637 | 536.7637 | 536.7637 | 536.7637 | 536.7637 | 536.7637 | 536.7637 | 536.7637 | 536.7637 | 536.7637 | 536.7637 | 536.7637 | 536.7637 | 536.7637 | 536.7637 | 536.7637 | 536.7637
F2_Industrial_Petroleum_Existing_Process_Natural Gas_Gas Boiler - Maintenance_A_Technical Potential | F2 | Industrial | Petroleum | Existing | Process | Natural Gas | Gas Boiler - Maintenance | A | Integrated Unit Summer Peak Savings (kW) | Technical Potential | 0 | 0 | 0 | 0 | 0 | 0 | 0 | 0 | 0 | 0 | 0 | 0 | 0 | 0 | 0 | 0 | 0 | 0 | 0 | 0 | 0 | 0 | 0 | 0 | 0 | 0 | 0 | 0 | 0 | 0 | 0
F3_Industrial_Petroleum_Existing_Process_Natural Gas_Gas Boiler - Maintenance_A_Technical Potential | F3 | Industrial | Petroleum | Existing | Process | Natural Gas | Gas Boiler - Maintenance | A | Integrated Unit Winter Peak Savings (kW) | Technical Potential | 0 | 0 | 0 | 0 | 0 | 0 | 0 | 0 | 0 | 0 | 0 | 0 | 0 | 0 | 0 | 0 | 0 | 0 | 0 | 0 | 0 | 0 | 0 | 0 | 0 | 0 | 0 | 0 | 0 | 0 | 0
F4_Industrial_Petroleum_Existing_Process_Natural Gas_Gas Boiler - Maintenance_A_Technical Potential | F4 | Industrial | Petroleum | Existing | Process | Natural Gas | Gas Boiler - Maintenance | A | Incremental Energy Savings (MWh or mTherms) | Technical Potential | 0 | 0 | 0 | 0 | 0 | 0.18094 | 0.12675 | 0.087229 | 0.06797 | 0.059602 | 0.05092 | 0.043503 | 0.036885 | 0.030626 | 0.025784 | 0.02131 | 0.016598 | 0.012862 | 0.0099275 | 0.0077407 | 0.0070782 | 0.0055179 | 0.0047342 | 0.0039571 | 0.0031861 | 0 | 0 | 0 | 0 | 0 | 0
F5_Industrial_Petroleum_Existing_Process_Natural Gas_Gas Boiler - Maintenance_A_Technical Potential | F5 | Industrial | Petroleum | Existing | Process | Natural Gas | Gas Boiler - Maintenance | A | Incremental Summer Peak Savings (MW) | Technical Potential | 0 | 0 | 0 | 0 | 0 | 0 | 0 | 0 | 0 | 0 | 0 | 0 | 0 | 0 | 0 | 0 | 0 | 0 | 0 | 0 | 0 | 0 | 0 | 0 | 0 | 0 | 0 | 0 | 0 | 0 | 0
F6_Industrial_Petroleum_Existing_Process_Natural Gas_Gas Boiler - Maintenance_A_Technical Potential | F6 | Industrial | Petroleum | Existing | Process | Natural Gas | Gas Boiler - Maintenance | A | Incremental Winter Peak Savings (MW) | Technical Potential | 0 | 0 | 0 | 0 | 0 | 0 | 0 | 0 | 0 | 0 | 0 | 0 | 0 | 0 | 0 | 0 | 0 | 0 | 0 | 0 | 0 | 0 | 0 | 0 | 0 | 0 | 0 | 0 | 0 | 0 | 0
F7_Industrial_Petroleum_Existing_Process_Natural Gas_Gas Boiler - Maintenance_A_Technical Potential | F7 | Industrial | Petroleum | Existing | Process | Natural Gas | Gas Boiler - Maintenance | A | Cumulative Energy Savings (MWh or mTherms) | Technical Potential | 0 | 0 | 0 | 0 | 0 | 0.18094 | 0.30769 | 0.39492 | 0.46289 | 0.52249 | 0.57341 | 0.61691 | 0.6538 | 0.68442 | 0.71021 | 0.73152 | 0.74812 | 0.76098 | 0.77091 | 0.77865 | 0.78572 | 0.79124 | 0.79598 | 0.79993 | 0.80312 | 0.80312 | 0.80312 | 0.80312 | 0 | 0 | 0
F8_Industrial_Petroleum_Existing_Process_Natural Gas_Gas Boiler - Maintenance_A_Technical Potential | F8 | Industrial | Petroleum | Existing | Process | Natural Gas | Gas Boiler - Maintenance | A | Cumulative Summer Peak Savings (MW) | Technical Potential | 0 | 0 | 0 | 0 | 0 | 0 | 0 | 0 | 0 | 0 | 0 | 0 | 0 | 0 | 0 | 0 | 0 | 0 | 0 | 0 | 0 | 0 | 0 | 0 | 0 | 0 | 0 | 0 | 0 | 0 | 0
F9_Industrial_Petroleum_Existing_Process_Natural Gas_Gas Boiler - Maintenance_A_Technical Potential | F9 | Industrial | Petroleum | Existing | Process | Natural Gas | Gas Boiler - Maintenance | A | Cumulative Winter Peak Savings (MW) | Technical Potential | 0 | 0 | 0 | 0 | 0 | 0 | 0 | 0 | 0 | 0 | 0 | 0 | 0 | 0 | 0 | 0 | 0 | 0 | 0 | 0 | 0 | 0 | 0 | 0 | 0 | 0 | 0 | 0 | 0 | 0 | 0
F10_Industrial_Petroleum_Existing_Process_Natural Gas_Gas Boiler - Maintenance_A_Technical Potential | F10 | Industrial | Petroleum | Existing | Process | Natural Gas | Gas Boiler - Maintenance | A | Purchases (Incremental) | Technical Potential | 0 | 0 | 0 | 0 | 0 | 0.33709 | 0.23614 | 0.16251 | 0.12663 | 0.11104 | 0.094865 | 0.081047 | 0.068718 | 0.057057 | 0.048037 | 0.039701 | 0.030923 | 0.023962 | 0.018495 | 0.014421 | 0.013187 | 0.01028 | 0.0088199 | 0.0073722 | 0.0059357 | 0 | 0 | 0 | 0 | 0 | 0
F11_Industrial_Petroleum_Existing_Process_Natural Gas_Gas Boiler - Maintenance_A_Technical Potential | F11 | Industrial | Petroleum | Existing | Process | Natural Gas | Gas Boiler - Maintenance | A | Purchases (Cumulative) | Technical Potential | 0 | 0 | 0 | 0 | 0 | 0.33709 | 0.57323 | 0.73573 | 0.86236 | 0.9734 | 1.0683 | 1.1493 | 1.218 | 1.2751 | 1.3231 | 1.3628 | 1.3938 | 1.4177 | 1.4362 | 1.4506 | 1.4638 | 1.4741 | 1.4829 | 1.4903 | 1.4962 | 1.4962 | 1.4962 | 1.4962 | 1.4962 | 1.4962 | 1.4962
F1_Industrial_Petroleum_Existing_Space Heating_Natural Gas_Gas Furnace - Maintenance_A_Technical Potential | F1 | Industrial | Petroleum | Existing | Space Heating | Natural Gas | Gas Furnace - Maintenance | A | Integrated Unit Energy Savings (kWh or therms) | Technical Potential | 0 | 0 | 0 | 0 | 0 | 0.0090852 | 0.0088584 | 0.0085552 | 0.0082052 | 0.0078136 | 0.0073842 | 0.0069546 | 0.0065407 | 0.0061326 | 0.0057949 | 0.0054807 | 0.0052325 | 0.0050125 | 0.0048177 | 0.0046752 | 0.0045418 | 0.0044257 | 0.0043207 | 0.0042327 | 0.0041502 | 0.0040934 | 0.0040396 | 0.0039886 | 0.0073847 | 0.0073392 | 0.0072965
F2_Industrial_Petroleum_Existing_Space Heating_Natural Gas_Gas Furnace - Maintenance_A_Technical Potential | F2 | Industrial | Petroleum | Existing | Space Heating | Natural Gas | Gas Furnace - Maintenance | A | Integrated Unit Summer Peak Savings (kW) | Technical Potential | 0 | 0 | 0 | 0 | 0 | 0 | 0 | 0 | 0 | 0 | 0 | 0 | 0 | 0 | 0 | 0 | 0 | 0 | 0 | 0 | 0 | 0 | 0 | 0 | 0 | 0 | 0 | 0 | 0 | 0 | 0
F3_Industrial_Petroleum_Existing_Space Heating_Natural Gas_Gas Furnace - Maintenance_A_Technical Potential | F3 | Industrial | Petroleum | Existing | Space Heating | Natural Gas | Gas Furnace - Maintenance | A | Integrated Unit Winter Peak Savings (kW) | Technical Potential | 0 | 0 | 0 | 0 | 0 | 0 | 0 | 0 | 0 | 0 | 0 | 0 | 0 | 0 | 0 | 0 | 0 | 0 | 0 | 0 | 0 | 0 | 0 | 0 | 0 | 0 | 0 | 0 | 0 | 0 | 0
F4_Industrial_Petroleum_Existing_Space Heating_Natural Gas_Gas Furnace - Maintenance_A_Technical Potential | F4 | Industrial | Petroleum | Existing | Space Heating | Natural Gas | Gas Furnace - Maintenance | A | Incremental Energy Savings (MWh or mTherms) | Technical Potential | 0 | 0 | 0 | 0 | 0 | 8.7393e-09 | 5.9694e-09 | 3.9674e-09 | 2.965e-09 | 2.4759e-09 | 1.999e-09 | 1.6085e-09 | 1.2826e-09 | 9.9852e-10 | 7.9437e-10 | 6.2093e-10 | 4.6174e-10 | 3.4275e-10 | 2.5427e-10 | 1.924e-10 | 1.7091e-10 | 1.2983e-10 | 1.0875e-10 | 8.9046e-11 | 7.0299e-11 | 0 | 0 | 0 | 0 | 0 | 0
F5_Industrial_Petroleum_Existing_Space Heating_Natural Gas_Gas Furnace - Maintenance_A_Technical Potential | F5 | Industrial | Petroleum | Existing | Space Heating | Natural Gas | Gas Furnace - Maintenance | A | Incremental Summer Peak Savings (MW) | Technical Potential | 0 | 0 | 0 | 0 | 0 | 0 | 0 | 0 | 0 | 0 | 0 | 0 | 0 | 0 | 0 | 0 | 0 | 0 | 0 | 0 | 0 | 0 | 0 | 0 | 0 | 0 | 0 | 0 | 0 | 0 | 0
F6_Industrial_Petroleum_Existing_Space Heating_Natural Gas_Gas Furnace - Maintenance_A_Technical Potential | F6 | Industrial | Petroleum | Existing | Space Heating | Natural Gas | Gas Furnace - Maintenance | A | Incremental Winter Peak Savings (MW) | Technical Potential | 0 | 0 | 0 | 0 | 0 | 0 | 0 | 0 | 0 | 0 | 0 | 0 | 0 | 0 | 0 | 0 | 0 | 0 | 0 | 0 | 0 | 0 | 0 | 0 | 0 | 0 | 0 | 0 | 0 | 0 | 0
F7_Industrial_Petroleum_Existing_Space Heating_Natural Gas_Gas Furnace - Maintenance_A_Technical Potential | F7 | Industrial | Petroleum | Existing | Space Heating | Natural Gas | Gas Furnace - Maintenance | A | Cumulative Energy Savings (MWh or mTherms) | Technical Potential | 0 | 0 | 0 | 0 | 0 | 8.7393e-09 | 1.4491e-08 | 1.7962e-08 | 2.0192e-08 | 2.1704e-08 | 2.2511e-08 | 2.281e-08 | 2.2735e-08 | 2.2315e-08 | 2.188e-08 | 2.1315e-08 | 2.0811e-08 | 2.0279e-08 | 1.9745e-08 | 1.9354e-08 | 1.8972e-08 | 1.8617e-08 | 1.8284e-08 | 1.8001e-08 | 1.772e-08 | 1.7478e-08 | 1.7248e-08 | 1.703e-08 | 0 | 0 | 0
F8_Industrial_Petroleum_Existing_Space Heating_Natural Gas_Gas Furnace - Maintenance_A_Technical Potential | F8 | Industrial | Petroleum | Existing | Space Heating | Natural Gas | Gas Furnace - Maintenance | A | Cumulative Summer Peak Savings (MW) | Technical Potential | 0 | 0 | 0 | 0 | 0 | 0 | 0 | 0 | 0 | 0 | 0 | 0 | 0 | 0 | 0 | 0 | 0 | 0 | 0 | 0 | 0 | 0 | 0 | 0 | 0 | 0 | 0 | 0 | 0 | 0 | 0
F9_Industrial_Petroleum_Existing_Space Heating_Natural Gas_Gas Furnace - Maintenance_A_Technical Potential | F9 | Industrial | Petroleum | Existing | Space Heating | Natural Gas | Gas Furnace - Maintenance | A | Cumulative Winter Peak Savings (MW) | Technical Potential | 0 | 0 | 0 | 0 | 0 | 0 | 0 | 0 | 0 | 0 | 0 | 0 | 0 | 0 | 0 | 0 | 0 | 0 | 0 | 0 | 0 | 0 | 0 | 0 | 0 | 0 | 0 | 0 | 0 | 0 | 0
F10_Industrial_Petroleum_Existing_Space Heating_Natural Gas_Gas Furnace - Maintenance_A_Technical Potential | F10 | Industrial | Petroleum | Existing | Space Heating | Natural Gas | Gas Furnace - Maintenance | A | Purchases (Incremental) | Technical Potential | 0 | 0 | 0 | 0 | 0 | 0.00096193 | 0.00067387 | 0.00046374 | 0.00036136 | 0.00031687 | 0.00027071 | 0.00023128 | 0.0001961 | 0.00016282 | 0.00013708 | 0.00011329 | 8.8244e-05 | 6.8379e-05 | 5.2779e-05 | 4.1153e-05 | 3.7631e-05 | 2.9336e-05 | 2.5169e-05 | 2.1038e-05 | 1.6939e-05 | 0 | 0 | 0 | 0 | 0 | 0
F11_Industrial_Petroleum_Existing_Space Heating_Natural Gas_Gas Furnace - Maintenance_A_Technical Potential | F11 | Industrial | Petroleum | Existing | Space Heating | Natural Gas | Gas Furnace - Maintenance | A | Purchases (Cumulative) | Technical Potential | 0 | 0 | 0 | 0 | 0 | 0.00096193 | 0.0016358 | 0.0020995 | 0.0024609 | 0.0027778 | 0.0030485 | 0.0032798 | 0.0034759 | 0.0036387 | 0.0037758 | 0.0038891 | 0.0039773 | 0.0040457 | 0.0040985 | 0.0041396 | 0.0041772 | 0.0042066 | 0.0042317 | 0.0042528 | 0.0042697 | 0.0042697 | 0.0042697 | 0.0042697 | 0.0042697 | 0.0042697 | 0.0042697
F1_Industrial_Petroleum_Existing_Space Heating_Natural Gas_Gas Boiler - Hot Water Reset_A_Technical Potential | F1 | Industrial | Petroleum | Existing | Space Heating | Natural Gas | Gas Boiler - Hot Water Reset | A | Integrated Unit Energy Savings (kWh or therms) | Technical Potential | 0 | 0 | 0 | 0 | 0 | 381.8854 | 378.4271 | 374.5777 | 370.6874 | 366.7745 | 362.8716 | 359.0385 | 355.2773 | 351.4466 | 347.5813 | 343.9344 | 340.4633 | 336.9918 | 333.5169 | 330.1524 | 326.8033 | 323.3241 | 319.9005 | 316.5519 | 313.1735 | 310.0414 | 307.0788 | 304.2694 | 330.6135 | 329.2555 | 328.016
F2_Industrial_Petroleum_Existing_Space Heating_Natural Gas_Gas Boiler - Hot Water Reset_A_Technical Potential | F2 | Industrial | Petroleum | Existing | Space Heating | Natural Gas | Gas Boiler - Hot Water Reset | A | Integrated Unit Summer Peak Savings (kW) | Technical Potential | 0 | 0 | 0 | 0 | 0 | 0 | 0 | 0 | 0 | 0 | 0 | 0 | 0 | 0 | 0 | 0 | 0 | 0 | 0 | 0 | 0 | 0 | 0 | 0 | 0 | 0 | 0 | 0 | 0 | 0 | 0
F3_Industrial_Petroleum_Existing_Space Heating_Natural Gas_Gas Boiler - Hot Water Reset_A_Technical Potential | F3 | Industrial | Petroleum | Existing | Space Heating | Natural Gas | Gas Boiler - Hot Water Reset | A | Integrated Unit Winter Peak Savings (kW) | Technical Potential | 0 | 0 | 0 | 0 | 0 | 0 | 0 | 0 | 0 | 0 | 0 | 0 | 0 | 0 | 0 | 0 | 0 | 0 | 0 | 0 | 0 | 0 | 0 | 0 | 0 | 0 | 0 | 0 | 0 | 0 | 0
F4_Industrial_Petroleum_Existing_Space Heating_Natural Gas_Gas Boiler - Hot Water Reset_A_Technical Potential | F4 | Industrial | Petroleum | Existing | Space Heating | Natural Gas | Gas Boiler - Hot Water Reset | A | Incremental Energy Savings (MWh or mTherms) | Technical Potential | 0 | 0 | 0 | 0 | 0 | 0.00078778 | 0.00095799 | 0.0011535 | 0.0013259 | 0.0014976 | 0.0017102 | 0.0018513 | 0.0018676 | 0.0017134 | 0.0014621 | 0.0011089 | 0.00072659 | 0.00041549 | 0.00019622 | 8.2277e-05 | 2.9493e-05 | 9.0787e-06 | 1.9507e-06 | 3.162e-07 | 3.7431e-08 | 0 | 0 | 0 | 0 | 0 | 0
F5_Industrial_Petroleum_Existing_Space Heating_Natural Gas_Gas Boiler - Hot Water Reset_A_Technical Potential | F5 | Industrial | Petroleum | Existing | Space Heating | Natural Gas | Gas Boiler - Hot Water Reset | A | Incremental Summer Peak Savings (MW) | Technical Potential | 0 | 0 | 0 | 0 | 0 | 0 | 0 | 0 | 0 | 0 | 0 | 0 | 0 | 0 | 0 | 0 | 0 | 0 | 0 | 0 | 0 | 0 | 0 | 0 | 0 | 0 | 0 | 0 | 0 | 0 | 0
F6_Industrial_Petroleum_Existing_Space Heating_Natural Gas_Gas Boiler - Hot Water Reset_A_Technical Potential | F6 | Industrial | Petroleum | Existing | Space Heating | Natural Gas | Gas Boiler - Hot Water Reset | A | Incremental Winter Peak Savings (MW) | Technical Potential | 0 | 0 | 0 | 0 | 0 | 0 | 0 | 0 | 0 | 0 | 0 | 0 | 0 | 0 | 0 | 0 | 0 | 0 | 0 | 0 | 0 | 0 | 0 | 0 | 0 | 0 | 0 | 0 | 0 | 0 | 0
F7_Industrial_Petroleum_Existing_Space Heating_Natural Gas_Gas Boiler - Hot Water Reset_A_Technical Potential | F7 | Industrial | Petroleum | Existing | Space Heating | Natural Gas | Gas Boiler - Hot Water Reset | A | Cumulative Energy Savings (MWh or mTherms) | Technical Potential | 0 | 0 | 0 | 0 | 0 | 0.00078778 | 0.0017386 | 0.0028745 | 0.0041705 | 0.0056241 | 0.0072745 | 0.0090489 | 0.010822 | 0.012418 | 0.013744 | 0.014709 | 0.015287 | 0.015546 | 0.015582 | 0.015507 | 0.01538 | 0.015225 | 0.015066 | 0.014908 | 0.014749 | 0.014602 | 0.014462 | 0.01433 | 0 | 0 | 0
F8_Industrial_Petroleum_Existing_Space Heating_Natural Gas_Gas Boiler - Hot Water Reset_A_Technical Potential | F8 | Industrial | Petroleum | Existing | Space Heating | Natural Gas | Gas Boiler - Hot Water Reset | A | Cumulative Summer Peak Savings (MW) | Technical Potential | 0 | 0 | 0 | 0 | 0 | 0 | 0 | 0 | 0 | 0 | 0 | 0 | 0 | 0 | 0 | 0 | 0 | 0 | 0 | 0 | 0 | 0 | 0 | 0 | 0 | 0 | 0 | 0 | 0 | 0 | 0
F9_Industrial_Petroleum_Existing_Space Heating_Natural Gas_Gas Boiler - Hot Water Reset_A_Technical Potential | F9 | Industrial | Petroleum | Existing | Space Heating | Natural Gas | Gas Boiler - Hot Water Reset | A | Cumulative Winter Peak Savings (MW) | Technical Potential | 0 | 0 | 0 | 0 | 0 | 0 | 0 | 0 | 0 | 0 | 0 | 0 | 0 | 0 | 0 | 0 | 0 | 0 | 0 | 0 | 0 | 0 | 0 | 0 | 0 | 0 | 0 | 0 | 0 | 0 | 0
F10_Industrial_Petroleum_Existing_Space Heating_Natural Gas_Gas Boiler - Hot Water Reset_A_Technical Potential | F10 | Industrial | Petroleum | Existing | Space Heating | Natural Gas | Gas Boiler - Hot Water Reset | A | Purchases (Incremental) | Technical Potential | 0 | 0 | 0 | 0 | 0 | 0.0020629 | 0.0025315 | 0.0030795 | 0.0035768 | 0.0040832 | 0.0047131 | 0.0051562 | 0.0052567 | 0.0048752 | 0.0042066 | 0.0032242 | 0.0021341 | 0.0012329 | 0.00058834 | 0.00024921 | 9.0247e-05 | 2.8079e-05 | 6.0977e-06 | 9.9889e-07 | 1.1952e-07 | 0 | 0 | 0 | 0 | 0 | 0
F11_Industrial_Petroleum_Existing_Space Heating_Natural Gas_Gas Boiler - Hot Water Reset_A_Technical Potential | F11 | Industrial | Petroleum | Existing | Space Heating | Natural Gas | Gas Boiler - Hot Water Reset | A | Purchases (Cumulative) | Technical Potential | 0 | 0 | 0 | 0 | 0 | 0.0020629 | 0.0045944 | 0.0076739 | 0.011251 | 0.015334 | 0.020047 | 0.025203 | 0.03046 | 0.035335 | 0.039542 | 0.042766 | 0.0449 | 0.046133 | 0.046721 | 0.046971 | 0.047061 | 0.047089 | 0.047095 | 0.047096 | 0.047096 | 0.047096 | 0.047096 | 0.047096 | 0.047096 | 0.047096 | 0.047096
F1_Industrial_Petroleum_Existing_Process_Natural Gas_Gas Boiler - Hot Water Reset_A_Technical Potential | F1 | Industrial | Petroleum | Existing | Process | Natural Gas | Gas Boiler - Hot Water Reset | A | Integrated Unit Energy Savings (kWh or therms) | Technical Potential | 0 | 0 | 0 | 0 | 0 | 974.4717 | 973.0582 | 971.6645 | 970.3085 | 968.9633 | 967.6562 | 966.6462 | 965.8248 | 965.0078 | 964.5136 | 963.9637 | 963.6024 | 963.2392 | 962.8737 | 962.6768 | 962.4402 | 962.326 | 962.216 | 962.1098 | 962.0075 | 961.967 | 961.9298 | 961.8959 | 975.934 | 975.934 | 975.934
F2_Industrial_Petroleum_Existing_Process_Natural Gas_Gas Boiler - Hot Water Reset_A_Technical Potential | F2 | Industrial | Petroleum | Existing | Process | Natural Gas | Gas Boiler - Hot Water Reset | A | Integrated Unit Summer Peak Savings (kW) | Technical Potential | 0 | 0 | 0 | 0 | 0 | 0 | 0 | 0 | 0 | 0 | 0 | 0 | 0 | 0 | 0 | 0 | 0 | 0 | 0 | 0 | 0 | 0 | 0 | 0 | 0 | 0 | 0 | 0 | 0 | 0 | 0
F3_Industrial_Petroleum_Existing_Process_Natural Gas_Gas Boiler - Hot Water Reset_A_Technical Potential | F3 | Industrial | Petroleum | Existing | Process | Natural Gas | Gas Boiler - Hot Water Reset | A | Integrated Unit Winter Peak Savings (kW) | Technical Potential | 0 | 0 | 0 | 0 | 0 | 0 | 0 | 0 | 0 | 0 | 0 | 0 | 0 | 0 | 0 | 0 | 0 | 0 | 0 | 0 | 0 | 0 | 0 | 0 | 0 | 0 | 0 | 0 | 0 | 0 | 0
F4_Industrial_Petroleum_Existing_Process_Natural Gas_Gas Boiler - Hot Water Reset_A_Technical Potential | F4 | Industrial | Petroleum | Existing | Process | Natural Gas | Gas Boiler - Hot Water Reset | A | Incremental Energy Savings (MWh or mTherms) | Technical Potential | 0 | 0 | 0 | 0 | 0 | 0.15964 | 0.19562 | 0.23763 | 0.27561 | 0.31419 | 0.36217 | 0.39581 | 0.40319 | 0.3736 | 0.32221 | 0.24682 | 0.16331 | 0.094312 | 0.044987 | 0.019052 | 0.0068976 | 0.0021459 | 0.00046594 | 7.6319e-05 | 9.131e-06 | 0 | 0 | 0 | 0 | 0 | 0
F5_Industrial_Petroleum_Existing_Process_Natural Gas_Gas Boiler - Hot Water Reset_A_Technical Potential | F5 | Industrial | Petroleum | Existing | Process | Natural Gas | Gas Boiler - Hot Water Reset | A | Incremental Summer Peak Savings (MW) | Technical Potential | 0 | 0 | 0 | 0 | 0 | 0 | 0 | 0 | 0 | 0 | 0 | 0 | 0 | 0 | 0 | 0 | 0 | 0 | 0 | 0 | 0 | 0 | 0 | 0 | 0 | 0 | 0 | 0 | 0 | 0 | 0
F6_Industrial_Petroleum_Existing_Process_Natural Gas_Gas Boiler - Hot Water Reset_A_Technical Potential | F6 | Industrial | Petroleum | Existing | Process | Natural Gas | Gas Boiler - Hot Water Reset | A | Incremental Winter Peak Savings (MW) | Technical Potential | 0 | 0 | 0 | 0 | 0 | 0 | 0 | 0 | 0 | 0 | 0 | 0 | 0 | 0 | 0 | 0 | 0 | 0 | 0 | 0 | 0 | 0 | 0 | 0 | 0 | 0 | 0 | 0 | 0 | 0 | 0
F7_Industrial_Petroleum_Existing_Process_Natural Gas_Gas Boiler - Hot Water Reset_A_Technical Potential | F7 | Industrial | Petroleum | Existing | Process | Natural Gas | Gas Boiler - Hot Water Reset | A | Cumulative Energy Savings (MWh or mTherms) | Technical Potential | 0 | 0 | 0 | 0 | 0 | 0.15964 | 0.35502 | 0.59214 | 0.86692 | 1.1799 | 1.5405 | 1.9347 | 2.3362 | 2.7079 | 3.0287 | 3.2738 | 3.4359 | 3.5289 | 3.5725 | 3.5908 | 3.5969 | 3.5986 | 3.5986 | 3.5983 | 3.5979 | 3.5978 | 3.5977 | 3.5975 | 0 | 0 | 0
F8_Industrial_Petroleum_Existing_Process_Natural Gas_Gas Boiler - Hot Water Reset_A_Technical Potential | F8 | Industrial | Petroleum | Existing | Process | Natural Gas | Gas Boiler - Hot Water Reset | A | Cumulative Summer Peak Savings (MW) | Technical Potential | 0 | 0 | 0 | 0 | 0 | 0 | 0 | 0 | 0 | 0 | 0 | 0 | 0 | 0 | 0 | 0 | 0 | 0 | 0 | 0 | 0 | 0 | 0 | 0 | 0 | 0 | 0 | 0 | 0 | 0 | 0
F9_Industrial_Petroleum_Existing_Process_Natural Gas_Gas Boiler - Hot Water Reset_A_Technical Potential | F9 | Industrial | Petroleum | Existing | Process | Natural Gas | Gas Boiler - Hot Water Reset | A | Cumulative Winter Peak Savings (MW) | Technical Potential | 0 | 0 | 0 | 0 | 0 | 0 | 0 | 0 | 0 | 0 | 0 | 0 | 0 | 0 | 0 | 0 | 0 | 0 | 0 | 0 | 0 | 0 | 0 | 0 | 0 | 0 | 0 | 0 | 0 | 0 | 0
F10_Industrial_Petroleum_Existing_Process_Natural Gas_Gas Boiler - Hot Water Reset_A_Technical Potential | F10 | Industrial | Petroleum | Existing | Process | Natural Gas | Gas Boiler - Hot Water Reset | A | Purchases (Incremental) | Technical Potential | 0 | 0 | 0 | 0 | 0 | 0.16382 | 0.20103 | 0.24456 | 0.28404 | 0.32426 | 0.37428 | 0.40947 | 0.41745 | 0.38715 | 0.33406 | 0.25604 | 0.16948 | 0.097911 | 0.046722 | 0.01979 | 0.0071667 | 0.0022299 | 0.00048424 | 7.9325e-05 | 9.4916e-06 | 0 | 0 | 0 | 0 | 0 | 0
F11_Industrial_Petroleum_Existing_Process_Natural Gas_Gas Boiler - Hot Water Reset_A_Technical Potential | F11 | Industrial | Petroleum | Existing | Process | Natural Gas | Gas Boiler - Hot Water Reset | A | Purchases (Cumulative) | Technical Potential | 0 | 0 | 0 | 0 | 0 | 0.16382 | 0.36485 | 0.60941 | 0.89345 | 1.2177 | 1.592 | 2.0015 | 2.4189 | 2.8061 | 3.1401 | 3.3962 | 3.5656 | 3.6636 | 3.7103 | 3.7301 | 3.7372 | 3.7395 | 3.7399 | 3.74 | 3.74 | 3.74 | 3.74 | 3.74 | 3.74 | 3.74 | 3.74
F1_Industrial_Petroleum_Existing_Space Heating_Natural Gas_Steam Trap Maintenance_A_Technical Potential | F1 | Industrial | Petroleum | Existing | Space Heating | Natural Gas | Steam Trap Maintenance | A | Integrated Unit Energy Savings (kWh or therms) | Technical Potential | 0 | 0 | 0 | 0 | 0 | 134.9169 | 133.6999 | 132.3447 | 130.975 | 129.5972 | 128.2232 | 126.8735 | 125.5492 | 124.2008 | 122.8393 | 121.5555 | 120.3333 | 119.1111 | 117.8879 | 116.703 | 115.5239 | 114.2986 | 113.093 | 111.9138 | 110.7239 | 109.6169 | 108.5698 | 107.5769 | 116.7988 | 116.319 | 115.8812
F2_Industrial_Petroleum_Existing_Space Heating_Natural Gas_Steam Trap Maintenance_A_Technical Potential | F2 | Industrial | Petroleum | Existing | Space Heating | Natural Gas | Steam Trap Maintenance | A | Integrated Unit Summer Peak Savings (kW) | Technical Potential | 0 | 0 | 0 | 0 | 0 | 0 | 0 | 0 | 0 | 0 | 0 | 0 | 0 | 0 | 0 | 0 | 0 | 0 | 0 | 0 | 0 | 0 | 0 | 0 | 0 | 0 | 0 | 0 | 0 | 0 | 0
F3_Industrial_Petroleum_Existing_Space Heating_Natural Gas_Steam Trap Maintenance_A_Technical Potential | F3 | Industrial | Petroleum | Existing | Space Heating | Natural Gas | Steam Trap Maintenance | A | Integrated Unit Winter Peak Savings (kW) | Technical Potential | 0 | 0 | 0 | 0 | 0 | 0 | 0 | 0 | 0 | 0 | 0 | 0 | 0 | 0 | 0 | 0 | 0 | 0 | 0 | 0 | 0 | 0 | 0 | 0 | 0 | 0 | 0 | 0 | 0 | 0 | 0
F4_Industrial_Petroleum_Existing_Space Heating_Natural Gas_Steam Trap Maintenance_A_Technical Potential | F4 | Industrial | Petroleum | Existing | Space Heating | Natural Gas | Steam Trap Maintenance | A | Incremental Energy Savings (MWh or mTherms) | Technical Potential | 0 | 0 | 0 | 0 | 0 | 0.00015534 | 0.00015385 | 0.0001514 | 0.00014991 | 0.00014846 | 0.00014502 | 0.0001431 | 0.00014132 | 0.00013758 | 0.00013659 | 0.00013387 | 0.00013255 | 0.00013054 | 0.00012805 | 0.00012691 | 0.00012511 | 0.0001233 | 0.00012155 | 0.00011988 | 0.00011823 | 0 | 0 | 0 | 0 | 0 | 0
F5_Industrial_Petroleum_Existing_Space Heating_Natural Gas_Steam Trap Maintenance_A_Technical Potential | F5 | Industrial | Petroleum | Existing | Space Heating | Natural Gas | Steam Trap Maintenance | A | Incremental Summer Peak Savings (MW) | Technical Potential | 0 | 0 | 0 | 0 | 0 | 0 | 0 | 0 | 0 | 0 | 0 | 0 | 0 | 0 | 0 | 0 | 0 | 0 | 0 | 0 | 0 | 0 | 0 | 0 | 0 | 0 | 0 | 0 | 0 | 0 | 0
F6_Industrial_Petroleum_Existing_Space Heating_Natural Gas_Steam Trap Maintenance_A_Technical Potential | F6 | Industrial | Petroleum | Existing | Space Heating | Natural Gas | Steam Trap Maintenance | A | Incremental Winter Peak Savings (MW) | Technical Potential | 0 | 0 | 0 | 0 | 0 | 0 | 0 | 0 | 0 | 0 | 0 | 0 | 0 | 0 | 0 | 0 | 0 | 0 | 0 | 0 | 0 | 0 | 0 | 0 | 0 | 0 | 0 | 0 | 0 | 0 | 0
F7_Industrial_Petroleum_Existing_Space Heating_Natural Gas_Steam Trap Maintenance_A_Technical Potential | F7 | Industrial | Petroleum | Existing | Space Heating | Natural Gas | Steam Trap Maintenance | A | Cumulative Energy Savings (MWh or mTherms) | Technical Potential | 0 | 0 | 0 | 0 | 0 | 0.00015534 | 0.00030779 | 0.00045607 | 0.00060126 | 0.00074339 | 0.00088053 | 0.0010144 | 0.0011451 | 0.0012704 | 0.001393 | 0.0015123 | 0.0016297 | 0.0017437 | 0.0018538 | 0.0019621 | 0.0020674 | 0.0021687 | 0.0022674 | 0.0023637 | 0.0024568 | 0.0024322 | 0.002409 | 0.0023869 | 0 | 0 | 0
F8_Industrial_Petroleum_Existing_Space Heating_Natural Gas_Steam Trap Maintenance_A_Technical Potential | F8 | Industrial | Petroleum | Existing | Space Heating | Natural Gas | Steam Trap Maintenance | A | Cumulative Summer Peak Savings (MW) | Technical Potential | 0 | 0 | 0 | 0 | 0 | 0 | 0 | 0 | 0 | 0 | 0 | 0 | 0 | 0 | 0 | 0 | 0 | 0 | 0 | 0 | 0 | 0 | 0 | 0 | 0 | 0 | 0 | 0 | 0 | 0 | 0
F9_Industrial_Petroleum_Existing_Space Heating_Natural Gas_Steam Trap Maintenance_A_Technical Potential | F9 | Industrial | Petroleum | Existing | Space Heating | Natural Gas | Steam Trap Maintenance | A | Cumulative Winter Peak Savings (MW) | Technical Potential | 0 | 0 | 0 | 0 | 0 | 0 | 0 | 0 | 0 | 0 | 0 | 0 | 0 | 0 | 0 | 0 | 0 | 0 | 0 | 0 | 0 | 0 | 0 | 0 | 0 | 0 | 0 | 0 | 0 | 0 | 0
F10_Industrial_Petroleum_Existing_Space Heating_Natural Gas_Steam Trap Maintenance_A_Technical Potential | F10 | Industrial | Petroleum | Existing | Space Heating | Natural Gas | Steam Trap Maintenance | A | Purchases (Incremental) | Technical Potential | 0 | 0 | 0 | 0 | 0 | 0.0011514 | 0.0011507 | 0.001144 | 0.0011446 | 0.0011455 | 0.001131 | 0.0011279 | 0.0011256 | 0.0011077 | 0.0011119 | 0.0011013 | 0.0011015 | 0.0010959 | 0.0010862 | 0.0010875 | 0.001083 | 0.0010787 | 0.0010748 | 0.0010712 | 0.0010678 | 0 | 0 | 0 | 0 | 0 | 0
F11_Industrial_Petroleum_Existing_Space Heating_Natural Gas_Steam Trap Maintenance_A_Technical Potential | F11 | Industrial | Petroleum | Existing | Space Heating | Natural Gas | Steam Trap Maintenance | A | Purchases (Cumulative) | Technical Potential | 0 | 0 | 0 | 0 | 0 | 0.0011514 | 0.0023021 | 0.0034461 | 0.0045906 | 0.0057362 | 0.0068671 | 0.007995 | 0.0091206 | 0.010228 | 0.01134 | 0.012442 | 0.013543 | 0.014639 | 0.015725 | 0.016813 | 0.017896 | 0.018974 | 0.020049 | 0.02112 | 0.022188 | 0.022188 | 0.022188 | 0.022188 | 0.022188 | 0.022188 | 0.022188
F1_Industrial_Petroleum_Existing_Process_Natural Gas_Steam Trap Maintenance_A_Technical Potential | F1 | Industrial | Petroleum | Existing | Process | Natural Gas | Steam Trap Maintenance | A | Integrated Unit Energy Savings (kWh or therms) | Technical Potential | 0 | 0 | 0 | 0 | 0 | 689.1432 | 688.7666 | 688.4102 | 688.0715 | 687.7387 | 687.4161 | 687.169 | 686.9698 | 686.7716 | 686.6562 | 686.5269 | 686.4465 | 686.3664 | 686.2864 | 686.2493 | 686.2023 | 686.1853 | 686.1697 | 686.1555 | 686.1426 | 686.1326 | 686.1235 | 686.1151 | 689.554 | 689.554 | 689.554
F2_Industrial_Petroleum_Existing_Process_Natural Gas_Steam Trap Maintenance_A_Technical Potential | F2 | Industrial | Petroleum | Existing | Process | Natural Gas | Steam Trap Maintenance | A | Integrated Unit Summer Peak Savings (kW) | Technical Potential | 0 | 0 | 0 | 0 | 0 | 0 | 0 | 0 | 0 | 0 | 0 | 0 | 0 | 0 | 0 | 0 | 0 | 0 | 0 | 0 | 0 | 0 | 0 | 0 | 0 | 0 | 0 | 0 | 0 | 0 | 0
F3_Industrial_Petroleum_Existing_Process_Natural Gas_Steam Trap Maintenance_A_Technical Potential | F3 | Industrial | Petroleum | Existing | Process | Natural Gas | Steam Trap Maintenance | A | Integrated Unit Winter Peak Savings (kW) | Technical Potential | 0 | 0 | 0 | 0 | 0 | 0 | 0 | 0 | 0 | 0 | 0 | 0 | 0 | 0 | 0 | 0 | 0 | 0 | 0 | 0 | 0 | 0 | 0 | 0 | 0 | 0 | 0 | 0 | 0 | 0 | 0
F4_Industrial_Petroleum_Existing_Process_Natural Gas_Steam Trap Maintenance_A_Technical Potential | F4 | Industrial | Petroleum | Existing | Process | Natural Gas | Steam Trap Maintenance | A | Incremental Energy Savings (MWh or mTherms) | Technical Potential | 0 | 0 | 0 | 0 | 0 | 0.063011 | 0.062942 | 0.062539 | 0.062542 | 0.062563 | 0.06174 | 0.061549 | 0.061406 | 0.060413 | 0.060634 | 0.060044 | 0.060045 | 0.059736 | 0.059196 | 0.059263 | 0.059014 | 0.058783 | 0.058568 | 0.058367 | 0.058182 | 0 | 0 | 0 | 0 | 0 | 0
F5_Industrial_Petroleum_Existing_Process_Natural Gas_Steam Trap Maintenance_A_Technical Potential | F5 | Industrial | Petroleum | Existing | Process | Natural Gas | Steam Trap Maintenance | A | Incremental Summer Peak Savings (MW) | Technical Potential | 0 | 0 | 0 | 0 | 0 | 0 | 0 | 0 | 0 | 0 | 0 | 0 | 0 | 0 | 0 | 0 | 0 | 0 | 0 | 0 | 0 | 0 | 0 | 0 | 0 | 0 | 0 | 0 | 0 | 0 | 0
F6_Industrial_Petroleum_Existing_Process_Natural Gas_Steam Trap Maintenance_A_Technical Potential | F6 | Industrial | Petroleum | Existing | Process | Natural Gas | Steam Trap Maintenance | A | Incremental Winter Peak Savings (MW) | Technical Potential | 0 | 0 | 0 | 0 | 0 | 0 | 0 | 0 | 0 | 0 | 0 | 0 | 0 | 0 | 0 | 0 | 0 | 0 | 0 | 0 | 0 | 0 | 0 | 0 | 0 | 0 | 0 | 0 | 0 | 0 | 0
F7_Industrial_Petroleum_Existing_Process_Natural Gas_Steam Trap Maintenance_A_Technical Potential | F7 | Industrial | Petroleum | Existing | Process | Natural Gas | Steam Trap Maintenance | A | Cumulative Energy Savings (MWh or mTherms) | Technical Potential | 0 | 0 | 0 | 0 | 0 | 0.063011 | 0.12592 | 0.18839 | 0.25084 | 0.31328 | 0.37488 | 0.43629 | 0.49757 | 0.55784 | 0.61838 | 0.67831 | 0.73827 | 0.79792 | 0.85703 | 0.91624 | 0.97519 | 1.034 | 1.0925 | 1.1508 | 1.209 | 1.209 | 1.209 | 1.209 | 0 | 0 | 0
F8_Industrial_Petroleum_Existing_Process_Natural Gas_Steam Trap Maintenance_A_Technical Potential | F8 | Industrial | Petroleum | Existing | Process | Natural Gas | Steam Trap Maintenance | A | Cumulative Summer Peak Savings (MW) | Technical Potential | 0 | 0 | 0 | 0 | 0 | 0 | 0 | 0 | 0 | 0 | 0 | 0 | 0 | 0 | 0 | 0 | 0 | 0 | 0 | 0 | 0 | 0 | 0 | 0 | 0 | 0 | 0 | 0 | 0 | 0 | 0
F9_Industrial_Petroleum_Existing_Process_Natural Gas_Steam Trap Maintenance_A_Technical Potential | F9 | Industrial | Petroleum | Existing | Process | Natural Gas | Steam Trap Maintenance | A | Cumulative Winter Peak Savings (MW) | Technical Potential | 0 | 0 | 0 | 0 | 0 | 0 | 0 | 0 | 0 | 0 | 0 | 0 | 0 | 0 | 0 | 0 | 0 | 0 | 0 | 0 | 0 | 0 | 0 | 0 | 0 | 0 | 0 | 0 | 0 | 0 | 0
F10_Industrial_Petroleum_Existing_Process_Natural Gas_Steam Trap Maintenance_A_Technical Potential | F10 | Industrial | Petroleum | Existing | Process | Natural Gas | Steam Trap Maintenance | A | Purchases (Incremental) | Technical Potential | 0 | 0 | 0 | 0 | 0 | 0.091434 | 0.091384 | 0.090845 | 0.090894 | 0.090969 | 0.089814 | 0.089569 | 0.089387 | 0.087967 | 0.088303 | 0.087461 | 0.087472 | 0.087032 | 0.086256 | 0.086358 | 0.086001 | 0.085666 | 0.085354 | 0.085064 | 0.084796 | 0 | 0 | 0 | 0 | 0 | 0
F11_Industrial_Petroleum_Existing_Process_Natural Gas_Steam Trap Maintenance_A_Technical Potential | F11 | Industrial | Petroleum | Existing | Process | Natural Gas | Steam Trap Maintenance | A | Purchases (Cumulative) | Technical Potential | 0 | 0 | 0 | 0 | 0 | 0.091434 | 0.18282 | 0.27366 | 0.36456 | 0.45553 | 0.54534 | 0.63491 | 0.7243 | 0.81226 | 0.90057 | 0.98803 | 1.0755 | 1.1625 | 1.2488 | 1.3351 | 1.4211 | 1.5068 | 1.5922 | 1.6772 | 1.762 | 1.762 | 1.762 | 1.762 | 1.762 | 1.762 | 1.762
F1_Industrial_Petroleum_Existing_Space Heating_Natural Gas_Gas Boiler - High Turndown_A_Technical Potential | F1 | Industrial | Petroleum | Existing | Space Heating | Natural Gas | Gas Boiler - High Turndown | A | Integrated Unit Energy Savings (kWh or therms) | Technical Potential | 0 | 0 | 0 | 0 | 0 | 142.2324 | 139.4795 | 135.9563 | 131.766 | 126.9494 | 121.5315 | 116.0047 | 110.5429 | 105.03 | 100.4176 | 96.0505 | 92.5802 | 89.4715 | 86.6896 | 84.6792 | 82.7913 | 81.1222 | 79.6425 | 78.407 | 77.2215 | 76.3422 | 75.5153 | 74.7363 | 123.9801 | 123.4708 | 123.006
F2_Industrial_Petroleum_Existing_Space Heating_Natural Gas_Gas Boiler - High Turndown_A_Technical Potential | F2 | Industrial | Petroleum | Existing | Space Heating | Natural Gas | Gas Boiler - High Turndown | A | Integrated Unit Summer Peak Savings (kW) | Technical Potential | 0 | 0 | 0 | 0 | 0 | 0 | 0 | 0 | 0 | 0 | 0 | 0 | 0 | 0 | 0 | 0 | 0 | 0 | 0 | 0 | 0 | 0 | 0 | 0 | 0 | 0 | 0 | 0 | 0 | 0 | 0
F3_Industrial_Petroleum_Existing_Space Heating_Natural Gas_Gas Boiler - High Turndown_A_Technical Potential | F3 | Industrial | Petroleum | Existing | Space Heating | Natural Gas | Gas Boiler - High Turndown | A | Integrated Unit Winter Peak Savings (kW) | Technical Potential | 0 | 0 | 0 | 0 | 0 | 0 | 0 | 0 | 0 | 0 | 0 | 0 | 0 | 0 | 0 | 0 | 0 | 0 | 0 | 0 | 0 | 0 | 0 | 0 | 0 | 0 | 0 | 0 | 0 | 0 | 0
F4_Industrial_Petroleum_Existing_Space Heating_Natural Gas_Gas Boiler - High Turndown_A_Technical Potential | F4 | Industrial | Petroleum | Existing | Space Heating | Natural Gas | Gas Boiler - High Turndown | A | Incremental Energy Savings (MWh or mTherms) | Technical Potential | 0 | 0 | 0 | 0 | 0 | 0.00044779 | 0.00043888 | 0.00042527 | 0.00041239 | 0.00039764 | 0.00033825 | 0.00025759 | 0.00019597 | 0.00014659 | 0.00011255 | 8.5305e-05 | 6.5786e-05 | 5.0606e-05 | 3.8876e-05 | 3.0416e-05 | 2.3692e-05 | 1.5772e-07 | 5.51e-08 | 1.843e-08 | 5.9002e-09 | 4.9437e-09 | 4.8771e-09 | 4.8151e-09 | 7.9703e-09 | 7.9222e-09 | 7.8789e-09
F5_Industrial_Petroleum_Existing_Space Heating_Natural Gas_Gas Boiler - High Turndown_A_Technical Potential | F5 | Industrial | Petroleum | Existing | Space Heating | Natural Gas | Gas Boiler - High Turndown | A | Incremental Summer Peak Savings (MW) | Technical Potential | 0 | 0 | 0 | 0 | 0 | 0 | 0 | 0 | 0 | 0 | 0 | 0 | 0 | 0 | 0 | 0 | 0 | 0 | 0 | 0 | 0 | 0 | 0 | 0 | 0 | 0 | 0 | 0 | 0 | 0 | 0
F6_Industrial_Petroleum_Existing_Space Heating_Natural Gas_Gas Boiler - High Turndown_A_Technical Potential | F6 | Industrial | Petroleum | Existing | Space Heating | Natural Gas | Gas Boiler - High Turndown | A | Incremental Winter Peak Savings (MW) | Technical Potential | 0 | 0 | 0 | 0 | 0 | 0 | 0 | 0 | 0 | 0 | 0 | 0 | 0 | 0 | 0 | 0 | 0 | 0 | 0 | 0 | 0 | 0 | 0 | 0 | 0 | 0 | 0 | 0 | 0 | 0 | 0
F7_Industrial_Petroleum_Existing_Space Heating_Natural Gas_Gas Boiler - High Turndown_A_Technical Potential | F7 | Industrial | Petroleum | Existing | Space Heating | Natural Gas | Gas Boiler - High Turndown | A | Cumulative Energy Savings (MWh or mTherms) | Technical Potential | 0 | 0 | 0 | 0 | 0 | 0.00044779 | 0.000878 | 0.0012811 | 0.001654 | 0.0019912 | 0.0022444 | 0.0024 | 0.0024829 | 0.0025057 | 0.0025082 | 0.0024844 | 0.0024605 | 0.0024285 | 0.0023918 | 0.0023668 | 0.0023377 | 0.0022907 | 0.002249 | 0.0022141 | 0.0021807 | 0.0021558 | 0.0021325 | 0.0021105 | 0 | 0 | 0
F8_Industrial_Petroleum_Existing_Space Heating_Natural Gas_Gas Boiler - High Turndown_A_Technical Potential | F8 | Industrial | Petroleum | Existing | Space Heating | Natural Gas | Gas Boiler - High Turndown | A | Cumulative Summer Peak Savings (MW) | Technical Potential | 0 | 0 | 0 | 0 | 0 | 0 | 0 | 0 | 0 | 0 | 0 | 0 | 0 | 0 | 0 | 0 | 0 | 0 | 0 | 0 | 0 | 0 | 0 | 0 | 0 | 0 | 0 | 0 | 0 | 0 | 0
F9_Industrial_Petroleum_Existing_Space Heating_Natural Gas_Gas Boiler - High Turndown_A_Technical Potential | F9 | Industrial | Petroleum | Existing | Space Heating | Natural Gas | Gas Boiler - High Turndown | A | Cumulative Winter Peak Savings (MW) | Technical Potential | 0 | 0 | 0 | 0 | 0 | 0 | 0 | 0 | 0 | 0 | 0 | 0 | 0 | 0 | 0 | 0 | 0 | 0 | 0 | 0 | 0 | 0 | 0 | 0 | 0 | 0 | 0 | 0 | 0 | 0 | 0
F10_Industrial_Petroleum_Existing_Space Heating_Natural Gas_Gas Boiler - High Turndown_A_Technical Potential | F10 | Industrial | Petroleum | Existing | Space Heating | Natural Gas | Gas Boiler - High Turndown | A | Purchases (Incremental) | Technical Potential | 0 | 0 | 0 | 0 | 0 | 0.0031483 | 0.0031466 | 0.003128 | 0.0031297 | 0.0031323 | 0.0027832 | 0.0022205 | 0.0017728 | 0.0013957 | 0.0011208 | 0.00088812 | 0.00071059 | 0.00056561 | 0.00044845 | 0.00035919 | 0.00028616 | 1.9442e-06 | 6.9184e-07 | 2.3505e-07 | 7.6406e-08 | 6.4757e-08 | 6.4584e-08 | 6.4427e-08 | 6.4287e-08 | 6.4162e-08 | 6.4053e-08
F11_Industrial_Petroleum_Existing_Space Heating_Natural Gas_Gas Boiler - High Turndown_A_Technical Potential | F11 | Industrial | Petroleum | Existing | Space Heating | Natural Gas | Gas Boiler - High Turndown | A | Purchases (Cumulative) | Technical Potential | 0 | 0 | 0 | 0 | 0 | 0.0031483 | 0.0062948 | 0.0094228 | 0.012553 | 0.015685 | 0.018468 | 0.020689 | 0.022461 | 0.023857 | 0.024978 | 0.025866 | 0.026577 | 0.027142 | 0.027591 | 0.02795 | 0.028236 | 0.028238 | 0.028239 | 0.028239 | 0.028239 | 0.028239 | 0.028239 | 0.028239 | 0.028239 | 0.028239 | 0.028239
F1_Industrial_Petroleum_Existing_Process_Natural Gas_Gas Boiler - High Turndown_A_Technical Potential | F1 | Industrial | Petroleum | Existing | Process | Natural Gas | Gas Boiler - High Turndown | A | Integrated Unit Energy Savings (kWh or therms) | Technical Potential | 0 | 0 | 0 | 0 | 0 | 729.5561 | 727.1785 | 724.777 | 722.401 | 720.0149 | 717.5369 | 715.3246 | 713.2535 | 711.0473 | 709.3452 | 707.4731 | 705.9358 | 704.3606 | 702.7426 | 701.4516 | 700.0344 | 698.7114 | 697.3949 | 696.0845 | 694.7803 | 694.674 | 694.5763 | 694.4874 | 731.9505 | 731.9505 | 731.9505
F2_Industrial_Petroleum_Existing_Process_Natural Gas_Gas Boiler - High Turndown_A_Technical Potential | F2 | Industrial | Petroleum | Existing | Process | Natural Gas | Gas Boiler - High Turndown | A | Integrated Unit Summer Peak Savings (kW) | Technical Potential | 0 | 0 | 0 | 0 | 0 | 0 | 0 | 0 | 0 | 0 | 0 | 0 | 0 | 0 | 0 | 0 | 0 | 0 | 0 | 0 | 0 | 0 | 0 | 0 | 0 | 0 | 0 | 0 | 0 | 0 | 0
F3_Industrial_Petroleum_Existing_Process_Natural Gas_Gas Boiler - High Turndown_A_Technical Potential | F3 | Industrial | Petroleum | Existing | Process | Natural Gas | Gas Boiler - High Turndown | A | Integrated Unit Winter Peak Savings (kW) | Technical Potential | 0 | 0 | 0 | 0 | 0 | 0 | 0 | 0 | 0 | 0 | 0 | 0 | 0 | 0 | 0 | 0 | 0 | 0 | 0 | 0 | 0 | 0 | 0 | 0 | 0 | 0 | 0 | 0 | 0 | 0 | 0
F4_Industrial_Petroleum_Existing_Process_Natural Gas_Gas Boiler - High Turndown_A_Technical Potential | F4 | Industrial | Petroleum | Existing | Process | Natural Gas | Gas Boiler - High Turndown | A | Incremental Energy Savings (MWh or mTherms) | Technical Potential | 0 | 0 | 0 | 0 | 0 | 0.1824 | 0.18171 | 0.18004 | 0.17954 | 0.1791 | 0.15859 | 0.12614 | 0.10041 | 0.078811 | 0.063138 | 0.049897 | 0.039836 | 0.031638 | 0.025027 | 0.020008 | 0.015908 | 0.00010788 | 3.8316e-05 | 1.2993e-05 | 4.2157e-06 | 3.5724e-06 | 3.5623e-06 | 3.5533e-06 | 3.7368e-06 | 3.7295e-06 | 3.7232e-06
F5_Industrial_Petroleum_Existing_Process_Natural Gas_Gas Boiler - High Turndown_A_Technical Potential | F5 | Industrial | Petroleum | Existing | Process | Natural Gas | Gas Boiler - High Turndown | A | Incremental Summer Peak Savings (MW) | Technical Potential | 0 | 0 | 0 | 0 | 0 | 0 | 0 | 0 | 0 | 0 | 0 | 0 | 0 | 0 | 0 | 0 | 0 | 0 | 0 | 0 | 0 | 0 | 0 | 0 | 0 | 0 | 0 | 0 | 0 | 0 | 0
F6_Industrial_Petroleum_Existing_Process_Natural Gas_Gas Boiler - High Turndown_A_Technical Potential | F6 | Industrial | Petroleum | Existing | Process | Natural Gas | Gas Boiler - High Turndown | A | Incremental Winter Peak Savings (MW) | Technical Potential | 0 | 0 | 0 | 0 | 0 | 0 | 0 | 0 | 0 | 0 | 0 | 0 | 0 | 0 | 0 | 0 | 0 | 0 | 0 | 0 | 0 | 0 | 0 | 0 | 0 | 0 | 0 | 0 | 0 | 0 | 0
F7_Industrial_Petroleum_Existing_Process_Natural Gas_Gas Boiler - High Turndown_A_Technical Potential | F7 | Industrial | Petroleum | Existing | Process | Natural Gas | Gas Boiler - High Turndown | A | Cumulative Energy Savings (MWh or mTherms) | Technical Potential | 0 | 0 | 0 | 0 | 0 | 0.1824 | 0.36351 | 0.54235 | 0.72011 | 0.89683 | 1.0523 | 1.1752 | 1.2722 | 1.3471 | 1.407 | 1.4532 | 1.4899 | 1.5182 | 1.5397 | 1.5569 | 1.5697 | 1.5668 | 1.5639 | 1.561 | 1.5581 | 1.5578 | 1.5576 | 1.5574 | 0 | 0 | 0
F8_Industrial_Petroleum_Existing_Process_Natural Gas_Gas Boiler - High Turndown_A_Technical Potential | F8 | Industrial | Petroleum | Existing | Process | Natural Gas | Gas Boiler - High Turndown | A | Cumulative Summer Peak Savings (MW) | Technical Potential | 0 | 0 | 0 | 0 | 0 | 0 | 0 | 0 | 0 | 0 | 0 | 0 | 0 | 0 | 0 | 0 | 0 | 0 | 0 | 0 | 0 | 0 | 0 | 0 | 0 | 0 | 0 | 0 | 0 | 0 | 0
F9_Industrial_Petroleum_Existing_Process_Natural Gas_Gas Boiler - High Turndown_A_Technical Potential | F9 | Industrial | Petroleum | Existing | Process | Natural Gas | Gas Boiler - High Turndown | A | Cumulative Winter Peak Savings (MW) | Technical Potential | 0 | 0 | 0 | 0 | 0 | 0 | 0 | 0 | 0 | 0 | 0 | 0 | 0 | 0 | 0 | 0 | 0 | 0 | 0 | 0 | 0 | 0 | 0 | 0 | 0 | 0 | 0 | 0 | 0 | 0 | 0
F10_Industrial_Petroleum_Existing_Process_Natural Gas_Gas Boiler - High Turndown_A_Technical Potential | F10 | Industrial | Petroleum | Existing | Process | Natural Gas | Gas Boiler - High Turndown | A | Purchases (Incremental) | Technical Potential | 0 | 0 | 0 | 0 | 0 | 0.25001 | 0.24988 | 0.2484 | 0.24854 | 0.24874 | 0.22103 | 0.17634 | 0.14078 | 0.11084 | 0.089009 | 0.070528 | 0.05643 | 0.044917 | 0.035613 | 0.028524 | 0.022725 | 0.0001544 | 5.4941e-05 | 1.8666e-05 | 6.0677e-06 | 5.1425e-06 | 5.1288e-06 | 5.1164e-06 | 5.1052e-06 | 5.0953e-06 | 5.0866e-06
F11_Industrial_Petroleum_Existing_Process_Natural Gas_Gas Boiler - High Turndown_A_Technical Potential | F11 | Industrial | Petroleum | Existing | Process | Natural Gas | Gas Boiler - High Turndown | A | Purchases (Cumulative) | Technical Potential | 0 | 0 | 0 | 0 | 0 | 0.25001 | 0.49989 | 0.74829 | 0.99683 | 1.2456 | 1.4666 | 1.6429 | 1.7837 | 1.8946 | 1.9836 | 2.0541 | 2.1105 | 2.1554 | 2.1911 | 2.2196 | 2.2423 | 2.2425 | 2.2425 | 2.2425 | 2.2425 | 2.2425 | 2.2426 | 2.2426 | 2.2426 | 2.2426 | 2.2426
F1_Industrial_Petroleum_Existing_Space Heating_Natural Gas_Gas Boiler - Burner Control Optimization_A_Technical Potential | F1 | Industrial | Petroleum | Existing | Space Heating | Natural Gas | Gas Boiler - Burner Control Optimization | A | Integrated Unit Energy Savings (kWh or therms) | Technical Potential | 0 | 0 | 0 | 0 | 0 | 41.2431 | 40.4407 | 39.415 | 38.1961 | 36.796 | 35.222 | 33.6175 | 32.0326 | 30.4331 | 29.0955 | 27.829 | 26.8228 | 25.9214 | 25.1148 | 24.532 | 23.9847 | 23.5011 | 23.0722 | 22.7142 | 22.3707 | 22.1158 | 21.8762 | 21.6504 | 35.9542 | 35.8065 | 35.6717
F2_Industrial_Petroleum_Existing_Space Heating_Natural Gas_Gas Boiler - Burner Control Optimization_A_Technical Potential | F2 | Industrial | Petroleum | Existing | Space Heating | Natural Gas | Gas Boiler - Burner Control Optimization | A | Integrated Unit Summer Peak Savings (kW) | Technical Potential | 0 | 0 | 0 | 0 | 0 | 0 | 0 | 0 | 0 | 0 | 0 | 0 | 0 | 0 | 0 | 0 | 0 | 0 | 0 | 0 | 0 | 0 | 0 | 0 | 0 | 0 | 0 | 0 | 0 | 0 | 0
F3_Industrial_Petroleum_Existing_Space Heating_Natural Gas_Gas Boiler - Burner Control Optimization_A_Technical Potential | F3 | Industrial | Petroleum | Existing | Space Heating | Natural Gas | Gas Boiler - Burner Control Optimization | A | Integrated Unit Winter Peak Savings (kW) | Technical Potential | 0 | 0 | 0 | 0 | 0 | 0 | 0 | 0 | 0 | 0 | 0 | 0 | 0 | 0 | 0 | 0 | 0 | 0 | 0 | 0 | 0 | 0 | 0 | 0 | 0 | 0 | 0 | 0 | 0 | 0 | 0
F4_Industrial_Petroleum_Existing_Space Heating_Natural Gas_Gas Boiler - Burner Control Optimization_A_Technical Potential | F4 | Industrial | Petroleum | Existing | Space Heating | Natural Gas | Gas Boiler - Burner Control Optimization | A | Incremental Energy Savings (MWh or mTherms) | Technical Potential | 0 | 0 | 0 | 0 | 0 | 3.5026e-05 | 5.3957e-05 | 0.00010456 | 0.00017741 | 0.00026608 | 0.00035205 | 0.00042648 | 0.00047314 | 0.00047641 | 0.00045721 | 0.00040426 | 0.00034098 | 0.00027 | 0.00020165 | 0.00014531 | 9.9037e-05 | 6.4442e-05 | 4.0113e-05 | 2.3956e-05 | 1.5925e-05 | 0 | 0 | 0 | 0 | 0 | 0
F5_Industrial_Petroleum_Existing_Space Heating_Natural Gas_Gas Boiler - Burner Control Optimization_A_Technical Potential | F5 | Industrial | Petroleum | Existing | Space Heating | Natural Gas | Gas Boiler - Burner Control Optimization | A | Incremental Summer Peak Savings (MW) | Technical Potential | 0 | 0 | 0 | 0 | 0 | 0 | 0 | 0 | 0 | 0 | 0 | 0 | 0 | 0 | 0 | 0 | 0 | 0 | 0 | 0 | 0 | 0 | 0 | 0 | 0 | 0 | 0 | 0 | 0 | 0 | 0
F6_Industrial_Petroleum_Existing_Space Heating_Natural Gas_Gas Boiler - Burner Control Optimization_A_Technical Potential | F6 | Industrial | Petroleum | Existing | Space Heating | Natural Gas | Gas Boiler - Burner Control Optimization | A | Incremental Winter Peak Savings (MW) | Technical Potential | 0 | 0 | 0 | 0 | 0 | 0 | 0 | 0 | 0 | 0 | 0 | 0 | 0 | 0 | 0 | 0 | 0 | 0 | 0 | 0 | 0 | 0 | 0 | 0 | 0 | 0 | 0 | 0 | 0 | 0 | 0
F7_Industrial_Petroleum_Existing_Space Heating_Natural Gas_Gas Boiler - Burner Control Optimization_A_Technical Potential | F7 | Industrial | Petroleum | Existing | Space Heating | Natural Gas | Gas Boiler - Burner Control Optimization | A | Cumulative Energy Savings (MWh or mTherms) | Technical Potential | 0 | 0 | 0 | 0 | 0 | 3.5026e-05 | 8.8302e-05 | 0.00019062 | 0.00036214 | 0.00061494 | 0.00094068 | 0.0013243 | 0.001735 | 0.0021248 | 0.0024886 | 0.0027845 | 0.0030248 | 0.0031932 | 0.0032955 | 0.0033643 | 0.0033883 | 0.0033844 | 0.0033628 | 0.0033345 | 0.0033 | 0.0032624 | 0.0032271 | 0.0031938 | 0 | 0 | 0
F8_Industrial_Petroleum_Existing_Space Heating_Natural Gas_Gas Boiler - Burner Control Optimization_A_Technical Potential | F8 | Industrial | Petroleum | Existing | Space Heating | Natural Gas | Gas Boiler - Burner Control Optimization | A | Cumulative Summer Peak Savings (MW) | Technical Potential | 0 | 0 | 0 | 0 | 0 | 0 | 0 | 0 | 0 | 0 | 0 | 0 | 0 | 0 | 0 | 0 | 0 | 0 | 0 | 0 | 0 | 0 | 0 | 0 | 0 | 0 | 0 | 0 | 0 | 0 | 0
F9_Industrial_Petroleum_Existing_Space Heating_Natural Gas_Gas Boiler - Burner Control Optimization_A_Technical Potential | F9 | Industrial | Petroleum | Existing | Space Heating | Natural Gas | Gas Boiler - Burner Control Optimization | A | Cumulative Winter Peak Savings (MW) | Technical Potential | 0 | 0 | 0 | 0 | 0 | 0 | 0 | 0 | 0 | 0 | 0 | 0 | 0 | 0 | 0 | 0 | 0 | 0 | 0 | 0 | 0 | 0 | 0 | 0 | 0 | 0 | 0 | 0 | 0 | 0 | 0
F10_Industrial_Petroleum_Existing_Space Heating_Natural Gas_Gas Boiler - Burner Control Optimization_A_Technical Potential | F10 | Industrial | Petroleum | Existing | Space Heating | Natural Gas | Gas Boiler - Burner Control Optimization | A | Purchases (Incremental) | Technical Potential | 0 | 0 | 0 | 0 | 0 | 0.00084926 | 0.0013342 | 0.0026527 | 0.0046448 | 0.0072312 | 0.0099951 | 0.012686 | 0.014771 | 0.015654 | 0.015714 | 0.014526 | 0.012712 | 0.010416 | 0.0080293 | 0.0059233 | 0.0041292 | 0.0027421 | 0.0017386 | 0.0010547 | 0.00071186 | 0 | 0 | 0 | 0 | 0 | 0
F11_Industrial_Petroleum_Existing_Space Heating_Natural Gas_Gas Boiler - Burner Control Optimization_A_Technical Potential | F11 | Industrial | Petroleum | Existing | Space Heating | Natural Gas | Gas Boiler - Burner Control Optimization | A | Purchases (Cumulative) | Technical Potential | 0 | 0 | 0 | 0 | 0 | 0.00084926 | 0.0021835 | 0.0048362 | 0.009481 | 0.016712 | 0.026707 | 0.039393 | 0.054164 | 0.069818 | 0.085532 | 0.10006 | 0.11277 | 0.12319 | 0.13122 | 0.13714 | 0.14127 | 0.14401 | 0.14575 | 0.1468 | 0.14752 | 0.14752 | 0.14752 | 0.14752 | 0.14752 | 0.14752 | 0.14752
F1_Industrial_Petroleum_Existing_Process_Natural Gas_Gas Boiler - Burner Control Optimization_A_Technical Potential | F1 | Industrial | Petroleum | Existing | Process | Natural Gas | Gas Boiler - Burner Control Optimization | A | Integrated Unit Energy Savings (kWh or therms) | Technical Potential | 0 | 0 | 0 | 0 | 0 | 211.5358 | 210.811 | 210.079 | 209.3552 | 208.6288 | 207.8771 | 207.2105 | 206.5901 | 205.9311 | 205.4264 | 204.8714 | 204.4182 | 203.954 | 203.4776 | 203.1 | 202.685 | 202.3007 | 201.9183 | 201.5378 | 201.1592 | 201.1274 | 201.0983 | 201.0717 | 212.2656 | 212.2656 | 212.2656
F2_Industrial_Petroleum_Existing_Process_Natural Gas_Gas Boiler - Burner Control Optimization_A_Technical Potential | F2 | Industrial | Petroleum | Existing | Process | Natural Gas | Gas Boiler - Burner Control Optimization | A | Integrated Unit Summer Peak Savings (kW) | Technical Potential | 0 | 0 | 0 | 0 | 0 | 0 | 0 | 0 | 0 | 0 | 0 | 0 | 0 | 0 | 0 | 0 | 0 | 0 | 0 | 0 | 0 | 0 | 0 | 0 | 0 | 0 | 0 | 0 | 0 | 0 | 0
F3_Industrial_Petroleum_Existing_Process_Natural Gas_Gas Boiler - Burner Control Optimization_A_Technical Potential | F3 | Industrial | Petroleum | Existing | Process | Natural Gas | Gas Boiler - Burner Control Optimization | A | Integrated Unit Winter Peak Savings (kW) | Technical Potential | 0 | 0 | 0 | 0 | 0 | 0 | 0 | 0 | 0 | 0 | 0 | 0 | 0 | 0 | 0 | 0 | 0 | 0 | 0 | 0 | 0 | 0 | 0 | 0 | 0 | 0 | 0 | 0 | 0 | 0 | 0
F4_Industrial_Petroleum_Existing_Process_Natural Gas_Gas Boiler - Burner Control Optimization_A_Technical Potential | F4 | Industrial | Petroleum | Existing | Process | Natural Gas | Gas Boiler - Burner Control Optimization | A | Incremental Energy Savings (MWh or mTherms) | Technical Potential | 0 | 0 | 0 | 0 | 0 | 0.014266 | 0.022336 | 0.044255 | 0.077222 | 0.1198 | 0.165 | 0.20875 | 0.24232 | 0.256 | 0.25635 | 0.23634 | 0.20636 | 0.16871 | 0.12974 | 0.095536 | 0.066463 | 0.044052 | 0.027878 | 0.01688 | 0.011372 | 0 | 0 | 0 | 0 | 0 | 0
F5_Industrial_Petroleum_Existing_Process_Natural Gas_Gas Boiler - Burner Control Optimization_A_Technical Potential | F5 | Industrial | Petroleum | Existing | Process | Natural Gas | Gas Boiler - Burner Control Optimization | A | Incremental Summer Peak Savings (MW) | Technical Potential | 0 | 0 | 0 | 0 | 0 | 0 | 0 | 0 | 0 | 0 | 0 | 0 | 0 | 0 | 0 | 0 | 0 | 0 | 0 | 0 | 0 | 0 | 0 | 0 | 0 | 0 | 0 | 0 | 0 | 0 | 0
F6_Industrial_Petroleum_Existing_Process_Natural Gas_Gas Boiler - Burner Control Optimization_A_Technical Potential | F6 | Industrial | Petroleum | Existing | Process | Natural Gas | Gas Boiler - Burner Control Optimization | A | Incremental Winter Peak Savings (MW) | Technical Potential | 0 | 0 | 0 | 0 | 0 | 0 | 0 | 0 | 0 | 0 | 0 | 0 | 0 | 0 | 0 | 0 | 0 | 0 | 0 | 0 | 0 | 0 | 0 | 0 | 0 | 0 | 0 | 0 | 0 | 0 | 0
F7_Industrial_Petroleum_Existing_Process_Natural Gas_Gas Boiler - Burner Control Optimization_A_Technical Potential | F7 | Industrial | Petroleum | Existing | Process | Natural Gas | Gas Boiler - Burner Control Optimization | A | Cumulative Energy Savings (MWh or mTherms) | Technical Potential | 0 | 0 | 0 | 0 | 0 | 0.014266 | 0.036554 | 0.080682 | 0.15763 | 0.27688 | 0.44089 | 0.64823 | 0.88861 | 1.1418 | 1.3953 | 1.6279 | 1.8307 | 1.9952 | 2.1203 | 2.2119 | 2.2738 | 2.3136 | 2.3371 | 2.3496 | 2.3565 | 2.3561 | 2.3558 | 2.3555 | 0 | 0 | 0
F8_Industrial_Petroleum_Existing_Process_Natural Gas_Gas Boiler - Burner Control Optimization_A_Technical Potential | F8 | Industrial | Petroleum | Existing | Process | Natural Gas | Gas Boiler - Burner Control Optimization | A | Cumulative Summer Peak Savings (MW) | Technical Potential | 0 | 0 | 0 | 0 | 0 | 0 | 0 | 0 | 0 | 0 | 0 | 0 | 0 | 0 | 0 | 0 | 0 | 0 | 0 | 0 | 0 | 0 | 0 | 0 | 0 | 0 | 0 | 0 | 0 | 0 | 0
F9_Industrial_Petroleum_Existing_Process_Natural Gas_Gas Boiler - Burner Control Optimization_A_Technical Potential | F9 | Industrial | Petroleum | Existing | Process | Natural Gas | Gas Boiler - Burner Control Optimization | A | Cumulative Winter Peak Savings (MW) | Technical Potential | 0 | 0 | 0 | 0 | 0 | 0 | 0 | 0 | 0 | 0 | 0 | 0 | 0 | 0 | 0 | 0 | 0 | 0 | 0 | 0 | 0 | 0 | 0 | 0 | 0 | 0 | 0 | 0 | 0 | 0 | 0
F10_Industrial_Petroleum_Existing_Process_Natural Gas_Gas Boiler - Burner Control Optimization_A_Technical Potential | F10 | Industrial | Petroleum | Existing | Process | Natural Gas | Gas Boiler - Burner Control Optimization | A | Purchases (Incremental) | Technical Potential | 0 | 0 | 0 | 0 | 0 | 0.067442 | 0.10595 | 0.21066 | 0.36885 | 0.57425 | 0.79374 | 1.0075 | 1.173 | 1.2431 | 1.2479 | 1.1536 | 1.0095 | 0.82719 | 0.63763 | 0.47039 | 0.32791 | 0.21776 | 0.13807 | 0.083755 | 0.056531 | 0 | 0 | 0 | 0 | 0 | 0
F11_Industrial_Petroleum_Existing_Process_Natural Gas_Gas Boiler - Burner Control Optimization_A_Technical Potential | F11 | Industrial | Petroleum | Existing | Process | Natural Gas | Gas Boiler - Burner Control Optimization | A | Purchases (Cumulative) | Technical Potential | 0 | 0 | 0 | 0 | 0 | 0.067442 | 0.1734 | 0.38406 | 0.75291 | 1.3272 | 2.1209 | 3.1284 | 4.3013 | 5.5445 | 6.7924 | 7.9459 | 8.9555 | 9.7827 | 10.4203 | 10.8907 | 11.2186 | 11.4363 | 11.5744 | 11.6582 | 11.7147 | 11.7147 | 11.7147 | 11.7147 | 11.7147 | 11.7147 | 11.7147
F1_Industrial_Petroleum_Existing_Space Heating_Natural Gas_HVAC - Demand Controlled Ventilation_A_Technical Potential | F1 | Industrial | Petroleum | Existing | Space Heating | Natural Gas | HVAC - Demand Controlled Ventilation | A | Integrated Unit Energy Savings (kWh or therms) | Technical Potential | 0 | 0 | 0 | 0 | 0 | 0.045538 | 0.044943 | 0.044178 | 0.04339 | 0.04258 | 0.041747 | 0.040904 | 0.040072 | 0.039218 | 0.038375 | 0.037558 | 0.036793 | 0.036045 | 0.035326 | 0.034671 | 0.034044 | 0.033454 | 0.032892 | 0.032374 | 0.031885 | 0.031494 | 0.031121 | 0.030765 | 0.036718 | 0.036492 | 0.03628
F2_Industrial_Petroleum_Existing_Space Heating_Natural Gas_HVAC - Demand Controlled Ventilation_A_Technical Potential | F2 | Industrial | Petroleum | Existing | Space Heating | Natural Gas | HVAC - Demand Controlled Ventilation | A | Integrated Unit Summer Peak Savings (kW) | Technical Potential | 0 | 0 | 0 | 0 | 0 | 0 | 0 | 0 | 0 | 0 | 0 | 0 | 0 | 0 | 0 | 0 | 0 | 0 | 0 | 0 | 0 | 0 | 0 | 0 | 0 | 0 | 0 | 0 | 0 | 0 | 0
F3_Industrial_Petroleum_Existing_Space Heating_Natural Gas_HVAC - Demand Controlled Ventilation_A_Technical Potential | F3 | Industrial | Petroleum | Existing | Space Heating | Natural Gas | HVAC - Demand Controlled Ventilation | A | Integrated Unit Winter Peak Savings (kW) | Technical Potential | 0 | 0 | 0 | 0 | 0 | 0 | 0 | 0 | 0 | 0 | 0 | 0 | 0 | 0 | 0 | 0 | 0 | 0 | 0 | 0 | 0 | 0 | 0 | 0 | 0 | 0 | 0 | 0 | 0 | 0 | 0
F4_Industrial_Petroleum_Existing_Space Heating_Natural Gas_HVAC - Demand Controlled Ventilation_A_Technical Potential | F4 | Industrial | Petroleum | Existing | Space Heating | Natural Gas | HVAC - Demand Controlled Ventilation | A | Incremental Energy Savings (MWh or mTherms) | Technical Potential | 0 | 0 | 0 | 0 | 0 | 0.0027329 | 0.0026957 | 0.0026342 | 0.0025886 | 0.0025424 | 0.002461 | 0.0024047 | 0.002351 | 0.0022644 | 0.0022242 | 0.0021561 | 0.0021124 | 0.002059 | 0.002 | 0.0019652 | 0.0019217 | 0.0018811 | 0.0018427 | 0.0018075 | 0.0017746 | 0 | 0 | 0 | 0 | 0 | 0
F5_Industrial_Petroleum_Existing_Space Heating_Natural Gas_HVAC - Demand Controlled Ventilation_A_Technical Potential | F5 | Industrial | Petroleum | Existing | Space Heating | Natural Gas | HVAC - Demand Controlled Ventilation | A | Incremental Summer Peak Savings (MW) | Technical Potential | 0 | 0 | 0 | 0 | 0 | 0 | 0 | 0 | 0 | 0 | 0 | 0 | 0 | 0 | 0 | 0 | 0 | 0 | 0 | 0 | 0 | 0 | 0 | 0 | 0 | 0 | 0 | 0 | 0 | 0 | 0
F6_Industrial_Petroleum_Existing_Space Heating_Natural Gas_HVAC - Demand Controlled Ventilation_A_Technical Potential | F6 | Industrial | Petroleum | Existing | Space Heating | Natural Gas | HVAC - Demand Controlled Ventilation | A | Incremental Winter Peak Savings (MW) | Technical Potential | 0 | 0 | 0 | 0 | 0 | 0 | 0 | 0 | 0 | 0 | 0 | 0 | 0 | 0 | 0 | 0 | 0 | 0 | 0 | 0 | 0 | 0 | 0 | 0 | 0 | 0 | 0 | 0 | 0 | 0 | 0
F7_Industrial_Petroleum_Existing_Space Heating_Natural Gas_HVAC - Demand Controlled Ventilation_A_Technical Potential | F7 | Industrial | Petroleum | Existing | Space Heating | Natural Gas | HVAC - Demand Controlled Ventilation | A | Cumulative Energy Savings (MWh or mTherms) | Technical Potential | 0 | 0 | 0 | 0 | 0 | 0.0027329 | 0.0053929 | 0.0079353 | 0.010382 | 0.012731 | 0.014943 | 0.017046 | 0.01905 | 0.020909 | 0.022683 | 0.024357 | 0.025972 | 0.027504 | 0.028955 | 0.030384 | 0.031756 | 0.033087 | 0.034374 | 0.03564 | 0.036876 | 0.036423 | 0.035992 | 0.03558 | 0 | 0 | 0
F8_Industrial_Petroleum_Existing_Space Heating_Natural Gas_HVAC - Demand Controlled Ventilation_A_Technical Potential | F8 | Industrial | Petroleum | Existing | Space Heating | Natural Gas | HVAC - Demand Controlled Ventilation | A | Cumulative Summer Peak Savings (MW) | Technical Potential | 0 | 0 | 0 | 0 | 0 | 0 | 0 | 0 | 0 | 0 | 0 | 0 | 0 | 0 | 0 | 0 | 0 | 0 | 0 | 0 | 0 | 0 | 0 | 0 | 0 | 0 | 0 | 0 | 0 | 0 | 0
F9_Industrial_Petroleum_Existing_Space Heating_Natural Gas_HVAC - Demand Controlled Ventilation_A_Technical Potential | F9 | Industrial | Petroleum | Existing | Space Heating | Natural Gas | HVAC - Demand Controlled Ventilation | A | Cumulative Winter Peak Savings (MW) | Technical Potential | 0 | 0 | 0 | 0 | 0 | 0 | 0 | 0 | 0 | 0 | 0 | 0 | 0 | 0 | 0 | 0 | 0 | 0 | 0 | 0 | 0 | 0 | 0 | 0 | 0 | 0 | 0 | 0 | 0 | 0 | 0
F10_Industrial_Petroleum_Existing_Space Heating_Natural Gas_HVAC - Demand Controlled Ventilation_A_Technical Potential | F10 | Industrial | Petroleum | Existing | Space Heating | Natural Gas | HVAC - Demand Controlled Ventilation | A | Purchases (Incremental) | Technical Potential | 0 | 0 | 0 | 0 | 0 | 60.0135 | 59.9805 | 59.6268 | 59.659 | 59.7084 | 58.9501 | 58.789 | 58.6697 | 57.738 | 57.9585 | 57.4058 | 57.4132 | 57.1242 | 56.6147 | 56.6818 | 56.4474 | 56.2278 | 56.023 | 55.8326 | 55.6565 | 0 | 0 | 0 | 0 | 0 | 0
F11_Industrial_Petroleum_Existing_Space Heating_Natural Gas_HVAC - Demand Controlled Ventilation_A_Technical Potential | F11 | Industrial | Petroleum | Existing | Space Heating | Natural Gas | HVAC - Demand Controlled Ventilation | A | Purchases (Cumulative) | Technical Potential | 0 | 0 | 0 | 0 | 0 | 60.0135 | 119.994 | 179.6208 | 239.2798 | 298.9882 | 357.9384 | 416.7274 | 475.3971 | 533.1351 | 591.0936 | 648.4993 | 705.9125 | 763.0368 | 819.6515 | 876.3333 | 932.7806 | 989.0085 | 1045.0314 | 1100.864 | 1156.5205 | 1156.5205 | 1156.5205 | 1156.5205 | 1156.5205 | 1156.5205 | 1156.5205
F1_Industrial_Petroleum_Existing_Space Heating_Natural Gas_Gas Boiler - Stack Economizer_A_Technical Potential | F1 | Industrial | Petroleum | Existing | Space Heating | Natural Gas | Gas Boiler - Stack Economizer | A | Integrated Unit Energy Savings (kWh or therms) | Technical Potential | 0 | 0 | 0 | 0 | 0 | 104.5812 | 103.6739 | 102.6595 | 101.6326 | 100.599 | 99.568 | 98.5501 | 97.5483 | 96.5286 | 95.4912 | 94.5161 | 93.5844 | 92.6532 | 91.7214 | 90.815 | 89.9143 | 88.9755 | 88.0516 | 87.148 | 86.2357 | 85.3751 | 84.561 | 83.7889 | 90.5054 | 90.1337 | 89.7944
F2_Industrial_Petroleum_Existing_Space Heating_Natural Gas_Gas Boiler - Stack Economizer_A_Technical Potential | F2 | Industrial | Petroleum | Existing | Space Heating | Natural Gas | Gas Boiler - Stack Economizer | A | Integrated Unit Summer Peak Savings (kW) | Technical Potential | 0 | 0 | 0 | 0 | 0 | 0 | 0 | 0 | 0 | 0 | 0 | 0 | 0 | 0 | 0 | 0 | 0 | 0 | 0 | 0 | 0 | 0 | 0 | 0 | 0 | 0 | 0 | 0 | 0 | 0 | 0
F3_Industrial_Petroleum_Existing_Space Heating_Natural Gas_Gas Boiler - Stack Economizer_A_Technical Potential | F3 | Industrial | Petroleum | Existing | Space Heating | Natural Gas | Gas Boiler - Stack Economizer | A | Integrated Unit Winter Peak Savings (kW) | Technical Potential | 0 | 0 | 0 | 0 | 0 | 0 | 0 | 0 | 0 | 0 | 0 | 0 | 0 | 0 | 0 | 0 | 0 | 0 | 0 | 0 | 0 | 0 | 0 | 0 | 0 | 0 | 0 | 0 | 0 | 0 | 0
F4_Industrial_Petroleum_Existing_Space Heating_Natural Gas_Gas Boiler - Stack Economizer_A_Technical Potential | F4 | Industrial | Petroleum | Existing | Space Heating | Natural Gas | Gas Boiler - Stack Economizer | A | Incremental Energy Savings (MWh or mTherms) | Technical Potential | 0 | 0 | 0 | 0 | 0 | 0.000878 | 0.00086991 | 0.00085632 | 0.00084821 | 0.00084028 | 0.00073899 | 0.00058355 | 0.00046116 | 0.00035927 | 0.00028541 | 0.00022384 | 0.00017733 | 0.00013975 | 0.00010969 | 8.6985e-05 | 6.8613e-05 | 4.6131e-07 | 1.6245e-07 | 5.4625e-08 | 1.7571e-08 | 1.4743e-08 | 1.4563e-08 | 1.4395e-08 | 1.5516e-08 | 1.5422e-08 | 1.5338e-08
F5_Industrial_Petroleum_Existing_Space Heating_Natural Gas_Gas Boiler - Stack Economizer_A_Technical Potential | F5 | Industrial | Petroleum | Existing | Space Heating | Natural Gas | Gas Boiler - Stack Economizer | A | Incremental Summer Peak Savings (MW) | Technical Potential | 0 | 0 | 0 | 0 | 0 | 0 | 0 | 0 | 0 | 0 | 0 | 0 | 0 | 0 | 0 | 0 | 0 | 0 | 0 | 0 | 0 | 0 | 0 | 0 | 0 | 0 | 0 | 0 | 0 | 0 | 0
F6_Industrial_Petroleum_Existing_Space Heating_Natural Gas_Gas Boiler - Stack Economizer_A_Technical Potential | F6 | Industrial | Petroleum | Existing | Space Heating | Natural Gas | Gas Boiler - Stack Economizer | A | Incremental Winter Peak Savings (MW) | Technical Potential | 0 | 0 | 0 | 0 | 0 | 0 | 0 | 0 | 0 | 0 | 0 | 0 | 0 | 0 | 0 | 0 | 0 | 0 | 0 | 0 | 0 | 0 | 0 | 0 | 0 | 0 | 0 | 0 | 0 | 0 | 0
F7_Industrial_Petroleum_Existing_Space Heating_Natural Gas_Gas Boiler - Stack Economizer_A_Technical Potential | F7 | Industrial | Petroleum | Existing | Space Heating | Natural Gas | Gas Boiler - Stack Economizer | A | Cumulative Energy Savings (MWh or mTherms) | Technical Potential | 0 | 0 | 0 | 0 | 0 | 0.000878 | 0.0017403 | 0.0025796 | 0.003402 | 0.0042077 | 0.0049035 | 0.005437 | 0.0058428 | 0.006141 | 0.0063605 | 0.0065194 | 0.0066324 | 0.0067062 | 0.0067484 | 0.0067687 | 0.0067702 | 0.0067 | 0.0066306 | 0.0065626 | 0.0064939 | 0.0064291 | 0.0063678 | 0.0063097 | 0 | 0 | 0
F8_Industrial_Petroleum_Existing_Space Heating_Natural Gas_Gas Boiler - Stack Economizer_A_Technical Potential | F8 | Industrial | Petroleum | Existing | Space Heating | Natural Gas | Gas Boiler - Stack Economizer | A | Cumulative Summer Peak Savings (MW) | Technical Potential | 0 | 0 | 0 | 0 | 0 | 0 | 0 | 0 | 0 | 0 | 0 | 0 | 0 | 0 | 0 | 0 | 0 | 0 | 0 | 0 | 0 | 0 | 0 | 0 | 0 | 0 | 0 | 0 | 0 | 0 | 0
F9_Industrial_Petroleum_Existing_Space Heating_Natural Gas_Gas Boiler - Stack Economizer_A_Technical Potential | F9 | Industrial | Petroleum | Existing | Space Heating | Natural Gas | Gas Boiler - Stack Economizer | A | Cumulative Winter Peak Savings (MW) | Technical Potential | 0 | 0 | 0 | 0 | 0 | 0 | 0 | 0 | 0 | 0 | 0 | 0 | 0 | 0 | 0 | 0 | 0 | 0 | 0 | 0 | 0 | 0 | 0 | 0 | 0 | 0 | 0 | 0 | 0 | 0 | 0
F10_Industrial_Petroleum_Existing_Space Heating_Natural Gas_Gas Boiler - Stack Economizer_A_Technical Potential | F10 | Industrial | Petroleum | Existing | Space Heating | Natural Gas | Gas Boiler - Stack Economizer | A | Purchases (Incremental) | Technical Potential | 0 | 0 | 0 | 0 | 0 | 0.0083954 | 0.0083908 | 0.0083413 | 0.0083458 | 0.0083527 | 0.007422 | 0.0059214 | 0.0047275 | 0.0037219 | 0.0029889 | 0.0023683 | 0.0018949 | 0.0015083 | 0.0011959 | 0.00095783 | 0.0007631 | 5.1847e-06 | 1.8449e-06 | 6.2681e-07 | 2.0375e-07 | 1.7268e-07 | 1.7222e-07 | 1.7181e-07 | 1.7143e-07 | 1.711e-07 | 1.7081e-07
F11_Industrial_Petroleum_Existing_Space Heating_Natural Gas_Gas Boiler - Stack Economizer_A_Technical Potential | F11 | Industrial | Petroleum | Existing | Space Heating | Natural Gas | Gas Boiler - Stack Economizer | A | Purchases (Cumulative) | Technical Potential | 0 | 0 | 0 | 0 | 0 | 0.0083954 | 0.016786 | 0.025128 | 0.033473 | 0.041826 | 0.049248 | 0.055169 | 0.059897 | 0.063619 | 0.066608 | 0.068976 | 0.070871 | 0.072379 | 0.073575 | 0.074533 | 0.075296 | 0.075301 | 0.075303 | 0.075304 | 0.075304 | 0.075304 | 0.075304 | 0.075304 | 0.075305 | 0.075305 | 0.075305
F1_Industrial_Petroleum_Existing_Process_Natural Gas_Gas Boiler - Stack Economizer_A_Technical Potential | F1 | Industrial | Petroleum | Existing | Process | Natural Gas | Gas Boiler - Stack Economizer | A | Integrated Unit Energy Savings (kWh or therms) | Technical Potential | 0 | 0 | 0 | 0 | 0 | 702.5558 | 702.474 | 702.4163 | 702.3723 | 702.334 | 702.2962 | 702.2665 | 702.2414 | 702.2139 | 702.1985 | 702.1795 | 702.1684 | 702.1572 | 702.1457 | 702.1411 | 702.134 | 702.1281 | 702.1229 | 702.1182 | 702.1143 | 702.1127 | 702.1112 | 702.1098 | 702.6725 | 702.6725 | 702.6725
F2_Industrial_Petroleum_Existing_Process_Natural Gas_Gas Boiler - Stack Economizer_A_Technical Potential | F2 | Industrial | Petroleum | Existing | Process | Natural Gas | Gas Boiler - Stack Economizer | A | Integrated Unit Summer Peak Savings (kW) | Technical Potential | 0 | 0 | 0 | 0 | 0 | 0 | 0 | 0 | 0 | 0 | 0 | 0 | 0 | 0 | 0 | 0 | 0 | 0 | 0 | 0 | 0 | 0 | 0 | 0 | 0 | 0 | 0 | 0 | 0 | 0 | 0
F3_Industrial_Petroleum_Existing_Process_Natural Gas_Gas Boiler - Stack Economizer_A_Technical Potential | F3 | Industrial | Petroleum | Existing | Process | Natural Gas | Gas Boiler - Stack Economizer | A | Integrated Unit Winter Peak Savings (kW) | Technical Potential | 0 | 0 | 0 | 0 | 0 | 0 | 0 | 0 | 0 | 0 | 0 | 0 | 0 | 0 | 0 | 0 | 0 | 0 | 0 | 0 | 0 | 0 | 0 | 0 | 0 | 0 | 0 | 0 | 0 | 0 | 0
F4_Industrial_Petroleum_Existing_Process_Natural Gas_Gas Boiler - Stack Economizer_A_Technical Potential | F4 | Industrial | Petroleum | Existing | Process | Natural Gas | Gas Boiler - Stack Economizer | A | Incremental Energy Savings (MWh or mTherms) | Technical Potential | 0 | 0 | 0 | 0 | 0 | 0.4684 | 0.46809 | 0.46529 | 0.46551 | 0.46587 | 0.41393 | 0.33023 | 0.26364 | 0.20755 | 0.16667 | 0.13206 | 0.10566 | 0.084103 | 0.066681 | 0.053408 | 0.042549 | 0.00028909 | 0.00010287 | 3.4949e-05 | 1.1361e-05 | 9.6283e-06 | 9.6026e-06 | 9.5793e-06 | 9.5661e-06 | 9.5476e-06 | 9.5313e-06
F5_Industrial_Petroleum_Existing_Process_Natural Gas_Gas Boiler - Stack Economizer_A_Technical Potential | F5 | Industrial | Petroleum | Existing | Process | Natural Gas | Gas Boiler - Stack Economizer | A | Incremental Summer Peak Savings (MW) | Technical Potential | 0 | 0 | 0 | 0 | 0 | 0 | 0 | 0 | 0 | 0 | 0 | 0 | 0 | 0 | 0 | 0 | 0 | 0 | 0 | 0 | 0 | 0 | 0 | 0 | 0 | 0 | 0 | 0 | 0 | 0 | 0
F6_Industrial_Petroleum_Existing_Process_Natural Gas_Gas Boiler - Stack Economizer_A_Technical Potential | F6 | Industrial | Petroleum | Existing | Process | Natural Gas | Gas Boiler - Stack Economizer | A | Incremental Winter Peak Savings (MW) | Technical Potential | 0 | 0 | 0 | 0 | 0 | 0 | 0 | 0 | 0 | 0 | 0 | 0 | 0 | 0 | 0 | 0 | 0 | 0 | 0 | 0 | 0 | 0 | 0 | 0 | 0 | 0 | 0 | 0 | 0 | 0 | 0
F7_Industrial_Petroleum_Existing_Process_Natural Gas_Gas Boiler - Stack Economizer_A_Technical Potential | F7 | Industrial | Petroleum | Existing | Process | Natural Gas | Gas Boiler - Stack Economizer | A | Cumulative Energy Savings (MWh or mTherms) | Technical Potential | 0 | 0 | 0 | 0 | 0 | 0.4684 | 0.93643 | 1.4016 | 1.8671 | 2.3328 | 2.7466 | 3.0767 | 3.3403 | 3.5477 | 3.7143 | 3.8463 | 3.9519 | 4.0359 | 4.1025 | 4.1559 | 4.1984 | 4.1987 | 4.1987 | 4.1987 | 4.1987 | 4.1987 | 4.1987 | 4.1987 | 0 | 0 | 0
F8_Industrial_Petroleum_Existing_Process_Natural Gas_Gas Boiler - Stack Economizer_A_Technical Potential | F8 | Industrial | Petroleum | Existing | Process | Natural Gas | Gas Boiler - Stack Economizer | A | Cumulative Summer Peak Savings (MW) | Technical Potential | 0 | 0 | 0 | 0 | 0 | 0 | 0 | 0 | 0 | 0 | 0 | 0 | 0 | 0 | 0 | 0 | 0 | 0 | 0 | 0 | 0 | 0 | 0 | 0 | 0 | 0 | 0 | 0 | 0 | 0 | 0
F9_Industrial_Petroleum_Existing_Process_Natural Gas_Gas Boiler - Stack Economizer_A_Technical Potential | F9 | Industrial | Petroleum | Existing | Process | Natural Gas | Gas Boiler - Stack Economizer | A | Cumulative Winter Peak Savings (MW) | Technical Potential | 0 | 0 | 0 | 0 | 0 | 0 | 0 | 0 | 0 | 0 | 0 | 0 | 0 | 0 | 0 | 0 | 0 | 0 | 0 | 0 | 0 | 0 | 0 | 0 | 0 | 0 | 0 | 0 | 0 | 0 | 0
F10_Industrial_Petroleum_Existing_Process_Natural Gas_Gas Boiler - Stack Economizer_A_Technical Potential | F10 | Industrial | Petroleum | Existing | Process | Natural Gas | Gas Boiler - Stack Economizer | A | Purchases (Incremental) | Technical Potential | 0 | 0 | 0 | 0 | 0 | 0.6667 | 0.66634 | 0.66241 | 0.66277 | 0.66331 | 0.5894 | 0.47023 | 0.37542 | 0.29557 | 0.23736 | 0.18808 | 0.15048 | 0.11978 | 0.094968 | 0.076064 | 0.0606 | 0.00041173 | 0.00014651 | 4.9777e-05 | 1.618e-05 | 1.3713e-05 | 1.3677e-05 | 1.3644e-05 | 1.3614e-05 | 1.3587e-05 | 1.3564e-05
F11_Industrial_Petroleum_Existing_Process_Natural Gas_Gas Boiler - Stack Economizer_A_Technical Potential | F11 | Industrial | Petroleum | Existing | Process | Natural Gas | Gas Boiler - Stack Economizer | A | Purchases (Cumulative) | Technical Potential | 0 | 0 | 0 | 0 | 0 | 0.6667 | 1.333 | 1.9955 | 2.6582 | 3.3215 | 3.9109 | 4.3812 | 4.7566 | 5.0522 | 5.2895 | 5.4776 | 5.6281 | 5.7479 | 5.8428 | 5.9189 | 5.9795 | 5.9799 | 5.98 | 5.9801 | 5.9801 | 5.9801 | 5.9801 | 5.9801 | 5.9802 | 5.9802 | 5.9802
F1_Industrial_Petroleum_Existing_Space Heating_Natural Gas_Gas Furnace Tube Inserts_A_Technical Potential | F1 | Industrial | Petroleum | Existing | Space Heating | Natural Gas | Gas Furnace Tube Inserts | A | Integrated Unit Energy Savings (kWh or therms) | Technical Potential | 0 | 0 | 0 | 0 | 0 | 0.086013 | 0.085056 | 0.083799 | 0.082523 | 0.08124 | 0.079968 | 0.078716 | 0.077533 | 0.076386 | 0.075253 | 0.074234 | 0.073288 | 0.072379 | 0.071502 | 0.070642 | 0.06979 | 0.068932 | 0.068053 | 0.067202 | 0.066369 | 0.065575 | 0.064817 | 0.064093 | 0.069231 | 0.068805 | 0.068405
F2_Industrial_Petroleum_Existing_Space Heating_Natural Gas_Gas Furnace Tube Inserts_A_Technical Potential | F2 | Industrial | Petroleum | Existing | Space Heating | Natural Gas | Gas Furnace Tube Inserts | A | Integrated Unit Summer Peak Savings (kW) | Technical Potential | 0 | 0 | 0 | 0 | 0 | 0 | 0 | 0 | 0 | 0 | 0 | 0 | 0 | 0 | 0 | 0 | 0 | 0 | 0 | 0 | 0 | 0 | 0 | 0 | 0 | 0 | 0 | 0 | 0 | 0 | 0
F3_Industrial_Petroleum_Existing_Space Heating_Natural Gas_Gas Furnace Tube Inserts_A_Technical Potential | F3 | Industrial | Petroleum | Existing | Space Heating | Natural Gas | Gas Furnace Tube Inserts | A | Integrated Unit Winter Peak Savings (kW) | Technical Potential | 0 | 0 | 0 | 0 | 0 | 0 | 0 | 0 | 0 | 0 | 0 | 0 | 0 | 0 | 0 | 0 | 0 | 0 | 0 | 0 | 0 | 0 | 0 | 0 | 0 | 0 | 0 | 0 | 0 | 0 | 0
F4_Industrial_Petroleum_Existing_Space Heating_Natural Gas_Gas Furnace Tube Inserts_A_Technical Potential | F4 | Industrial | Petroleum | Existing | Space Heating | Natural Gas | Gas Furnace Tube Inserts | A | Incremental Energy Savings (MWh or mTherms) | Technical Potential | 0 | 0 | 0 | 0 | 0 | 0 | 0 | 0 | 0 | 0 | 0 | 0 | 0 | 0 | 0 | 0 | 0 | 0 | 0 | 0 | 0 | 0 | 0 | 0 | 0 | 0 | 0 | 0 | 0 | 0 | 0
F5_Industrial_Petroleum_Existing_Space Heating_Natural Gas_Gas Furnace Tube Inserts_A_Technical Potential | F5 | Industrial | Petroleum | Existing | Space Heating | Natural Gas | Gas Furnace Tube Inserts | A | Incremental Summer Peak Savings (MW) | Technical Potential | 0 | 0 | 0 | 0 | 0 | 0 | 0 | 0 | 0 | 0 | 0 | 0 | 0 | 0 | 0 | 0 | 0 | 0 | 0 | 0 | 0 | 0 | 0 | 0 | 0 | 0 | 0 | 0 | 0 | 0 | 0
F6_Industrial_Petroleum_Existing_Space Heating_Natural Gas_Gas Furnace Tube Inserts_A_Technical Potential | F6 | Industrial | Petroleum | Existing | Space Heating | Natural Gas | Gas Furnace Tube Inserts | A | Incremental Winter Peak Savings (MW) | Technical Potential | 0 | 0 | 0 | 0 | 0 | 0 | 0 | 0 | 0 | 0 | 0 | 0 | 0 | 0 | 0 | 0 | 0 | 0 | 0 | 0 | 0 | 0 | 0 | 0 | 0 | 0 | 0 | 0 | 0 | 0 | 0
F7_Industrial_Petroleum_Existing_Space Heating_Natural Gas_Gas Furnace Tube Inserts_A_Technical Potential | F7 | Industrial | Petroleum | Existing | Space Heating | Natural Gas | Gas Furnace Tube Inserts | A | Cumulative Energy Savings (MWh or mTherms) | Technical Potential | 0 | 0 | 0 | 0 | 0 | 0 | 0 | 0 | 0 | 0 | 0 | 0 | 0 | 0 | 0 | 0 | 0 | 0 | 0 | 0 | 0 | 0 | 0 | 0 | 0 | 0 | 0 | 0 | 0 | 0 | 0
F8_Industrial_Petroleum_Existing_Space Heating_Natural Gas_Gas Furnace Tube Inserts_A_Technical Potential | F8 | Industrial | Petroleum | Existing | Space Heating | Natural Gas | Gas Furnace Tube Inserts | A | Cumulative Summer Peak Savings (MW) | Technical Potential | 0 | 0 | 0 | 0 | 0 | 0 | 0 | 0 | 0 | 0 | 0 | 0 | 0 | 0 | 0 | 0 | 0 | 0 | 0 | 0 | 0 | 0 | 0 | 0 | 0 | 0 | 0 | 0 | 0 | 0 | 0
F9_Industrial_Petroleum_Existing_Space Heating_Natural Gas_Gas Furnace Tube Inserts_A_Technical Potential | F9 | Industrial | Petroleum | Existing | Space Heating | Natural Gas | Gas Furnace Tube Inserts | A | Cumulative Winter Peak Savings (MW) | Technical Potential | 0 | 0 | 0 | 0 | 0 | 0 | 0 | 0 | 0 | 0 | 0 | 0 | 0 | 0 | 0 | 0 | 0 | 0 | 0 | 0 | 0 | 0 | 0 | 0 | 0 | 0 | 0 | 0 | 0 | 0 | 0
F10_Industrial_Petroleum_Existing_Space Heating_Natural Gas_Gas Furnace Tube Inserts_A_Technical Potential | F10 | Industrial | Petroleum | Existing | Space Heating | Natural Gas | Gas Furnace Tube Inserts | A | Purchases (Incremental) | Technical Potential | 0 | 0 | 0 | 0 | 0 | 0 | 0 | 0 | 0 | 0 | 0 | 0 | 0 | 0 | 0 | 0 | 0 | 0 | 0 | 0 | 0 | 0 | 0 | 0 | 0 | 0 | 0 | 0 | 0 | 0 | 0
F11_Industrial_Petroleum_Existing_Space Heating_Natural Gas_Gas Furnace Tube Inserts_A_Technical Potential | F11 | Industrial | Petroleum | Existing | Space Heating | Natural Gas | Gas Furnace Tube Inserts | A | Purchases (Cumulative) | Technical Potential | 0 | 0 | 0 | 0 | 0 | 0 | 0 | 0 | 0 | 0 | 0 | 0 | 0 | 0 | 0 | 0 | 0 | 0 | 0 | 0 | 0 | 0 | 0 | 0 | 0 | 0 | 0 | 0 | 0 | 0 | 0
F1_Industrial_Petroleum_Existing_Space Heating_Natural Gas_Space Heating - Heat Recovery Ventilator_A_Technical Potential | F1 | Industrial | Petroleum | Existing | Space Heating | Natural Gas | Space Heating - Heat Recovery Ventilator | A | Integrated Unit Energy Savings (kWh or therms) | Technical Potential | 0 | 0 | 0 | 0 | 0 | 0.012901 | 0.012608 | 0.012213 | 0.01175 | 0.011226 | 0.010648 | 0.010068 | 0.0095061 | 0.0089525 | 0.0084955 | 0.0080721 | 0.0077403 | 0.0074481 | 0.0071905 | 0.0070047 | 0.0068306 | 0.0066786 | 0.006541 | 0.0064263 | 0.0063179 | 0.0062352 | 0.006157 | 0.0060829 | 0 | 0 | 0
F2_Industrial_Petroleum_Existing_Space Heating_Natural Gas_Space Heating - Heat Recovery Ventilator_A_Technical Potential | F2 | Industrial | Petroleum | Existing | Space Heating | Natural Gas | Space Heating - Heat Recovery Ventilator | A | Integrated Unit Summer Peak Savings (kW) | Technical Potential | 0 | 0 | 0 | 0 | 0 | 0 | 0 | 0 | 0 | 0 | 0 | 0 | 0 | 0 | 0 | 0 | 0 | 0 | 0 | 0 | 0 | 0 | 0 | 0 | 0 | 0 | 0 | 0 | 0 | 0 | 0
F3_Industrial_Petroleum_Existing_Space Heating_Natural Gas_Space Heating - Heat Recovery Ventilator_A_Technical Potential | F3 | Industrial | Petroleum | Existing | Space Heating | Natural Gas | Space Heating - Heat Recovery Ventilator | A | Integrated Unit Winter Peak Savings (kW) | Technical Potential | 0 | 0 | 0 | 0 | 0 | 0 | 0 | 0 | 0 | 0 | 0 | 0 | 0 | 0 | 0 | 0 | 0 | 0 | 0 | 0 | 0 | 0 | 0 | 0 | 0 | 0 | 0 | 0 | 0 | 0 | 0
F4_Industrial_Petroleum_Existing_Space Heating_Natural Gas_Space Heating - Heat Recovery Ventilator_A_Technical Potential | F4 | Industrial | Petroleum | Existing | Space Heating | Natural Gas | Space Heating - Heat Recovery Ventilator | A | Incremental Energy Savings (MWh or mTherms) | Technical Potential | 0 | 0 | 0 | 0 | 0 | 0.00092409 | 0.00090262 | 0.00086916 | 0.00083667 | 0.00080005 | 0.00074923 | 0.00070642 | 0.00066567 | 0.00061695 | 0.00058769 | 0.00055307 | 0.00053042 | 0.00050782 | 0.00048588 | 0.00047389 | 0.0004602 | 0.00044821 | 0.00043738 | 0.00042825 | 0.00041969 | 0 | 0 | 0 | 0 | 0 | 0
F5_Industrial_Petroleum_Existing_Space Heating_Natural Gas_Space Heating - Heat Recovery Ventilator_A_Technical Potential | F5 | Industrial | Petroleum | Existing | Space Heating | Natural Gas | Space Heating - Heat Recovery Ventilator | A | Incremental Summer Peak Savings (MW) | Technical Potential | 0 | 0 | 0 | 0 | 0 | 0 | 0 | 0 | 0 | 0 | 0 | 0 | 0 | 0 | 0 | 0 | 0 | 0 | 0 | 0 | 0 | 0 | 0 | 0 | 0 | 0 | 0 | 0 | 0 | 0 | 0
F6_Industrial_Petroleum_Existing_Space Heating_Natural Gas_Space Heating - Heat Recovery Ventilator_A_Technical Potential | F6 | Industrial | Petroleum | Existing | Space Heating | Natural Gas | Space Heating - Heat Recovery Ventilator | A | Incremental Winter Peak Savings (MW) | Technical Potential | 0 | 0 | 0 | 0 | 0 | 0 | 0 | 0 | 0 | 0 | 0 | 0 | 0 | 0 | 0 | 0 | 0 | 0 | 0 | 0 | 0 | 0 | 0 | 0 | 0 | 0 | 0 | 0 | 0 | 0 | 0
F7_Industrial_Petroleum_Existing_Space Heating_Natural Gas_Space Heating - Heat Recovery Ventilator_A_Technical Potential | F7 | Industrial | Petroleum | Existing | Space Heating | Natural Gas | Space Heating - Heat Recovery Ventilator | A | Cumulative Energy Savings (MWh or mTherms) | Technical Potential | 0 | 0 | 0 | 0 | 0 | 0.00092409 | 0.0018057 | 0.0026183 | 0.0033557 | 0.0040062 | 0.0045492 | 0.0050075 | 0.0053939 | 0.0056967 | 0.0059936 | 0.0062479 | 0.0065216 | 0.0067832 | 0.0070345 | 0.0073266 | 0.0076047 | 0.0078837 | 0.0081586 | 0.0084438 | 0.008721 | 0.008607 | 0.008499 | 0.0083967 | 0 | 0 | 0
F8_Industrial_Petroleum_Existing_Space Heating_Natural Gas_Space Heating - Heat Recovery Ventilator_A_Technical Potential | F8 | Industrial | Petroleum | Existing | Space Heating | Natural Gas | Space Heating - Heat Recovery Ventilator | A | Cumulative Summer Peak Savings (MW) | Technical Potential | 0 | 0 | 0 | 0 | 0 | 0 | 0 | 0 | 0 | 0 | 0 | 0 | 0 | 0 | 0 | 0 | 0 | 0 | 0 | 0 | 0 | 0 | 0 | 0 | 0 | 0 | 0 | 0 | 0 | 0 | 0
F9_Industrial_Petroleum_Existing_Space Heating_Natural Gas_Space Heating - Heat Recovery Ventilator_A_Technical Potential | F9 | Industrial | Petroleum | Existing | Space Heating | Natural Gas | Space Heating - Heat Recovery Ventilator | A | Cumulative Winter Peak Savings (MW) | Technical Potential | 0 | 0 | 0 | 0 | 0 | 0 | 0 | 0 | 0 | 0 | 0 | 0 | 0 | 0 | 0 | 0 | 0 | 0 | 0 | 0 | 0 | 0 | 0 | 0 | 0 | 0 | 0 | 0 | 0 | 0 | 0
F10_Industrial_Petroleum_Existing_Space Heating_Natural Gas_Space Heating - Heat Recovery Ventilator_A_Technical Potential | F10 | Industrial | Petroleum | Existing | Space Heating | Natural Gas | Space Heating - Heat Recovery Ventilator | A | Purchases (Incremental) | Technical Potential | 0 | 0 | 0 | 0 | 0 | 71.6295 | 71.5902 | 71.168 | 71.2065 | 71.2654 | 70.3604 | 70.1681 | 70.0256 | 68.9137 | 69.1768 | 68.5171 | 68.526 | 68.1811 | 67.5729 | 67.653 | 67.3732 | 67.1112 | 66.8666 | 66.6394 | 66.4293 | 0 | 0 | 0 | 0 | 0 | 0
F11_Industrial_Petroleum_Existing_Space Heating_Natural Gas_Space Heating - Heat Recovery Ventilator_A_Technical Potential | F11 | Industrial | Petroleum | Existing | Space Heating | Natural Gas | Space Heating - Heat Recovery Ventilator | A | Purchases (Cumulative) | Technical Potential | 0 | 0 | 0 | 0 | 0 | 71.6295 | 143.2198 | 214.3878 | 285.5943 | 356.8597 | 427.2201 | 497.3882 | 567.4138 | 636.3275 | 705.5043 | 774.0213 | 842.5473 | 910.7284 | 978.3013 | 1045.9543 | 1113.3275 | 1180.4386 | 1247.3053 | 1313.9447 | 1380.3739 | 1380.3739 | 1380.3739 | 1380.3739 | 1380.3739 | 1380.3739 | 1380.3739
F1_Industrial_Petroleum_Existing_Space Heating_Natural Gas_Thermostat - Programmable_A_Technical Potential | F1 | Industrial | Petroleum | Existing | Space Heating | Natural Gas | Thermostat - Programmable | A | Integrated Unit Energy Savings (kWh or therms) | Technical Potential | 0 | 0 | 0 | 0 | 0 | 0.0063976 | 0.0062408 | 0.0060334 | 0.0057928 | 0.0055225 | 0.0052249 | 0.0049266 | 0.0046382 | 0.0043528 | 0.0041167 | 0.0038963 | 0.0037222 | 0.0035675 | 0.0034305 | 0.0033306 | 0.003237 | 0.0031555 | 0.0030823 | 0.003021 | 0.0029634 | 0.0029242 | 0.0028871 | 0.0028519 | 0 | 0 | 0
F2_Industrial_Petroleum_Existing_Space Heating_Natural Gas_Thermostat - Programmable_A_Technical Potential | F2 | Industrial | Petroleum | Existing | Space Heating | Natural Gas | Thermostat - Programmable | A | Integrated Unit Summer Peak Savings (kW) | Technical Potential | 0 | 0 | 0 | 0 | 0 | 0 | 0 | 0 | 0 | 0 | 0 | 0 | 0 | 0 | 0 | 0 | 0 | 0 | 0 | 0 | 0 | 0 | 0 | 0 | 0 | 0 | 0 | 0 | 0 | 0 | 0
F3_Industrial_Petroleum_Existing_Space Heating_Natural Gas_Thermostat - Programmable_A_Technical Potential | F3 | Industrial | Petroleum | Existing | Space Heating | Natural Gas | Thermostat - Programmable | A | Integrated Unit Winter Peak Savings (kW) | Technical Potential | 0 | 0 | 0 | 0 | 0 | 0 | 0 | 0 | 0 | 0 | 0 | 0 | 0 | 0 | 0 | 0 | 0 | 0 | 0 | 0 | 0 | 0 | 0 | 0 | 0 | 0 | 0 | 0 | 0 | 0 | 0
F4_Industrial_Petroleum_Existing_Space Heating_Natural Gas_Thermostat - Programmable_A_Technical Potential | F4 | Industrial | Petroleum | Existing | Space Heating | Natural Gas | Thermostat - Programmable | A | Incremental Energy Savings (MWh or mTherms) | Technical Potential | 0 | 0 | 0 | 0 | 0 | 0.0013748 | 0.0013404 | 0.0012882 | 0.0012375 | 0.0011807 | 0.0011029 | 0.0010371 | 0.00097437 | 0.00089991 | 0.00085434 | 0.00080089 | 0.0007652 | 0.00072972 | 0.00069542 | 0.00067597 | 0.00065427 | 0.00063532 | 0.00061831 | 0.00060396 | 0.00059058 | 0 | 0 | 0 | 0 | 0 | 0
F5_Industrial_Petroleum_Existing_Space Heating_Natural Gas_Thermostat - Programmable_A_Technical Potential | F5 | Industrial | Petroleum | Existing | Space Heating | Natural Gas | Thermostat - Programmable | A | Incremental Summer Peak Savings (MW) | Technical Potential | 0 | 0 | 0 | 0 | 0 | 0 | 0 | 0 | 0 | 0 | 0 | 0 | 0 | 0 | 0 | 0 | 0 | 0 | 0 | 0 | 0 | 0 | 0 | 0 | 0 | 0 | 0 | 0 | 0 | 0 | 0
F6_Industrial_Petroleum_Existing_Space Heating_Natural Gas_Thermostat - Programmable_A_Technical Potential | F6 | Industrial | Petroleum | Existing | Space Heating | Natural Gas | Thermostat - Programmable | A | Incremental Winter Peak Savings (MW) | Technical Potential | 0 | 0 | 0 | 0 | 0 | 0 | 0 | 0 | 0 | 0 | 0 | 0 | 0 | 0 | 0 | 0 | 0 | 0 | 0 | 0 | 0 | 0 | 0 | 0 | 0 | 0 | 0 | 0 | 0 | 0 | 0
F7_Industrial_Petroleum_Existing_Space Heating_Natural Gas_Thermostat - Programmable_A_Technical Potential | F7 | Industrial | Petroleum | Existing | Space Heating | Natural Gas | Thermostat - Programmable | A | Cumulative Energy Savings (MWh or mTherms) | Technical Potential | 0 | 0 | 0 | 0 | 0 | 0.0013748 | 0.0026814 | 0.0038805 | 0.0049632 | 0.0059123 | 0.0066966 | 0.0073513 | 0.0078953 | 0.0083095 | 0.0087131 | 0.0090475 | 0.0094083 | 0.0097472 | 0.010068 | 0.010451 | 0.010812 | 0.011175 | 0.011534 | 0.011908 | 0.012272 | 0.012109 | 0.011956 | 0.01181 | 0 | 0 | 0
F8_Industrial_Petroleum_Existing_Space Heating_Natural Gas_Thermostat - Programmable_A_Technical Potential | F8 | Industrial | Petroleum | Existing | Space Heating | Natural Gas | Thermostat - Programmable | A | Cumulative Summer Peak Savings (MW) | Technical Potential | 0 | 0 | 0 | 0 | 0 | 0 | 0 | 0 | 0 | 0 | 0 | 0 | 0 | 0 | 0 | 0 | 0 | 0 | 0 | 0 | 0 | 0 | 0 | 0 | 0 | 0 | 0 | 0 | 0 | 0 | 0
F9_Industrial_Petroleum_Existing_Space Heating_Natural Gas_Thermostat - Programmable_A_Technical Potential | F9 | Industrial | Petroleum | Existing | Space Heating | Natural Gas | Thermostat - Programmable | A | Cumulative Winter Peak Savings (MW) | Technical Potential | 0 | 0 | 0 | 0 | 0 | 0 | 0 | 0 | 0 | 0 | 0 | 0 | 0 | 0 | 0 | 0 | 0 | 0 | 0 | 0 | 0 | 0 | 0 | 0 | 0 | 0 | 0 | 0 | 0 | 0 | 0
F10_Industrial_Petroleum_Existing_Space Heating_Natural Gas_Thermostat - Programmable_A_Technical Potential | F10 | Industrial | Petroleum | Existing | Space Heating | Natural Gas | Thermostat - Programmable | A | Purchases (Incremental) | Technical Potential | 0 | 0 | 0 | 0 | 0 | 214.8886 | 214.7707 | 213.5041 | 213.6195 | 213.7962 | 211.0812 | 210.5043 | 210.0769 | 206.741 | 207.5303 | 205.5513 | 205.5779 | 204.5432 | 202.7187 | 202.9589 | 202.1196 | 201.3335 | 200.5999 | 199.9182 | 199.2878 | 0 | 0 | 0 | 0 | 0 | 0
F11_Industrial_Petroleum_Existing_Space Heating_Natural Gas_Thermostat - Programmable_A_Technical Potential | F11 | Industrial | Petroleum | Existing | Space Heating | Natural Gas | Thermostat - Programmable | A | Purchases (Cumulative) | Technical Potential | 0 | 0 | 0 | 0 | 0 | 214.8886 | 429.6593 | 643.1634 | 856.7829 | 1070.579 | 1281.6602 | 1492.1645 | 1702.2415 | 1908.9825 | 2116.5128 | 2322.064 | 2527.642 | 2732.1852 | 2934.904 | 3137.8628 | 3339.9824 | 3541.3159 | 3741.9158 | 3941.834 | 4141.1217 | 4141.1217 | 4141.1217 | 4141.1217 | 4141.1217 | 4141.1217 | 4141.1217
F1_Industrial_Petroleum_Existing_Space Heating_Natural Gas_ENERGY STAR Connected Thermostat_A_Technical Potential | F1 | Industrial | Petroleum | Existing | Space Heating | Natural Gas | ENERGY STAR Connected Thermostat | A | Integrated Unit Energy Savings (kWh or therms) | Technical Potential | 0 | 0 | 0 | 0 | 0 | 0.015083 | 0.014735 | 0.014267 | 0.013719 | 0.013098 | 0.012412 | 0.011722 | 0.011052 | 0.01039 | 0.0098408 | 0.0093294 | 0.0089259 | 0.0085689 | 0.0082536 | 0.0080252 | 0.0078125 | 0.0076281 | 0.0074632 | 0.0073266 | 0.0071986 | 0.0071039 | 0.0070143 | 0.0069295 | 0 | 0 | 0
F2_Industrial_Petroleum_Existing_Space Heating_Natural Gas_ENERGY STAR Connected Thermostat_A_Technical Potential | F2 | Industrial | Petroleum | Existing | Space Heating | Natural Gas | ENERGY STAR Connected Thermostat | A | Integrated Unit Summer Peak Savings (kW) | Technical Potential | 0 | 0 | 0 | 0 | 0 | 0 | 0 | 0 | 0 | 0 | 0 | 0 | 0 | 0 | 0 | 0 | 0 | 0 | 0 | 0 | 0 | 0 | 0 | 0 | 0 | 0 | 0 | 0 | 0 | 0 | 0
F3_Industrial_Petroleum_Existing_Space Heating_Natural Gas_ENERGY STAR Connected Thermostat_A_Technical Potential | F3 | Industrial | Petroleum | Existing | Space Heating | Natural Gas | ENERGY STAR Connected Thermostat | A | Integrated Unit Winter Peak Savings (kW) | Technical Potential | 0 | 0 | 0 | 0 | 0 | 0 | 0 | 0 | 0 | 0 | 0 | 0 | 0 | 0 | 0 | 0 | 0 | 0 | 0 | 0 | 0 | 0 | 0 | 0 | 0 | 0 | 0 | 0 | 0 | 0 | 0
F4_Industrial_Petroleum_Existing_Space Heating_Natural Gas_ENERGY STAR Connected Thermostat_A_Technical Potential | F4 | Industrial | Petroleum | Existing | Space Heating | Natural Gas | ENERGY STAR Connected Thermostat | A | Incremental Energy Savings (MWh or mTherms) | Technical Potential | 0 | 0 | 0 | 0 | 0 | 0.0032411 | 0.0031647 | 0.0030461 | 0.0029306 | 0.0028003 | 0.00262 | 0.0024674 | 0.0023218 | 0.002148 | 0.0020423 | 0.0019177 | 0.001835 | 0.0017527 | 0.0016732 | 0.0016288 | 0.0015791 | 0.0015358 | 0.0014971 | 0.0014647 | 0.0014346 | 0 | 0 | 0 | 0 | 0 | 0
F5_Industrial_Petroleum_Existing_Space Heating_Natural Gas_ENERGY STAR Connected Thermostat_A_Technical Potential | F5 | Industrial | Petroleum | Existing | Space Heating | Natural Gas | ENERGY STAR Connected Thermostat | A | Incremental Summer Peak Savings (MW) | Technical Potential | 0 | 0 | 0 | 0 | 0 | 0 | 0 | 0 | 0 | 0 | 0 | 0 | 0 | 0 | 0 | 0 | 0 | 0 | 0 | 0 | 0 | 0 | 0 | 0 | 0 | 0 | 0 | 0 | 0 | 0 | 0
F6_Industrial_Petroleum_Existing_Space Heating_Natural Gas_ENERGY STAR Connected Thermostat_A_Technical Potential | F6 | Industrial | Petroleum | Existing | Space Heating | Natural Gas | ENERGY STAR Connected Thermostat | A | Incremental Winter Peak Savings (MW) | Technical Potential | 0 | 0 | 0 | 0 | 0 | 0 | 0 | 0 | 0 | 0 | 0 | 0 | 0 | 0 | 0 | 0 | 0 | 0 | 0 | 0 | 0 | 0 | 0 | 0 | 0 | 0 | 0 | 0 | 0 | 0 | 0
F7_Industrial_Petroleum_Existing_Space Heating_Natural Gas_ENERGY STAR Connected Thermostat_A_Technical Potential | F7 | Industrial | Petroleum | Existing | Space Heating | Natural Gas | ENERGY STAR Connected Thermostat | A | Cumulative Energy Savings (MWh or mTherms) | Technical Potential | 0 | 0 | 0 | 0 | 0 | 0.0032411 | 0.0063311 | 0.0091761 | 0.011754 | 0.014023 | 0.015908 | 0.017491 | 0.018814 | 0.019834 | 0.020828 | 0.021664 | 0.022562 | 0.023412 | 0.024224 | 0.025182 | 0.026094 | 0.027014 | 0.027927 | 0.02888 | 0.02981 | 0.029418 | 0.029047 | 0.028696 | 0 | 0 | 0
F8_Industrial_Petroleum_Existing_Space Heating_Natural Gas_ENERGY STAR Connected Thermostat_A_Technical Potential | F8 | Industrial | Petroleum | Existing | Space Heating | Natural Gas | ENERGY STAR Connected Thermostat | A | Cumulative Summer Peak Savings (MW) | Technical Potential | 0 | 0 | 0 | 0 | 0 | 0 | 0 | 0 | 0 | 0 | 0 | 0 | 0 | 0 | 0 | 0 | 0 | 0 | 0 | 0 | 0 | 0 | 0 | 0 | 0 | 0 | 0 | 0 | 0 | 0 | 0
F9_Industrial_Petroleum_Existing_Space Heating_Natural Gas_ENERGY STAR Connected Thermostat_A_Technical Potential | F9 | Industrial | Petroleum | Existing | Space Heating | Natural Gas | ENERGY STAR Connected Thermostat | A | Cumulative Winter Peak Savings (MW) | Technical Potential | 0 | 0 | 0 | 0 | 0 | 0 | 0 | 0 | 0 | 0 | 0 | 0 | 0 | 0 | 0 | 0 | 0 | 0 | 0 | 0 | 0 | 0 | 0 | 0 | 0 | 0 | 0 | 0 | 0 | 0 | 0
F10_Industrial_Petroleum_Existing_Space Heating_Natural Gas_ENERGY STAR Connected Thermostat_A_Technical Potential | F10 | Industrial | Petroleum | Existing | Space Heating | Natural Gas | ENERGY STAR Connected Thermostat | A | Purchases (Incremental) | Technical Potential | 0 | 0 | 0 | 0 | 0 | 214.8886 | 214.7707 | 213.5041 | 213.6195 | 213.7962 | 211.0812 | 210.5043 | 210.0769 | 206.741 | 207.5303 | 205.5513 | 205.5779 | 204.5432 | 202.7187 | 202.9589 | 202.1196 | 201.3335 | 200.5999 | 199.9182 | 199.2878 | 0 | 0 | 0 | 0 | 0 | 0
F11_Industrial_Petroleum_Existing_Space Heating_Natural Gas_ENERGY STAR Connected Thermostat_A_Technical Potential | F11 | Industrial | Petroleum | Existing | Space Heating | Natural Gas | ENERGY STAR Connected Thermostat | A | Purchases (Cumulative) | Technical Potential | 0 | 0 | 0 | 0 | 0 | 214.8886 | 429.6593 | 643.1634 | 856.7829 | 1070.579 | 1281.6602 | 1492.1645 | 1702.2415 | 1908.9825 | 2116.5128 | 2322.064 | 2527.642 | 2732.1852 | 2934.904 | 3137.8628 | 3339.9824 | 3541.3159 | 3741.9158 | 3941.834 | 4141.1217 | 4141.1217 | 4141.1217 | 4141.1217 | 4141.1217 | 4141.1217 | 4141.1217
F1_Industrial_Petroleum_Existing_Space Heating_Natural Gas_Destratification Fans (HVLS)_A_Technical Potential | F1 | Industrial | Petroleum | Existing | Space Heating | Natural Gas | Destratification Fans (HVLS) | A | Integrated Unit Energy Savings (kWh or therms) | Technical Potential | 0 | 0 | 0 | 0 | 0 | 0.015071 | 0.014713 | 0.014235 | 0.013678 | 0.013049 | 0.012356 | 0.011659 | 0.010985 | 0.010318 | 0.0097655 | 0.0092504 | 0.0088436 | 0.0084831 | 0.008164 | 0.0079322 | 0.0077157 | 0.0075275 | 0.0073588 | 0.0072183 | 0.0070864 | 0.0069929 | 0.0069044 | 0.0068206 | 0 | 0 | 0
F2_Industrial_Petroleum_Existing_Space Heating_Natural Gas_Destratification Fans (HVLS)_A_Technical Potential | F2 | Industrial | Petroleum | Existing | Space Heating | Natural Gas | Destratification Fans (HVLS) | A | Integrated Unit Summer Peak Savings (kW) | Technical Potential | 0 | 0 | 0 | 0 | 0 | 0 | 0 | 0 | 0 | 0 | 0 | 0 | 0 | 0 | 0 | 0 | 0 | 0 | 0 | 0 | 0 | 0 | 0 | 0 | 0 | 0 | 0 | 0 | 0 | 0 | 0
F3_Industrial_Petroleum_Existing_Space Heating_Natural Gas_Destratification Fans (HVLS)_A_Technical Potential | F3 | Industrial | Petroleum | Existing | Space Heating | Natural Gas | Destratification Fans (HVLS) | A | Integrated Unit Winter Peak Savings (kW) | Technical Potential | 0 | 0 | 0 | 0 | 0 | 0 | 0 | 0 | 0 | 0 | 0 | 0 | 0 | 0 | 0 | 0 | 0 | 0 | 0 | 0 | 0 | 0 | 0 | 0 | 0 | 0 | 0 | 0 | 0 | 0 | 0
F4_Industrial_Petroleum_Existing_Space Heating_Natural Gas_Destratification Fans (HVLS)_A_Technical Potential | F4 | Industrial | Petroleum | Existing | Space Heating | Natural Gas | Destratification Fans (HVLS) | A | Incremental Energy Savings (MWh or mTherms) | Technical Potential | 0 | 0 | 0 | 0 | 0 | 0.0032386 | 0.00316 | 0.0030392 | 0.0029218 | 0.0027898 | 0.0026081 | 0.0024543 | 0.0023077 | 0.0021332 | 0.0020266 | 0.0019014 | 0.0018181 | 0.0017352 | 0.001655 | 0.0016099 | 0.0015595 | 0.0015155 | 0.0014762 | 0.0014431 | 0.0014122 | 0 | 0 | 0 | 0 | 0 | 0
F5_Industrial_Petroleum_Existing_Space Heating_Natural Gas_Destratification Fans (HVLS)_A_Technical Potential | F5 | Industrial | Petroleum | Existing | Space Heating | Natural Gas | Destratification Fans (HVLS) | A | Incremental Summer Peak Savings (MW) | Technical Potential | 0 | 0 | 0 | 0 | 0 | 0 | 0 | 0 | 0 | 0 | 0 | 0 | 0 | 0 | 0 | 0 | 0 | 0 | 0 | 0 | 0 | 0 | 0 | 0 | 0 | 0 | 0 | 0 | 0 | 0 | 0
F6_Industrial_Petroleum_Existing_Space Heating_Natural Gas_Destratification Fans (HVLS)_A_Technical Potential | F6 | Industrial | Petroleum | Existing | Space Heating | Natural Gas | Destratification Fans (HVLS) | A | Incremental Winter Peak Savings (MW) | Technical Potential | 0 | 0 | 0 | 0 | 0 | 0 | 0 | 0 | 0 | 0 | 0 | 0 | 0 | 0 | 0 | 0 | 0 | 0 | 0 | 0 | 0 | 0 | 0 | 0 | 0 | 0 | 0 | 0 | 0 | 0 | 0
F7_Industrial_Petroleum_Existing_Space Heating_Natural Gas_Destratification Fans (HVLS)_A_Technical Potential | F7 | Industrial | Petroleum | Existing | Space Heating | Natural Gas | Destratification Fans (HVLS) | A | Cumulative Energy Savings (MWh or mTherms) | Technical Potential | 0 | 0 | 0 | 0 | 0 | 0.0032386 | 0.0063216 | 0.0091554 | 0.011719 | 0.01397 | 0.015836 | 0.017398 | 0.018699 | 0.019697 | 0.020669 | 0.02148 | 0.022354 | 0.023177 | 0.023961 | 0.02489 | 0.02577 | 0.026657 | 0.027536 | 0.028453 | 0.029346 | 0.028958 | 0.028592 | 0.028245 | 0 | 0 | 0
F8_Industrial_Petroleum_Existing_Space Heating_Natural Gas_Destratification Fans (HVLS)_A_Technical Potential | F8 | Industrial | Petroleum | Existing | Space Heating | Natural Gas | Destratification Fans (HVLS) | A | Cumulative Summer Peak Savings (MW) | Technical Potential | 0 | 0 | 0 | 0 | 0 | 0 | 0 | 0 | 0 | 0 | 0 | 0 | 0 | 0 | 0 | 0 | 0 | 0 | 0 | 0 | 0 | 0 | 0 | 0 | 0 | 0 | 0 | 0 | 0 | 0 | 0
F9_Industrial_Petroleum_Existing_Space Heating_Natural Gas_Destratification Fans (HVLS)_A_Technical Potential | F9 | Industrial | Petroleum | Existing | Space Heating | Natural Gas | Destratification Fans (HVLS) | A | Cumulative Winter Peak Savings (MW) | Technical Potential | 0 | 0 | 0 | 0 | 0 | 0 | 0 | 0 | 0 | 0 | 0 | 0 | 0 | 0 | 0 | 0 | 0 | 0 | 0 | 0 | 0 | 0 | 0 | 0 | 0 | 0 | 0 | 0 | 0 | 0 | 0
F10_Industrial_Petroleum_Existing_Space Heating_Natural Gas_Destratification Fans (HVLS)_A_Technical Potential | F10 | Industrial | Petroleum | Existing | Space Heating | Natural Gas | Destratification Fans (HVLS) | A | Purchases (Incremental) | Technical Potential | 0 | 0 | 0 | 0 | 0 | 214.8886 | 214.7707 | 213.5041 | 213.6195 | 213.7962 | 211.0812 | 210.5043 | 210.0769 | 206.741 | 207.5303 | 205.5513 | 205.5779 | 204.5432 | 202.7187 | 202.9589 | 202.1196 | 201.3335 | 200.5999 | 199.9182 | 199.2878 | 0 | 0 | 0 | 0 | 0 | 0
F11_Industrial_Petroleum_Existing_Space Heating_Natural Gas_Destratification Fans (HVLS)_A_Technical Potential | F11 | Industrial | Petroleum | Existing | Space Heating | Natural Gas | Destratification Fans (HVLS) | A | Purchases (Cumulative) | Technical Potential | 0 | 0 | 0 | 0 | 0 | 214.8886 | 429.6593 | 643.1634 | 856.7829 | 1070.579 | 1281.6602 | 1492.1645 | 1702.2415 | 1908.9825 | 2116.5128 | 2322.064 | 2527.642 | 2732.1852 | 2934.904 | 3137.8628 | 3339.9824 | 3541.3159 | 3741.9158 | 3941.834 | 4141.1217 | 4141.1217 | 4141.1217 | 4141.1217 | 4141.1217 | 4141.1217 | 4141.1217
F1_Industrial_Petroleum_Existing_Space Heating_Natural Gas_Gas Boiler - Insulate Steam Lines/Condensate Tank_A_Technical Potential | F1 | Industrial | Petroleum | Existing | Space Heating | Natural Gas | Gas Boiler - Insulate Steam Lines/Condensate Tank | A | Integrated Unit Energy Savings (kWh or therms) | Technical Potential | 0 | 0 | 0 | 0 | 0 | 1134.8196 | 1121.8323 | 1107.3905 | 1092.5045 | 1077.0862 | 1060.8972 | 1044.3831 | 1027.388 | 1009.107 | 990.8243 | 972.2763 | 954.5886 | 936.8472 | 919.3824 | 903.7388 | 888.7002 | 874.3417 | 861.133 | 848.9338 | 837.1714 | 828.5224 | 820.3529 | 812.6187 | 984.6366 | 980.5921 | 976.9006
F2_Industrial_Petroleum_Existing_Space Heating_Natural Gas_Gas Boiler - Insulate Steam Lines/Condensate Tank_A_Technical Potential | F2 | Industrial | Petroleum | Existing | Space Heating | Natural Gas | Gas Boiler - Insulate Steam Lines/Condensate Tank | A | Integrated Unit Summer Peak Savings (kW) | Technical Potential | 0 | 0 | 0 | 0 | 0 | 0 | 0 | 0 | 0 | 0 | 0 | 0 | 0 | 0 | 0 | 0 | 0 | 0 | 0 | 0 | 0 | 0 | 0 | 0 | 0 | 0 | 0 | 0 | 0 | 0 | 0
F3_Industrial_Petroleum_Existing_Space Heating_Natural Gas_Gas Boiler - Insulate Steam Lines/Condensate Tank_A_Technical Potential | F3 | Industrial | Petroleum | Existing | Space Heating | Natural Gas | Gas Boiler - Insulate Steam Lines/Condensate Tank | A | Integrated Unit Winter Peak Savings (kW) | Technical Potential | 0 | 0 | 0 | 0 | 0 | 0 | 0 | 0 | 0 | 0 | 0 | 0 | 0 | 0 | 0 | 0 | 0 | 0 | 0 | 0 | 0 | 0 | 0 | 0 | 0 | 0 | 0 | 0 | 0 | 0 | 0
F4_Industrial_Petroleum_Existing_Space Heating_Natural Gas_Gas Boiler - Insulate Steam Lines/Condensate Tank_A_Technical Potential | F4 | Industrial | Petroleum | Existing | Space Heating | Natural Gas | Gas Boiler - Insulate Steam Lines/Condensate Tank | A | Incremental Energy Savings (MWh or mTherms) | Technical Potential | 0 | 0 | 0 | 0 | 0 | 0.00054442 | 0.00053789 | 0.00052784 | 0.00052102 | 0.00051409 | 0.00049994 | 0.00049081 | 0.00048184 | 0.00046575 | 0.00045906 | 0.00044617 | 0.00043811 | 0.00042781 | 0.00041608 | 0.00040949 | 0.00040101 | 0.000393 | 0.00038565 | 0.00037889 | 0.00037247 | 0 | 0 | 0 | 0 | 0 | 0
F5_Industrial_Petroleum_Existing_Space Heating_Natural Gas_Gas Boiler - Insulate Steam Lines/Condensate Tank_A_Technical Potential | F5 | Industrial | Petroleum | Existing | Space Heating | Natural Gas | Gas Boiler - Insulate Steam Lines/Condensate Tank | A | Incremental Summer Peak Savings (MW) | Technical Potential | 0 | 0 | 0 | 0 | 0 | 0 | 0 | 0 | 0 | 0 | 0 | 0 | 0 | 0 | 0 | 0 | 0 | 0 | 0 | 0 | 0 | 0 | 0 | 0 | 0 | 0 | 0 | 0 | 0 | 0 | 0
F6_Industrial_Petroleum_Existing_Space Heating_Natural Gas_Gas Boiler - Insulate Steam Lines/Condensate Tank_A_Technical Potential | F6 | Industrial | Petroleum | Existing | Space Heating | Natural Gas | Gas Boiler - Insulate Steam Lines/Condensate Tank | A | Incremental Winter Peak Savings (MW) | Technical Potential | 0 | 0 | 0 | 0 | 0 | 0 | 0 | 0 | 0 | 0 | 0 | 0 | 0 | 0 | 0 | 0 | 0 | 0 | 0 | 0 | 0 | 0 | 0 | 0 | 0 | 0 | 0 | 0 | 0 | 0 | 0
F7_Industrial_Petroleum_Existing_Space Heating_Natural Gas_Gas Boiler - Insulate Steam Lines/Condensate Tank_A_Technical Potential | F7 | Industrial | Petroleum | Existing | Space Heating | Natural Gas | Gas Boiler - Insulate Steam Lines/Condensate Tank | A | Cumulative Energy Savings (MWh or mTherms) | Technical Potential | 0 | 0 | 0 | 0 | 0 | 0.00054442 | 0.0010761 | 0.0015901 | 0.0020897 | 0.0025743 | 0.0030356 | 0.0034791 | 0.0039043 | 0.0043006 | 0.0046818 | 0.0050403 | 0.0053867 | 0.0057144 | 0.006024 | 0.0063309 | 0.0066266 | 0.0069125 | 0.0071938 | 0.0074707 | 0.0077397 | 0.0076597 | 0.0075842 | 0.0075127 | 0 | 0 | 0
F8_Industrial_Petroleum_Existing_Space Heating_Natural Gas_Gas Boiler - Insulate Steam Lines/Condensate Tank_A_Technical Potential | F8 | Industrial | Petroleum | Existing | Space Heating | Natural Gas | Gas Boiler - Insulate Steam Lines/Condensate Tank | A | Cumulative Summer Peak Savings (MW) | Technical Potential | 0 | 0 | 0 | 0 | 0 | 0 | 0 | 0 | 0 | 0 | 0 | 0 | 0 | 0 | 0 | 0 | 0 | 0 | 0 | 0 | 0 | 0 | 0 | 0 | 0 | 0 | 0 | 0 | 0 | 0 | 0
F9_Industrial_Petroleum_Existing_Space Heating_Natural Gas_Gas Boiler - Insulate Steam Lines/Condensate Tank_A_Technical Potential | F9 | Industrial | Petroleum | Existing | Space Heating | Natural Gas | Gas Boiler - Insulate Steam Lines/Condensate Tank | A | Cumulative Winter Peak Savings (MW) | Technical Potential | 0 | 0 | 0 | 0 | 0 | 0 | 0 | 0 | 0 | 0 | 0 | 0 | 0 | 0 | 0 | 0 | 0 | 0 | 0 | 0 | 0 | 0 | 0 | 0 | 0 | 0 | 0 | 0 | 0 | 0 | 0
F10_Industrial_Petroleum_Existing_Space Heating_Natural Gas_Gas Boiler - Insulate Steam Lines/Condensate Tank_A_Technical Potential | F10 | Industrial | Petroleum | Existing | Space Heating | Natural Gas | Gas Boiler - Insulate Steam Lines/Condensate Tank | A | Purchases (Incremental) | Technical Potential | 0 | 0 | 0 | 0 | 0 | 0.00047974 | 0.00047948 | 0.00047665 | 0.00047691 | 0.0004773 | 0.00047124 | 0.00046995 | 0.000469 | 0.00046155 | 0.00046331 | 0.00045889 | 0.00045895 | 0.00045664 | 0.00045257 | 0.00045311 | 0.00045123 | 0.00044948 | 0.00044784 | 0.00044632 | 0.00044491 | 0 | 0 | 0 | 0 | 0 | 0
F11_Industrial_Petroleum_Existing_Space Heating_Natural Gas_Gas Boiler - Insulate Steam Lines/Condensate Tank_A_Technical Potential | F11 | Industrial | Petroleum | Existing | Space Heating | Natural Gas | Gas Boiler - Insulate Steam Lines/Condensate Tank | A | Purchases (Cumulative) | Technical Potential | 0 | 0 | 0 | 0 | 0 | 0.00047974 | 0.00095922 | 0.0014359 | 0.0019128 | 0.0023901 | 0.0028613 | 0.0033313 | 0.0038003 | 0.0042618 | 0.0047251 | 0.005184 | 0.005643 | 0.0060996 | 0.0065522 | 0.0070053 | 0.0074565 | 0.007906 | 0.0083538 | 0.0088002 | 0.0092451 | 0.0092451 | 0.0092451 | 0.0092451 | 0.0092451 | 0.0092451 | 0.0092451
F1_Industrial_Petroleum_Existing_Process_Natural Gas_Gas Boiler - Insulate Steam Lines/Condensate Tank_A_Technical Potential | F1 | Industrial | Petroleum | Existing | Process | Natural Gas | Gas Boiler - Insulate Steam Lines/Condensate Tank | A | Integrated Unit Energy Savings (kWh or therms) | Technical Potential | 0 | 0 | 0 | 0 | 0 | 5795.2351 | 5777.5232 | 5759.6273 | 5741.9111 | 5724.1054 | 5705.6407 | 5689.2251 | 5673.924 | 5657.6755 | 5645.241 | 5631.6004 | 5620.5065 | 5609.1779 | 5597.5706 | 5588.4064 | 5578.3255 | 5568.9914 | 5559.705 | 5550.4615 | 5541.263 | 5540.4838 | 5539.7679 | 5539.1157 | 5813.0737 | 5813.0737 | 5813.0737
F2_Industrial_Petroleum_Existing_Process_Natural Gas_Gas Boiler - Insulate Steam Lines/Condensate Tank_A_Technical Potential | F2 | Industrial | Petroleum | Existing | Process | Natural Gas | Gas Boiler - Insulate Steam Lines/Condensate Tank | A | Integrated Unit Summer Peak Savings (kW) | Technical Potential | 0 | 0 | 0 | 0 | 0 | 0 | 0 | 0 | 0 | 0 | 0 | 0 | 0 | 0 | 0 | 0 | 0 | 0 | 0 | 0 | 0 | 0 | 0 | 0 | 0 | 0 | 0 | 0 | 0 | 0 | 0
F3_Industrial_Petroleum_Existing_Process_Natural Gas_Gas Boiler - Insulate Steam Lines/Condensate Tank_A_Technical Potential | F3 | Industrial | Petroleum | Existing | Process | Natural Gas | Gas Boiler - Insulate Steam Lines/Condensate Tank | A | Integrated Unit Winter Peak Savings (kW) | Technical Potential | 0 | 0 | 0 | 0 | 0 | 0 | 0 | 0 | 0 | 0 | 0 | 0 | 0 | 0 | 0 | 0 | 0 | 0 | 0 | 0 | 0 | 0 | 0 | 0 | 0 | 0 | 0 | 0 | 0 | 0 | 0
F4_Industrial_Petroleum_Existing_Process_Natural Gas_Gas Boiler - Insulate Steam Lines/Condensate Tank_A_Technical Potential | F4 | Industrial | Petroleum | Existing | Process | Natural Gas | Gas Boiler - Insulate Steam Lines/Condensate Tank | A | Incremental Energy Savings (MWh or mTherms) | Technical Potential | 0 | 0 | 0 | 0 | 0 | 0.22078 | 0.21999 | 0.21801 | 0.21746 | 0.21697 | 0.21352 | 0.21232 | 0.21132 | 0.20737 | 0.20771 | 0.20523 | 0.20485 | 0.20341 | 0.20118 | 0.20108 | 0.19989 | 0.19878 | 0.19773 | 0.19673 | 0.19578 | 0 | 0 | 0 | 0 | 0 | 0
F5_Industrial_Petroleum_Existing_Process_Natural Gas_Gas Boiler - Insulate Steam Lines/Condensate Tank_A_Technical Potential | F5 | Industrial | Petroleum | Existing | Process | Natural Gas | Gas Boiler - Insulate Steam Lines/Condensate Tank | A | Incremental Summer Peak Savings (MW) | Technical Potential | 0 | 0 | 0 | 0 | 0 | 0 | 0 | 0 | 0 | 0 | 0 | 0 | 0 | 0 | 0 | 0 | 0 | 0 | 0 | 0 | 0 | 0 | 0 | 0 | 0 | 0 | 0 | 0 | 0 | 0 | 0
F6_Industrial_Petroleum_Existing_Process_Natural Gas_Gas Boiler - Insulate Steam Lines/Condensate Tank_A_Technical Potential | F6 | Industrial | Petroleum | Existing | Process | Natural Gas | Gas Boiler - Insulate Steam Lines/Condensate Tank | A | Incremental Winter Peak Savings (MW) | Technical Potential | 0 | 0 | 0 | 0 | 0 | 0 | 0 | 0 | 0 | 0 | 0 | 0 | 0 | 0 | 0 | 0 | 0 | 0 | 0 | 0 | 0 | 0 | 0 | 0 | 0 | 0 | 0 | 0 | 0 | 0 | 0
F7_Industrial_Petroleum_Existing_Process_Natural Gas_Gas Boiler - Insulate Steam Lines/Condensate Tank_A_Technical Potential | F7 | Industrial | Petroleum | Existing | Process | Natural Gas | Gas Boiler - Insulate Steam Lines/Condensate Tank | A | Cumulative Energy Savings (MWh or mTherms) | Technical Potential | 0 | 0 | 0 | 0 | 0 | 0.22078 | 0.4401 | 0.65675 | 0.87219 | 1.0864 | 1.2965 | 1.5051 | 1.7123 | 1.9148 | 2.1183 | 2.3184 | 2.5187 | 2.717 | 2.9126 | 3.1089 | 3.3032 | 3.4964 | 3.6883 | 3.8789 | 4.0683 | 4.0677 | 4.0672 | 4.0667 | 0 | 0 | 0
F8_Industrial_Petroleum_Existing_Process_Natural Gas_Gas Boiler - Insulate Steam Lines/Condensate Tank_A_Technical Potential | F8 | Industrial | Petroleum | Existing | Process | Natural Gas | Gas Boiler - Insulate Steam Lines/Condensate Tank | A | Cumulative Summer Peak Savings (MW) | Technical Potential | 0 | 0 | 0 | 0 | 0 | 0 | 0 | 0 | 0 | 0 | 0 | 0 | 0 | 0 | 0 | 0 | 0 | 0 | 0 | 0 | 0 | 0 | 0 | 0 | 0 | 0 | 0 | 0 | 0 | 0 | 0
F9_Industrial_Petroleum_Existing_Process_Natural Gas_Gas Boiler - Insulate Steam Lines/Condensate Tank_A_Technical Potential | F9 | Industrial | Petroleum | Existing | Process | Natural Gas | Gas Boiler - Insulate Steam Lines/Condensate Tank | A | Cumulative Winter Peak Savings (MW) | Technical Potential | 0 | 0 | 0 | 0 | 0 | 0 | 0 | 0 | 0 | 0 | 0 | 0 | 0 | 0 | 0 | 0 | 0 | 0 | 0 | 0 | 0 | 0 | 0 | 0 | 0 | 0 | 0 | 0 | 0 | 0 | 0
F10_Industrial_Petroleum_Existing_Process_Natural Gas_Gas Boiler - Insulate Steam Lines/Condensate Tank_A_Technical Potential | F10 | Industrial | Petroleum | Existing | Process | Natural Gas | Gas Boiler - Insulate Steam Lines/Condensate Tank | A | Purchases (Incremental) | Technical Potential | 0 | 0 | 0 | 0 | 0 | 0.038098 | 0.038077 | 0.037852 | 0.037873 | 0.037904 | 0.037422 | 0.03732 | 0.037244 | 0.036653 | 0.036793 | 0.036442 | 0.036447 | 0.036263 | 0.03594 | 0.035983 | 0.035834 | 0.035694 | 0.035564 | 0.035443 | 0.035332 | 0 | 0 | 0 | 0 | 0 | 0
F11_Industrial_Petroleum_Existing_Process_Natural Gas_Gas Boiler - Insulate Steam Lines/Condensate Tank_A_Technical Potential | F11 | Industrial | Petroleum | Existing | Process | Natural Gas | Gas Boiler - Insulate Steam Lines/Condensate Tank | A | Purchases (Cumulative) | Technical Potential | 0 | 0 | 0 | 0 | 0 | 0.038098 | 0.076174 | 0.11403 | 0.1519 | 0.1898 | 0.22723 | 0.26455 | 0.30179 | 0.33844 | 0.37524 | 0.41168 | 0.44812 | 0.48439 | 0.52033 | 0.55631 | 0.59214 | 0.62784 | 0.6634 | 0.69885 | 0.73418 | 0.73418 | 0.73418 | 0.73418 | 0.73418 | 0.73418 | 0.73418
F1_Industrial_Petroleum_Existing_Space Heating_Natural Gas_Gas Boiler - Insulate Hot Water Lines_A_Technical Potential | F1 | Industrial | Petroleum | Existing | Space Heating | Natural Gas | Gas Boiler - Insulate Hot Water Lines | A | Integrated Unit Energy Savings (kWh or therms) | Technical Potential | 0 | 0 | 0 | 0 | 0 | 1285.314 | 1273.3904 | 1260.088 | 1246.6005 | 1232.9871 | 1219.3153 | 1205.8499 | 1192.6233 | 1179.1582 | 1165.7306 | 1153.0927 | 1141.213 | 1129.4087 | 1117.6463 | 1106.3424 | 1095.0806 | 1083.3925 | 1071.8927 | 1060.6469 | 1049.3042 | 1038.7881 | 1028.8411 | 1019.4089 | 1112.949 | 1108.3775 | 1104.205
F2_Industrial_Petroleum_Existing_Space Heating_Natural Gas_Gas Boiler - Insulate Hot Water Lines_A_Technical Potential | F2 | Industrial | Petroleum | Existing | Space Heating | Natural Gas | Gas Boiler - Insulate Hot Water Lines | A | Integrated Unit Summer Peak Savings (kW) | Technical Potential | 0 | 0 | 0 | 0 | 0 | 0 | 0 | 0 | 0 | 0 | 0 | 0 | 0 | 0 | 0 | 0 | 0 | 0 | 0 | 0 | 0 | 0 | 0 | 0 | 0 | 0 | 0 | 0 | 0 | 0 | 0
F3_Industrial_Petroleum_Existing_Space Heating_Natural Gas_Gas Boiler - Insulate Hot Water Lines_A_Technical Potential | F3 | Industrial | Petroleum | Existing | Space Heating | Natural Gas | Gas Boiler - Insulate Hot Water Lines | A | Integrated Unit Winter Peak Savings (kW) | Technical Potential | 0 | 0 | 0 | 0 | 0 | 0 | 0 | 0 | 0 | 0 | 0 | 0 | 0 | 0 | 0 | 0 | 0 | 0 | 0 | 0 | 0 | 0 | 0 | 0 | 0 | 0 | 0 | 0 | 0 | 0 | 0
F4_Industrial_Petroleum_Existing_Space Heating_Natural Gas_Gas Boiler - Insulate Hot Water Lines_A_Technical Potential | F4 | Industrial | Petroleum | Existing | Space Heating | Natural Gas | Gas Boiler - Insulate Hot Water Lines | A | Incremental Energy Savings (MWh or mTherms) | Technical Potential | 0 | 0 | 0 | 0 | 0 | 0.0012332 | 0.0012211 | 0.0012012 | 0.001189 | 0.001177 | 0.0011492 | 0.0011334 | 0.0011187 | 0.0010885 | 0.0010802 | 0.0010583 | 0.0010475 | 0.0010315 | 0.0010116 | 0.0010026 | 0.00098827 | 0.00097392 | 0.00096007 | 0.00094677 | 0.00093369 | 0 | 0 | 0 | 0 | 0 | 0
F5_Industrial_Petroleum_Existing_Space Heating_Natural Gas_Gas Boiler - Insulate Hot Water Lines_A_Technical Potential | F5 | Industrial | Petroleum | Existing | Space Heating | Natural Gas | Gas Boiler - Insulate Hot Water Lines | A | Incremental Summer Peak Savings (MW) | Technical Potential | 0 | 0 | 0 | 0 | 0 | 0 | 0 | 0 | 0 | 0 | 0 | 0 | 0 | 0 | 0 | 0 | 0 | 0 | 0 | 0 | 0 | 0 | 0 | 0 | 0 | 0 | 0 | 0 | 0 | 0 | 0
F6_Industrial_Petroleum_Existing_Space Heating_Natural Gas_Gas Boiler - Insulate Hot Water Lines_A_Technical Potential | F6 | Industrial | Petroleum | Existing | Space Heating | Natural Gas | Gas Boiler - Insulate Hot Water Lines | A | Incremental Winter Peak Savings (MW) | Technical Potential | 0 | 0 | 0 | 0 | 0 | 0 | 0 | 0 | 0 | 0 | 0 | 0 | 0 | 0 | 0 | 0 | 0 | 0 | 0 | 0 | 0 | 0 | 0 | 0 | 0 | 0 | 0 | 0 | 0 | 0 | 0
F7_Industrial_Petroleum_Existing_Space Heating_Natural Gas_Gas Boiler - Insulate Hot Water Lines_A_Technical Potential | F7 | Industrial | Petroleum | Existing | Space Heating | Natural Gas | Gas Boiler - Insulate Hot Water Lines | A | Cumulative Energy Savings (MWh or mTherms) | Technical Potential | 0 | 0 | 0 | 0 | 0 | 0.0012332 | 0.0024429 | 0.0036186 | 0.0047689 | 0.0058939 | 0.0069777 | 0.008034 | 0.0090646 | 0.010051 | 0.011016 | 0.011955 | 0.01288 | 0.013778 | 0.014646 | 0.0155 | 0.016331 | 0.017131 | 0.017909 | 0.018668 | 0.019402 | 0.019207 | 0.019023 | 0.018849 | 0 | 0 | 0
F8_Industrial_Petroleum_Existing_Space Heating_Natural Gas_Gas Boiler - Insulate Hot Water Lines_A_Technical Potential | F8 | Industrial | Petroleum | Existing | Space Heating | Natural Gas | Gas Boiler - Insulate Hot Water Lines | A | Cumulative Summer Peak Savings (MW) | Technical Potential | 0 | 0 | 0 | 0 | 0 | 0 | 0 | 0 | 0 | 0 | 0 | 0 | 0 | 0 | 0 | 0 | 0 | 0 | 0 | 0 | 0 | 0 | 0 | 0 | 0 | 0 | 0 | 0 | 0 | 0 | 0
F9_Industrial_Petroleum_Existing_Space Heating_Natural Gas_Gas Boiler - Insulate Hot Water Lines_A_Technical Potential | F9 | Industrial | Petroleum | Existing | Space Heating | Natural Gas | Gas Boiler - Insulate Hot Water Lines | A | Cumulative Winter Peak Savings (MW) | Technical Potential | 0 | 0 | 0 | 0 | 0 | 0 | 0 | 0 | 0 | 0 | 0 | 0 | 0 | 0 | 0 | 0 | 0 | 0 | 0 | 0 | 0 | 0 | 0 | 0 | 0 | 0 | 0 | 0 | 0 | 0 | 0
F10_Industrial_Petroleum_Existing_Space Heating_Natural Gas_Gas Boiler - Insulate Hot Water Lines_A_Technical Potential | F10 | Industrial | Petroleum | Existing | Space Heating | Natural Gas | Gas Boiler - Insulate Hot Water Lines | A | Purchases (Incremental) | Technical Potential | 0 | 0 | 0 | 0 | 0 | 0.00095948 | 0.00095895 | 0.0009533 | 0.00095381 | 0.0009546 | 0.00094248 | 0.0009399 | 0.00093799 | 0.0009231 | 0.00092662 | 0.00091779 | 0.00091791 | 0.00091329 | 0.00090514 | 0.00090621 | 0.00090247 | 0.00089896 | 0.00089568 | 0.00089264 | 0.00088982 | 0 | 0 | 0 | 0 | 0 | 0
F11_Industrial_Petroleum_Existing_Space Heating_Natural Gas_Gas Boiler - Insulate Hot Water Lines_A_Technical Potential | F11 | Industrial | Petroleum | Existing | Space Heating | Natural Gas | Gas Boiler - Insulate Hot Water Lines | A | Purchases (Cumulative) | Technical Potential | 0 | 0 | 0 | 0 | 0 | 0.00095948 | 0.0019184 | 0.0028717 | 0.0038255 | 0.0047801 | 0.0057226 | 0.0066625 | 0.0076005 | 0.0085236 | 0.0094502 | 0.010368 | 0.011286 | 0.012199 | 0.013104 | 0.014011 | 0.014913 | 0.015812 | 0.016708 | 0.0176 | 0.01849 | 0.01849 | 0.01849 | 0.01849 | 0.01849 | 0.01849 | 0.01849
F1_Industrial_Petroleum_Existing_Process_Natural Gas_Gas Boiler - Insulate Hot Water Lines_A_Technical Potential | F1 | Industrial | Petroleum | Existing | Process | Natural Gas | Gas Boiler - Insulate Hot Water Lines | A | Integrated Unit Energy Savings (kWh or therms) | Technical Potential | 0 | 0 | 0 | 0 | 0 | 6559.7945 | 6549.0995 | 6538.2648 | 6527.4711 | 6516.523 | 6505.4181 | 6496.1672 | 6488.137 | 6480.0758 | 6474.8113 | 6469.3829 | 6465.9318 | 6462.7879 | 6459.8471 | 6458.4318 | 6456.7051 | 6455.8351 | 6455.0092 | 6454.2174 | 6453.4572 | 6453.1174 | 6452.8052 | 6452.5207 | 6570.6015 | 6570.6015 | 6570.6015
F2_Industrial_Petroleum_Existing_Process_Natural Gas_Gas Boiler - Insulate Hot Water Lines_A_Technical Potential | F2 | Industrial | Petroleum | Existing | Process | Natural Gas | Gas Boiler - Insulate Hot Water Lines | A | Integrated Unit Summer Peak Savings (kW) | Technical Potential | 0 | 0 | 0 | 0 | 0 | 0 | 0 | 0 | 0 | 0 | 0 | 0 | 0 | 0 | 0 | 0 | 0 | 0 | 0 | 0 | 0 | 0 | 0 | 0 | 0 | 0 | 0 | 0 | 0 | 0 | 0
F3_Industrial_Petroleum_Existing_Process_Natural Gas_Gas Boiler - Insulate Hot Water Lines_A_Technical Potential | F3 | Industrial | Petroleum | Existing | Process | Natural Gas | Gas Boiler - Insulate Hot Water Lines | A | Integrated Unit Winter Peak Savings (kW) | Technical Potential | 0 | 0 | 0 | 0 | 0 | 0 | 0 | 0 | 0 | 0 | 0 | 0 | 0 | 0 | 0 | 0 | 0 | 0 | 0 | 0 | 0 | 0 | 0 | 0 | 0 | 0 | 0 | 0 | 0 | 0 | 0
F4_Industrial_Petroleum_Existing_Process_Natural Gas_Gas Boiler - Insulate Hot Water Lines_A_Technical Potential | F4 | Industrial | Petroleum | Existing | Process | Natural Gas | Gas Boiler - Insulate Hot Water Lines | A | Incremental Energy Savings (MWh or mTherms) | Technical Potential | 0 | 0 | 0 | 0 | 0 | 0.49982 | 0.49874 | 0.49497 | 0.49442 | 0.494 | 0.4869 | 0.48488 | 0.48329 | 0.47503 | 0.47646 | 0.47152 | 0.47133 | 0.46873 | 0.46433 | 0.46478 | 0.46274 | 0.46087 | 0.45914 | 0.45752 | 0.45602 | 0 | 0 | 0 | 0 | 0 | 0
F5_Industrial_Petroleum_Existing_Process_Natural Gas_Gas Boiler - Insulate Hot Water Lines_A_Technical Potential | F5 | Industrial | Petroleum | Existing | Process | Natural Gas | Gas Boiler - Insulate Hot Water Lines | A | Incremental Summer Peak Savings (MW) | Technical Potential | 0 | 0 | 0 | 0 | 0 | 0 | 0 | 0 | 0 | 0 | 0 | 0 | 0 | 0 | 0 | 0 | 0 | 0 | 0 | 0 | 0 | 0 | 0 | 0 | 0 | 0 | 0 | 0 | 0 | 0 | 0
F6_Industrial_Petroleum_Existing_Process_Natural Gas_Gas Boiler - Insulate Hot Water Lines_A_Technical Potential | F6 | Industrial | Petroleum | Existing | Process | Natural Gas | Gas Boiler - Insulate Hot Water Lines | A | Incremental Winter Peak Savings (MW) | Technical Potential | 0 | 0 | 0 | 0 | 0 | 0 | 0 | 0 | 0 | 0 | 0 | 0 | 0 | 0 | 0 | 0 | 0 | 0 | 0 | 0 | 0 | 0 | 0 | 0 | 0 | 0 | 0 | 0 | 0 | 0 | 0
F7_Industrial_Petroleum_Existing_Process_Natural Gas_Gas Boiler - Insulate Hot Water Lines_A_Technical Potential | F7 | Industrial | Petroleum | Existing | Process | Natural Gas | Gas Boiler - Insulate Hot Water Lines | A | Cumulative Energy Savings (MWh or mTherms) | Technical Potential | 0 | 0 | 0 | 0 | 0 | 0.49982 | 0.99774 | 1.4911 | 1.983 | 2.4737 | 2.9564 | 3.4371 | 3.9161 | 4.3863 | 4.8592 | 5.3266 | 5.7951 | 6.261 | 6.7225 | 7.1858 | 7.6466 | 8.1064 | 8.5645 | 9.021 | 9.476 | 9.4755 | 9.475 | 9.4746 | 0 | 0 | 0
F8_Industrial_Petroleum_Existing_Process_Natural Gas_Gas Boiler - Insulate Hot Water Lines_A_Technical Potential | F8 | Industrial | Petroleum | Existing | Process | Natural Gas | Gas Boiler - Insulate Hot Water Lines | A | Cumulative Summer Peak Savings (MW) | Technical Potential | 0 | 0 | 0 | 0 | 0 | 0 | 0 | 0 | 0 | 0 | 0 | 0 | 0 | 0 | 0 | 0 | 0 | 0 | 0 | 0 | 0 | 0 | 0 | 0 | 0 | 0 | 0 | 0 | 0 | 0 | 0
F9_Industrial_Petroleum_Existing_Process_Natural Gas_Gas Boiler - Insulate Hot Water Lines_A_Technical Potential | F9 | Industrial | Petroleum | Existing | Process | Natural Gas | Gas Boiler - Insulate Hot Water Lines | A | Cumulative Winter Peak Savings (MW) | Technical Potential | 0 | 0 | 0 | 0 | 0 | 0 | 0 | 0 | 0 | 0 | 0 | 0 | 0 | 0 | 0 | 0 | 0 | 0 | 0 | 0 | 0 | 0 | 0 | 0 | 0 | 0 | 0 | 0 | 0 | 0 | 0
F10_Industrial_Petroleum_Existing_Process_Natural Gas_Gas Boiler - Insulate Hot Water Lines_A_Technical Potential | F10 | Industrial | Petroleum | Existing | Process | Natural Gas | Gas Boiler - Insulate Hot Water Lines | A | Purchases (Incremental) | Technical Potential | 0 | 0 | 0 | 0 | 0 | 0.076195 | 0.076153 | 0.075704 | 0.075745 | 0.075808 | 0.074845 | 0.07464 | 0.074489 | 0.073306 | 0.073586 | 0.072884 | 0.072894 | 0.072527 | 0.07188 | 0.071965 | 0.071667 | 0.071389 | 0.071129 | 0.070887 | 0.070663 | 0 | 0 | 0 | 0 | 0 | 0
F11_Industrial_Petroleum_Existing_Process_Natural Gas_Gas Boiler - Insulate Hot Water Lines_A_Technical Potential | F11 | Industrial | Petroleum | Existing | Process | Natural Gas | Gas Boiler - Insulate Hot Water Lines | A | Purchases (Cumulative) | Technical Potential | 0 | 0 | 0 | 0 | 0 | 0.076195 | 0.15235 | 0.22805 | 0.3038 | 0.37961 | 0.45445 | 0.52909 | 0.60358 | 0.67689 | 0.75047 | 0.82336 | 0.89625 | 0.96878 | 1.0407 | 1.1126 | 1.1843 | 1.2557 | 1.3268 | 1.3977 | 1.4684 | 1.4684 | 1.4684 | 1.4684 | 1.4684 | 1.4684 | 1.4684
F1_Industrial_Petroleum_Existing_Process_Natural Gas_Process - Insulate Heated Process Fluids_A_Technical Potential | F1 | Industrial | Petroleum | Existing | Process | Natural Gas | Process - Insulate Heated Process Fluids | A | Integrated Unit Energy Savings (kWh or therms) | Technical Potential | 0 | 0 | 0 | 0 | 0 | 11052.4958 | 11045.816 | 11039.4548 | 11033.3852 | 11027.4132 | 11021.5619 | 11016.9521 | 11013.1117 | 11009.214 | 11006.7493 | 11003.9781 | 11002.0536 | 11000.0934 | 10998.098 | 10996.8783 | 10995.4467 | 10994.497 | 10993.57 | 10992.665 | 10991.7819 | 10991.5839 | 10991.402 | 10991.2362 | 11059.7224 | 11059.7224 | 11059.7224
F2_Industrial_Petroleum_Existing_Process_Natural Gas_Process - Insulate Heated Process Fluids_A_Technical Potential | F2 | Industrial | Petroleum | Existing | Process | Natural Gas | Process - Insulate Heated Process Fluids | A | Integrated Unit Summer Peak Savings (kW) | Technical Potential | 0 | 0 | 0 | 0 | 0 | 0 | 0 | 0 | 0 | 0 | 0 | 0 | 0 | 0 | 0 | 0 | 0 | 0 | 0 | 0 | 0 | 0 | 0 | 0 | 0 | 0 | 0 | 0 | 0 | 0 | 0
F3_Industrial_Petroleum_Existing_Process_Natural Gas_Process - Insulate Heated Process Fluids_A_Technical Potential | F3 | Industrial | Petroleum | Existing | Process | Natural Gas | Process - Insulate Heated Process Fluids | A | Integrated Unit Winter Peak Savings (kW) | Technical Potential | 0 | 0 | 0 | 0 | 0 | 0 | 0 | 0 | 0 | 0 | 0 | 0 | 0 | 0 | 0 | 0 | 0 | 0 | 0 | 0 | 0 | 0 | 0 | 0 | 0 | 0 | 0 | 0 | 0 | 0 | 0
F4_Industrial_Petroleum_Existing_Process_Natural Gas_Process - Insulate Heated Process Fluids_A_Technical Potential | F4 | Industrial | Petroleum | Existing | Process | Natural Gas | Process - Insulate Heated Process Fluids | A | Incremental Energy Savings (MWh or mTherms) | Technical Potential | 0 | 0 | 0 | 0 | 0 | 0.92109 | 0.92003 | 0.91408 | 0.91407 | 0.91433 | 0.81202 | 0.64757 | 0.51682 | 0.40675 | 0.32657 | 0.2587 | 0.20695 | 0.1647 | 0.13056 | 0.10456 | 0.08329 | 0.00056584 | 0.00020133 | 6.8398e-05 | 2.2231e-05 | 1.8841e-05 | 1.8791e-05 | 1.8745e-05 | 1.8821e-05 | 1.8784e-05 | 1.8752e-05
F5_Industrial_Petroleum_Existing_Process_Natural Gas_Process - Insulate Heated Process Fluids_A_Technical Potential | F5 | Industrial | Petroleum | Existing | Process | Natural Gas | Process - Insulate Heated Process Fluids | A | Incremental Summer Peak Savings (MW) | Technical Potential | 0 | 0 | 0 | 0 | 0 | 0 | 0 | 0 | 0 | 0 | 0 | 0 | 0 | 0 | 0 | 0 | 0 | 0 | 0 | 0 | 0 | 0 | 0 | 0 | 0 | 0 | 0 | 0 | 0 | 0 | 0
F6_Industrial_Petroleum_Existing_Process_Natural Gas_Process - Insulate Heated Process Fluids_A_Technical Potential | F6 | Industrial | Petroleum | Existing | Process | Natural Gas | Process - Insulate Heated Process Fluids | A | Incremental Winter Peak Savings (MW) | Technical Potential | 0 | 0 | 0 | 0 | 0 | 0 | 0 | 0 | 0 | 0 | 0 | 0 | 0 | 0 | 0 | 0 | 0 | 0 | 0 | 0 | 0 | 0 | 0 | 0 | 0 | 0 | 0 | 0 | 0 | 0 | 0
F7_Industrial_Petroleum_Existing_Process_Natural Gas_Process - Insulate Heated Process Fluids_A_Technical Potential | F7 | Industrial | Petroleum | Existing | Process | Natural Gas | Process - Insulate Heated Process Fluids | A | Cumulative Energy Savings (MWh or mTherms) | Technical Potential | 0 | 0 | 0 | 0 | 0 | 0.92109 | 1.8406 | 2.7536 | 3.6661 | 4.5785 | 5.3881 | 6.0334 | 6.5481 | 6.9525 | 7.2775 | 7.5344 | 7.74 | 7.9034 | 8.0325 | 8.1362 | 8.2184 | 8.2182 | 8.2177 | 8.2171 | 8.2165 | 8.2164 | 8.2163 | 8.2162 | 0 | 0 | 0
F8_Industrial_Petroleum_Existing_Process_Natural Gas_Process - Insulate Heated Process Fluids_A_Technical Potential | F8 | Industrial | Petroleum | Existing | Process | Natural Gas | Process - Insulate Heated Process Fluids | A | Cumulative Summer Peak Savings (MW) | Technical Potential | 0 | 0 | 0 | 0 | 0 | 0 | 0 | 0 | 0 | 0 | 0 | 0 | 0 | 0 | 0 | 0 | 0 | 0 | 0 | 0 | 0 | 0 | 0 | 0 | 0 | 0 | 0 | 0 | 0 | 0 | 0
F9_Industrial_Petroleum_Existing_Process_Natural Gas_Process - Insulate Heated Process Fluids_A_Technical Potential | F9 | Industrial | Petroleum | Existing | Process | Natural Gas | Process - Insulate Heated Process Fluids | A | Cumulative Winter Peak Savings (MW) | Technical Potential | 0 | 0 | 0 | 0 | 0 | 0 | 0 | 0 | 0 | 0 | 0 | 0 | 0 | 0 | 0 | 0 | 0 | 0 | 0 | 0 | 0 | 0 | 0 | 0 | 0 | 0 | 0 | 0 | 0 | 0 | 0
F10_Industrial_Petroleum_Existing_Process_Natural Gas_Process - Insulate Heated Process Fluids_A_Technical Potential | F10 | Industrial | Petroleum | Existing | Process | Natural Gas | Process - Insulate Heated Process Fluids | A | Purchases (Incremental) | Technical Potential | 0 | 0 | 0 | 0 | 0 | 0.083338 | 0.083292 | 0.082801 | 0.082846 | 0.082914 | 0.073675 | 0.058779 | 0.046928 | 0.036946 | 0.02967 | 0.023509 | 0.01881 | 0.014972 | 0.011871 | 0.009508 | 0.007575 | 5.1466e-05 | 1.8314e-05 | 6.2221e-06 | 2.0226e-06 | 1.7142e-06 | 1.7096e-06 | 1.7055e-06 | 1.7017e-06 | 1.6984e-06 | 1.6955e-06
F11_Industrial_Petroleum_Existing_Process_Natural Gas_Process - Insulate Heated Process Fluids_A_Technical Potential | F11 | Industrial | Petroleum | Existing | Process | Natural Gas | Process - Insulate Heated Process Fluids | A | Purchases (Cumulative) | Technical Potential | 0 | 0 | 0 | 0 | 0 | 0.083338 | 0.16663 | 0.24943 | 0.33228 | 0.41519 | 0.48887 | 0.54765 | 0.59457 | 0.63152 | 0.66119 | 0.6847 | 0.70351 | 0.71848 | 0.73035 | 0.73986 | 0.74744 | 0.74749 | 0.74751 | 0.74751 | 0.74751 | 0.74752 | 0.74752 | 0.74752 | 0.74752 | 0.74752 | 0.74752
F1_Industrial_Petroleum_Existing_Process_Natural Gas_Process Heat Recovery_A_Technical Potential | F1 | Industrial | Petroleum | Existing | Process | Natural Gas | Process Heat Recovery | A | Integrated Unit Energy Savings (kWh or therms) | Technical Potential | 0 | 0 | 0 | 0 | 0 | 33.6585 | 33.5425 | 33.4246 | 33.3071 | 33.1878 | 33.0629 | 32.9502 | 32.8438 | 32.7304 | 32.6421 | 32.5458 | 32.4671 | 32.3876 | 32.3071 | 32.2441 | 32.1757 | 32.113 | 32.0511 | 31.9898 | 31.9291 | 31.9238 | 31.919 | 31.9146 | 0 | 0 | 0
F2_Industrial_Petroleum_Existing_Process_Natural Gas_Process Heat Recovery_A_Technical Potential | F2 | Industrial | Petroleum | Existing | Process | Natural Gas | Process Heat Recovery | A | Integrated Unit Summer Peak Savings (kW) | Technical Potential | 0 | 0 | 0 | 0 | 0 | 0 | 0 | 0 | 0 | 0 | 0 | 0 | 0 | 0 | 0 | 0 | 0 | 0 | 0 | 0 | 0 | 0 | 0 | 0 | 0 | 0 | 0 | 0 | 0 | 0 | 0
F3_Industrial_Petroleum_Existing_Process_Natural Gas_Process Heat Recovery_A_Technical Potential | F3 | Industrial | Petroleum | Existing | Process | Natural Gas | Process Heat Recovery | A | Integrated Unit Winter Peak Savings (kW) | Technical Potential | 0 | 0 | 0 | 0 | 0 | 0 | 0 | 0 | 0 | 0 | 0 | 0 | 0 | 0 | 0 | 0 | 0 | 0 | 0 | 0 | 0 | 0 | 0 | 0 | 0 | 0 | 0 | 0 | 0 | 0 | 0
F4_Industrial_Petroleum_Existing_Process_Natural Gas_Process Heat Recovery_A_Technical Potential | F4 | Industrial | Petroleum | Existing | Process | Natural Gas | Process Heat Recovery | A | Incremental Energy Savings (MWh or mTherms) | Technical Potential | 0 | 0 | 0 | 0 | 0 | 0.10098 | 0.10058 | 0.099633 | 0.099337 | 0.099063 | 0.087693 | 0.069724 | 0.055486 | 0.043533 | 0.034865 | 0.027545 | 0.021985 | 0.017457 | 0.013807 | 0.011037 | 0.0087743 | 5.9498e-05 | 2.1131e-05 | 7.1656e-06 | 2.3248e-06 | 1.97e-06 | 1.9645e-06 | 1.9594e-06 | 0 | 0 | 0
F5_Industrial_Petroleum_Existing_Process_Natural Gas_Process Heat Recovery_A_Technical Potential | F5 | Industrial | Petroleum | Existing | Process | Natural Gas | Process Heat Recovery | A | Incremental Summer Peak Savings (MW) | Technical Potential | 0 | 0 | 0 | 0 | 0 | 0 | 0 | 0 | 0 | 0 | 0 | 0 | 0 | 0 | 0 | 0 | 0 | 0 | 0 | 0 | 0 | 0 | 0 | 0 | 0 | 0 | 0 | 0 | 0 | 0 | 0
F6_Industrial_Petroleum_Existing_Process_Natural Gas_Process Heat Recovery_A_Technical Potential | F6 | Industrial | Petroleum | Existing | Process | Natural Gas | Process Heat Recovery | A | Incremental Winter Peak Savings (MW) | Technical Potential | 0 | 0 | 0 | 0 | 0 | 0 | 0 | 0 | 0 | 0 | 0 | 0 | 0 | 0 | 0 | 0 | 0 | 0 | 0 | 0 | 0 | 0 | 0 | 0 | 0 | 0 | 0 | 0 | 0 | 0 | 0
F7_Industrial_Petroleum_Existing_Process_Natural Gas_Process Heat Recovery_A_Technical Potential | F7 | Industrial | Petroleum | Existing | Process | Natural Gas | Process Heat Recovery | A | Cumulative Energy Savings (MWh or mTherms) | Technical Potential | 0 | 0 | 0 | 0 | 0 | 0.10098 | 0.20121 | 0.30014 | 0.39842 | 0.49605 | 0.58188 | 0.64962 | 0.70301 | 0.74412 | 0.77697 | 0.80223 | 0.82227 | 0.83772 | 0.84944 | 0.85882 | 0.86577 | 0.86414 | 0.8625 | 0.86086 | 0.85923 | 0.85909 | 0.85896 | 0.85884 | 0 | 0 | 0
F8_Industrial_Petroleum_Existing_Process_Natural Gas_Process Heat Recovery_A_Technical Potential | F8 | Industrial | Petroleum | Existing | Process | Natural Gas | Process Heat Recovery | A | Cumulative Summer Peak Savings (MW) | Technical Potential | 0 | 0 | 0 | 0 | 0 | 0 | 0 | 0 | 0 | 0 | 0 | 0 | 0 | 0 | 0 | 0 | 0 | 0 | 0 | 0 | 0 | 0 | 0 | 0 | 0 | 0 | 0 | 0 | 0 | 0 | 0
F9_Industrial_Petroleum_Existing_Process_Natural Gas_Process Heat Recovery_A_Technical Potential | F9 | Industrial | Petroleum | Existing | Process | Natural Gas | Process Heat Recovery | A | Cumulative Winter Peak Savings (MW) | Technical Potential | 0 | 0 | 0 | 0 | 0 | 0 | 0 | 0 | 0 | 0 | 0 | 0 | 0 | 0 | 0 | 0 | 0 | 0 | 0 | 0 | 0 | 0 | 0 | 0 | 0 | 0 | 0 | 0 | 0 | 0 | 0
F10_Industrial_Petroleum_Existing_Process_Natural Gas_Process Heat Recovery_A_Technical Potential | F10 | Industrial | Petroleum | Existing | Process | Natural Gas | Process Heat Recovery | A | Purchases (Incremental) | Technical Potential | 0 | 0 | 0 | 0 | 0 | 3.0002 | 2.9985 | 2.9808 | 2.9825 | 2.9849 | 2.6523 | 2.116 | 1.6894 | 1.3301 | 1.0681 | 0.84634 | 0.67716 | 0.539 | 0.42735 | 0.34229 | 0.2727 | 0.0018528 | 0.0006593 | 0.000224 | 7.2812e-05 | 6.171e-05 | 6.1546e-05 | 6.1396e-05 | 1.0948e-06 | 1.0948e-06 | 1.0948e-06
F11_Industrial_Petroleum_Existing_Process_Natural Gas_Process Heat Recovery_A_Technical Potential | F11 | Industrial | Petroleum | Existing | Process | Natural Gas | Process Heat Recovery | A | Purchases (Cumulative) | Technical Potential | 0 | 0 | 0 | 0 | 0 | 3.0002 | 5.9987 | 8.9795 | 11.962 | 14.9469 | 17.5992 | 19.7153 | 21.4047 | 22.7347 | 23.8028 | 24.6492 | 25.3263 | 25.8653 | 26.2927 | 26.635 | 26.9077 | 26.9095 | 26.9102 | 26.9104 | 26.9105 | 26.9105 | 26.9106 | 26.9107 | 26.9107 | 26.9107 | 26.9107
F1_Industrial_Petroleum_Existing_Space Heating_Natural Gas_Building Automation System_A_Technical Potential | F1 | Industrial | Petroleum | Existing | Space Heating | Natural Gas | Building Automation System | A | Integrated Unit Energy Savings (kWh or therms) | Technical Potential | 0 | 0 | 0 | 0 | 0 | 0.015184 | 0.014997 | 0.014765 | 0.01453 | 0.014294 | 0.014058 | 0.013827 | 0.013606 | 0.013389 | 0.013178 | 0.012983 | 0.012804 | 0.012631 | 0.012461 | 0.012299 | 0.012137 | 0.011974 | 0.011808 | 0.011648 | 0.01149 | 0.011356 | 0.011229 | 0.011107 | 0 | 0 | 0
F2_Industrial_Petroleum_Existing_Space Heating_Natural Gas_Building Automation System_A_Technical Potential | F2 | Industrial | Petroleum | Existing | Space Heating | Natural Gas | Building Automation System | A | Integrated Unit Summer Peak Savings (kW) | Technical Potential | 0 | 0 | 0 | 0 | 0 | 0 | 0 | 0 | 0 | 0 | 0 | 0 | 0 | 0 | 0 | 0 | 0 | 0 | 0 | 0 | 0 | 0 | 0 | 0 | 0 | 0 | 0 | 0 | 0 | 0 | 0
F3_Industrial_Petroleum_Existing_Space Heating_Natural Gas_Building Automation System_A_Technical Potential | F3 | Industrial | Petroleum | Existing | Space Heating | Natural Gas | Building Automation System | A | Integrated Unit Winter Peak Savings (kW) | Technical Potential | 0 | 0 | 0 | 0 | 0 | 0 | 0 | 0 | 0 | 0 | 0 | 0 | 0 | 0 | 0 | 0 | 0 | 0 | 0 | 0 | 0 | 0 | 0 | 0 | 0 | 0 | 0 | 0 | 0 | 0 | 0
F4_Industrial_Petroleum_Existing_Space Heating_Natural Gas_Building Automation System_A_Technical Potential | F4 | Industrial | Petroleum | Existing | Space Heating | Natural Gas | Building Automation System | A | Incremental Energy Savings (MWh or mTherms) | Technical Potential | 0 | 0 | 0 | 0 | 0 | 0.00066938 | 0.0013209 | 0.0022954 | 0.0036763 | 0.0054941 | 0.0076405 | 0.010194 | 0.012978 | 0.015544 | 0.01811 | 0.019827 | 0.020805 | 0.020504 | 0.0189 | 0.01642 | 0.013345 | 0.010028 | 0.006822 | 0.0042846 | 0.0027478 | 0 | 0 | 0 | 0 | 0 | 0
F5_Industrial_Petroleum_Existing_Space Heating_Natural Gas_Building Automation System_A_Technical Potential | F5 | Industrial | Petroleum | Existing | Space Heating | Natural Gas | Building Automation System | A | Incremental Summer Peak Savings (MW) | Technical Potential | 0 | 0 | 0 | 0 | 0 | 0 | 0 | 0 | 0 | 0 | 0 | 0 | 0 | 0 | 0 | 0 | 0 | 0 | 0 | 0 | 0 | 0 | 0 | 0 | 0 | 0 | 0 | 0 | 0 | 0 | 0
F6_Industrial_Petroleum_Existing_Space Heating_Natural Gas_Building Automation System_A_Technical Potential | F6 | Industrial | Petroleum | Existing | Space Heating | Natural Gas | Building Automation System | A | Incremental Winter Peak Savings (MW) | Technical Potential | 0 | 0 | 0 | 0 | 0 | 0 | 0 | 0 | 0 | 0 | 0 | 0 | 0 | 0 | 0 | 0 | 0 | 0 | 0 | 0 | 0 | 0 | 0 | 0 | 0 | 0 | 0 | 0 | 0 | 0 | 0
F7_Industrial_Petroleum_Existing_Space Heating_Natural Gas_Building Automation System_A_Technical Potential | F7 | Industrial | Petroleum | Existing | Space Heating | Natural Gas | Building Automation System | A | Cumulative Energy Savings (MWh or mTherms) | Technical Potential | 0 | 0 | 0 | 0 | 0 | 0.00066938 | 0.001982 | 0.0042467 | 0.0078555 | 0.013222 | 0.020644 | 0.030499 | 0.04299 | 0.057845 | 0.075045 | 0.093764 | 0.11328 | 0.13224 | 0.14937 | 0.16385 | 0.17503 | 0.18271 | 0.18701 | 0.18875 | 0.18894 | 0.18674 | 0.18464 | 0.18264 | 0 | 0 | 0
F8_Industrial_Petroleum_Existing_Space Heating_Natural Gas_Building Automation System_A_Technical Potential | F8 | Industrial | Petroleum | Existing | Space Heating | Natural Gas | Building Automation System | A | Cumulative Summer Peak Savings (MW) | Technical Potential | 0 | 0 | 0 | 0 | 0 | 0 | 0 | 0 | 0 | 0 | 0 | 0 | 0 | 0 | 0 | 0 | 0 | 0 | 0 | 0 | 0 | 0 | 0 | 0 | 0 | 0 | 0 | 0 | 0 | 0 | 0
F9_Industrial_Petroleum_Existing_Space Heating_Natural Gas_Building Automation System_A_Technical Potential | F9 | Industrial | Petroleum | Existing | Space Heating | Natural Gas | Building Automation System | A | Cumulative Winter Peak Savings (MW) | Technical Potential | 0 | 0 | 0 | 0 | 0 | 0 | 0 | 0 | 0 | 0 | 0 | 0 | 0 | 0 | 0 | 0 | 0 | 0 | 0 | 0 | 0 | 0 | 0 | 0 | 0 | 0 | 0 | 0 | 0 | 0 | 0
F10_Industrial_Petroleum_Existing_Space Heating_Natural Gas_Building Automation System_A_Technical Potential | F10 | Industrial | Petroleum | Existing | Space Heating | Natural Gas | Building Automation System | A | Purchases (Incremental) | Technical Potential | 0 | 0 | 0 | 0 | 0 | 44.0848 | 88.0742 | 155.4575 | 253.0097 | 384.3509 | 543.4822 | 737.2648 | 953.8209 | 1160.9786 | 1374.2967 | 1527.1679 | 1624.8299 | 1623.4014 | 1516.6791 | 1335.0798 | 1099.5305 | 837.5472 | 577.7277 | 367.8495 | 239.1453 | 0 | 0 | 0 | 0 | 0 | 0
F11_Industrial_Petroleum_Existing_Space Heating_Natural Gas_Building Automation System_A_Technical Potential | F11 | Industrial | Petroleum | Existing | Space Heating | Natural Gas | Building Automation System | A | Purchases (Cumulative) | Technical Potential | 0 | 0 | 0 | 0 | 0 | 44.0848 | 132.159 | 287.6165 | 540.6262 | 924.9771 | 1468.4593 | 2205.7241 | 3159.545 | 4320.5236 | 5694.8204 | 7221.9883 | 8846.8182 | 10470.2196 | 11986.8987 | 13321.9785 | 14421.5091 | 15259.0563 | 15836.784 | 16204.6334 | 16443.7787 | 16443.7787 | 16443.7787 | 16443.7787 | 16443.7787 | 16443.7787 | 16443.7787
F1_Industrial_Petroleum_Existing_Space Heating_Natural Gas_Steam System Efficiency Improvements_A_Technical Potential | F1 | Industrial | Petroleum | Existing | Space Heating | Natural Gas | Steam System Efficiency Improvements | A | Integrated Unit Energy Savings (kWh or therms) | Technical Potential | 0 | 0 | 0 | 0 | 0 | 0.13612 | 0.13298 | 0.12901 | 0.12433 | 0.11898 | 0.113 | 0.10696 | 0.10104 | 0.095111 | 0.09021 | 0.085572 | 0.081904 | 0.078624 | 0.075696 | 0.073592 | 0.07162 | 0.069894 | 0.068376 | 0.067112 | 0.065909 | 0.065136 | 0.06441 | 0.063727 | 0.11902 | 0.11854 | 0.11809
F2_Industrial_Petroleum_Existing_Space Heating_Natural Gas_Steam System Efficiency Improvements_A_Technical Potential | F2 | Industrial | Petroleum | Existing | Space Heating | Natural Gas | Steam System Efficiency Improvements | A | Integrated Unit Summer Peak Savings (kW) | Technical Potential | 0 | 0 | 0 | 0 | 0 | 0 | 0 | 0 | 0 | 0 | 0 | 0 | 0 | 0 | 0 | 0 | 0 | 0 | 0 | 0 | 0 | 0 | 0 | 0 | 0 | 0 | 0 | 0 | 0 | 0 | 0
F3_Industrial_Petroleum_Existing_Space Heating_Natural Gas_Steam System Efficiency Improvements_A_Technical Potential | F3 | Industrial | Petroleum | Existing | Space Heating | Natural Gas | Steam System Efficiency Improvements | A | Integrated Unit Winter Peak Savings (kW) | Technical Potential | 0 | 0 | 0 | 0 | 0 | 0 | 0 | 0 | 0 | 0 | 0 | 0 | 0 | 0 | 0 | 0 | 0 | 0 | 0 | 0 | 0 | 0 | 0 | 0 | 0 | 0 | 0 | 0 | 0 | 0 | 0
F4_Industrial_Petroleum_Existing_Space Heating_Natural Gas_Steam System Efficiency Improvements_A_Technical Potential | F4 | Industrial | Petroleum | Existing | Space Heating | Natural Gas | Steam System Efficiency Improvements | A | Incremental Energy Savings (MWh or mTherms) | Technical Potential | 0 | 0 | 0 | 0 | 0 | 8.7218e-05 | 0.00017023 | 0.0002915 | 0.00045718 | 0.00066464 | 0.00089257 | 0.0011461 | 0.0014008 | 0.0016049 | 0.0018019 | 0.0018994 | 0.0019342 | 0.0018551 | 0.0016686 | 0.001428 | 0.0011445 | 0.00085082 | 0.00057413 | 0.0003588 | 0.00022909 | 0 | 0 | 0 | 0 | 0 | 0
F5_Industrial_Petroleum_Existing_Space Heating_Natural Gas_Steam System Efficiency Improvements_A_Technical Potential | F5 | Industrial | Petroleum | Existing | Space Heating | Natural Gas | Steam System Efficiency Improvements | A | Incremental Summer Peak Savings (MW) | Technical Potential | 0 | 0 | 0 | 0 | 0 | 0 | 0 | 0 | 0 | 0 | 0 | 0 | 0 | 0 | 0 | 0 | 0 | 0 | 0 | 0 | 0 | 0 | 0 | 0 | 0 | 0 | 0 | 0 | 0 | 0 | 0
F6_Industrial_Petroleum_Existing_Space Heating_Natural Gas_Steam System Efficiency Improvements_A_Technical Potential | F6 | Industrial | Petroleum | Existing | Space Heating | Natural Gas | Steam System Efficiency Improvements | A | Incremental Winter Peak Savings (MW) | Technical Potential | 0 | 0 | 0 | 0 | 0 | 0 | 0 | 0 | 0 | 0 | 0 | 0 | 0 | 0 | 0 | 0 | 0 | 0 | 0 | 0 | 0 | 0 | 0 | 0 | 0 | 0 | 0 | 0 | 0 | 0 | 0
F7_Industrial_Petroleum_Existing_Space Heating_Natural Gas_Steam System Efficiency Improvements_A_Technical Potential | F7 | Industrial | Petroleum | Existing | Space Heating | Natural Gas | Steam System Efficiency Improvements | A | Cumulative Energy Savings (MWh or mTherms) | Technical Potential | 0 | 0 | 0 | 0 | 0 | 8.7218e-05 | 0.00025544 | 0.00053931 | 0.0009769 | 0.0015995 | 0.0024117 | 0.0034289 | 0.00464 | 0.0059725 | 0.0074667 | 0.0089821 | 0.010531 | 0.011965 | 0.013188 | 0.014249 | 0.015012 | 0.015501 | 0.015738 | 0.015806 | 0.015752 | 0.015567 | 0.015394 | 0.01523 | 0 | 0 | 0
F8_Industrial_Petroleum_Existing_Space Heating_Natural Gas_Steam System Efficiency Improvements_A_Technical Potential | F8 | Industrial | Petroleum | Existing | Space Heating | Natural Gas | Steam System Efficiency Improvements | A | Cumulative Summer Peak Savings (MW) | Technical Potential | 0 | 0 | 0 | 0 | 0 | 0 | 0 | 0 | 0 | 0 | 0 | 0 | 0 | 0 | 0 | 0 | 0 | 0 | 0 | 0 | 0 | 0 | 0 | 0 | 0 | 0 | 0 | 0 | 0 | 0 | 0
F9_Industrial_Petroleum_Existing_Space Heating_Natural Gas_Steam System Efficiency Improvements_A_Technical Potential | F9 | Industrial | Petroleum | Existing | Space Heating | Natural Gas | Steam System Efficiency Improvements | A | Cumulative Winter Peak Savings (MW) | Technical Potential | 0 | 0 | 0 | 0 | 0 | 0 | 0 | 0 | 0 | 0 | 0 | 0 | 0 | 0 | 0 | 0 | 0 | 0 | 0 | 0 | 0 | 0 | 0 | 0 | 0 | 0 | 0 | 0 | 0 | 0 | 0
F10_Industrial_Petroleum_Existing_Space Heating_Natural Gas_Steam System Efficiency Improvements_A_Technical Potential | F10 | Industrial | Petroleum | Existing | Space Heating | Natural Gas | Steam System Efficiency Improvements | A | Purchases (Incremental) | Technical Potential | 0 | 0 | 0 | 0 | 0 | 0.64073 | 1.2801 | 2.2594 | 3.6773 | 5.5862 | 7.899 | 10.7155 | 13.863 | 16.8738 | 19.9742 | 22.1961 | 23.6155 | 23.5947 | 22.0436 | 19.4042 | 15.9807 | 12.173 | 8.3968 | 5.3464 | 3.4758 | 0 | 0 | 0 | 0 | 0 | 0
F11_Industrial_Petroleum_Existing_Space Heating_Natural Gas_Steam System Efficiency Improvements_A_Technical Potential | F11 | Industrial | Petroleum | Existing | Space Heating | Natural Gas | Steam System Efficiency Improvements | A | Purchases (Cumulative) | Technical Potential | 0 | 0 | 0 | 0 | 0 | 0.64073 | 1.9208 | 4.1803 | 7.8575 | 13.4437 | 21.3428 | 32.0583 | 45.9213 | 62.7951 | 82.7693 | 104.9654 | 128.5809 | 152.1757 | 174.2193 | 193.6235 | 209.6043 | 221.7773 | 230.1741 | 235.5205 | 238.9962 | 238.9962 | 238.9962 | 238.9962 | 238.9962 | 238.9962 | 238.9962
F1_Industrial_Petroleum_Existing_Process_Natural Gas_Steam System Efficiency Improvements_A_Technical Potential | F1 | Industrial | Petroleum | Existing | Process | Natural Gas | Steam System Efficiency Improvements | A | Integrated Unit Energy Savings (kWh or therms) | Technical Potential | 0 | 0 | 0 | 0 | 0 | 0.7002 | 0.69772 | 0.69521 | 0.6927 | 0.69015 | 0.68749 | 0.6851 | 0.68285 | 0.68046 | 0.6786 | 0.67658 | 0.67492 | 0.67326 | 0.67157 | 0.67025 | 0.66882 | 0.66752 | 0.66623 | 0.66495 | 0.66369 | 0.66358 | 0.66348 | 0.66338 | 0.70269 | 0.70269 | 0.70269
F2_Industrial_Petroleum_Existing_Process_Natural Gas_Steam System Efficiency Improvements_A_Technical Potential | F2 | Industrial | Petroleum | Existing | Process | Natural Gas | Steam System Efficiency Improvements | A | Integrated Unit Summer Peak Savings (kW) | Technical Potential | 0 | 0 | 0 | 0 | 0 | 0 | 0 | 0 | 0 | 0 | 0 | 0 | 0 | 0 | 0 | 0 | 0 | 0 | 0 | 0 | 0 | 0 | 0 | 0 | 0 | 0 | 0 | 0 | 0 | 0 | 0
F3_Industrial_Petroleum_Existing_Process_Natural Gas_Steam System Efficiency Improvements_A_Technical Potential | F3 | Industrial | Petroleum | Existing | Process | Natural Gas | Steam System Efficiency Improvements | A | Integrated Unit Winter Peak Savings (kW) | Technical Potential | 0 | 0 | 0 | 0 | 0 | 0 | 0 | 0 | 0 | 0 | 0 | 0 | 0 | 0 | 0 | 0 | 0 | 0 | 0 | 0 | 0 | 0 | 0 | 0 | 0 | 0 | 0 | 0 | 0 | 0 | 0
F4_Industrial_Petroleum_Existing_Process_Natural Gas_Steam System Efficiency Improvements_A_Technical Potential | F4 | Industrial | Petroleum | Existing | Process | Natural Gas | Steam System Efficiency Improvements | A | Incremental Energy Savings (MWh or mTherms) | Technical Potential | 0 | 0 | 0 | 0 | 0 | 8.2089e-06 | 1.6342e-05 | 2.8741e-05 | 4.6607e-05 | 7.0542e-05 | 9.9364e-05 | 0.00013432 | 0.00017321 | 0.00021009 | 0.00024801 | 0.00027478 | 0.00029163 | 0.00029066 | 0.00027087 | 0.00023797 | 0.00019557 | 0.00014868 | 0.00010236 | 6.5048e-05 | 4.2209e-05 | 0 | 0 | 0 | 0 | 0 | 0
F5_Industrial_Petroleum_Existing_Process_Natural Gas_Steam System Efficiency Improvements_A_Technical Potential | F5 | Industrial | Petroleum | Existing | Process | Natural Gas | Steam System Efficiency Improvements | A | Incremental Summer Peak Savings (MW) | Technical Potential | 0 | 0 | 0 | 0 | 0 | 0 | 0 | 0 | 0 | 0 | 0 | 0 | 0 | 0 | 0 | 0 | 0 | 0 | 0 | 0 | 0 | 0 | 0 | 0 | 0 | 0 | 0 | 0 | 0 | 0 | 0
F6_Industrial_Petroleum_Existing_Process_Natural Gas_Steam System Efficiency Improvements_A_Technical Potential | F6 | Industrial | Petroleum | Existing | Process | Natural Gas | Steam System Efficiency Improvements | A | Incremental Winter Peak Savings (MW) | Technical Potential | 0 | 0 | 0 | 0 | 0 | 0 | 0 | 0 | 0 | 0 | 0 | 0 | 0 | 0 | 0 | 0 | 0 | 0 | 0 | 0 | 0 | 0 | 0 | 0 | 0 | 0 | 0 | 0 | 0 | 0 | 0
F7_Industrial_Petroleum_Existing_Process_Natural Gas_Steam System Efficiency Improvements_A_Technical Potential | F7 | Industrial | Petroleum | Existing | Process | Natural Gas | Steam System Efficiency Improvements | A | Cumulative Energy Savings (MWh or mTherms) | Technical Potential | 0 | 0 | 0 | 0 | 0 | 8.2089e-06 | 2.4522e-05 | 5.3174e-05 | 9.959e-05 | 0.00016977 | 0.00026848 | 0.00040187 | 0.00057375 | 0.00078183 | 0.0010277 | 0.0012994 | 0.0015879 | 0.0018746 | 0.0021408 | 0.0023746 | 0.0025651 | 0.0027087 | 0.0028058 | 0.0028655 | 0.0029023 | 0.0029018 | 0.0029014 | 0.0029009 | 0 | 0 | 0
F8_Industrial_Petroleum_Existing_Process_Natural Gas_Steam System Efficiency Improvements_A_Technical Potential | F8 | Industrial | Petroleum | Existing | Process | Natural Gas | Steam System Efficiency Improvements | A | Cumulative Summer Peak Savings (MW) | Technical Potential | 0 | 0 | 0 | 0 | 0 | 0 | 0 | 0 | 0 | 0 | 0 | 0 | 0 | 0 | 0 | 0 | 0 | 0 | 0 | 0 | 0 | 0 | 0 | 0 | 0 | 0 | 0 | 0 | 0 | 0 | 0
F9_Industrial_Petroleum_Existing_Process_Natural Gas_Steam System Efficiency Improvements_A_Technical Potential | F9 | Industrial | Petroleum | Existing | Process | Natural Gas | Steam System Efficiency Improvements | A | Cumulative Winter Peak Savings (MW) | Technical Potential | 0 | 0 | 0 | 0 | 0 | 0 | 0 | 0 | 0 | 0 | 0 | 0 | 0 | 0 | 0 | 0 | 0 | 0 | 0 | 0 | 0 | 0 | 0 | 0 | 0 | 0 | 0 | 0 | 0 | 0 | 0
F10_Industrial_Petroleum_Existing_Process_Natural Gas_Steam System Efficiency Improvements_A_Technical Potential | F10 | Industrial | Petroleum | Existing | Process | Natural Gas | Steam System Efficiency Improvements | A | Purchases (Incremental) | Technical Potential | 0 | 0 | 0 | 0 | 0 | 0.011724 | 0.023422 | 0.041342 | 0.067284 | 0.10221 | 0.14453 | 0.19606 | 0.25365 | 0.30874 | 0.36547 | 0.40613 | 0.4321 | 0.43172 | 0.40334 | 0.35504 | 0.2924 | 0.22273 | 0.15364 | 0.097824 | 0.063597 | 0 | 0 | 0 | 0 | 0 | 0
F11_Industrial_Petroleum_Existing_Process_Natural Gas_Steam System Efficiency Improvements_A_Technical Potential | F11 | Industrial | Petroleum | Existing | Process | Natural Gas | Steam System Efficiency Improvements | A | Purchases (Cumulative) | Technical Potential | 0 | 0 | 0 | 0 | 0 | 0.011724 | 0.035146 | 0.076487 | 0.14377 | 0.24598 | 0.39051 | 0.58658 | 0.84023 | 1.149 | 1.5144 | 1.9206 | 2.3527 | 2.7844 | 3.1877 | 3.5428 | 3.8352 | 4.0579 | 4.2115 | 4.3094 | 4.373 | 4.373 | 4.373 | 4.373 | 4.373 | 4.373 | 4.373
F1_Industrial_Petroleum_Existing_Space Heating_Natural Gas_Strategic Energy Management_A_Technical Potential | F1 | Industrial | Petroleum | Existing | Space Heating | Natural Gas | Strategic Energy Management | A | Integrated Unit Energy Savings (kWh or therms) | Technical Potential | 0 | 0 | 0 | 0 | 0 | 795.5173 | 786.5038 | 775.0892 | 763.5063 | 751.8355 | 740.1878 | 728.7267 | 717.8089 | 707.0921 | 696.6203 | 687.0654 | 678.2627 | 669.7584 | 661.5076 | 653.5251 | 645.5875 | 637.5647 | 629.4219 | 621.5146 | 613.7408 | 606.631 | 599.8563 | 593.3912 | 0 | 0 | 0
F2_Industrial_Petroleum_Existing_Space Heating_Natural Gas_Strategic Energy Management_A_Technical Potential | F2 | Industrial | Petroleum | Existing | Space Heating | Natural Gas | Strategic Energy Management | A | Integrated Unit Summer Peak Savings (kW) | Technical Potential | 0 | 0 | 0 | 0 | 0 | 0 | 0 | 0 | 0 | 0 | 0 | 0 | 0 | 0 | 0 | 0 | 0 | 0 | 0 | 0 | 0 | 0 | 0 | 0 | 0 | 0 | 0 | 0 | 0 | 0 | 0
F3_Industrial_Petroleum_Existing_Space Heating_Natural Gas_Strategic Energy Management_A_Technical Potential | F3 | Industrial | Petroleum | Existing | Space Heating | Natural Gas | Strategic Energy Management | A | Integrated Unit Winter Peak Savings (kW) | Technical Potential | 0 | 0 | 0 | 0 | 0 | 0 | 0 | 0 | 0 | 0 | 0 | 0 | 0 | 0 | 0 | 0 | 0 | 0 | 0 | 0 | 0 | 0 | 0 | 0 | 0 | 0 | 0 | 0 | 0 | 0 | 0
F4_Industrial_Petroleum_Existing_Space Heating_Natural Gas_Strategic Energy Management_A_Technical Potential | F4 | Industrial | Petroleum | Existing | Space Heating | Natural Gas | Strategic Energy Management | A | Incremental Energy Savings (MWh or mTherms) | Technical Potential | 0 | 0 | 0 | 0 | 0 | 0.0042131 | 0.0041631 | 0.0040785 | 0.0040197 | 0.0039616 | 0.0038507 | 0.0037807 | 0.0037165 | 0.0036029 | 0.003563 | 0.0034807 | 0.0034365 | 0.0033763 | 0.003305 | 0.003269 | 0.0032159 | 0.0031636 | 0.0031118 | 0.0030623 | 0.0030145 | 0 | 0 | 0 | 0 | 0 | 0
F5_Industrial_Petroleum_Existing_Space Heating_Natural Gas_Strategic Energy Management_A_Technical Potential | F5 | Industrial | Petroleum | Existing | Space Heating | Natural Gas | Strategic Energy Management | A | Incremental Summer Peak Savings (MW) | Technical Potential | 0 | 0 | 0 | 0 | 0 | 0 | 0 | 0 | 0 | 0 | 0 | 0 | 0 | 0 | 0 | 0 | 0 | 0 | 0 | 0 | 0 | 0 | 0 | 0 | 0 | 0 | 0 | 0 | 0 | 0 | 0
F6_Industrial_Petroleum_Existing_Space Heating_Natural Gas_Strategic Energy Management_A_Technical Potential | F6 | Industrial | Petroleum | Existing | Space Heating | Natural Gas | Strategic Energy Management | A | Incremental Winter Peak Savings (MW) | Technical Potential | 0 | 0 | 0 | 0 | 0 | 0 | 0 | 0 | 0 | 0 | 0 | 0 | 0 | 0 | 0 | 0 | 0 | 0 | 0 | 0 | 0 | 0 | 0 | 0 | 0 | 0 | 0 | 0 | 0 | 0 | 0
F7_Industrial_Petroleum_Existing_Space Heating_Natural Gas_Strategic Energy Management_A_Technical Potential | F7 | Industrial | Petroleum | Existing | Space Heating | Natural Gas | Strategic Energy Management | A | Cumulative Energy Savings (MWh or mTherms) | Technical Potential | 0 | 0 | 0 | 0 | 0 | 0.0042131 | 0.0083285 | 0.012286 | 0.016122 | 0.019837 | 0.023381 | 0.026799 | 0.030114 | 0.033268 | 0.036338 | 0.03932 | 0.042253 | 0.0451 | 0.047849 | 0.050541 | 0.053143 | 0.055646 | 0.058047 | 0.06038 | 0.062639 | 0.061914 | 0.061222 | 0.060562 | 0 | 0 | 0
F8_Industrial_Petroleum_Existing_Space Heating_Natural Gas_Strategic Energy Management_A_Technical Potential | F8 | Industrial | Petroleum | Existing | Space Heating | Natural Gas | Strategic Energy Management | A | Cumulative Summer Peak Savings (MW) | Technical Potential | 0 | 0 | 0 | 0 | 0 | 0 | 0 | 0 | 0 | 0 | 0 | 0 | 0 | 0 | 0 | 0 | 0 | 0 | 0 | 0 | 0 | 0 | 0 | 0 | 0 | 0 | 0 | 0 | 0 | 0 | 0
F9_Industrial_Petroleum_Existing_Space Heating_Natural Gas_Strategic Energy Management_A_Technical Potential | F9 | Industrial | Petroleum | Existing | Space Heating | Natural Gas | Strategic Energy Management | A | Cumulative Winter Peak Savings (MW) | Technical Potential | 0 | 0 | 0 | 0 | 0 | 0 | 0 | 0 | 0 | 0 | 0 | 0 | 0 | 0 | 0 | 0 | 0 | 0 | 0 | 0 | 0 | 0 | 0 | 0 | 0 | 0 | 0 | 0 | 0 | 0 | 0
F10_Industrial_Petroleum_Existing_Space Heating_Natural Gas_Strategic Energy Management_A_Technical Potential | F10 | Industrial | Petroleum | Existing | Space Heating | Natural Gas | Strategic Energy Management | A | Purchases (Incremental) | Technical Potential | 0 | 0 | 0 | 0 | 0 | 0.0052961 | 0.0052932 | 0.005262 | 0.0052648 | 0.0052692 | 0.0052023 | 0.0051881 | 0.0051775 | 0.0050953 | 0.0051148 | 0.005066 | 0.0050666 | 0.0050411 | 0.0049962 | 0.0050021 | 0.0049814 | 0.004962 | 0.004944 | 0.0049272 | 0.0049116 | 0 | 0 | 0 | 0 | 0 | 0
F11_Industrial_Petroleum_Existing_Space Heating_Natural Gas_Strategic Energy Management_A_Technical Potential | F11 | Industrial | Petroleum | Existing | Space Heating | Natural Gas | Strategic Energy Management | A | Purchases (Cumulative) | Technical Potential | 0 | 0 | 0 | 0 | 0 | 0.0052961 | 0.010589 | 0.015851 | 0.021116 | 0.026385 | 0.031588 | 0.036776 | 0.041953 | 0.047048 | 0.052163 | 0.057229 | 0.062296 | 0.067337 | 0.072333 | 0.077335 | 0.082317 | 0.087279 | 0.092223 | 0.09715 | 0.10206 | 0.10206 | 0.10206 | 0.10206 | 0.10206 | 0.10206 | 0.10206
F1_Industrial_Petroleum_Existing_Process_Natural Gas_Strategic Energy Management_A_Technical Potential | F1 | Industrial | Petroleum | Existing | Process | Natural Gas | Strategic Energy Management | A | Integrated Unit Energy Savings (kWh or therms) | Technical Potential | 0 | 0 | 0 | 0 | 0 | 767.4258 | 765.8223 | 764.1998 | 762.5879 | 760.9598 | 759.2908 | 757.8561 | 756.5655 | 755.2317 | 754.2823 | 753.2681 | 752.5192 | 751.7843 | 751.0533 | 750.5475 | 749.9776 | 749.5071 | 749.042 | 748.5811 | 748.1244 | 748.064 | 748.0085 | 747.9579 | 0 | 0 | 0
F2_Industrial_Petroleum_Existing_Process_Natural Gas_Strategic Energy Management_A_Technical Potential | F2 | Industrial | Petroleum | Existing | Process | Natural Gas | Strategic Energy Management | A | Integrated Unit Summer Peak Savings (kW) | Technical Potential | 0 | 0 | 0 | 0 | 0 | 0 | 0 | 0 | 0 | 0 | 0 | 0 | 0 | 0 | 0 | 0 | 0 | 0 | 0 | 0 | 0 | 0 | 0 | 0 | 0 | 0 | 0 | 0 | 0 | 0 | 0
F3_Industrial_Petroleum_Existing_Process_Natural Gas_Strategic Energy Management_A_Technical Potential | F3 | Industrial | Petroleum | Existing | Process | Natural Gas | Strategic Energy Management | A | Integrated Unit Winter Peak Savings (kW) | Technical Potential | 0 | 0 | 0 | 0 | 0 | 0 | 0 | 0 | 0 | 0 | 0 | 0 | 0 | 0 | 0 | 0 | 0 | 0 | 0 | 0 | 0 | 0 | 0 | 0 | 0 | 0 | 0 | 0 | 0 | 0 | 0
F4_Industrial_Petroleum_Existing_Process_Natural Gas_Strategic Energy Management_A_Technical Potential | F4 | Industrial | Petroleum | Existing | Process | Natural Gas | Strategic Energy Management | A | Incremental Energy Savings (MWh or mTherms) | Technical Potential | 0 | 0 | 0 | 0 | 0 | 1.0525 | 1.0498 | 1.0414 | 1.0397 | 1.0384 | 1.0229 | 1.0182 | 1.0144 | 0.99654 | 0.99908 | 0.98822 | 0.98737 | 0.98144 | 0.97174 | 0.97224 | 0.96748 | 0.96311 | 0.95901 | 0.95516 | 0.95157 | 0 | 0 | 0 | 0 | 0 | 0
F5_Industrial_Petroleum_Existing_Process_Natural Gas_Strategic Energy Management_A_Technical Potential | F5 | Industrial | Petroleum | Existing | Process | Natural Gas | Strategic Energy Management | A | Incremental Summer Peak Savings (MW) | Technical Potential | 0 | 0 | 0 | 0 | 0 | 0 | 0 | 0 | 0 | 0 | 0 | 0 | 0 | 0 | 0 | 0 | 0 | 0 | 0 | 0 | 0 | 0 | 0 | 0 | 0 | 0 | 0 | 0 | 0 | 0 | 0
F6_Industrial_Petroleum_Existing_Process_Natural Gas_Strategic Energy Management_A_Technical Potential | F6 | Industrial | Petroleum | Existing | Process | Natural Gas | Strategic Energy Management | A | Incremental Winter Peak Savings (MW) | Technical Potential | 0 | 0 | 0 | 0 | 0 | 0 | 0 | 0 | 0 | 0 | 0 | 0 | 0 | 0 | 0 | 0 | 0 | 0 | 0 | 0 | 0 | 0 | 0 | 0 | 0 | 0 | 0 | 0 | 0 | 0 | 0
F7_Industrial_Petroleum_Existing_Process_Natural Gas_Strategic Energy Management_A_Technical Potential | F7 | Industrial | Petroleum | Existing | Process | Natural Gas | Strategic Energy Management | A | Cumulative Energy Savings (MWh or mTherms) | Technical Potential | 0 | 0 | 0 | 0 | 0 | 1.0525 | 2.1001 | 3.137 | 4.1701 | 5.1996 | 6.2111 | 7.2175 | 8.2197 | 9.2017 | 10.1892 | 11.1637 | 12.14 | 13.1096 | 14.0686 | 15.0313 | 15.9874 | 16.9405 | 17.889 | 18.8332 | 19.7732 | 19.7716 | 19.7702 | 19.7688 | 0 | 0 | 0
F8_Industrial_Petroleum_Existing_Process_Natural Gas_Strategic Energy Management_A_Technical Potential | F8 | Industrial | Petroleum | Existing | Process | Natural Gas | Strategic Energy Management | A | Cumulative Summer Peak Savings (MW) | Technical Potential | 0 | 0 | 0 | 0 | 0 | 0 | 0 | 0 | 0 | 0 | 0 | 0 | 0 | 0 | 0 | 0 | 0 | 0 | 0 | 0 | 0 | 0 | 0 | 0 | 0 | 0 | 0 | 0 | 0 | 0 | 0
F9_Industrial_Petroleum_Existing_Process_Natural Gas_Strategic Energy Management_A_Technical Potential | F9 | Industrial | Petroleum | Existing | Process | Natural Gas | Strategic Energy Management | A | Cumulative Winter Peak Savings (MW) | Technical Potential | 0 | 0 | 0 | 0 | 0 | 0 | 0 | 0 | 0 | 0 | 0 | 0 | 0 | 0 | 0 | 0 | 0 | 0 | 0 | 0 | 0 | 0 | 0 | 0 | 0 | 0 | 0 | 0 | 0 | 0 | 0
F10_Industrial_Petroleum_Existing_Process_Natural Gas_Strategic Energy Management_A_Technical Potential | F10 | Industrial | Petroleum | Existing | Process | Natural Gas | Strategic Energy Management | A | Purchases (Incremental) | Technical Potential | 0 | 0 | 0 | 0 | 0 | 1.3715 | 1.3708 | 1.3627 | 1.3634 | 1.3645 | 1.3472 | 1.3435 | 1.3408 | 1.3195 | 1.3245 | 1.3119 | 1.3121 | 1.3055 | 1.2938 | 1.2954 | 1.29 | 1.285 | 1.2803 | 1.276 | 1.2719 | 0 | 0 | 0 | 0 | 0 | 0
F11_Industrial_Petroleum_Existing_Process_Natural Gas_Strategic Energy Management_A_Technical Potential | F11 | Industrial | Petroleum | Existing | Process | Natural Gas | Strategic Energy Management | A | Purchases (Cumulative) | Technical Potential | 0 | 0 | 0 | 0 | 0 | 1.3715 | 2.7423 | 4.1049 | 5.4684 | 6.8329 | 8.1801 | 9.5236 | 10.8644 | 12.1839 | 13.5085 | 14.8204 | 16.1325 | 17.438 | 18.7318 | 20.0272 | 21.3172 | 22.6022 | 23.8825 | 25.1585 | 26.4304 | 26.4304 | 26.4304 | 26.4304 | 26.4304 | 26.4304 | 26.4304
F1_Industrial_Petroleum_Existing_Miscellaneous_Natural Gas_Strategic Energy Management_A_Technical Potential | F1 | Industrial | Petroleum | Existing | Miscellaneous | Natural Gas | Strategic Energy Management | A | Integrated Unit Energy Savings (kWh or therms) | Technical Potential | 0 | 0 | 0 | 0 | 0 | 160.7723 | 160.7723 | 160.7723 | 160.7723 | 160.7723 | 160.7723 | 160.7723 | 160.7723 | 160.7723 | 160.7723 | 160.7723 | 160.7723 | 160.7723 | 160.7723 | 160.7723 | 160.7723 | 160.7723 | 160.7723 | 160.7723 | 160.7723 | 160.7723 | 160.7723 | 160.7723 | 0 | 0 | 0
F2_Industrial_Petroleum_Existing_Miscellaneous_Natural Gas_Strategic Energy Management_A_Technical Potential | F2 | Industrial | Petroleum | Existing | Miscellaneous | Natural Gas | Strategic Energy Management | A | Integrated Unit Summer Peak Savings (kW) | Technical Potential | 0 | 0 | 0 | 0 | 0 | 0 | 0 | 0 | 0 | 0 | 0 | 0 | 0 | 0 | 0 | 0 | 0 | 0 | 0 | 0 | 0 | 0 | 0 | 0 | 0 | 0 | 0 | 0 | 0 | 0 | 0
F3_Industrial_Petroleum_Existing_Miscellaneous_Natural Gas_Strategic Energy Management_A_Technical Potential | F3 | Industrial | Petroleum | Existing | Miscellaneous | Natural Gas | Strategic Energy Management | A | Integrated Unit Winter Peak Savings (kW) | Technical Potential | 0 | 0 | 0 | 0 | 0 | 0 | 0 | 0 | 0 | 0 | 0 | 0 | 0 | 0 | 0 | 0 | 0 | 0 | 0 | 0 | 0 | 0 | 0 | 0 | 0 | 0 | 0 | 0 | 0 | 0 | 0
F4_Industrial_Petroleum_Existing_Miscellaneous_Natural Gas_Strategic Energy Management_A_Technical Potential | F4 | Industrial | Petroleum | Existing | Miscellaneous | Natural Gas | Strategic Energy Management | A | Incremental Energy Savings (MWh or mTherms) | Technical Potential | 0 | 0 | 0 | 0 | 0 | 0.055125 | 0.055095 | 0.05477 | 0.0548 | 0.054845 | 0.054149 | 0.054001 | 0.053891 | 0.053035 | 0.053238 | 0.05273 | 0.052737 | 0.052471 | 0.052003 | 0.052065 | 0.05185 | 0.051648 | 0.05146 | 0.051285 | 0.051123 | 0 | 0 | 0 | 0 | 0 | 0
F5_Industrial_Petroleum_Existing_Miscellaneous_Natural Gas_Strategic Energy Management_A_Technical Potential | F5 | Industrial | Petroleum | Existing | Miscellaneous | Natural Gas | Strategic Energy Management | A | Incremental Summer Peak Savings (MW) | Technical Potential | 0 | 0 | 0 | 0 | 0 | 0 | 0 | 0 | 0 | 0 | 0 | 0 | 0 | 0 | 0 | 0 | 0 | 0 | 0 | 0 | 0 | 0 | 0 | 0 | 0 | 0 | 0 | 0 | 0 | 0 | 0
F6_Industrial_Petroleum_Existing_Miscellaneous_Natural Gas_Strategic Energy Management_A_Technical Potential | F6 | Industrial | Petroleum | Existing | Miscellaneous | Natural Gas | Strategic Energy Management | A | Incremental Winter Peak Savings (MW) | Technical Potential | 0 | 0 | 0 | 0 | 0 | 0 | 0 | 0 | 0 | 0 | 0 | 0 | 0 | 0 | 0 | 0 | 0 | 0 | 0 | 0 | 0 | 0 | 0 | 0 | 0 | 0 | 0 | 0 | 0 | 0 | 0
F7_Industrial_Petroleum_Existing_Miscellaneous_Natural Gas_Strategic Energy Management_A_Technical Potential | F7 | Industrial | Petroleum | Existing | Miscellaneous | Natural Gas | Strategic Energy Management | A | Cumulative Energy Savings (MWh or mTherms) | Technical Potential | 0 | 0 | 0 | 0 | 0 | 0.055125 | 0.11022 | 0.16499 | 0.21979 | 0.27463 | 0.32878 | 0.38278 | 0.43667 | 0.48971 | 0.54295 | 0.59568 | 0.64841 | 0.70089 | 0.75289 | 0.80495 | 0.8568 | 0.90845 | 0.95991 | 1.0112 | 1.0623 | 1.0623 | 1.0623 | 1.0623 | 0 | 0 | 0
F8_Industrial_Petroleum_Existing_Miscellaneous_Natural Gas_Strategic Energy Management_A_Technical Potential | F8 | Industrial | Petroleum | Existing | Miscellaneous | Natural Gas | Strategic Energy Management | A | Cumulative Summer Peak Savings (MW) | Technical Potential | 0 | 0 | 0 | 0 | 0 | 0 | 0 | 0 | 0 | 0 | 0 | 0 | 0 | 0 | 0 | 0 | 0 | 0 | 0 | 0 | 0 | 0 | 0 | 0 | 0 | 0 | 0 | 0 | 0 | 0 | 0
F9_Industrial_Petroleum_Existing_Miscellaneous_Natural Gas_Strategic Energy Management_A_Technical Potential | F9 | Industrial | Petroleum | Existing | Miscellaneous | Natural Gas | Strategic Energy Management | A | Cumulative Winter Peak Savings (MW) | Technical Potential | 0 | 0 | 0 | 0 | 0 | 0 | 0 | 0 | 0 | 0 | 0 | 0 | 0 | 0 | 0 | 0 | 0 | 0 | 0 | 0 | 0 | 0 | 0 | 0 | 0 | 0 | 0 | 0 | 0 | 0 | 0
F10_Industrial_Petroleum_Existing_Miscellaneous_Natural Gas_Strategic Energy Management_A_Technical Potential | F10 | Industrial | Petroleum | Existing | Miscellaneous | Natural Gas | Strategic Energy Management | A | Purchases (Incremental) | Technical Potential | 0 | 0 | 0 | 0 | 0 | 0.34288 | 0.34269 | 0.34067 | 0.34085 | 0.34113 | 0.3368 | 0.33588 | 0.3352 | 0.32988 | 0.33114 | 0.32798 | 0.32802 | 0.32637 | 0.32346 | 0.32384 | 0.3225 | 0.32125 | 0.32008 | 0.31899 | 0.31798 | 0 | 0 | 0 | 0 | 0 | 0
F11_Industrial_Petroleum_Existing_Miscellaneous_Natural Gas_Strategic Energy Management_A_Technical Potential | F11 | Industrial | Petroleum | Existing | Miscellaneous | Natural Gas | Strategic Energy Management | A | Purchases (Cumulative) | Technical Potential | 0 | 0 | 0 | 0 | 0 | 0.34288 | 0.68557 | 1.0262 | 1.3671 | 1.7082 | 2.045 | 2.3809 | 2.7161 | 3.046 | 3.3771 | 3.7051 | 4.0331 | 4.3595 | 4.683 | 5.0068 | 5.3293 | 5.6505 | 5.9706 | 6.2896 | 6.6076 | 6.6076 | 6.6076 | 6.6076 | 6.6076 | 6.6076 | 6.6076
F1_Industrial_Petroleum_Existing_Space Heating_Natural Gas_Commissioning_A_Technical Potential | F1 | Industrial | Petroleum | Existing | Space Heating | Natural Gas | Commissioning | A | Integrated Unit Energy Savings (kWh or therms) | Technical Potential | 0 | 0 | 0 | 0 | 0 | 17.1618 | 16.9837 | 16.7541 | 16.5209 | 16.286 | 16.0529 | 15.8227 | 15.6034 | 15.3891 | 15.1756 | 14.9822 | 14.8016 | 14.6266 | 14.4567 | 14.2899 | 14.1248 | 13.9571 | 13.7867 | 13.6212 | 13.4583 | 13.3034 | 13.1557 | 13.0148 | 0 | 0 | 0
F2_Industrial_Petroleum_Existing_Space Heating_Natural Gas_Commissioning_A_Technical Potential | F2 | Industrial | Petroleum | Existing | Space Heating | Natural Gas | Commissioning | A | Integrated Unit Summer Peak Savings (kW) | Technical Potential | 0 | 0 | 0 | 0 | 0 | 0 | 0 | 0 | 0 | 0 | 0 | 0 | 0 | 0 | 0 | 0 | 0 | 0 | 0 | 0 | 0 | 0 | 0 | 0 | 0 | 0 | 0 | 0 | 0 | 0 | 0
F3_Industrial_Petroleum_Existing_Space Heating_Natural Gas_Commissioning_A_Technical Potential | F3 | Industrial | Petroleum | Existing | Space Heating | Natural Gas | Commissioning | A | Integrated Unit Winter Peak Savings (kW) | Technical Potential | 0 | 0 | 0 | 0 | 0 | 0 | 0 | 0 | 0 | 0 | 0 | 0 | 0 | 0 | 0 | 0 | 0 | 0 | 0 | 0 | 0 | 0 | 0 | 0 | 0 | 0 | 0 | 0 | 0 | 0 | 0
F4_Industrial_Petroleum_Existing_Space Heating_Natural Gas_Commissioning_A_Technical Potential | F4 | Industrial | Petroleum | Existing | Space Heating | Natural Gas | Commissioning | A | Incremental Energy Savings (MWh or mTherms) | Technical Potential | 0 | 0 | 0 | 0 | 0 | 0 | 0 | 0 | 0 | 0 | 0 | 0 | 0 | 0 | 0 | 0 | 0 | 0 | 0 | 0 | 0 | 0 | 0 | 0 | 0 | 0 | 0 | 0 | 0 | 0 | 0
F5_Industrial_Petroleum_Existing_Space Heating_Natural Gas_Commissioning_A_Technical Potential | F5 | Industrial | Petroleum | Existing | Space Heating | Natural Gas | Commissioning | A | Incremental Summer Peak Savings (MW) | Technical Potential | 0 | 0 | 0 | 0 | 0 | 0 | 0 | 0 | 0 | 0 | 0 | 0 | 0 | 0 | 0 | 0 | 0 | 0 | 0 | 0 | 0 | 0 | 0 | 0 | 0 | 0 | 0 | 0 | 0 | 0 | 0
F6_Industrial_Petroleum_Existing_Space Heating_Natural Gas_Commissioning_A_Technical Potential | F6 | Industrial | Petroleum | Existing | Space Heating | Natural Gas | Commissioning | A | Incremental Winter Peak Savings (MW) | Technical Potential | 0 | 0 | 0 | 0 | 0 | 0 | 0 | 0 | 0 | 0 | 0 | 0 | 0 | 0 | 0 | 0 | 0 | 0 | 0 | 0 | 0 | 0 | 0 | 0 | 0 | 0 | 0 | 0 | 0 | 0 | 0
F7_Industrial_Petroleum_Existing_Space Heating_Natural Gas_Commissioning_A_Technical Potential | F7 | Industrial | Petroleum | Existing | Space Heating | Natural Gas | Commissioning | A | Cumulative Energy Savings (MWh or mTherms) | Technical Potential | 0 | 0 | 0 | 0 | 0 | 0 | 0 | 0 | 0 | 0 | 0 | 0 | 0 | 0 | 0 | 0 | 0 | 0 | 0 | 0 | 0 | 0 | 0 | 0 | 0 | 0 | 0 | 0 | 0 | 0 | 0
F8_Industrial_Petroleum_Existing_Space Heating_Natural Gas_Commissioning_A_Technical Potential | F8 | Industrial | Petroleum | Existing | Space Heating | Natural Gas | Commissioning | A | Cumulative Summer Peak Savings (MW) | Technical Potential | 0 | 0 | 0 | 0 | 0 | 0 | 0 | 0 | 0 | 0 | 0 | 0 | 0 | 0 | 0 | 0 | 0 | 0 | 0 | 0 | 0 | 0 | 0 | 0 | 0 | 0 | 0 | 0 | 0 | 0 | 0
F9_Industrial_Petroleum_Existing_Space Heating_Natural Gas_Commissioning_A_Technical Potential | F9 | Industrial | Petroleum | Existing | Space Heating | Natural Gas | Commissioning | A | Cumulative Winter Peak Savings (MW) | Technical Potential | 0 | 0 | 0 | 0 | 0 | 0 | 0 | 0 | 0 | 0 | 0 | 0 | 0 | 0 | 0 | 0 | 0 | 0 | 0 | 0 | 0 | 0 | 0 | 0 | 0 | 0 | 0 | 0 | 0 | 0 | 0
F10_Industrial_Petroleum_Existing_Space Heating_Natural Gas_Commissioning_A_Technical Potential | F10 | Industrial | Petroleum | Existing | Space Heating | Natural Gas | Commissioning | A | Purchases (Incremental) | Technical Potential | 0 | 0 | 0 | 0 | 0 | 0 | 0 | 0 | 0 | 0 | 0 | 0 | 0 | 0 | 0 | 0 | 0 | 0 | 0 | 0 | 0 | 0 | 0 | 0 | 0 | 0 | 0 | 0 | 0 | 0 | 0
F11_Industrial_Petroleum_Existing_Space Heating_Natural Gas_Commissioning_A_Technical Potential | F11 | Industrial | Petroleum | Existing | Space Heating | Natural Gas | Commissioning | A | Purchases (Cumulative) | Technical Potential | 0 | 0 | 0 | 0 | 0 | 0 | 0 | 0 | 0 | 0 | 0 | 0 | 0 | 0 | 0 | 0 | 0 | 0 | 0 | 0 | 0 | 0 | 0 | 0 | 0 | 0 | 0 | 0 | 0 | 0 | 0
F1_Industrial_Petroleum_Existing_Process_Natural Gas_Commissioning_A_Technical Potential | F1 | Industrial | Petroleum | Existing | Process | Natural Gas | Commissioning | A | Integrated Unit Energy Savings (kWh or therms) | Technical Potential | 0 | 0 | 0 | 0 | 0 | 4292.3343 | 4292.3343 | 4292.3343 | 4292.3343 | 4292.3343 | 4292.3343 | 4292.3343 | 4292.3343 | 4292.3343 | 4292.3343 | 4292.3343 | 4292.3343 | 4292.3343 | 4292.3343 | 4292.3343 | 4292.3343 | 4292.3343 | 4292.3343 | 4292.3343 | 4292.3343 | 4292.3343 | 4292.3343 | 4292.3343 | 0 | 0 | 0
F2_Industrial_Petroleum_Existing_Process_Natural Gas_Commissioning_A_Technical Potential | F2 | Industrial | Petroleum | Existing | Process | Natural Gas | Commissioning | A | Integrated Unit Summer Peak Savings (kW) | Technical Potential | 0 | 0 | 0 | 0 | 0 | 0 | 0 | 0 | 0 | 0 | 0 | 0 | 0 | 0 | 0 | 0 | 0 | 0 | 0 | 0 | 0 | 0 | 0 | 0 | 0 | 0 | 0 | 0 | 0 | 0 | 0
F3_Industrial_Petroleum_Existing_Process_Natural Gas_Commissioning_A_Technical Potential | F3 | Industrial | Petroleum | Existing | Process | Natural Gas | Commissioning | A | Integrated Unit Winter Peak Savings (kW) | Technical Potential | 0 | 0 | 0 | 0 | 0 | 0 | 0 | 0 | 0 | 0 | 0 | 0 | 0 | 0 | 0 | 0 | 0 | 0 | 0 | 0 | 0 | 0 | 0 | 0 | 0 | 0 | 0 | 0 | 0 | 0 | 0
F4_Industrial_Petroleum_Existing_Process_Natural Gas_Commissioning_A_Technical Potential | F4 | Industrial | Petroleum | Existing | Process | Natural Gas | Commissioning | A | Incremental Energy Savings (MWh or mTherms) | Technical Potential | 0 | 0 | 0 | 0 | 0 | 0 | 0 | 0 | 0 | 0 | 0 | 0 | 0 | 0 | 0 | 0 | 0 | 0 | 0 | 0 | 0 | 0 | 0 | 0 | 0 | 0 | 0 | 0 | 0 | 0 | 0
F5_Industrial_Petroleum_Existing_Process_Natural Gas_Commissioning_A_Technical Potential | F5 | Industrial | Petroleum | Existing | Process | Natural Gas | Commissioning | A | Incremental Summer Peak Savings (MW) | Technical Potential | 0 | 0 | 0 | 0 | 0 | 0 | 0 | 0 | 0 | 0 | 0 | 0 | 0 | 0 | 0 | 0 | 0 | 0 | 0 | 0 | 0 | 0 | 0 | 0 | 0 | 0 | 0 | 0 | 0 | 0 | 0
F6_Industrial_Petroleum_Existing_Process_Natural Gas_Commissioning_A_Technical Potential | F6 | Industrial | Petroleum | Existing | Process | Natural Gas | Commissioning | A | Incremental Winter Peak Savings (MW) | Technical Potential | 0 | 0 | 0 | 0 | 0 | 0 | 0 | 0 | 0 | 0 | 0 | 0 | 0 | 0 | 0 | 0 | 0 | 0 | 0 | 0 | 0 | 0 | 0 | 0 | 0 | 0 | 0 | 0 | 0 | 0 | 0
F7_Industrial_Petroleum_Existing_Process_Natural Gas_Commissioning_A_Technical Potential | F7 | Industrial | Petroleum | Existing | Process | Natural Gas | Commissioning | A | Cumulative Energy Savings (MWh or mTherms) | Technical Potential | 0 | 0 | 0 | 0 | 0 | 0 | 0 | 0 | 0 | 0 | 0 | 0 | 0 | 0 | 0 | 0 | 0 | 0 | 0 | 0 | 0 | 0 | 0 | 0 | 0 | 0 | 0 | 0 | 0 | 0 | 0
F8_Industrial_Petroleum_Existing_Process_Natural Gas_Commissioning_A_Technical Potential | F8 | Industrial | Petroleum | Existing | Process | Natural Gas | Commissioning | A | Cumulative Summer Peak Savings (MW) | Technical Potential | 0 | 0 | 0 | 0 | 0 | 0 | 0 | 0 | 0 | 0 | 0 | 0 | 0 | 0 | 0 | 0 | 0 | 0 | 0 | 0 | 0 | 0 | 0 | 0 | 0 | 0 | 0 | 0 | 0 | 0 | 0
F9_Industrial_Petroleum_Existing_Process_Natural Gas_Commissioning_A_Technical Potential | F9 | Industrial | Petroleum | Existing | Process | Natural Gas | Commissioning | A | Cumulative Winter Peak Savings (MW) | Technical Potential | 0 | 0 | 0 | 0 | 0 | 0 | 0 | 0 | 0 | 0 | 0 | 0 | 0 | 0 | 0 | 0 | 0 | 0 | 0 | 0 | 0 | 0 | 0 | 0 | 0 | 0 | 0 | 0 | 0 | 0 | 0
F10_Industrial_Petroleum_Existing_Process_Natural Gas_Commissioning_A_Technical Potential | F10 | Industrial | Petroleum | Existing | Process | Natural Gas | Commissioning | A | Purchases (Incremental) | Technical Potential | 0 | 0 | 0 | 0 | 0 | 0 | 0 | 0 | 0 | 0 | 0 | 0 | 0 | 0 | 0 | 0 | 0 | 0 | 0 | 0 | 0 | 0 | 0 | 0 | 0 | 0 | 0 | 0 | 0 | 0 | 0
F11_Industrial_Petroleum_Existing_Process_Natural Gas_Commissioning_A_Technical Potential | F11 | Industrial | Petroleum | Existing | Process | Natural Gas | Commissioning | A | Purchases (Cumulative) | Technical Potential | 0 | 0 | 0 | 0 | 0 | 0 | 0 | 0 | 0 | 0 | 0 | 0 | 0 | 0 | 0 | 0 | 0 | 0 | 0 | 0 | 0 | 0 | 0 | 0 | 0 | 0 | 0 | 0 | 0 | 0 | 0
F1_Industrial_Petroleum_Existing_Space Heating_Natural Gas_Retrocommissioning_A_Technical Potential | F1 | Industrial | Petroleum | Existing | Space Heating | Natural Gas | Retrocommissioning | A | Integrated Unit Energy Savings (kWh or therms) | Technical Potential | 0 | 0 | 0 | 0 | 0 | 2.3829 | 2.3576 | 2.3251 | 2.2922 | 2.259 | 2.2262 | 2.1938 | 2.1631 | 2.1331 | 2.1033 | 2.0763 | 2.0511 | 2.0267 | 2.0031 | 1.9799 | 1.9569 | 1.9337 | 1.91 | 1.8871 | 1.8645 | 1.843 | 1.8225 | 1.803 | 0 | 0 | 0
F2_Industrial_Petroleum_Existing_Space Heating_Natural Gas_Retrocommissioning_A_Technical Potential | F2 | Industrial | Petroleum | Existing | Space Heating | Natural Gas | Retrocommissioning | A | Integrated Unit Summer Peak Savings (kW) | Technical Potential | 0 | 0 | 0 | 0 | 0 | 0 | 0 | 0 | 0 | 0 | 0 | 0 | 0 | 0 | 0 | 0 | 0 | 0 | 0 | 0 | 0 | 0 | 0 | 0 | 0 | 0 | 0 | 0 | 0 | 0 | 0
F3_Industrial_Petroleum_Existing_Space Heating_Natural Gas_Retrocommissioning_A_Technical Potential | F3 | Industrial | Petroleum | Existing | Space Heating | Natural Gas | Retrocommissioning | A | Integrated Unit Winter Peak Savings (kW) | Technical Potential | 0 | 0 | 0 | 0 | 0 | 0 | 0 | 0 | 0 | 0 | 0 | 0 | 0 | 0 | 0 | 0 | 0 | 0 | 0 | 0 | 0 | 0 | 0 | 0 | 0 | 0 | 0 | 0 | 0 | 0 | 0
F4_Industrial_Petroleum_Existing_Space Heating_Natural Gas_Retrocommissioning_A_Technical Potential | F4 | Industrial | Petroleum | Existing | Space Heating | Natural Gas | Retrocommissioning | A | Incremental Energy Savings (MWh or mTherms) | Technical Potential | 0 | 0 | 0 | 0 | 0 | 0.00063549 | 0.00062837 | 0.00061606 | 0.00060767 | 0.00059938 | 0.00058316 | 0.00057312 | 0.00056394 | 0.00054728 | 0.0005417 | 0.00052965 | 0.00052329 | 0.00051447 | 0.00050393 | 0.00049869 | 0.00049087 | 0.00048315 | 0.0004755 | 0.00046819 | 0.00046113 | 0 | 0 | 0 | 0 | 0 | 0
F5_Industrial_Petroleum_Existing_Space Heating_Natural Gas_Retrocommissioning_A_Technical Potential | F5 | Industrial | Petroleum | Existing | Space Heating | Natural Gas | Retrocommissioning | A | Incremental Summer Peak Savings (MW) | Technical Potential | 0 | 0 | 0 | 0 | 0 | 0 | 0 | 0 | 0 | 0 | 0 | 0 | 0 | 0 | 0 | 0 | 0 | 0 | 0 | 0 | 0 | 0 | 0 | 0 | 0 | 0 | 0 | 0 | 0 | 0 | 0
F6_Industrial_Petroleum_Existing_Space Heating_Natural Gas_Retrocommissioning_A_Technical Potential | F6 | Industrial | Petroleum | Existing | Space Heating | Natural Gas | Retrocommissioning | A | Incremental Winter Peak Savings (MW) | Technical Potential | 0 | 0 | 0 | 0 | 0 | 0 | 0 | 0 | 0 | 0 | 0 | 0 | 0 | 0 | 0 | 0 | 0 | 0 | 0 | 0 | 0 | 0 | 0 | 0 | 0 | 0 | 0 | 0 | 0 | 0 | 0
F7_Industrial_Petroleum_Existing_Space Heating_Natural Gas_Retrocommissioning_A_Technical Potential | F7 | Industrial | Petroleum | Existing | Space Heating | Natural Gas | Retrocommissioning | A | Cumulative Energy Savings (MWh or mTherms) | Technical Potential | 0 | 0 | 0 | 0 | 0 | 0.00063549 | 0.0012571 | 0.0018558 | 0.0024372 | 0.0030014 | 0.0035409 | 0.0040626 | 0.0045696 | 0.0050534 | 0.0055246 | 0.0059833 | 0.006434 | 0.0068721 | 0.0072957 | 0.00771 | 0.0081115 | 0.0084982 | 0.0088698 | 0.0092314 | 0.009582 | 0.0094716 | 0.0093664 | 0.0092659 | 0 | 0 | 0
F8_Industrial_Petroleum_Existing_Space Heating_Natural Gas_Retrocommissioning_A_Technical Potential | F8 | Industrial | Petroleum | Existing | Space Heating | Natural Gas | Retrocommissioning | A | Cumulative Summer Peak Savings (MW) | Technical Potential | 0 | 0 | 0 | 0 | 0 | 0 | 0 | 0 | 0 | 0 | 0 | 0 | 0 | 0 | 0 | 0 | 0 | 0 | 0 | 0 | 0 | 0 | 0 | 0 | 0 | 0 | 0 | 0 | 0 | 0 | 0
F9_Industrial_Petroleum_Existing_Space Heating_Natural Gas_Retrocommissioning_A_Technical Potential | F9 | Industrial | Petroleum | Existing | Space Heating | Natural Gas | Retrocommissioning | A | Cumulative Winter Peak Savings (MW) | Technical Potential | 0 | 0 | 0 | 0 | 0 | 0 | 0 | 0 | 0 | 0 | 0 | 0 | 0 | 0 | 0 | 0 | 0 | 0 | 0 | 0 | 0 | 0 | 0 | 0 | 0 | 0 | 0 | 0 | 0 | 0 | 0
F10_Industrial_Petroleum_Existing_Space Heating_Natural Gas_Retrocommissioning_A_Technical Potential | F10 | Industrial | Petroleum | Existing | Space Heating | Natural Gas | Retrocommissioning | A | Purchases (Incremental) | Technical Potential | 0 | 0 | 0 | 0 | 0 | 0.26668 | 0.26654 | 0.26496 | 0.26511 | 0.26533 | 0.26196 | 0.26124 | 0.26071 | 0.25657 | 0.25755 | 0.25509 | 0.25513 | 0.25384 | 0.25158 | 0.25188 | 0.25084 | 0.24986 | 0.24895 | 0.2481 | 0.24732 | 0 | 0 | 0 | 0 | 0 | 0
F11_Industrial_Petroleum_Existing_Space Heating_Natural Gas_Retrocommissioning_A_Technical Potential | F11 | Industrial | Petroleum | Existing | Space Heating | Natural Gas | Retrocommissioning | A | Purchases (Cumulative) | Technical Potential | 0 | 0 | 0 | 0 | 0 | 0.26668 | 0.53322 | 0.79818 | 1.0633 | 1.3286 | 1.5906 | 1.8518 | 2.1125 | 2.3691 | 2.6267 | 2.8817 | 3.1369 | 3.3907 | 3.6423 | 3.8942 | 4.145 | 4.3949 | 4.6438 | 4.8919 | 5.1392 | 5.1392 | 5.1392 | 5.1392 | 5.1392 | 5.1392 | 5.1392
F1_Industrial_Petroleum_Existing_Process_Natural Gas_Retrocommissioning_A_Technical Potential | F1 | Industrial | Petroleum | Existing | Process | Natural Gas | Retrocommissioning | A | Integrated Unit Energy Savings (kWh or therms) | Technical Potential | 0 | 0 | 0 | 0 | 0 | 0 | 0 | 0 | 0 | 0 | 0 | 0 | 0 | 0 | 0 | 0 | 0 | 0 | 0 | 0 | 0 | 0 | 0 | 0 | 0 | 0 | 0 | 0 | 0 | 0 | 0
F2_Industrial_Petroleum_Existing_Process_Natural Gas_Retrocommissioning_A_Technical Potential | F2 | Industrial | Petroleum | Existing | Process | Natural Gas | Retrocommissioning | A | Integrated Unit Summer Peak Savings (kW) | Technical Potential | 0 | 0 | 0 | 0 | 0 | 0 | 0 | 0 | 0 | 0 | 0 | 0 | 0 | 0 | 0 | 0 | 0 | 0 | 0 | 0 | 0 | 0 | 0 | 0 | 0 | 0 | 0 | 0 | 0 | 0 | 0
F3_Industrial_Petroleum_Existing_Process_Natural Gas_Retrocommissioning_A_Technical Potential | F3 | Industrial | Petroleum | Existing | Process | Natural Gas | Retrocommissioning | A | Integrated Unit Winter Peak Savings (kW) | Technical Potential | 0 | 0 | 0 | 0 | 0 | 0 | 0 | 0 | 0 | 0 | 0 | 0 | 0 | 0 | 0 | 0 | 0 | 0 | 0 | 0 | 0 | 0 | 0 | 0 | 0 | 0 | 0 | 0 | 0 | 0 | 0
F4_Industrial_Petroleum_Existing_Process_Natural Gas_Retrocommissioning_A_Technical Potential | F4 | Industrial | Petroleum | Existing | Process | Natural Gas | Retrocommissioning | A | Incremental Energy Savings (MWh or mTherms) | Technical Potential | 0 | 0 | 0 | 0 | 0 | 0 | 0 | 0 | 0 | 0 | 0 | 0 | 0 | 0 | 0 | 0 | 0 | 0 | 0 | 0 | 0 | 0 | 0 | 0 | 0 | 0 | 0 | 0 | 0 | 0 | 0
F5_Industrial_Petroleum_Existing_Process_Natural Gas_Retrocommissioning_A_Technical Potential | F5 | Industrial | Petroleum | Existing | Process | Natural Gas | Retrocommissioning | A | Incremental Summer Peak Savings (MW) | Technical Potential | 0 | 0 | 0 | 0 | 0 | 0 | 0 | 0 | 0 | 0 | 0 | 0 | 0 | 0 | 0 | 0 | 0 | 0 | 0 | 0 | 0 | 0 | 0 | 0 | 0 | 0 | 0 | 0 | 0 | 0 | 0
F6_Industrial_Petroleum_Existing_Process_Natural Gas_Retrocommissioning_A_Technical Potential | F6 | Industrial | Petroleum | Existing | Process | Natural Gas | Retrocommissioning | A | Incremental Winter Peak Savings (MW) | Technical Potential | 0 | 0 | 0 | 0 | 0 | 0 | 0 | 0 | 0 | 0 | 0 | 0 | 0 | 0 | 0 | 0 | 0 | 0 | 0 | 0 | 0 | 0 | 0 | 0 | 0 | 0 | 0 | 0 | 0 | 0 | 0
F7_Industrial_Petroleum_Existing_Process_Natural Gas_Retrocommissioning_A_Technical Potential | F7 | Industrial | Petroleum | Existing | Process | Natural Gas | Retrocommissioning | A | Cumulative Energy Savings (MWh or mTherms) | Technical Potential | 0 | 0 | 0 | 0 | 0 | 0 | 0 | 0 | 0 | 0 | 0 | 0 | 0 | 0 | 0 | 0 | 0 | 0 | 0 | 0 | 0 | 0 | 0 | 0 | 0 | 0 | 0 | 0 | 0 | 0 | 0
F8_Industrial_Petroleum_Existing_Process_Natural Gas_Retrocommissioning_A_Technical Potential | F8 | Industrial | Petroleum | Existing | Process | Natural Gas | Retrocommissioning | A | Cumulative Summer Peak Savings (MW) | Technical Potential | 0 | 0 | 0 | 0 | 0 | 0 | 0 | 0 | 0 | 0 | 0 | 0 | 0 | 0 | 0 | 0 | 0 | 0 | 0 | 0 | 0 | 0 | 0 | 0 | 0 | 0 | 0 | 0 | 0 | 0 | 0
F9_Industrial_Petroleum_Existing_Process_Natural Gas_Retrocommissioning_A_Technical Potential | F9 | Industrial | Petroleum | Existing | Process | Natural Gas | Retrocommissioning | A | Cumulative Winter Peak Savings (MW) | Technical Potential | 0 | 0 | 0 | 0 | 0 | 0 | 0 | 0 | 0 | 0 | 0 | 0 | 0 | 0 | 0 | 0 | 0 | 0 | 0 | 0 | 0 | 0 | 0 | 0 | 0 | 0 | 0 | 0 | 0 | 0 | 0
F10_Industrial_Petroleum_Existing_Process_Natural Gas_Retrocommissioning_A_Technical Potential | F10 | Industrial | Petroleum | Existing | Process | Natural Gas | Retrocommissioning | A | Purchases (Incremental) | Technical Potential | 0 | 0 | 0 | 0 | 0 | 0.26668 | 0.26654 | 0.26496 | 0.26511 | 0.26533 | 0.26196 | 0.26124 | 0.26071 | 0.25657 | 0.25755 | 0.25509 | 0.25513 | 0.25384 | 0.25158 | 0.25188 | 0.25084 | 0.24986 | 0.24895 | 0.2481 | 0.24732 | 0 | 0 | 0 | 0 | 0 | 0
F11_Industrial_Petroleum_Existing_Process_Natural Gas_Retrocommissioning_A_Technical Potential | F11 | Industrial | Petroleum | Existing | Process | Natural Gas | Retrocommissioning | A | Purchases (Cumulative) | Technical Potential | 0 | 0 | 0 | 0 | 0 | 0.26668 | 0.53322 | 0.79818 | 1.0633 | 1.3286 | 1.5906 | 1.8518 | 2.1125 | 2.3691 | 2.6267 | 2.8817 | 3.1369 | 3.3907 | 3.6423 | 3.8942 | 4.145 | 4.3949 | 4.6438 | 4.8919 | 5.1392 | 5.1392 | 5.1392 | 5.1392 | 5.1392 | 5.1392 | 5.1392
F1_Industrial_Petroleum_New_Space Heating_Natural Gas_Insulation - Roof/Ceiling_A_Technical Potential | F1 | Industrial | Petroleum | New | Space Heating | Natural Gas | Insulation - Roof/Ceiling | A | Integrated Unit Energy Savings (kWh or therms) | Technical Potential | 0 | 0 | 0 | 0 | 0 | 0 | 0 | 0 | 0 | 0 | 0 | 0 | 0 | 0 | 0 | 0 | 0 | 0 | 0 | 0 | 0 | 0 | 0 | 0 | 0 | 0 | 0 | 0 | 0 | 0 | 0
F2_Industrial_Petroleum_New_Space Heating_Natural Gas_Insulation - Roof/Ceiling_A_Technical Potential | F2 | Industrial | Petroleum | New | Space Heating | Natural Gas | Insulation - Roof/Ceiling | A | Integrated Unit Summer Peak Savings (kW) | Technical Potential | 0 | 0 | 0 | 0 | 0 | 0 | 0 | 0 | 0 | 0 | 0 | 0 | 0 | 0 | 0 | 0 | 0 | 0 | 0 | 0 | 0 | 0 | 0 | 0 | 0 | 0 | 0 | 0 | 0 | 0 | 0
F3_Industrial_Petroleum_New_Space Heating_Natural Gas_Insulation - Roof/Ceiling_A_Technical Potential | F3 | Industrial | Petroleum | New | Space Heating | Natural Gas | Insulation - Roof/Ceiling | A | Integrated Unit Winter Peak Savings (kW) | Technical Potential | 0 | 0 | 0 | 0 | 0 | 0 | 0 | 0 | 0 | 0 | 0 | 0 | 0 | 0 | 0 | 0 | 0 | 0 | 0 | 0 | 0 | 0 | 0 | 0 | 0 | 0 | 0 | 0 | 0 | 0 | 0
F4_Industrial_Petroleum_New_Space Heating_Natural Gas_Insulation - Roof/Ceiling_A_Technical Potential | F4 | Industrial | Petroleum | New | Space Heating | Natural Gas | Insulation - Roof/Ceiling | A | Incremental Energy Savings (MWh or mTherms) | Technical Potential | 0 | 0 | 0 | 0 | 0 | 0 | 0 | 0 | 0 | 0 | 0 | 0 | 0 | 0 | 0 | 0 | 0 | 0 | 0 | 0 | 0 | 0 | 0 | 0 | 0 | 0 | 0 | 0 | 0 | 0 | 0
F5_Industrial_Petroleum_New_Space Heating_Natural Gas_Insulation - Roof/Ceiling_A_Technical Potential | F5 | Industrial | Petroleum | New | Space Heating | Natural Gas | Insulation - Roof/Ceiling | A | Incremental Summer Peak Savings (MW) | Technical Potential | 0 | 0 | 0 | 0 | 0 | 0 | 0 | 0 | 0 | 0 | 0 | 0 | 0 | 0 | 0 | 0 | 0 | 0 | 0 | 0 | 0 | 0 | 0 | 0 | 0 | 0 | 0 | 0 | 0 | 0 | 0
F6_Industrial_Petroleum_New_Space Heating_Natural Gas_Insulation - Roof/Ceiling_A_Technical Potential | F6 | Industrial | Petroleum | New | Space Heating | Natural Gas | Insulation - Roof/Ceiling | A | Incremental Winter Peak Savings (MW) | Technical Potential | 0 | 0 | 0 | 0 | 0 | 0 | 0 | 0 | 0 | 0 | 0 | 0 | 0 | 0 | 0 | 0 | 0 | 0 | 0 | 0 | 0 | 0 | 0 | 0 | 0 | 0 | 0 | 0 | 0 | 0 | 0
F7_Industrial_Petroleum_New_Space Heating_Natural Gas_Insulation - Roof/Ceiling_A_Technical Potential | F7 | Industrial | Petroleum | New | Space Heating | Natural Gas | Insulation - Roof/Ceiling | A | Cumulative Energy Savings (MWh or mTherms) | Technical Potential | 0 | 0 | 0 | 0 | 0 | 0 | 0 | 0 | 0 | 0 | 0 | 0 | 0 | 0 | 0 | 0 | 0 | 0 | 0 | 0 | 0 | 0 | 0 | 0 | 0 | 0 | 0 | 0 | 0 | 0 | 0
F8_Industrial_Petroleum_New_Space Heating_Natural Gas_Insulation - Roof/Ceiling_A_Technical Potential | F8 | Industrial | Petroleum | New | Space Heating | Natural Gas | Insulation - Roof/Ceiling | A | Cumulative Summer Peak Savings (MW) | Technical Potential | 0 | 0 | 0 | 0 | 0 | 0 | 0 | 0 | 0 | 0 | 0 | 0 | 0 | 0 | 0 | 0 | 0 | 0 | 0 | 0 | 0 | 0 | 0 | 0 | 0 | 0 | 0 | 0 | 0 | 0 | 0
F9_Industrial_Petroleum_New_Space Heating_Natural Gas_Insulation - Roof/Ceiling_A_Technical Potential | F9 | Industrial | Petroleum | New | Space Heating | Natural Gas | Insulation - Roof/Ceiling | A | Cumulative Winter Peak Savings (MW) | Technical Potential | 0 | 0 | 0 | 0 | 0 | 0 | 0 | 0 | 0 | 0 | 0 | 0 | 0 | 0 | 0 | 0 | 0 | 0 | 0 | 0 | 0 | 0 | 0 | 0 | 0 | 0 | 0 | 0 | 0 | 0 | 0
F10_Industrial_Petroleum_New_Space Heating_Natural Gas_Insulation - Roof/Ceiling_A_Technical Potential | F10 | Industrial | Petroleum | New | Space Heating | Natural Gas | Insulation - Roof/Ceiling | A | Purchases (Incremental) | Technical Potential | 0 | 0 | 0 | 0 | 0 | 0 | 0 | 0 | 0 | 0 | 0 | 0 | 0 | 0 | 0 | 0 | 0 | 0 | 0 | 0 | 0 | 0 | 0 | 0 | 0 | 0 | 0 | 0 | 0 | 0 | 0
F11_Industrial_Petroleum_New_Space Heating_Natural Gas_Insulation - Roof/Ceiling_A_Technical Potential | F11 | Industrial | Petroleum | New | Space Heating | Natural Gas | Insulation - Roof/Ceiling | A | Purchases (Cumulative) | Technical Potential | 0 | 0 | 0 | 0 | 0 | 0 | 0 | 0 | 0 | 0 | 0 | 0 | 0 | 0 | 0 | 0 | 0 | 0 | 0 | 0 | 0 | 0 | 0 | 0 | 0 | 0 | 0 | 0 | 0 | 0 | 0
F1_Industrial_Petroleum_New_Space Heating_Natural Gas_Insulation - Wall Cavity_A_Technical Potential | F1 | Industrial | Petroleum | New | Space Heating | Natural Gas | Insulation - Wall Cavity | A | Integrated Unit Energy Savings (kWh or therms) | Technical Potential | 0 | 0 | 0 | 0 | 0 | 0 | 0 | 0 | 0 | 0 | 0 | 0 | 0 | 0 | 0 | 0 | 0 | 0 | 0 | 0 | 0 | 0 | 0 | 0 | 0 | 0 | 0 | 0 | 0 | 0 | 0
F2_Industrial_Petroleum_New_Space Heating_Natural Gas_Insulation - Wall Cavity_A_Technical Potential | F2 | Industrial | Petroleum | New | Space Heating | Natural Gas | Insulation - Wall Cavity | A | Integrated Unit Summer Peak Savings (kW) | Technical Potential | 0 | 0 | 0 | 0 | 0 | 0 | 0 | 0 | 0 | 0 | 0 | 0 | 0 | 0 | 0 | 0 | 0 | 0 | 0 | 0 | 0 | 0 | 0 | 0 | 0 | 0 | 0 | 0 | 0 | 0 | 0
F3_Industrial_Petroleum_New_Space Heating_Natural Gas_Insulation - Wall Cavity_A_Technical Potential | F3 | Industrial | Petroleum | New | Space Heating | Natural Gas | Insulation - Wall Cavity | A | Integrated Unit Winter Peak Savings (kW) | Technical Potential | 0 | 0 | 0 | 0 | 0 | 0 | 0 | 0 | 0 | 0 | 0 | 0 | 0 | 0 | 0 | 0 | 0 | 0 | 0 | 0 | 0 | 0 | 0 | 0 | 0 | 0 | 0 | 0 | 0 | 0 | 0
F4_Industrial_Petroleum_New_Space Heating_Natural Gas_Insulation - Wall Cavity_A_Technical Potential | F4 | Industrial | Petroleum | New | Space Heating | Natural Gas | Insulation - Wall Cavity | A | Incremental Energy Savings (MWh or mTherms) | Technical Potential | 0 | 0 | 0 | 0 | 0 | 0 | 0 | 0 | 0 | 0 | 0 | 0 | 0 | 0 | 0 | 0 | 0 | 0 | 0 | 0 | 0 | 0 | 0 | 0 | 0 | 0 | 0 | 0 | 0 | 0 | 0
F5_Industrial_Petroleum_New_Space Heating_Natural Gas_Insulation - Wall Cavity_A_Technical Potential | F5 | Industrial | Petroleum | New | Space Heating | Natural Gas | Insulation - Wall Cavity | A | Incremental Summer Peak Savings (MW) | Technical Potential | 0 | 0 | 0 | 0 | 0 | 0 | 0 | 0 | 0 | 0 | 0 | 0 | 0 | 0 | 0 | 0 | 0 | 0 | 0 | 0 | 0 | 0 | 0 | 0 | 0 | 0 | 0 | 0 | 0 | 0 | 0
F6_Industrial_Petroleum_New_Space Heating_Natural Gas_Insulation - Wall Cavity_A_Technical Potential | F6 | Industrial | Petroleum | New | Space Heating | Natural Gas | Insulation - Wall Cavity | A | Incremental Winter Peak Savings (MW) | Technical Potential | 0 | 0 | 0 | 0 | 0 | 0 | 0 | 0 | 0 | 0 | 0 | 0 | 0 | 0 | 0 | 0 | 0 | 0 | 0 | 0 | 0 | 0 | 0 | 0 | 0 | 0 | 0 | 0 | 0 | 0 | 0
F7_Industrial_Petroleum_New_Space Heating_Natural Gas_Insulation - Wall Cavity_A_Technical Potential | F7 | Industrial | Petroleum | New | Space Heating | Natural Gas | Insulation - Wall Cavity | A | Cumulative Energy Savings (MWh or mTherms) | Technical Potential | 0 | 0 | 0 | 0 | 0 | 0 | 0 | 0 | 0 | 0 | 0 | 0 | 0 | 0 | 0 | 0 | 0 | 0 | 0 | 0 | 0 | 0 | 0 | 0 | 0 | 0 | 0 | 0 | 0 | 0 | 0
F8_Industrial_Petroleum_New_Space Heating_Natural Gas_Insulation - Wall Cavity_A_Technical Potential | F8 | Industrial | Petroleum | New | Space Heating | Natural Gas | Insulation - Wall Cavity | A | Cumulative Summer Peak Savings (MW) | Technical Potential | 0 | 0 | 0 | 0 | 0 | 0 | 0 | 0 | 0 | 0 | 0 | 0 | 0 | 0 | 0 | 0 | 0 | 0 | 0 | 0 | 0 | 0 | 0 | 0 | 0 | 0 | 0 | 0 | 0 | 0 | 0
F9_Industrial_Petroleum_New_Space Heating_Natural Gas_Insulation - Wall Cavity_A_Technical Potential | F9 | Industrial | Petroleum | New | Space Heating | Natural Gas | Insulation - Wall Cavity | A | Cumulative Winter Peak Savings (MW) | Technical Potential | 0 | 0 | 0 | 0 | 0 | 0 | 0 | 0 | 0 | 0 | 0 | 0 | 0 | 0 | 0 | 0 | 0 | 0 | 0 | 0 | 0 | 0 | 0 | 0 | 0 | 0 | 0 | 0 | 0 | 0 | 0
F10_Industrial_Petroleum_New_Space Heating_Natural Gas_Insulation - Wall Cavity_A_Technical Potential | F10 | Industrial | Petroleum | New | Space Heating | Natural Gas | Insulation - Wall Cavity | A | Purchases (Incremental) | Technical Potential | 0 | 0 | 0 | 0 | 0 | 0 | 0 | 0 | 0 | 0 | 0 | 0 | 0 | 0 | 0 | 0 | 0 | 0 | 0 | 0 | 0 | 0 | 0 | 0 | 0 | 0 | 0 | 0 | 0 | 0 | 0
F11_Industrial_Petroleum_New_Space Heating_Natural Gas_Insulation - Wall Cavity_A_Technical Potential | F11 | Industrial | Petroleum | New | Space Heating | Natural Gas | Insulation - Wall Cavity | A | Purchases (Cumulative) | Technical Potential | 0 | 0 | 0 | 0 | 0 | 0 | 0 | 0 | 0 | 0 | 0 | 0 | 0 | 0 | 0 | 0 | 0 | 0 | 0 | 0 | 0 | 0 | 0 | 0 | 0 | 0 | 0 | 0 | 0 | 0 | 0
F1_Industrial_Petroleum_New_Space Heating_Natural Gas_Insulation - Ducting_A_Technical Potential | F1 | Industrial | Petroleum | New | Space Heating | Natural Gas | Insulation - Ducting | A | Integrated Unit Energy Savings (kWh or therms) | Technical Potential | 0 | 0 | 0 | 0 | 0 | 0 | 0 | 0 | 0 | 0 | 0 | 0 | 0 | 0 | 0 | 0 | 0 | 0 | 0 | 0 | 0 | 0 | 0 | 0 | 0 | 0 | 0 | 0 | 0 | 0 | 0
F2_Industrial_Petroleum_New_Space Heating_Natural Gas_Insulation - Ducting_A_Technical Potential | F2 | Industrial | Petroleum | New | Space Heating | Natural Gas | Insulation - Ducting | A | Integrated Unit Summer Peak Savings (kW) | Technical Potential | 0 | 0 | 0 | 0 | 0 | 0 | 0 | 0 | 0 | 0 | 0 | 0 | 0 | 0 | 0 | 0 | 0 | 0 | 0 | 0 | 0 | 0 | 0 | 0 | 0 | 0 | 0 | 0 | 0 | 0 | 0
F3_Industrial_Petroleum_New_Space Heating_Natural Gas_Insulation - Ducting_A_Technical Potential | F3 | Industrial | Petroleum | New | Space Heating | Natural Gas | Insulation - Ducting | A | Integrated Unit Winter Peak Savings (kW) | Technical Potential | 0 | 0 | 0 | 0 | 0 | 0 | 0 | 0 | 0 | 0 | 0 | 0 | 0 | 0 | 0 | 0 | 0 | 0 | 0 | 0 | 0 | 0 | 0 | 0 | 0 | 0 | 0 | 0 | 0 | 0 | 0
F4_Industrial_Petroleum_New_Space Heating_Natural Gas_Insulation - Ducting_A_Technical Potential | F4 | Industrial | Petroleum | New | Space Heating | Natural Gas | Insulation - Ducting | A | Incremental Energy Savings (MWh or mTherms) | Technical Potential | 0 | 0 | 0 | 0 | 0 | 0 | 0 | 0 | 0 | 0 | 0 | 0 | 0 | 0 | 0 | 0 | 0 | 0 | 0 | 0 | 0 | 0 | 0 | 0 | 0 | 0 | 0 | 0 | 0 | 0 | 0
F5_Industrial_Petroleum_New_Space Heating_Natural Gas_Insulation - Ducting_A_Technical Potential | F5 | Industrial | Petroleum | New | Space Heating | Natural Gas | Insulation - Ducting | A | Incremental Summer Peak Savings (MW) | Technical Potential | 0 | 0 | 0 | 0 | 0 | 0 | 0 | 0 | 0 | 0 | 0 | 0 | 0 | 0 | 0 | 0 | 0 | 0 | 0 | 0 | 0 | 0 | 0 | 0 | 0 | 0 | 0 | 0 | 0 | 0 | 0
F6_Industrial_Petroleum_New_Space Heating_Natural Gas_Insulation - Ducting_A_Technical Potential | F6 | Industrial | Petroleum | New | Space Heating | Natural Gas | Insulation - Ducting | A | Incremental Winter Peak Savings (MW) | Technical Potential | 0 | 0 | 0 | 0 | 0 | 0 | 0 | 0 | 0 | 0 | 0 | 0 | 0 | 0 | 0 | 0 | 0 | 0 | 0 | 0 | 0 | 0 | 0 | 0 | 0 | 0 | 0 | 0 | 0 | 0 | 0
F7_Industrial_Petroleum_New_Space Heating_Natural Gas_Insulation - Ducting_A_Technical Potential | F7 | Industrial | Petroleum | New | Space Heating | Natural Gas | Insulation - Ducting | A | Cumulative Energy Savings (MWh or mTherms) | Technical Potential | 0 | 0 | 0 | 0 | 0 | 0 | 0 | 0 | 0 | 0 | 0 | 0 | 0 | 0 | 0 | 0 | 0 | 0 | 0 | 0 | 0 | 0 | 0 | 0 | 0 | 0 | 0 | 0 | 0 | 0 | 0
F8_Industrial_Petroleum_New_Space Heating_Natural Gas_Insulation - Ducting_A_Technical Potential | F8 | Industrial | Petroleum | New | Space Heating | Natural Gas | Insulation - Ducting | A | Cumulative Summer Peak Savings (MW) | Technical Potential | 0 | 0 | 0 | 0 | 0 | 0 | 0 | 0 | 0 | 0 | 0 | 0 | 0 | 0 | 0 | 0 | 0 | 0 | 0 | 0 | 0 | 0 | 0 | 0 | 0 | 0 | 0 | 0 | 0 | 0 | 0
F9_Industrial_Petroleum_New_Space Heating_Natural Gas_Insulation - Ducting_A_Technical Potential | F9 | Industrial | Petroleum | New | Space Heating | Natural Gas | Insulation - Ducting | A | Cumulative Winter Peak Savings (MW) | Technical Potential | 0 | 0 | 0 | 0 | 0 | 0 | 0 | 0 | 0 | 0 | 0 | 0 | 0 | 0 | 0 | 0 | 0 | 0 | 0 | 0 | 0 | 0 | 0 | 0 | 0 | 0 | 0 | 0 | 0 | 0 | 0
F10_Industrial_Petroleum_New_Space Heating_Natural Gas_Insulation - Ducting_A_Technical Potential | F10 | Industrial | Petroleum | New | Space Heating | Natural Gas | Insulation - Ducting | A | Purchases (Incremental) | Technical Potential | 0 | 0 | 0 | 0 | 0 | 0 | 0 | 0 | 0 | 0 | 0 | 0 | 0 | 0 | 0 | 0 | 0 | 0 | 0 | 0 | 0 | 0 | 0 | 0 | 0 | 0 | 0 | 0 | 0 | 0 | 0
F11_Industrial_Petroleum_New_Space Heating_Natural Gas_Insulation - Ducting_A_Technical Potential | F11 | Industrial | Petroleum | New | Space Heating | Natural Gas | Insulation - Ducting | A | Purchases (Cumulative) | Technical Potential | 0 | 0 | 0 | 0 | 0 | 0 | 0 | 0 | 0 | 0 | 0 | 0 | 0 | 0 | 0 | 0 | 0 | 0 | 0 | 0 | 0 | 0 | 0 | 0 | 0 | 0 | 0 | 0 | 0 | 0 | 0
F1_Industrial_Petroleum_New_Space Heating_Natural Gas_HVAC - Duct Repair and Sealing_A_Technical Potential | F1 | Industrial | Petroleum | New | Space Heating | Natural Gas | HVAC - Duct Repair and Sealing | A | Integrated Unit Energy Savings (kWh or therms) | Technical Potential | 0 | 0 | 0 | 0 | 0 | 0 | 0 | 0 | 0 | 0 | 0 | 0 | 0 | 0 | 0 | 0 | 0 | 0 | 0 | 0 | 0 | 0 | 0 | 0 | 0 | 0 | 0 | 0 | 0 | 0 | 0
F2_Industrial_Petroleum_New_Space Heating_Natural Gas_HVAC - Duct Repair and Sealing_A_Technical Potential | F2 | Industrial | Petroleum | New | Space Heating | Natural Gas | HVAC - Duct Repair and Sealing | A | Integrated Unit Summer Peak Savings (kW) | Technical Potential | 0 | 0 | 0 | 0 | 0 | 0 | 0 | 0 | 0 | 0 | 0 | 0 | 0 | 0 | 0 | 0 | 0 | 0 | 0 | 0 | 0 | 0 | 0 | 0 | 0 | 0 | 0 | 0 | 0 | 0 | 0
F3_Industrial_Petroleum_New_Space Heating_Natural Gas_HVAC - Duct Repair and Sealing_A_Technical Potential | F3 | Industrial | Petroleum | New | Space Heating | Natural Gas | HVAC - Duct Repair and Sealing | A | Integrated Unit Winter Peak Savings (kW) | Technical Potential | 0 | 0 | 0 | 0 | 0 | 0 | 0 | 0 | 0 | 0 | 0 | 0 | 0 | 0 | 0 | 0 | 0 | 0 | 0 | 0 | 0 | 0 | 0 | 0 | 0 | 0 | 0 | 0 | 0 | 0 | 0
F4_Industrial_Petroleum_New_Space Heating_Natural Gas_HVAC - Duct Repair and Sealing_A_Technical Potential | F4 | Industrial | Petroleum | New | Space Heating | Natural Gas | HVAC - Duct Repair and Sealing | A | Incremental Energy Savings (MWh or mTherms) | Technical Potential | 0 | 0 | 0 | 0 | 0 | 0 | 0 | 0 | 0 | 0 | 0 | 0 | 0 | 0 | 0 | 0 | 0 | 0 | 0 | 0 | 0 | 0 | 0 | 0 | 0 | 0 | 0 | 0 | 0 | 0 | 0
F5_Industrial_Petroleum_New_Space Heating_Natural Gas_HVAC - Duct Repair and Sealing_A_Technical Potential | F5 | Industrial | Petroleum | New | Space Heating | Natural Gas | HVAC - Duct Repair and Sealing | A | Incremental Summer Peak Savings (MW) | Technical Potential | 0 | 0 | 0 | 0 | 0 | 0 | 0 | 0 | 0 | 0 | 0 | 0 | 0 | 0 | 0 | 0 | 0 | 0 | 0 | 0 | 0 | 0 | 0 | 0 | 0 | 0 | 0 | 0 | 0 | 0 | 0
F6_Industrial_Petroleum_New_Space Heating_Natural Gas_HVAC - Duct Repair and Sealing_A_Technical Potential | F6 | Industrial | Petroleum | New | Space Heating | Natural Gas | HVAC - Duct Repair and Sealing | A | Incremental Winter Peak Savings (MW) | Technical Potential | 0 | 0 | 0 | 0 | 0 | 0 | 0 | 0 | 0 | 0 | 0 | 0 | 0 | 0 | 0 | 0 | 0 | 0 | 0 | 0 | 0 | 0 | 0 | 0 | 0 | 0 | 0 | 0 | 0 | 0 | 0
F7_Industrial_Petroleum_New_Space Heating_Natural Gas_HVAC - Duct Repair and Sealing_A_Technical Potential | F7 | Industrial | Petroleum | New | Space Heating | Natural Gas | HVAC - Duct Repair and Sealing | A | Cumulative Energy Savings (MWh or mTherms) | Technical Potential | 0 | 0 | 0 | 0 | 0 | 0 | 0 | 0 | 0 | 0 | 0 | 0 | 0 | 0 | 0 | 0 | 0 | 0 | 0 | 0 | 0 | 0 | 0 | 0 | 0 | 0 | 0 | 0 | 0 | 0 | 0
F8_Industrial_Petroleum_New_Space Heating_Natural Gas_HVAC - Duct Repair and Sealing_A_Technical Potential | F8 | Industrial | Petroleum | New | Space Heating | Natural Gas | HVAC - Duct Repair and Sealing | A | Cumulative Summer Peak Savings (MW) | Technical Potential | 0 | 0 | 0 | 0 | 0 | 0 | 0 | 0 | 0 | 0 | 0 | 0 | 0 | 0 | 0 | 0 | 0 | 0 | 0 | 0 | 0 | 0 | 0 | 0 | 0 | 0 | 0 | 0 | 0 | 0 | 0
F9_Industrial_Petroleum_New_Space Heating_Natural Gas_HVAC - Duct Repair and Sealing_A_Technical Potential | F9 | Industrial | Petroleum | New | Space Heating | Natural Gas | HVAC - Duct Repair and Sealing | A | Cumulative Winter Peak Savings (MW) | Technical Potential | 0 | 0 | 0 | 0 | 0 | 0 | 0 | 0 | 0 | 0 | 0 | 0 | 0 | 0 | 0 | 0 | 0 | 0 | 0 | 0 | 0 | 0 | 0 | 0 | 0 | 0 | 0 | 0 | 0 | 0 | 0
F10_Industrial_Petroleum_New_Space Heating_Natural Gas_HVAC - Duct Repair and Sealing_A_Technical Potential | F10 | Industrial | Petroleum | New | Space Heating | Natural Gas | HVAC - Duct Repair and Sealing | A | Purchases (Incremental) | Technical Potential | 0 | 0 | 0 | 0 | 0 | 0 | 0 | 0 | 0 | 0 | 0 | 0 | 0 | 0 | 0 | 0 | 0 | 0 | 0 | 0 | 0 | 0 | 0 | 0 | 0 | 0 | 0 | 0 | 0 | 0 | 0
F11_Industrial_Petroleum_New_Space Heating_Natural Gas_HVAC - Duct Repair and Sealing_A_Technical Potential | F11 | Industrial | Petroleum | New | Space Heating | Natural Gas | HVAC - Duct Repair and Sealing | A | Purchases (Cumulative) | Technical Potential | 0 | 0 | 0 | 0 | 0 | 0 | 0 | 0 | 0 | 0 | 0 | 0 | 0 | 0 | 0 | 0 | 0 | 0 | 0 | 0 | 0 | 0 | 0 | 0 | 0 | 0 | 0 | 0 | 0 | 0 | 0
F1_Industrial_Petroleum_New_Space Heating_Natural Gas_Windows - High Efficiency_A_Technical Potential | F1 | Industrial | Petroleum | New | Space Heating | Natural Gas | Windows - High Efficiency | A | Integrated Unit Energy Savings (kWh or therms) | Technical Potential | 0 | 0 | 0 | 0 | 0 | 0 | 0 | 0 | 0 | 0 | 0 | 0 | 0 | 0 | 0 | 0 | 0 | 0 | 0 | 0 | 0 | 0 | 0 | 0 | 0 | 0 | 0 | 0 | 0 | 0 | 0
F2_Industrial_Petroleum_New_Space Heating_Natural Gas_Windows - High Efficiency_A_Technical Potential | F2 | Industrial | Petroleum | New | Space Heating | Natural Gas | Windows - High Efficiency | A | Integrated Unit Summer Peak Savings (kW) | Technical Potential | 0 | 0 | 0 | 0 | 0 | 0 | 0 | 0 | 0 | 0 | 0 | 0 | 0 | 0 | 0 | 0 | 0 | 0 | 0 | 0 | 0 | 0 | 0 | 0 | 0 | 0 | 0 | 0 | 0 | 0 | 0
F3_Industrial_Petroleum_New_Space Heating_Natural Gas_Windows - High Efficiency_A_Technical Potential | F3 | Industrial | Petroleum | New | Space Heating | Natural Gas | Windows - High Efficiency | A | Integrated Unit Winter Peak Savings (kW) | Technical Potential | 0 | 0 | 0 | 0 | 0 | 0 | 0 | 0 | 0 | 0 | 0 | 0 | 0 | 0 | 0 | 0 | 0 | 0 | 0 | 0 | 0 | 0 | 0 | 0 | 0 | 0 | 0 | 0 | 0 | 0 | 0
F4_Industrial_Petroleum_New_Space Heating_Natural Gas_Windows - High Efficiency_A_Technical Potential | F4 | Industrial | Petroleum | New | Space Heating | Natural Gas | Windows - High Efficiency | A | Incremental Energy Savings (MWh or mTherms) | Technical Potential | 0 | 0 | 0 | 0 | 0 | 0 | 0 | 0 | 0 | 0 | 0 | 0 | 0 | 0 | 0 | 0 | 0 | 0 | 0 | 0 | 0 | 0 | 0 | 0 | 0 | 0 | 0 | 0 | 0 | 0 | 0
F5_Industrial_Petroleum_New_Space Heating_Natural Gas_Windows - High Efficiency_A_Technical Potential | F5 | Industrial | Petroleum | New | Space Heating | Natural Gas | Windows - High Efficiency | A | Incremental Summer Peak Savings (MW) | Technical Potential | 0 | 0 | 0 | 0 | 0 | 0 | 0 | 0 | 0 | 0 | 0 | 0 | 0 | 0 | 0 | 0 | 0 | 0 | 0 | 0 | 0 | 0 | 0 | 0 | 0 | 0 | 0 | 0 | 0 | 0 | 0
F6_Industrial_Petroleum_New_Space Heating_Natural Gas_Windows - High Efficiency_A_Technical Potential | F6 | Industrial | Petroleum | New | Space Heating | Natural Gas | Windows - High Efficiency | A | Incremental Winter Peak Savings (MW) | Technical Potential | 0 | 0 | 0 | 0 | 0 | 0 | 0 | 0 | 0 | 0 | 0 | 0 | 0 | 0 | 0 | 0 | 0 | 0 | 0 | 0 | 0 | 0 | 0 | 0 | 0 | 0 | 0 | 0 | 0 | 0 | 0
F7_Industrial_Petroleum_New_Space Heating_Natural Gas_Windows - High Efficiency_A_Technical Potential | F7 | Industrial | Petroleum | New | Space Heating | Natural Gas | Windows - High Efficiency | A | Cumulative Energy Savings (MWh or mTherms) | Technical Potential | 0 | 0 | 0 | 0 | 0 | 0 | 0 | 0 | 0 | 0 | 0 | 0 | 0 | 0 | 0 | 0 | 0 | 0 | 0 | 0 | 0 | 0 | 0 | 0 | 0 | 0 | 0 | 0 | 0 | 0 | 0
F8_Industrial_Petroleum_New_Space Heating_Natural Gas_Windows - High Efficiency_A_Technical Potential | F8 | Industrial | Petroleum | New | Space Heating | Natural Gas | Windows - High Efficiency | A | Cumulative Summer Peak Savings (MW) | Technical Potential | 0 | 0 | 0 | 0 | 0 | 0 | 0 | 0 | 0 | 0 | 0 | 0 | 0 | 0 | 0 | 0 | 0 | 0 | 0 | 0 | 0 | 0 | 0 | 0 | 0 | 0 | 0 | 0 | 0 | 0 | 0
F9_Industrial_Petroleum_New_Space Heating_Natural Gas_Windows - High Efficiency_A_Technical Potential | F9 | Industrial | Petroleum | New | Space Heating | Natural Gas | Windows - High Efficiency | A | Cumulative Winter Peak Savings (MW) | Technical Potential | 0 | 0 | 0 | 0 | 0 | 0 | 0 | 0 | 0 | 0 | 0 | 0 | 0 | 0 | 0 | 0 | 0 | 0 | 0 | 0 | 0 | 0 | 0 | 0 | 0 | 0 | 0 | 0 | 0 | 0 | 0
F10_Industrial_Petroleum_New_Space Heating_Natural Gas_Windows - High Efficiency_A_Technical Potential | F10 | Industrial | Petroleum | New | Space Heating | Natural Gas | Windows - High Efficiency | A | Purchases (Incremental) | Technical Potential | 0 | 0 | 0 | 0 | 0 | 0 | 0 | 0 | 0 | 0 | 0 | 0 | 0 | 0 | 0 | 0 | 0 | 0 | 0 | 0 | 0 | 0 | 0 | 0 | 0 | 0 | 0 | 0 | 0 | 0 | 0
F11_Industrial_Petroleum_New_Space Heating_Natural Gas_Windows - High Efficiency_A_Technical Potential | F11 | Industrial | Petroleum | New | Space Heating | Natural Gas | Windows - High Efficiency | A | Purchases (Cumulative) | Technical Potential | 0 | 0 | 0 | 0 | 0 | 0 | 0 | 0 | 0 | 0 | 0 | 0 | 0 | 0 | 0 | 0 | 0 | 0 | 0 | 0 | 0 | 0 | 0 | 0 | 0 | 0 | 0 | 0 | 0 | 0 | 0
F1_Industrial_Petroleum_New_Space Heating_Natural Gas_Gas Boiler - Maintenance_A_Technical Potential | F1 | Industrial | Petroleum | New | Space Heating | Natural Gas | Gas Boiler - Maintenance | A | Integrated Unit Energy Savings (kWh or therms) | Technical Potential | 0 | 0 | 0 | 0 | 0 | 0 | 0 | 0 | 0 | 0 | 0 | 0 | 0 | 0 | 0 | 0 | 0 | 0 | 0 | 0 | 0 | 0 | 0 | 0 | 0 | 0 | 0 | 0 | 0 | 0 | 0
F2_Industrial_Petroleum_New_Space Heating_Natural Gas_Gas Boiler - Maintenance_A_Technical Potential | F2 | Industrial | Petroleum | New | Space Heating | Natural Gas | Gas Boiler - Maintenance | A | Integrated Unit Summer Peak Savings (kW) | Technical Potential | 0 | 0 | 0 | 0 | 0 | 0 | 0 | 0 | 0 | 0 | 0 | 0 | 0 | 0 | 0 | 0 | 0 | 0 | 0 | 0 | 0 | 0 | 0 | 0 | 0 | 0 | 0 | 0 | 0 | 0 | 0
F3_Industrial_Petroleum_New_Space Heating_Natural Gas_Gas Boiler - Maintenance_A_Technical Potential | F3 | Industrial | Petroleum | New | Space Heating | Natural Gas | Gas Boiler - Maintenance | A | Integrated Unit Winter Peak Savings (kW) | Technical Potential | 0 | 0 | 0 | 0 | 0 | 0 | 0 | 0 | 0 | 0 | 0 | 0 | 0 | 0 | 0 | 0 | 0 | 0 | 0 | 0 | 0 | 0 | 0 | 0 | 0 | 0 | 0 | 0 | 0 | 0 | 0
F4_Industrial_Petroleum_New_Space Heating_Natural Gas_Gas Boiler - Maintenance_A_Technical Potential | F4 | Industrial | Petroleum | New | Space Heating | Natural Gas | Gas Boiler - Maintenance | A | Incremental Energy Savings (MWh or mTherms) | Technical Potential | 0 | 0 | 0 | 0 | 0 | 0 | 0 | 0 | 0 | 0 | 0 | 0 | 0 | 0 | 0 | 0 | 0 | 0 | 0 | 0 | 0 | 0 | 0 | 0 | 0 | 0 | 0 | 0 | 0 | 0 | 0
F5_Industrial_Petroleum_New_Space Heating_Natural Gas_Gas Boiler - Maintenance_A_Technical Potential | F5 | Industrial | Petroleum | New | Space Heating | Natural Gas | Gas Boiler - Maintenance | A | Incremental Summer Peak Savings (MW) | Technical Potential | 0 | 0 | 0 | 0 | 0 | 0 | 0 | 0 | 0 | 0 | 0 | 0 | 0 | 0 | 0 | 0 | 0 | 0 | 0 | 0 | 0 | 0 | 0 | 0 | 0 | 0 | 0 | 0 | 0 | 0 | 0
F6_Industrial_Petroleum_New_Space Heating_Natural Gas_Gas Boiler - Maintenance_A_Technical Potential | F6 | Industrial | Petroleum | New | Space Heating | Natural Gas | Gas Boiler - Maintenance | A | Incremental Winter Peak Savings (MW) | Technical Potential | 0 | 0 | 0 | 0 | 0 | 0 | 0 | 0 | 0 | 0 | 0 | 0 | 0 | 0 | 0 | 0 | 0 | 0 | 0 | 0 | 0 | 0 | 0 | 0 | 0 | 0 | 0 | 0 | 0 | 0 | 0
F7_Industrial_Petroleum_New_Space Heating_Natural Gas_Gas Boiler - Maintenance_A_Technical Potential | F7 | Industrial | Petroleum | New | Space Heating | Natural Gas | Gas Boiler - Maintenance | A | Cumulative Energy Savings (MWh or mTherms) | Technical Potential | 0 | 0 | 0 | 0 | 0 | 0 | 0 | 0 | 0 | 0 | 0 | 0 | 0 | 0 | 0 | 0 | 0 | 0 | 0 | 0 | 0 | 0 | 0 | 0 | 0 | 0 | 0 | 0 | 0 | 0 | 0
F8_Industrial_Petroleum_New_Space Heating_Natural Gas_Gas Boiler - Maintenance_A_Technical Potential | F8 | Industrial | Petroleum | New | Space Heating | Natural Gas | Gas Boiler - Maintenance | A | Cumulative Summer Peak Savings (MW) | Technical Potential | 0 | 0 | 0 | 0 | 0 | 0 | 0 | 0 | 0 | 0 | 0 | 0 | 0 | 0 | 0 | 0 | 0 | 0 | 0 | 0 | 0 | 0 | 0 | 0 | 0 | 0 | 0 | 0 | 0 | 0 | 0
F9_Industrial_Petroleum_New_Space Heating_Natural Gas_Gas Boiler - Maintenance_A_Technical Potential | F9 | Industrial | Petroleum | New | Space Heating | Natural Gas | Gas Boiler - Maintenance | A | Cumulative Winter Peak Savings (MW) | Technical Potential | 0 | 0 | 0 | 0 | 0 | 0 | 0 | 0 | 0 | 0 | 0 | 0 | 0 | 0 | 0 | 0 | 0 | 0 | 0 | 0 | 0 | 0 | 0 | 0 | 0 | 0 | 0 | 0 | 0 | 0 | 0
F10_Industrial_Petroleum_New_Space Heating_Natural Gas_Gas Boiler - Maintenance_A_Technical Potential | F10 | Industrial | Petroleum | New | Space Heating | Natural Gas | Gas Boiler - Maintenance | A | Purchases (Incremental) | Technical Potential | 0 | 0 | 0 | 0 | 0 | 0 | 0 | 0 | 0 | 0 | 0 | 0 | 0 | 0 | 0 | 0 | 0 | 0 | 0 | 0 | 0 | 0 | 0 | 0 | 0 | 0 | 0 | 0 | 0 | 0 | 0
F11_Industrial_Petroleum_New_Space Heating_Natural Gas_Gas Boiler - Maintenance_A_Technical Potential | F11 | Industrial | Petroleum | New | Space Heating | Natural Gas | Gas Boiler - Maintenance | A | Purchases (Cumulative) | Technical Potential | 0 | 0 | 0 | 0 | 0 | 0 | 0 | 0 | 0 | 0 | 0 | 0 | 0 | 0 | 0 | 0 | 0 | 0 | 0 | 0 | 0 | 0 | 0 | 0 | 0 | 0 | 0 | 0 | 0 | 0 | 0
F1_Industrial_Petroleum_New_Process_Natural Gas_Gas Boiler - Maintenance_A_Technical Potential | F1 | Industrial | Petroleum | New | Process | Natural Gas | Gas Boiler - Maintenance | A | Integrated Unit Energy Savings (kWh or therms) | Technical Potential | 0 | 0 | 0 | 0 | 0 | 536.7637 | 536.7637 | 536.7637 | 536.7637 | 536.7637 | 536.7637 | 536.7637 | 536.7637 | 536.7637 | 536.7637 | 536.7637 | 536.7637 | 536.7637 | 536.7637 | 536.7637 | 536.7637 | 536.7637 | 536.7637 | 536.7637 | 536.7637 | 536.7637 | 536.7637 | 536.7637 | 536.7637 | 536.7637 | 536.7637
F2_Industrial_Petroleum_New_Process_Natural Gas_Gas Boiler - Maintenance_A_Technical Potential | F2 | Industrial | Petroleum | New | Process | Natural Gas | Gas Boiler - Maintenance | A | Integrated Unit Summer Peak Savings (kW) | Technical Potential | 0 | 0 | 0 | 0 | 0 | 0 | 0 | 0 | 0 | 0 | 0 | 0 | 0 | 0 | 0 | 0 | 0 | 0 | 0 | 0 | 0 | 0 | 0 | 0 | 0 | 0 | 0 | 0 | 0 | 0 | 0
F3_Industrial_Petroleum_New_Process_Natural Gas_Gas Boiler - Maintenance_A_Technical Potential | F3 | Industrial | Petroleum | New | Process | Natural Gas | Gas Boiler - Maintenance | A | Integrated Unit Winter Peak Savings (kW) | Technical Potential | 0 | 0 | 0 | 0 | 0 | 0 | 0 | 0 | 0 | 0 | 0 | 0 | 0 | 0 | 0 | 0 | 0 | 0 | 0 | 0 | 0 | 0 | 0 | 0 | 0 | 0 | 0 | 0 | 0 | 0 | 0
F4_Industrial_Petroleum_New_Process_Natural Gas_Gas Boiler - Maintenance_A_Technical Potential | F4 | Industrial | Petroleum | New | Process | Natural Gas | Gas Boiler - Maintenance | A | Incremental Energy Savings (MWh or mTherms) | Technical Potential | 0 | 0 | 0 | 0 | 0 | 0.0097947 | 0.0081335 | 0.006508 | 0.0097947 | 0.0081335 | 0.006508 | 0.0097947 | 0.0081335 | 0.006508 | 0.0097947 | 0.0081335 | 0.006508 | 0.0097947 | 0.0081335 | 0.006508 | 0.0097947 | 0.0081335 | 0.006508 | 0.0097947 | 0.0081335 | 0.006508 | 0.0097947 | 0.0081335 | 0.006508 | 0.0097947 | 0.0081335
F5_Industrial_Petroleum_New_Process_Natural Gas_Gas Boiler - Maintenance_A_Technical Potential | F5 | Industrial | Petroleum | New | Process | Natural Gas | Gas Boiler - Maintenance | A | Incremental Summer Peak Savings (MW) | Technical Potential | 0 | 0 | 0 | 0 | 0 | 0 | 0 | 0 | 0 | 0 | 0 | 0 | 0 | 0 | 0 | 0 | 0 | 0 | 0 | 0 | 0 | 0 | 0 | 0 | 0 | 0 | 0 | 0 | 0 | 0 | 0
F6_Industrial_Petroleum_New_Process_Natural Gas_Gas Boiler - Maintenance_A_Technical Potential | F6 | Industrial | Petroleum | New | Process | Natural Gas | Gas Boiler - Maintenance | A | Incremental Winter Peak Savings (MW) | Technical Potential | 0 | 0 | 0 | 0 | 0 | 0 | 0 | 0 | 0 | 0 | 0 | 0 | 0 | 0 | 0 | 0 | 0 | 0 | 0 | 0 | 0 | 0 | 0 | 0 | 0 | 0 | 0 | 0 | 0 | 0 | 0
F7_Industrial_Petroleum_New_Process_Natural Gas_Gas Boiler - Maintenance_A_Technical Potential | F7 | Industrial | Petroleum | New | Process | Natural Gas | Gas Boiler - Maintenance | A | Cumulative Energy Savings (MWh or mTherms) | Technical Potential | 0 | 0 | 0 | 0 | 0 | 0.0097947 | 0.017928 | 0.024436 | 0.024436 | 0.024436 | 0.024436 | 0.024436 | 0.024436 | 0.024436 | 0.024436 | 0.024436 | 0.024436 | 0.024436 | 0.024436 | 0.024436 | 0.024436 | 0.024436 | 0.024436 | 0.024436 | 0.024436 | 0.024436 | 0.024436 | 0.024436 | 0 | 0 | 0
F8_Industrial_Petroleum_New_Process_Natural Gas_Gas Boiler - Maintenance_A_Technical Potential | F8 | Industrial | Petroleum | New | Process | Natural Gas | Gas Boiler - Maintenance | A | Cumulative Summer Peak Savings (MW) | Technical Potential | 0 | 0 | 0 | 0 | 0 | 0 | 0 | 0 | 0 | 0 | 0 | 0 | 0 | 0 | 0 | 0 | 0 | 0 | 0 | 0 | 0 | 0 | 0 | 0 | 0 | 0 | 0 | 0 | 0 | 0 | 0
F9_Industrial_Petroleum_New_Process_Natural Gas_Gas Boiler - Maintenance_A_Technical Potential | F9 | Industrial | Petroleum | New | Process | Natural Gas | Gas Boiler - Maintenance | A | Cumulative Winter Peak Savings (MW) | Technical Potential | 0 | 0 | 0 | 0 | 0 | 0 | 0 | 0 | 0 | 0 | 0 | 0 | 0 | 0 | 0 | 0 | 0 | 0 | 0 | 0 | 0 | 0 | 0 | 0 | 0 | 0 | 0 | 0 | 0 | 0 | 0
F10_Industrial_Petroleum_New_Process_Natural Gas_Gas Boiler - Maintenance_A_Technical Potential | F10 | Industrial | Petroleum | New | Process | Natural Gas | Gas Boiler - Maintenance | A | Purchases (Incremental) | Technical Potential | 0 | 0 | 0 | 0 | 0 | 0.018248 | 0.015153 | 0.012125 | 0.018248 | 0.015153 | 0.012125 | 0.018248 | 0.015153 | 0.012125 | 0.018248 | 0.015153 | 0.012125 | 0.018248 | 0.015153 | 0.012125 | 0.018248 | 0.015153 | 0.012125 | 0.018248 | 0.015153 | 0.012125 | 0.018248 | 0.015153 | 0.012125 | 0.018248 | 0.015153
F11_Industrial_Petroleum_New_Process_Natural Gas_Gas Boiler - Maintenance_A_Technical Potential | F11 | Industrial | Petroleum | New | Process | Natural Gas | Gas Boiler - Maintenance | A | Purchases (Cumulative) | Technical Potential | 0 | 0 | 0 | 0 | 0 | 0.018248 | 0.033401 | 0.045525 | 0.045525 | 0.045525 | 0.045525 | 0.045525 | 0.045525 | 0.045525 | 0.045525 | 0.045525 | 0.045525 | 0.045525 | 0.045525 | 0.045525 | 0.045525 | 0.045525 | 0.045525 | 0.045525 | 0.045525 | 0.045525 | 0.045525 | 0.045525 | 0.045525 | 0.045525 | 0.045525
F1_Industrial_Petroleum_New_Space Heating_Natural Gas_Gas Furnace - Maintenance_A_Technical Potential | F1 | Industrial | Petroleum | New | Space Heating | Natural Gas | Gas Furnace - Maintenance | A | Integrated Unit Energy Savings (kWh or therms) | Technical Potential | 0 | 0 | 0 | 0 | 0 | 0 | 0 | 0 | 0 | 0 | 0 | 0 | 0 | 0 | 0 | 0 | 0 | 0 | 0 | 0 | 0 | 0 | 0 | 0 | 0 | 0 | 0 | 0 | 0 | 0 | 0
F2_Industrial_Petroleum_New_Space Heating_Natural Gas_Gas Furnace - Maintenance_A_Technical Potential | F2 | Industrial | Petroleum | New | Space Heating | Natural Gas | Gas Furnace - Maintenance | A | Integrated Unit Summer Peak Savings (kW) | Technical Potential | 0 | 0 | 0 | 0 | 0 | 0 | 0 | 0 | 0 | 0 | 0 | 0 | 0 | 0 | 0 | 0 | 0 | 0 | 0 | 0 | 0 | 0 | 0 | 0 | 0 | 0 | 0 | 0 | 0 | 0 | 0
F3_Industrial_Petroleum_New_Space Heating_Natural Gas_Gas Furnace - Maintenance_A_Technical Potential | F3 | Industrial | Petroleum | New | Space Heating | Natural Gas | Gas Furnace - Maintenance | A | Integrated Unit Winter Peak Savings (kW) | Technical Potential | 0 | 0 | 0 | 0 | 0 | 0 | 0 | 0 | 0 | 0 | 0 | 0 | 0 | 0 | 0 | 0 | 0 | 0 | 0 | 0 | 0 | 0 | 0 | 0 | 0 | 0 | 0 | 0 | 0 | 0 | 0
F4_Industrial_Petroleum_New_Space Heating_Natural Gas_Gas Furnace - Maintenance_A_Technical Potential | F4 | Industrial | Petroleum | New | Space Heating | Natural Gas | Gas Furnace - Maintenance | A | Incremental Energy Savings (MWh or mTherms) | Technical Potential | 0 | 0 | 0 | 0 | 0 | 0 | 0 | 0 | 0 | 0 | 0 | 0 | 0 | 0 | 0 | 0 | 0 | 0 | 0 | 0 | 0 | 0 | 0 | 0 | 0 | 0 | 0 | 0 | 0 | 0 | 0
F5_Industrial_Petroleum_New_Space Heating_Natural Gas_Gas Furnace - Maintenance_A_Technical Potential | F5 | Industrial | Petroleum | New | Space Heating | Natural Gas | Gas Furnace - Maintenance | A | Incremental Summer Peak Savings (MW) | Technical Potential | 0 | 0 | 0 | 0 | 0 | 0 | 0 | 0 | 0 | 0 | 0 | 0 | 0 | 0 | 0 | 0 | 0 | 0 | 0 | 0 | 0 | 0 | 0 | 0 | 0 | 0 | 0 | 0 | 0 | 0 | 0
F6_Industrial_Petroleum_New_Space Heating_Natural Gas_Gas Furnace - Maintenance_A_Technical Potential | F6 | Industrial | Petroleum | New | Space Heating | Natural Gas | Gas Furnace - Maintenance | A | Incremental Winter Peak Savings (MW) | Technical Potential | 0 | 0 | 0 | 0 | 0 | 0 | 0 | 0 | 0 | 0 | 0 | 0 | 0 | 0 | 0 | 0 | 0 | 0 | 0 | 0 | 0 | 0 | 0 | 0 | 0 | 0 | 0 | 0 | 0 | 0 | 0
F7_Industrial_Petroleum_New_Space Heating_Natural Gas_Gas Furnace - Maintenance_A_Technical Potential | F7 | Industrial | Petroleum | New | Space Heating | Natural Gas | Gas Furnace - Maintenance | A | Cumulative Energy Savings (MWh or mTherms) | Technical Potential | 0 | 0 | 0 | 0 | 0 | 0 | 0 | 0 | 0 | 0 | 0 | 0 | 0 | 0 | 0 | 0 | 0 | 0 | 0 | 0 | 0 | 0 | 0 | 0 | 0 | 0 | 0 | 0 | 0 | 0 | 0
F8_Industrial_Petroleum_New_Space Heating_Natural Gas_Gas Furnace - Maintenance_A_Technical Potential | F8 | Industrial | Petroleum | New | Space Heating | Natural Gas | Gas Furnace - Maintenance | A | Cumulative Summer Peak Savings (MW) | Technical Potential | 0 | 0 | 0 | 0 | 0 | 0 | 0 | 0 | 0 | 0 | 0 | 0 | 0 | 0 | 0 | 0 | 0 | 0 | 0 | 0 | 0 | 0 | 0 | 0 | 0 | 0 | 0 | 0 | 0 | 0 | 0
F9_Industrial_Petroleum_New_Space Heating_Natural Gas_Gas Furnace - Maintenance_A_Technical Potential | F9 | Industrial | Petroleum | New | Space Heating | Natural Gas | Gas Furnace - Maintenance | A | Cumulative Winter Peak Savings (MW) | Technical Potential | 0 | 0 | 0 | 0 | 0 | 0 | 0 | 0 | 0 | 0 | 0 | 0 | 0 | 0 | 0 | 0 | 0 | 0 | 0 | 0 | 0 | 0 | 0 | 0 | 0 | 0 | 0 | 0 | 0 | 0 | 0
F10_Industrial_Petroleum_New_Space Heating_Natural Gas_Gas Furnace - Maintenance_A_Technical Potential | F10 | Industrial | Petroleum | New | Space Heating | Natural Gas | Gas Furnace - Maintenance | A | Purchases (Incremental) | Technical Potential | 0 | 0 | 0 | 0 | 0 | 0 | 0 | 0 | 0 | 0 | 0 | 0 | 0 | 0 | 0 | 0 | 0 | 0 | 0 | 0 | 0 | 0 | 0 | 0 | 0 | 0 | 0 | 0 | 0 | 0 | 0
F11_Industrial_Petroleum_New_Space Heating_Natural Gas_Gas Furnace - Maintenance_A_Technical Potential | F11 | Industrial | Petroleum | New | Space Heating | Natural Gas | Gas Furnace - Maintenance | A | Purchases (Cumulative) | Technical Potential | 0 | 0 | 0 | 0 | 0 | 0 | 0 | 0 | 0 | 0 | 0 | 0 | 0 | 0 | 0 | 0 | 0 | 0 | 0 | 0 | 0 | 0 | 0 | 0 | 0 | 0 | 0 | 0 | 0 | 0 | 0
F1_Industrial_Petroleum_New_Space Heating_Natural Gas_Gas Boiler - Hot Water Reset_A_Technical Potential | F1 | Industrial | Petroleum | New | Space Heating | Natural Gas | Gas Boiler - Hot Water Reset | A | Integrated Unit Energy Savings (kWh or therms) | Technical Potential | 0 | 0 | 0 | 0 | 0 | 0 | 0 | 0 | 0 | 0 | 0 | 0 | 0 | 0 | 0 | 0 | 0 | 0 | 0 | 0 | 0 | 0 | 0 | 0 | 0 | 0 | 0 | 0 | 0 | 0 | 0
F2_Industrial_Petroleum_New_Space Heating_Natural Gas_Gas Boiler - Hot Water Reset_A_Technical Potential | F2 | Industrial | Petroleum | New | Space Heating | Natural Gas | Gas Boiler - Hot Water Reset | A | Integrated Unit Summer Peak Savings (kW) | Technical Potential | 0 | 0 | 0 | 0 | 0 | 0 | 0 | 0 | 0 | 0 | 0 | 0 | 0 | 0 | 0 | 0 | 0 | 0 | 0 | 0 | 0 | 0 | 0 | 0 | 0 | 0 | 0 | 0 | 0 | 0 | 0
F3_Industrial_Petroleum_New_Space Heating_Natural Gas_Gas Boiler - Hot Water Reset_A_Technical Potential | F3 | Industrial | Petroleum | New | Space Heating | Natural Gas | Gas Boiler - Hot Water Reset | A | Integrated Unit Winter Peak Savings (kW) | Technical Potential | 0 | 0 | 0 | 0 | 0 | 0 | 0 | 0 | 0 | 0 | 0 | 0 | 0 | 0 | 0 | 0 | 0 | 0 | 0 | 0 | 0 | 0 | 0 | 0 | 0 | 0 | 0 | 0 | 0 | 0 | 0
F4_Industrial_Petroleum_New_Space Heating_Natural Gas_Gas Boiler - Hot Water Reset_A_Technical Potential | F4 | Industrial | Petroleum | New | Space Heating | Natural Gas | Gas Boiler - Hot Water Reset | A | Incremental Energy Savings (MWh or mTherms) | Technical Potential | 0 | 0 | 0 | 0 | 0 | 0 | 0 | 0 | 0 | 0 | 0 | 0 | 0 | 0 | 0 | 0 | 0 | 0 | 0 | 0 | 0 | 0 | 0 | 0 | 0 | 0 | 0 | 0 | 0 | 0 | 0
F5_Industrial_Petroleum_New_Space Heating_Natural Gas_Gas Boiler - Hot Water Reset_A_Technical Potential | F5 | Industrial | Petroleum | New | Space Heating | Natural Gas | Gas Boiler - Hot Water Reset | A | Incremental Summer Peak Savings (MW) | Technical Potential | 0 | 0 | 0 | 0 | 0 | 0 | 0 | 0 | 0 | 0 | 0 | 0 | 0 | 0 | 0 | 0 | 0 | 0 | 0 | 0 | 0 | 0 | 0 | 0 | 0 | 0 | 0 | 0 | 0 | 0 | 0
F6_Industrial_Petroleum_New_Space Heating_Natural Gas_Gas Boiler - Hot Water Reset_A_Technical Potential | F6 | Industrial | Petroleum | New | Space Heating | Natural Gas | Gas Boiler - Hot Water Reset | A | Incremental Winter Peak Savings (MW) | Technical Potential | 0 | 0 | 0 | 0 | 0 | 0 | 0 | 0 | 0 | 0 | 0 | 0 | 0 | 0 | 0 | 0 | 0 | 0 | 0 | 0 | 0 | 0 | 0 | 0 | 0 | 0 | 0 | 0 | 0 | 0 | 0
F7_Industrial_Petroleum_New_Space Heating_Natural Gas_Gas Boiler - Hot Water Reset_A_Technical Potential | F7 | Industrial | Petroleum | New | Space Heating | Natural Gas | Gas Boiler - Hot Water Reset | A | Cumulative Energy Savings (MWh or mTherms) | Technical Potential | 0 | 0 | 0 | 0 | 0 | 0 | 0 | 0 | 0 | 0 | 0 | 0 | 0 | 0 | 0 | 0 | 0 | 0 | 0 | 0 | 0 | 0 | 0 | 0 | 0 | 0 | 0 | 0 | 0 | 0 | 0
F8_Industrial_Petroleum_New_Space Heating_Natural Gas_Gas Boiler - Hot Water Reset_A_Technical Potential | F8 | Industrial | Petroleum | New | Space Heating | Natural Gas | Gas Boiler - Hot Water Reset | A | Cumulative Summer Peak Savings (MW) | Technical Potential | 0 | 0 | 0 | 0 | 0 | 0 | 0 | 0 | 0 | 0 | 0 | 0 | 0 | 0 | 0 | 0 | 0 | 0 | 0 | 0 | 0 | 0 | 0 | 0 | 0 | 0 | 0 | 0 | 0 | 0 | 0
F9_Industrial_Petroleum_New_Space Heating_Natural Gas_Gas Boiler - Hot Water Reset_A_Technical Potential | F9 | Industrial | Petroleum | New | Space Heating | Natural Gas | Gas Boiler - Hot Water Reset | A | Cumulative Winter Peak Savings (MW) | Technical Potential | 0 | 0 | 0 | 0 | 0 | 0 | 0 | 0 | 0 | 0 | 0 | 0 | 0 | 0 | 0 | 0 | 0 | 0 | 0 | 0 | 0 | 0 | 0 | 0 | 0 | 0 | 0 | 0 | 0 | 0 | 0
F10_Industrial_Petroleum_New_Space Heating_Natural Gas_Gas Boiler - Hot Water Reset_A_Technical Potential | F10 | Industrial | Petroleum | New | Space Heating | Natural Gas | Gas Boiler - Hot Water Reset | A | Purchases (Incremental) | Technical Potential | 0 | 0 | 0 | 0 | 0 | 0 | 0 | 0 | 0 | 0 | 0 | 0 | 0 | 0 | 0 | 0 | 0 | 0 | 0 | 0 | 0 | 0 | 0 | 0 | 0 | 0 | 0 | 0 | 0 | 0 | 0
F11_Industrial_Petroleum_New_Space Heating_Natural Gas_Gas Boiler - Hot Water Reset_A_Technical Potential | F11 | Industrial | Petroleum | New | Space Heating | Natural Gas | Gas Boiler - Hot Water Reset | A | Purchases (Cumulative) | Technical Potential | 0 | 0 | 0 | 0 | 0 | 0 | 0 | 0 | 0 | 0 | 0 | 0 | 0 | 0 | 0 | 0 | 0 | 0 | 0 | 0 | 0 | 0 | 0 | 0 | 0 | 0 | 0 | 0 | 0 | 0 | 0
F1_Industrial_Petroleum_New_Process_Natural Gas_Gas Boiler - Hot Water Reset_A_Technical Potential | F1 | Industrial | Petroleum | New | Process | Natural Gas | Gas Boiler - Hot Water Reset | A | Integrated Unit Energy Savings (kWh or therms) | Technical Potential | 0 | 0 | 0 | 0 | 0 | 974.6089 | 973.5154 | 972.5593 | 971.7155 | 970.9193 | 970.2814 | 969.8751 | 969.6399 | 969.5289 | 969.5018 | 969.5423 | 969.626 | 969.7426 | 969.8798 | 970.029 | 970.2277 | 970.4829 | 970.7157 | 970.9288 | 971.1246 | 971.3051 | 971.472 | 971.627 | 975.934 | 975.934 | 975.934
F2_Industrial_Petroleum_New_Process_Natural Gas_Gas Boiler - Hot Water Reset_A_Technical Potential | F2 | Industrial | Petroleum | New | Process | Natural Gas | Gas Boiler - Hot Water Reset | A | Integrated Unit Summer Peak Savings (kW) | Technical Potential | 0 | 0 | 0 | 0 | 0 | 0 | 0 | 0 | 0 | 0 | 0 | 0 | 0 | 0 | 0 | 0 | 0 | 0 | 0 | 0 | 0 | 0 | 0 | 0 | 0 | 0 | 0 | 0 | 0 | 0 | 0
F3_Industrial_Petroleum_New_Process_Natural Gas_Gas Boiler - Hot Water Reset_A_Technical Potential | F3 | Industrial | Petroleum | New | Process | Natural Gas | Gas Boiler - Hot Water Reset | A | Integrated Unit Winter Peak Savings (kW) | Technical Potential | 0 | 0 | 0 | 0 | 0 | 0 | 0 | 0 | 0 | 0 | 0 | 0 | 0 | 0 | 0 | 0 | 0 | 0 | 0 | 0 | 0 | 0 | 0 | 0 | 0 | 0 | 0 | 0 | 0 | 0 | 0
F4_Industrial_Petroleum_New_Process_Natural Gas_Gas Boiler - Hot Water Reset_A_Technical Potential | F4 | Industrial | Petroleum | New | Process | Natural Gas | Gas Boiler - Hot Water Reset | A | Incremental Energy Savings (MWh or mTherms) | Technical Potential | 0 | 0 | 0 | 0 | 0 | 0.017286 | 0.025117 | 0.035491 | 0.046681 | 0.059493 | 0.076865 | 0.092251 | 0.10233 | 0.10405 | 0.095891 | 0.079221 | 0.055721 | 0.034266 | 0.017415 | 0.0077527 | 0.0029594 | 0.017213 | 0.025045 | 0.035431 | 0.046652 | 0.059517 | 0.07696 | 0.092418 | 0.10299 | 0.10474 | 0.096528
F5_Industrial_Petroleum_New_Process_Natural Gas_Gas Boiler - Hot Water Reset_A_Technical Potential | F5 | Industrial | Petroleum | New | Process | Natural Gas | Gas Boiler - Hot Water Reset | A | Incremental Summer Peak Savings (MW) | Technical Potential | 0 | 0 | 0 | 0 | 0 | 0 | 0 | 0 | 0 | 0 | 0 | 0 | 0 | 0 | 0 | 0 | 0 | 0 | 0 | 0 | 0 | 0 | 0 | 0 | 0 | 0 | 0 | 0 | 0 | 0 | 0
F6_Industrial_Petroleum_New_Process_Natural Gas_Gas Boiler - Hot Water Reset_A_Technical Potential | F6 | Industrial | Petroleum | New | Process | Natural Gas | Gas Boiler - Hot Water Reset | A | Incremental Winter Peak Savings (MW) | Technical Potential | 0 | 0 | 0 | 0 | 0 | 0 | 0 | 0 | 0 | 0 | 0 | 0 | 0 | 0 | 0 | 0 | 0 | 0 | 0 | 0 | 0 | 0 | 0 | 0 | 0 | 0 | 0 | 0 | 0 | 0 | 0
F7_Industrial_Petroleum_New_Process_Natural Gas_Gas Boiler - Hot Water Reset_A_Technical Potential | F7 | Industrial | Petroleum | New | Process | Natural Gas | Gas Boiler - Hot Water Reset | A | Cumulative Energy Savings (MWh or mTherms) | Technical Potential | 0 | 0 | 0 | 0 | 0 | 0.017286 | 0.042384 | 0.077833 | 0.12445 | 0.18384 | 0.26058 | 0.35272 | 0.45497 | 0.55897 | 0.65484 | 0.73409 | 0.78988 | 0.82424 | 0.84177 | 0.84965 | 0.85278 | 0.85301 | 0.85321 | 0.8534 | 0.85357 | 0.85373 | 0.85388 | 0.85401 | 0 | 0 | 0
F8_Industrial_Petroleum_New_Process_Natural Gas_Gas Boiler - Hot Water Reset_A_Technical Potential | F8 | Industrial | Petroleum | New | Process | Natural Gas | Gas Boiler - Hot Water Reset | A | Cumulative Summer Peak Savings (MW) | Technical Potential | 0 | 0 | 0 | 0 | 0 | 0 | 0 | 0 | 0 | 0 | 0 | 0 | 0 | 0 | 0 | 0 | 0 | 0 | 0 | 0 | 0 | 0 | 0 | 0 | 0 | 0 | 0 | 0 | 0 | 0 | 0
F9_Industrial_Petroleum_New_Process_Natural Gas_Gas Boiler - Hot Water Reset_A_Technical Potential | F9 | Industrial | Petroleum | New | Process | Natural Gas | Gas Boiler - Hot Water Reset | A | Cumulative Winter Peak Savings (MW) | Technical Potential | 0 | 0 | 0 | 0 | 0 | 0 | 0 | 0 | 0 | 0 | 0 | 0 | 0 | 0 | 0 | 0 | 0 | 0 | 0 | 0 | 0 | 0 | 0 | 0 | 0 | 0 | 0 | 0 | 0 | 0 | 0
F10_Industrial_Petroleum_New_Process_Natural Gas_Gas Boiler - Hot Water Reset_A_Technical Potential | F10 | Industrial | Petroleum | New | Process | Natural Gas | Gas Boiler - Hot Water Reset | A | Purchases (Incremental) | Technical Potential | 0 | 0 | 0 | 0 | 0 | 0.017736 | 0.0258 | 0.036492 | 0.048039 | 0.061275 | 0.07922 | 0.095117 | 0.10553 | 0.10732 | 0.098908 | 0.081709 | 0.057466 | 0.035336 | 0.017956 | 0.0079922 | 0.0030502 | 0.017736 | 0.0258 | 0.036492 | 0.048039 | 0.061275 | 0.07922 | 0.095117 | 0.10553 | 0.10732 | 0.098908
F11_Industrial_Petroleum_New_Process_Natural Gas_Gas Boiler - Hot Water Reset_A_Technical Potential | F11 | Industrial | Petroleum | New | Process | Natural Gas | Gas Boiler - Hot Water Reset | A | Purchases (Cumulative) | Technical Potential | 0 | 0 | 0 | 0 | 0 | 0.017736 | 0.043537 | 0.080029 | 0.12807 | 0.18934 | 0.26856 | 0.36368 | 0.46921 | 0.57654 | 0.67544 | 0.75715 | 0.81462 | 0.84995 | 0.86791 | 0.8759 | 0.87895 | 0.87895 | 0.87895 | 0.87895 | 0.87895 | 0.87895 | 0.87895 | 0.87895 | 0.87895 | 0.87895 | 0.87895
F1_Industrial_Petroleum_New_Space Heating_Natural Gas_Steam Trap Maintenance_A_Technical Potential | F1 | Industrial | Petroleum | New | Space Heating | Natural Gas | Steam Trap Maintenance | A | Integrated Unit Energy Savings (kWh or therms) | Technical Potential | 0 | 0 | 0 | 0 | 0 | 0 | 0 | 0 | 0 | 0 | 0 | 0 | 0 | 0 | 0 | 0 | 0 | 0 | 0 | 0 | 0 | 0 | 0 | 0 | 0 | 0 | 0 | 0 | 0 | 0 | 0
F2_Industrial_Petroleum_New_Space Heating_Natural Gas_Steam Trap Maintenance_A_Technical Potential | F2 | Industrial | Petroleum | New | Space Heating | Natural Gas | Steam Trap Maintenance | A | Integrated Unit Summer Peak Savings (kW) | Technical Potential | 0 | 0 | 0 | 0 | 0 | 0 | 0 | 0 | 0 | 0 | 0 | 0 | 0 | 0 | 0 | 0 | 0 | 0 | 0 | 0 | 0 | 0 | 0 | 0 | 0 | 0 | 0 | 0 | 0 | 0 | 0
F3_Industrial_Petroleum_New_Space Heating_Natural Gas_Steam Trap Maintenance_A_Technical Potential | F3 | Industrial | Petroleum | New | Space Heating | Natural Gas | Steam Trap Maintenance | A | Integrated Unit Winter Peak Savings (kW) | Technical Potential | 0 | 0 | 0 | 0 | 0 | 0 | 0 | 0 | 0 | 0 | 0 | 0 | 0 | 0 | 0 | 0 | 0 | 0 | 0 | 0 | 0 | 0 | 0 | 0 | 0 | 0 | 0 | 0 | 0 | 0 | 0
F4_Industrial_Petroleum_New_Space Heating_Natural Gas_Steam Trap Maintenance_A_Technical Potential | F4 | Industrial | Petroleum | New | Space Heating | Natural Gas | Steam Trap Maintenance | A | Incremental Energy Savings (MWh or mTherms) | Technical Potential | 0 | 0 | 0 | 0 | 0 | 0 | 0 | 0 | 0 | 0 | 0 | 0 | 0 | 0 | 0 | 0 | 0 | 0 | 0 | 0 | 0 | 0 | 0 | 0 | 0 | 0 | 0 | 0 | 0 | 0 | 0
F5_Industrial_Petroleum_New_Space Heating_Natural Gas_Steam Trap Maintenance_A_Technical Potential | F5 | Industrial | Petroleum | New | Space Heating | Natural Gas | Steam Trap Maintenance | A | Incremental Summer Peak Savings (MW) | Technical Potential | 0 | 0 | 0 | 0 | 0 | 0 | 0 | 0 | 0 | 0 | 0 | 0 | 0 | 0 | 0 | 0 | 0 | 0 | 0 | 0 | 0 | 0 | 0 | 0 | 0 | 0 | 0 | 0 | 0 | 0 | 0
F6_Industrial_Petroleum_New_Space Heating_Natural Gas_Steam Trap Maintenance_A_Technical Potential | F6 | Industrial | Petroleum | New | Space Heating | Natural Gas | Steam Trap Maintenance | A | Incremental Winter Peak Savings (MW) | Technical Potential | 0 | 0 | 0 | 0 | 0 | 0 | 0 | 0 | 0 | 0 | 0 | 0 | 0 | 0 | 0 | 0 | 0 | 0 | 0 | 0 | 0 | 0 | 0 | 0 | 0 | 0 | 0 | 0 | 0 | 0 | 0
F7_Industrial_Petroleum_New_Space Heating_Natural Gas_Steam Trap Maintenance_A_Technical Potential | F7 | Industrial | Petroleum | New | Space Heating | Natural Gas | Steam Trap Maintenance | A | Cumulative Energy Savings (MWh or mTherms) | Technical Potential | 0 | 0 | 0 | 0 | 0 | 0 | 0 | 0 | 0 | 0 | 0 | 0 | 0 | 0 | 0 | 0 | 0 | 0 | 0 | 0 | 0 | 0 | 0 | 0 | 0 | 0 | 0 | 0 | 0 | 0 | 0
F8_Industrial_Petroleum_New_Space Heating_Natural Gas_Steam Trap Maintenance_A_Technical Potential | F8 | Industrial | Petroleum | New | Space Heating | Natural Gas | Steam Trap Maintenance | A | Cumulative Summer Peak Savings (MW) | Technical Potential | 0 | 0 | 0 | 0 | 0 | 0 | 0 | 0 | 0 | 0 | 0 | 0 | 0 | 0 | 0 | 0 | 0 | 0 | 0 | 0 | 0 | 0 | 0 | 0 | 0 | 0 | 0 | 0 | 0 | 0 | 0
F9_Industrial_Petroleum_New_Space Heating_Natural Gas_Steam Trap Maintenance_A_Technical Potential | F9 | Industrial | Petroleum | New | Space Heating | Natural Gas | Steam Trap Maintenance | A | Cumulative Winter Peak Savings (MW) | Technical Potential | 0 | 0 | 0 | 0 | 0 | 0 | 0 | 0 | 0 | 0 | 0 | 0 | 0 | 0 | 0 | 0 | 0 | 0 | 0 | 0 | 0 | 0 | 0 | 0 | 0 | 0 | 0 | 0 | 0 | 0 | 0
F10_Industrial_Petroleum_New_Space Heating_Natural Gas_Steam Trap Maintenance_A_Technical Potential | F10 | Industrial | Petroleum | New | Space Heating | Natural Gas | Steam Trap Maintenance | A | Purchases (Incremental) | Technical Potential | 0 | 0 | 0 | 0 | 0 | 0 | 0 | 0 | 0 | 0 | 0 | 0 | 0 | 0 | 0 | 0 | 0 | 0 | 0 | 0 | 0 | 0 | 0 | 0 | 0 | 0 | 0 | 0 | 0 | 0 | 0
F11_Industrial_Petroleum_New_Space Heating_Natural Gas_Steam Trap Maintenance_A_Technical Potential | F11 | Industrial | Petroleum | New | Space Heating | Natural Gas | Steam Trap Maintenance | A | Purchases (Cumulative) | Technical Potential | 0 | 0 | 0 | 0 | 0 | 0 | 0 | 0 | 0 | 0 | 0 | 0 | 0 | 0 | 0 | 0 | 0 | 0 | 0 | 0 | 0 | 0 | 0 | 0 | 0 | 0 | 0 | 0 | 0 | 0 | 0
F1_Industrial_Petroleum_New_Process_Natural Gas_Steam Trap Maintenance_A_Technical Potential | F1 | Industrial | Petroleum | New | Process | Natural Gas | Steam Trap Maintenance | A | Integrated Unit Energy Savings (kWh or therms) | Technical Potential | 0 | 0 | 0 | 0 | 0 | 689.2004 | 688.9192 | 688.6807 | 688.4877 | 688.3041 | 688.1571 | 688.0643 | 688.0118 | 687.9883 | 687.9844 | 687.9963 | 688.0183 | 688.0479 | 688.0822 | 688.1192 | 688.1869 | 688.2483 | 688.3042 | 688.3553 | 688.4022 | 688.4455 | 688.4855 | 688.5226 | 689.554 | 689.554 | 689.554
F2_Industrial_Petroleum_New_Process_Natural Gas_Steam Trap Maintenance_A_Technical Potential | F2 | Industrial | Petroleum | New | Process | Natural Gas | Steam Trap Maintenance | A | Integrated Unit Summer Peak Savings (kW) | Technical Potential | 0 | 0 | 0 | 0 | 0 | 0 | 0 | 0 | 0 | 0 | 0 | 0 | 0 | 0 | 0 | 0 | 0 | 0 | 0 | 0 | 0 | 0 | 0 | 0 | 0 | 0 | 0 | 0 | 0 | 0 | 0
F3_Industrial_Petroleum_New_Process_Natural Gas_Steam Trap Maintenance_A_Technical Potential | F3 | Industrial | Petroleum | New | Process | Natural Gas | Steam Trap Maintenance | A | Integrated Unit Winter Peak Savings (kW) | Technical Potential | 0 | 0 | 0 | 0 | 0 | 0 | 0 | 0 | 0 | 0 | 0 | 0 | 0 | 0 | 0 | 0 | 0 | 0 | 0 | 0 | 0 | 0 | 0 | 0 | 0 | 0 | 0 | 0 | 0 | 0 | 0
F4_Industrial_Petroleum_New_Process_Natural Gas_Steam Trap Maintenance_A_Technical Potential | F4 | Industrial | Petroleum | New | Process | Natural Gas | Steam Trap Maintenance | A | Incremental Energy Savings (MWh or mTherms) | Technical Potential | 0 | 0 | 0 | 0 | 0 | 0 | 0 | 0 | 0 | 0 | 0 | 0 | 0 | 0 | 0 | 0 | 0 | 0 | 0 | 0 | 0 | 0 | 0 | 0 | 0 | 0 | 0 | 0 | 0 | 0 | 0
F5_Industrial_Petroleum_New_Process_Natural Gas_Steam Trap Maintenance_A_Technical Potential | F5 | Industrial | Petroleum | New | Process | Natural Gas | Steam Trap Maintenance | A | Incremental Summer Peak Savings (MW) | Technical Potential | 0 | 0 | 0 | 0 | 0 | 0 | 0 | 0 | 0 | 0 | 0 | 0 | 0 | 0 | 0 | 0 | 0 | 0 | 0 | 0 | 0 | 0 | 0 | 0 | 0 | 0 | 0 | 0 | 0 | 0 | 0
F6_Industrial_Petroleum_New_Process_Natural Gas_Steam Trap Maintenance_A_Technical Potential | F6 | Industrial | Petroleum | New | Process | Natural Gas | Steam Trap Maintenance | A | Incremental Winter Peak Savings (MW) | Technical Potential | 0 | 0 | 0 | 0 | 0 | 0 | 0 | 0 | 0 | 0 | 0 | 0 | 0 | 0 | 0 | 0 | 0 | 0 | 0 | 0 | 0 | 0 | 0 | 0 | 0 | 0 | 0 | 0 | 0 | 0 | 0
F7_Industrial_Petroleum_New_Process_Natural Gas_Steam Trap Maintenance_A_Technical Potential | F7 | Industrial | Petroleum | New | Process | Natural Gas | Steam Trap Maintenance | A | Cumulative Energy Savings (MWh or mTherms) | Technical Potential | 0 | 0 | 0 | 0 | 0 | 0 | 0 | 0 | 0 | 0 | 0 | 0 | 0 | 0 | 0 | 0 | 0 | 0 | 0 | 0 | 0 | 0 | 0 | 0 | 0 | 0 | 0 | 0 | 0 | 0 | 0
F8_Industrial_Petroleum_New_Process_Natural Gas_Steam Trap Maintenance_A_Technical Potential | F8 | Industrial | Petroleum | New | Process | Natural Gas | Steam Trap Maintenance | A | Cumulative Summer Peak Savings (MW) | Technical Potential | 0 | 0 | 0 | 0 | 0 | 0 | 0 | 0 | 0 | 0 | 0 | 0 | 0 | 0 | 0 | 0 | 0 | 0 | 0 | 0 | 0 | 0 | 0 | 0 | 0 | 0 | 0 | 0 | 0 | 0 | 0
F9_Industrial_Petroleum_New_Process_Natural Gas_Steam Trap Maintenance_A_Technical Potential | F9 | Industrial | Petroleum | New | Process | Natural Gas | Steam Trap Maintenance | A | Cumulative Winter Peak Savings (MW) | Technical Potential | 0 | 0 | 0 | 0 | 0 | 0 | 0 | 0 | 0 | 0 | 0 | 0 | 0 | 0 | 0 | 0 | 0 | 0 | 0 | 0 | 0 | 0 | 0 | 0 | 0 | 0 | 0 | 0 | 0 | 0 | 0
F10_Industrial_Petroleum_New_Process_Natural Gas_Steam Trap Maintenance_A_Technical Potential | F10 | Industrial | Petroleum | New | Process | Natural Gas | Steam Trap Maintenance | A | Purchases (Incremental) | Technical Potential | 0 | 0 | 0 | 0 | 0 | 0 | 0 | 0 | 0 | 0 | 0 | 0 | 0 | 0 | 0 | 0 | 0 | 0 | 0 | 0 | 0 | 0 | 0 | 0 | 0 | 0 | 0 | 0 | 0 | 0 | 0
F11_Industrial_Petroleum_New_Process_Natural Gas_Steam Trap Maintenance_A_Technical Potential | F11 | Industrial | Petroleum | New | Process | Natural Gas | Steam Trap Maintenance | A | Purchases (Cumulative) | Technical Potential | 0 | 0 | 0 | 0 | 0 | 0 | 0 | 0 | 0 | 0 | 0 | 0 | 0 | 0 | 0 | 0 | 0 | 0 | 0 | 0 | 0 | 0 | 0 | 0 | 0 | 0 | 0 | 0 | 0 | 0 | 0
F1_Industrial_Petroleum_New_Space Heating_Natural Gas_Gas Boiler - High Turndown_A_Technical Potential | F1 | Industrial | Petroleum | New | Space Heating | Natural Gas | Gas Boiler - High Turndown | A | Integrated Unit Energy Savings (kWh or therms) | Technical Potential | 0 | 0 | 0 | 0 | 0 | 0 | 0 | 0 | 0 | 0 | 0 | 0 | 0 | 0 | 0 | 0 | 0 | 0 | 0 | 0 | 0 | 0 | 0 | 0 | 0 | 0 | 0 | 0 | 0 | 0 | 0
F2_Industrial_Petroleum_New_Space Heating_Natural Gas_Gas Boiler - High Turndown_A_Technical Potential | F2 | Industrial | Petroleum | New | Space Heating | Natural Gas | Gas Boiler - High Turndown | A | Integrated Unit Summer Peak Savings (kW) | Technical Potential | 0 | 0 | 0 | 0 | 0 | 0 | 0 | 0 | 0 | 0 | 0 | 0 | 0 | 0 | 0 | 0 | 0 | 0 | 0 | 0 | 0 | 0 | 0 | 0 | 0 | 0 | 0 | 0 | 0 | 0 | 0
F3_Industrial_Petroleum_New_Space Heating_Natural Gas_Gas Boiler - High Turndown_A_Technical Potential | F3 | Industrial | Petroleum | New | Space Heating | Natural Gas | Gas Boiler - High Turndown | A | Integrated Unit Winter Peak Savings (kW) | Technical Potential | 0 | 0 | 0 | 0 | 0 | 0 | 0 | 0 | 0 | 0 | 0 | 0 | 0 | 0 | 0 | 0 | 0 | 0 | 0 | 0 | 0 | 0 | 0 | 0 | 0 | 0 | 0 | 0 | 0 | 0 | 0
F4_Industrial_Petroleum_New_Space Heating_Natural Gas_Gas Boiler - High Turndown_A_Technical Potential | F4 | Industrial | Petroleum | New | Space Heating | Natural Gas | Gas Boiler - High Turndown | A | Incremental Energy Savings (MWh or mTherms) | Technical Potential | 0 | 0 | 0 | 0 | 0 | 0 | 0 | 0 | 0 | 0 | 0 | 0 | 0 | 0 | 0 | 0 | 0 | 0 | 0 | 0 | 0 | 0 | 0 | 0 | 0 | 0 | 0 | 0 | 0 | 0 | 0
F5_Industrial_Petroleum_New_Space Heating_Natural Gas_Gas Boiler - High Turndown_A_Technical Potential | F5 | Industrial | Petroleum | New | Space Heating | Natural Gas | Gas Boiler - High Turndown | A | Incremental Summer Peak Savings (MW) | Technical Potential | 0 | 0 | 0 | 0 | 0 | 0 | 0 | 0 | 0 | 0 | 0 | 0 | 0 | 0 | 0 | 0 | 0 | 0 | 0 | 0 | 0 | 0 | 0 | 0 | 0 | 0 | 0 | 0 | 0 | 0 | 0
F6_Industrial_Petroleum_New_Space Heating_Natural Gas_Gas Boiler - High Turndown_A_Technical Potential | F6 | Industrial | Petroleum | New | Space Heating | Natural Gas | Gas Boiler - High Turndown | A | Incremental Winter Peak Savings (MW) | Technical Potential | 0 | 0 | 0 | 0 | 0 | 0 | 0 | 0 | 0 | 0 | 0 | 0 | 0 | 0 | 0 | 0 | 0 | 0 | 0 | 0 | 0 | 0 | 0 | 0 | 0 | 0 | 0 | 0 | 0 | 0 | 0
F7_Industrial_Petroleum_New_Space Heating_Natural Gas_Gas Boiler - High Turndown_A_Technical Potential | F7 | Industrial | Petroleum | New | Space Heating | Natural Gas | Gas Boiler - High Turndown | A | Cumulative Energy Savings (MWh or mTherms) | Technical Potential | 0 | 0 | 0 | 0 | 0 | 0 | 0 | 0 | 0 | 0 | 0 | 0 | 0 | 0 | 0 | 0 | 0 | 0 | 0 | 0 | 0 | 0 | 0 | 0 | 0 | 0 | 0 | 0 | 0 | 0 | 0
F8_Industrial_Petroleum_New_Space Heating_Natural Gas_Gas Boiler - High Turndown_A_Technical Potential | F8 | Industrial | Petroleum | New | Space Heating | Natural Gas | Gas Boiler - High Turndown | A | Cumulative Summer Peak Savings (MW) | Technical Potential | 0 | 0 | 0 | 0 | 0 | 0 | 0 | 0 | 0 | 0 | 0 | 0 | 0 | 0 | 0 | 0 | 0 | 0 | 0 | 0 | 0 | 0 | 0 | 0 | 0 | 0 | 0 | 0 | 0 | 0 | 0
F9_Industrial_Petroleum_New_Space Heating_Natural Gas_Gas Boiler - High Turndown_A_Technical Potential | F9 | Industrial | Petroleum | New | Space Heating | Natural Gas | Gas Boiler - High Turndown | A | Cumulative Winter Peak Savings (MW) | Technical Potential | 0 | 0 | 0 | 0 | 0 | 0 | 0 | 0 | 0 | 0 | 0 | 0 | 0 | 0 | 0 | 0 | 0 | 0 | 0 | 0 | 0 | 0 | 0 | 0 | 0 | 0 | 0 | 0 | 0 | 0 | 0
F10_Industrial_Petroleum_New_Space Heating_Natural Gas_Gas Boiler - High Turndown_A_Technical Potential | F10 | Industrial | Petroleum | New | Space Heating | Natural Gas | Gas Boiler - High Turndown | A | Purchases (Incremental) | Technical Potential | 0 | 0 | 0 | 0 | 0 | 0 | 0 | 0 | 0 | 0 | 0 | 0 | 0 | 0 | 0 | 0 | 0 | 0 | 0 | 0 | 0 | 0 | 0 | 0 | 0 | 0 | 0 | 0 | 0 | 0 | 0
F11_Industrial_Petroleum_New_Space Heating_Natural Gas_Gas Boiler - High Turndown_A_Technical Potential | F11 | Industrial | Petroleum | New | Space Heating | Natural Gas | Gas Boiler - High Turndown | A | Purchases (Cumulative) | Technical Potential | 0 | 0 | 0 | 0 | 0 | 0 | 0 | 0 | 0 | 0 | 0 | 0 | 0 | 0 | 0 | 0 | 0 | 0 | 0 | 0 | 0 | 0 | 0 | 0 | 0 | 0 | 0 | 0 | 0 | 0 | 0
F1_Industrial_Petroleum_New_Process_Natural Gas_Gas Boiler - High Turndown_A_Technical Potential | F1 | Industrial | Petroleum | New | Process | Natural Gas | Gas Boiler - High Turndown | A | Integrated Unit Energy Savings (kWh or therms) | Technical Potential | 0 | 0 | 0 | 0 | 0 | 729.8265 | 728.0311 | 726.4196 | 724.9395 | 723.5235 | 722.597 | 721.8454 | 721.2406 | 720.7643 | 720.3967 | 720.1428 | 719.9817 | 719.8952 | 719.8557 | 719.8379 | 719.8633 | 719.9314 | 719.9791 | 720.009 | 720.023 | 720.4683 | 720.8803 | 721.2628 | 731.9505 | 731.9505 | 731.9505
F2_Industrial_Petroleum_New_Process_Natural Gas_Gas Boiler - High Turndown_A_Technical Potential | F2 | Industrial | Petroleum | New | Process | Natural Gas | Gas Boiler - High Turndown | A | Integrated Unit Summer Peak Savings (kW) | Technical Potential | 0 | 0 | 0 | 0 | 0 | 0 | 0 | 0 | 0 | 0 | 0 | 0 | 0 | 0 | 0 | 0 | 0 | 0 | 0 | 0 | 0 | 0 | 0 | 0 | 0 | 0 | 0 | 0 | 0 | 0 | 0
F3_Industrial_Petroleum_New_Process_Natural Gas_Gas Boiler - High Turndown_A_Technical Potential | F3 | Industrial | Petroleum | New | Process | Natural Gas | Gas Boiler - High Turndown | A | Integrated Unit Winter Peak Savings (kW) | Technical Potential | 0 | 0 | 0 | 0 | 0 | 0 | 0 | 0 | 0 | 0 | 0 | 0 | 0 | 0 | 0 | 0 | 0 | 0 | 0 | 0 | 0 | 0 | 0 | 0 | 0 | 0 | 0 | 0 | 0 | 0 | 0
F4_Industrial_Petroleum_New_Process_Natural Gas_Gas Boiler - High Turndown_A_Technical Potential | F4 | Industrial | Petroleum | New | Process | Natural Gas | Gas Boiler - High Turndown | A | Incremental Energy Savings (MWh or mTherms) | Technical Potential | 0 | 0 | 0 | 0 | 0 | 0.019755 | 0.023347 | 0.026926 | 0.030472 | 0.034009 | 0.033805 | 0.029568 | 0.02567 | 0.022146 | 0.018985 | 0.016208 | 0.013776 | 0.01167 | 0.0098525 | 0.008292 | 0.019486 | 0.023087 | 0.026687 | 0.030265 | 0.033845 | 0.033705 | 0.029529 | 0.02567 | 0.022489 | 0.01929 | 0.016474
F5_Industrial_Petroleum_New_Process_Natural Gas_Gas Boiler - High Turndown_A_Technical Potential | F5 | Industrial | Petroleum | New | Process | Natural Gas | Gas Boiler - High Turndown | A | Incremental Summer Peak Savings (MW) | Technical Potential | 0 | 0 | 0 | 0 | 0 | 0 | 0 | 0 | 0 | 0 | 0 | 0 | 0 | 0 | 0 | 0 | 0 | 0 | 0 | 0 | 0 | 0 | 0 | 0 | 0 | 0 | 0 | 0 | 0 | 0 | 0
F6_Industrial_Petroleum_New_Process_Natural Gas_Gas Boiler - High Turndown_A_Technical Potential | F6 | Industrial | Petroleum | New | Process | Natural Gas | Gas Boiler - High Turndown | A | Incremental Winter Peak Savings (MW) | Technical Potential | 0 | 0 | 0 | 0 | 0 | 0 | 0 | 0 | 0 | 0 | 0 | 0 | 0 | 0 | 0 | 0 | 0 | 0 | 0 | 0 | 0 | 0 | 0 | 0 | 0 | 0 | 0 | 0 | 0 | 0 | 0
F7_Industrial_Petroleum_New_Process_Natural Gas_Gas Boiler - High Turndown_A_Technical Potential | F7 | Industrial | Petroleum | New | Process | Natural Gas | Gas Boiler - High Turndown | A | Cumulative Energy Savings (MWh or mTherms) | Technical Potential | 0 | 0 | 0 | 0 | 0 | 0.019755 | 0.043054 | 0.069884 | 0.10021 | 0.13403 | 0.16766 | 0.19705 | 0.22256 | 0.24456 | 0.26342 | 0.27953 | 0.29325 | 0.30488 | 0.31472 | 0.323 | 0.32301 | 0.32304 | 0.32306 | 0.32308 | 0.32308 | 0.32328 | 0.32347 | 0.32364 | 0 | 0 | 0
F8_Industrial_Petroleum_New_Process_Natural Gas_Gas Boiler - High Turndown_A_Technical Potential | F8 | Industrial | Petroleum | New | Process | Natural Gas | Gas Boiler - High Turndown | A | Cumulative Summer Peak Savings (MW) | Technical Potential | 0 | 0 | 0 | 0 | 0 | 0 | 0 | 0 | 0 | 0 | 0 | 0 | 0 | 0 | 0 | 0 | 0 | 0 | 0 | 0 | 0 | 0 | 0 | 0 | 0 | 0 | 0 | 0 | 0 | 0 | 0
F9_Industrial_Petroleum_New_Process_Natural Gas_Gas Boiler - High Turndown_A_Technical Potential | F9 | Industrial | Petroleum | New | Process | Natural Gas | Gas Boiler - High Turndown | A | Cumulative Winter Peak Savings (MW) | Technical Potential | 0 | 0 | 0 | 0 | 0 | 0 | 0 | 0 | 0 | 0 | 0 | 0 | 0 | 0 | 0 | 0 | 0 | 0 | 0 | 0 | 0 | 0 | 0 | 0 | 0 | 0 | 0 | 0 | 0 | 0 | 0
F10_Industrial_Petroleum_New_Process_Natural Gas_Gas Boiler - High Turndown_A_Technical Potential | F10 | Industrial | Petroleum | New | Process | Natural Gas | Gas Boiler - High Turndown | A | Purchases (Incremental) | Technical Potential | 0 | 0 | 0 | 0 | 0 | 0.027068 | 0.032069 | 0.037066 | 0.042034 | 0.047005 | 0.046782 | 0.040962 | 0.035591 | 0.030725 | 0.026354 | 0.022507 | 0.019134 | 0.01621 | 0.013687 | 0.011519 | 0.027068 | 0.032069 | 0.037066 | 0.042034 | 0.047005 | 0.046782 | 0.040962 | 0.035591 | 0.030725 | 0.026354 | 0.022507
F11_Industrial_Petroleum_New_Process_Natural Gas_Gas Boiler - High Turndown_A_Technical Potential | F11 | Industrial | Petroleum | New | Process | Natural Gas | Gas Boiler - High Turndown | A | Purchases (Cumulative) | Technical Potential | 0 | 0 | 0 | 0 | 0 | 0.027068 | 0.059137 | 0.096204 | 0.13824 | 0.18524 | 0.23202 | 0.27299 | 0.30858 | 0.3393 | 0.36566 | 0.38816 | 0.4073 | 0.42351 | 0.4372 | 0.44871 | 0.44871 | 0.44871 | 0.44871 | 0.44871 | 0.44871 | 0.44871 | 0.44871 | 0.44871 | 0.44871 | 0.44871 | 0.44871
F1_Industrial_Petroleum_New_Space Heating_Natural Gas_Gas Boiler - Burner Control Optimization_A_Technical Potential | F1 | Industrial | Petroleum | New | Space Heating | Natural Gas | Gas Boiler - Burner Control Optimization | A | Integrated Unit Energy Savings (kWh or therms) | Technical Potential | 0 | 0 | 0 | 0 | 0 | 0 | 0 | 0 | 0 | 0 | 0 | 0 | 0 | 0 | 0 | 0 | 0 | 0 | 0 | 0 | 0 | 0 | 0 | 0 | 0 | 0 | 0 | 0 | 0 | 0 | 0
F2_Industrial_Petroleum_New_Space Heating_Natural Gas_Gas Boiler - Burner Control Optimization_A_Technical Potential | F2 | Industrial | Petroleum | New | Space Heating | Natural Gas | Gas Boiler - Burner Control Optimization | A | Integrated Unit Summer Peak Savings (kW) | Technical Potential | 0 | 0 | 0 | 0 | 0 | 0 | 0 | 0 | 0 | 0 | 0 | 0 | 0 | 0 | 0 | 0 | 0 | 0 | 0 | 0 | 0 | 0 | 0 | 0 | 0 | 0 | 0 | 0 | 0 | 0 | 0
F3_Industrial_Petroleum_New_Space Heating_Natural Gas_Gas Boiler - Burner Control Optimization_A_Technical Potential | F3 | Industrial | Petroleum | New | Space Heating | Natural Gas | Gas Boiler - Burner Control Optimization | A | Integrated Unit Winter Peak Savings (kW) | Technical Potential | 0 | 0 | 0 | 0 | 0 | 0 | 0 | 0 | 0 | 0 | 0 | 0 | 0 | 0 | 0 | 0 | 0 | 0 | 0 | 0 | 0 | 0 | 0 | 0 | 0 | 0 | 0 | 0 | 0 | 0 | 0
F4_Industrial_Petroleum_New_Space Heating_Natural Gas_Gas Boiler - Burner Control Optimization_A_Technical Potential | F4 | Industrial | Petroleum | New | Space Heating | Natural Gas | Gas Boiler - Burner Control Optimization | A | Incremental Energy Savings (MWh or mTherms) | Technical Potential | 0 | 0 | 0 | 0 | 0 | 0 | 0 | 0 | 0 | 0 | 0 | 0 | 0 | 0 | 0 | 0 | 0 | 0 | 0 | 0 | 0 | 0 | 0 | 0 | 0 | 0 | 0 | 0 | 0 | 0 | 0
F5_Industrial_Petroleum_New_Space Heating_Natural Gas_Gas Boiler - Burner Control Optimization_A_Technical Potential | F5 | Industrial | Petroleum | New | Space Heating | Natural Gas | Gas Boiler - Burner Control Optimization | A | Incremental Summer Peak Savings (MW) | Technical Potential | 0 | 0 | 0 | 0 | 0 | 0 | 0 | 0 | 0 | 0 | 0 | 0 | 0 | 0 | 0 | 0 | 0 | 0 | 0 | 0 | 0 | 0 | 0 | 0 | 0 | 0 | 0 | 0 | 0 | 0 | 0
F6_Industrial_Petroleum_New_Space Heating_Natural Gas_Gas Boiler - Burner Control Optimization_A_Technical Potential | F6 | Industrial | Petroleum | New | Space Heating | Natural Gas | Gas Boiler - Burner Control Optimization | A | Incremental Winter Peak Savings (MW) | Technical Potential | 0 | 0 | 0 | 0 | 0 | 0 | 0 | 0 | 0 | 0 | 0 | 0 | 0 | 0 | 0 | 0 | 0 | 0 | 0 | 0 | 0 | 0 | 0 | 0 | 0 | 0 | 0 | 0 | 0 | 0 | 0
F7_Industrial_Petroleum_New_Space Heating_Natural Gas_Gas Boiler - Burner Control Optimization_A_Technical Potential | F7 | Industrial | Petroleum | New | Space Heating | Natural Gas | Gas Boiler - Burner Control Optimization | A | Cumulative Energy Savings (MWh or mTherms) | Technical Potential | 0 | 0 | 0 | 0 | 0 | 0 | 0 | 0 | 0 | 0 | 0 | 0 | 0 | 0 | 0 | 0 | 0 | 0 | 0 | 0 | 0 | 0 | 0 | 0 | 0 | 0 | 0 | 0 | 0 | 0 | 0
F8_Industrial_Petroleum_New_Space Heating_Natural Gas_Gas Boiler - Burner Control Optimization_A_Technical Potential | F8 | Industrial | Petroleum | New | Space Heating | Natural Gas | Gas Boiler - Burner Control Optimization | A | Cumulative Summer Peak Savings (MW) | Technical Potential | 0 | 0 | 0 | 0 | 0 | 0 | 0 | 0 | 0 | 0 | 0 | 0 | 0 | 0 | 0 | 0 | 0 | 0 | 0 | 0 | 0 | 0 | 0 | 0 | 0 | 0 | 0 | 0 | 0 | 0 | 0
F9_Industrial_Petroleum_New_Space Heating_Natural Gas_Gas Boiler - Burner Control Optimization_A_Technical Potential | F9 | Industrial | Petroleum | New | Space Heating | Natural Gas | Gas Boiler - Burner Control Optimization | A | Cumulative Winter Peak Savings (MW) | Technical Potential | 0 | 0 | 0 | 0 | 0 | 0 | 0 | 0 | 0 | 0 | 0 | 0 | 0 | 0 | 0 | 0 | 0 | 0 | 0 | 0 | 0 | 0 | 0 | 0 | 0 | 0 | 0 | 0 | 0 | 0 | 0
F10_Industrial_Petroleum_New_Space Heating_Natural Gas_Gas Boiler - Burner Control Optimization_A_Technical Potential | F10 | Industrial | Petroleum | New | Space Heating | Natural Gas | Gas Boiler - Burner Control Optimization | A | Purchases (Incremental) | Technical Potential | 0 | 0 | 0 | 0 | 0 | 0 | 0 | 0 | 0 | 0 | 0 | 0 | 0 | 0 | 0 | 0 | 0 | 0 | 0 | 0 | 0 | 0 | 0 | 0 | 0 | 0 | 0 | 0 | 0 | 0 | 0
F11_Industrial_Petroleum_New_Space Heating_Natural Gas_Gas Boiler - Burner Control Optimization_A_Technical Potential | F11 | Industrial | Petroleum | New | Space Heating | Natural Gas | Gas Boiler - Burner Control Optimization | A | Purchases (Cumulative) | Technical Potential | 0 | 0 | 0 | 0 | 0 | 0 | 0 | 0 | 0 | 0 | 0 | 0 | 0 | 0 | 0 | 0 | 0 | 0 | 0 | 0 | 0 | 0 | 0 | 0 | 0 | 0 | 0 | 0 | 0 | 0 | 0
F1_Industrial_Petroleum_New_Process_Natural Gas_Gas Boiler - Burner Control Optimization_A_Technical Potential | F1 | Industrial | Petroleum | New | Process | Natural Gas | Gas Boiler - Burner Control Optimization | A | Integrated Unit Energy Savings (kWh or therms) | Technical Potential | 0 | 0 | 0 | 0 | 0 | 211.6141 | 211.0637 | 210.5699 | 210.1164 | 209.683 | 209.3961 | 209.1665 | 208.9844 | 208.8431 | 208.7357 | 208.6631 | 208.6187 | 208.5968 | 208.5892 | 208.5881 | 208.6033 | 208.63 | 208.6503 | 208.6648 | 208.6743 | 208.8083 | 208.9323 | 209.0475 | 212.2656 | 212.2656 | 212.2656
F2_Industrial_Petroleum_New_Process_Natural Gas_Gas Boiler - Burner Control Optimization_A_Technical Potential | F2 | Industrial | Petroleum | New | Process | Natural Gas | Gas Boiler - Burner Control Optimization | A | Integrated Unit Summer Peak Savings (kW) | Technical Potential | 0 | 0 | 0 | 0 | 0 | 0 | 0 | 0 | 0 | 0 | 0 | 0 | 0 | 0 | 0 | 0 | 0 | 0 | 0 | 0 | 0 | 0 | 0 | 0 | 0 | 0 | 0 | 0 | 0 | 0 | 0
F3_Industrial_Petroleum_New_Process_Natural Gas_Gas Boiler - Burner Control Optimization_A_Technical Potential | F3 | Industrial | Petroleum | New | Process | Natural Gas | Gas Boiler - Burner Control Optimization | A | Integrated Unit Winter Peak Savings (kW) | Technical Potential | 0 | 0 | 0 | 0 | 0 | 0 | 0 | 0 | 0 | 0 | 0 | 0 | 0 | 0 | 0 | 0 | 0 | 0 | 0 | 0 | 0 | 0 | 0 | 0 | 0 | 0 | 0 | 0 | 0 | 0 | 0
F4_Industrial_Petroleum_New_Process_Natural Gas_Gas Boiler - Burner Control Optimization_A_Technical Potential | F4 | Industrial | Petroleum | New | Process | Natural Gas | Gas Boiler - Burner Control Optimization | A | Incremental Energy Savings (MWh or mTherms) | Technical Potential | 0 | 0 | 0 | 0 | 0 | 0.0015452 | 0.0028701 | 0.0066191 | 0.013108 | 0.022754 | 0.035179 | 0.04895 | 0.061971 | 0.071969 | 0.077122 | 0.076816 | 0.071411 | 0.062272 | 0.051116 | 0.039624 | 0.029113 | 0.020323 | 0.013512 | 0.0085762 | 0.0060438 | 0.0065638 | 0.013034 | 0.022685 | 0.035661 | 0.049675 | 0.062944
F5_Industrial_Petroleum_New_Process_Natural Gas_Gas Boiler - Burner Control Optimization_A_Technical Potential | F5 | Industrial | Petroleum | New | Process | Natural Gas | Gas Boiler - Burner Control Optimization | A | Incremental Summer Peak Savings (MW) | Technical Potential | 0 | 0 | 0 | 0 | 0 | 0 | 0 | 0 | 0 | 0 | 0 | 0 | 0 | 0 | 0 | 0 | 0 | 0 | 0 | 0 | 0 | 0 | 0 | 0 | 0 | 0 | 0 | 0 | 0 | 0 | 0
F6_Industrial_Petroleum_New_Process_Natural Gas_Gas Boiler - Burner Control Optimization_A_Technical Potential | F6 | Industrial | Petroleum | New | Process | Natural Gas | Gas Boiler - Burner Control Optimization | A | Incremental Winter Peak Savings (MW) | Technical Potential | 0 | 0 | 0 | 0 | 0 | 0 | 0 | 0 | 0 | 0 | 0 | 0 | 0 | 0 | 0 | 0 | 0 | 0 | 0 | 0 | 0 | 0 | 0 | 0 | 0 | 0 | 0 | 0 | 0 | 0 | 0
F7_Industrial_Petroleum_New_Process_Natural Gas_Gas Boiler - Burner Control Optimization_A_Technical Potential | F7 | Industrial | Petroleum | New | Process | Natural Gas | Gas Boiler - Burner Control Optimization | A | Cumulative Energy Savings (MWh or mTherms) | Technical Potential | 0 | 0 | 0 | 0 | 0 | 0.0015452 | 0.0044112 | 0.01102 | 0.024104 | 0.046808 | 0.081923 | 0.13078 | 0.19264 | 0.26448 | 0.34147 | 0.41816 | 0.48949 | 0.55171 | 0.6028 | 0.64242 | 0.67158 | 0.69199 | 0.70557 | 0.71267 | 0.71591 | 0.71637 | 0.7168 | 0.71719 | 0 | 0 | 0
F8_Industrial_Petroleum_New_Process_Natural Gas_Gas Boiler - Burner Control Optimization_A_Technical Potential | F8 | Industrial | Petroleum | New | Process | Natural Gas | Gas Boiler - Burner Control Optimization | A | Cumulative Summer Peak Savings (MW) | Technical Potential | 0 | 0 | 0 | 0 | 0 | 0 | 0 | 0 | 0 | 0 | 0 | 0 | 0 | 0 | 0 | 0 | 0 | 0 | 0 | 0 | 0 | 0 | 0 | 0 | 0 | 0 | 0 | 0 | 0 | 0 | 0
F9_Industrial_Petroleum_New_Process_Natural Gas_Gas Boiler - Burner Control Optimization_A_Technical Potential | F9 | Industrial | Petroleum | New | Process | Natural Gas | Gas Boiler - Burner Control Optimization | A | Cumulative Winter Peak Savings (MW) | Technical Potential | 0 | 0 | 0 | 0 | 0 | 0 | 0 | 0 | 0 | 0 | 0 | 0 | 0 | 0 | 0 | 0 | 0 | 0 | 0 | 0 | 0 | 0 | 0 | 0 | 0 | 0 | 0 | 0 | 0 | 0 | 0
F10_Industrial_Petroleum_New_Process_Natural Gas_Gas Boiler - Burner Control Optimization_A_Technical Potential | F10 | Industrial | Petroleum | New | Process | Natural Gas | Gas Boiler - Burner Control Optimization | A | Purchases (Incremental) | Technical Potential | 0 | 0 | 0 | 0 | 0 | 0.0073018 | 0.013598 | 0.031434 | 0.062383 | 0.10852 | 0.168 | 0.23402 | 0.29654 | 0.34461 | 0.36947 | 0.36814 | 0.34231 | 0.29853 | 0.24505 | 0.18996 | 0.13956 | 0.097412 | 0.064761 | 0.0411 | 0.028963 | 0.031434 | 0.062383 | 0.10852 | 0.168 | 0.23402 | 0.29654
F11_Industrial_Petroleum_New_Process_Natural Gas_Gas Boiler - Burner Control Optimization_A_Technical Potential | F11 | Industrial | Petroleum | New | Process | Natural Gas | Gas Boiler - Burner Control Optimization | A | Purchases (Cumulative) | Technical Potential | 0 | 0 | 0 | 0 | 0 | 0.0073018 | 0.0209 | 0.052334 | 0.11472 | 0.22323 | 0.39123 | 0.62526 | 0.92179 | 1.2664 | 1.6359 | 2.004 | 2.3463 | 2.6448 | 2.8899 | 3.0799 | 3.2194 | 3.3168 | 3.3816 | 3.4154 | 3.4308 | 3.4308 | 3.4308 | 3.4308 | 3.4308 | 3.4308 | 3.4308
F1_Industrial_Petroleum_New_Space Heating_Natural Gas_HVAC - Demand Controlled Ventilation_A_Technical Potential | F1 | Industrial | Petroleum | New | Space Heating | Natural Gas | HVAC - Demand Controlled Ventilation | A | Integrated Unit Energy Savings (kWh or therms) | Technical Potential | 0 | 0 | 0 | 0 | 0 | 0 | 0 | 0 | 0 | 0 | 0 | 0 | 0 | 0 | 0 | 0 | 0 | 0 | 0 | 0 | 0 | 0 | 0 | 0 | 0 | 0 | 0 | 0 | 0 | 0 | 0
F2_Industrial_Petroleum_New_Space Heating_Natural Gas_HVAC - Demand Controlled Ventilation_A_Technical Potential | F2 | Industrial | Petroleum | New | Space Heating | Natural Gas | HVAC - Demand Controlled Ventilation | A | Integrated Unit Summer Peak Savings (kW) | Technical Potential | 0 | 0 | 0 | 0 | 0 | 0 | 0 | 0 | 0 | 0 | 0 | 0 | 0 | 0 | 0 | 0 | 0 | 0 | 0 | 0 | 0 | 0 | 0 | 0 | 0 | 0 | 0 | 0 | 0 | 0 | 0
F3_Industrial_Petroleum_New_Space Heating_Natural Gas_HVAC - Demand Controlled Ventilation_A_Technical Potential | F3 | Industrial | Petroleum | New | Space Heating | Natural Gas | HVAC - Demand Controlled Ventilation | A | Integrated Unit Winter Peak Savings (kW) | Technical Potential | 0 | 0 | 0 | 0 | 0 | 0 | 0 | 0 | 0 | 0 | 0 | 0 | 0 | 0 | 0 | 0 | 0 | 0 | 0 | 0 | 0 | 0 | 0 | 0 | 0 | 0 | 0 | 0 | 0 | 0 | 0
F4_Industrial_Petroleum_New_Space Heating_Natural Gas_HVAC - Demand Controlled Ventilation_A_Technical Potential | F4 | Industrial | Petroleum | New | Space Heating | Natural Gas | HVAC - Demand Controlled Ventilation | A | Incremental Energy Savings (MWh or mTherms) | Technical Potential | 0 | 0 | 0 | 0 | 0 | 0 | 0 | 0 | 0 | 0 | 0 | 0 | 0 | 0 | 0 | 0 | 0 | 0 | 0 | 0 | 0 | 0 | 0 | 0 | 0 | 0 | 0 | 0 | 0 | 0 | 0
F5_Industrial_Petroleum_New_Space Heating_Natural Gas_HVAC - Demand Controlled Ventilation_A_Technical Potential | F5 | Industrial | Petroleum | New | Space Heating | Natural Gas | HVAC - Demand Controlled Ventilation | A | Incremental Summer Peak Savings (MW) | Technical Potential | 0 | 0 | 0 | 0 | 0 | 0 | 0 | 0 | 0 | 0 | 0 | 0 | 0 | 0 | 0 | 0 | 0 | 0 | 0 | 0 | 0 | 0 | 0 | 0 | 0 | 0 | 0 | 0 | 0 | 0 | 0
F6_Industrial_Petroleum_New_Space Heating_Natural Gas_HVAC - Demand Controlled Ventilation_A_Technical Potential | F6 | Industrial | Petroleum | New | Space Heating | Natural Gas | HVAC - Demand Controlled Ventilation | A | Incremental Winter Peak Savings (MW) | Technical Potential | 0 | 0 | 0 | 0 | 0 | 0 | 0 | 0 | 0 | 0 | 0 | 0 | 0 | 0 | 0 | 0 | 0 | 0 | 0 | 0 | 0 | 0 | 0 | 0 | 0 | 0 | 0 | 0 | 0 | 0 | 0
F7_Industrial_Petroleum_New_Space Heating_Natural Gas_HVAC - Demand Controlled Ventilation_A_Technical Potential | F7 | Industrial | Petroleum | New | Space Heating | Natural Gas | HVAC - Demand Controlled Ventilation | A | Cumulative Energy Savings (MWh or mTherms) | Technical Potential | 0 | 0 | 0 | 0 | 0 | 0 | 0 | 0 | 0 | 0 | 0 | 0 | 0 | 0 | 0 | 0 | 0 | 0 | 0 | 0 | 0 | 0 | 0 | 0 | 0 | 0 | 0 | 0 | 0 | 0 | 0
F8_Industrial_Petroleum_New_Space Heating_Natural Gas_HVAC - Demand Controlled Ventilation_A_Technical Potential | F8 | Industrial | Petroleum | New | Space Heating | Natural Gas | HVAC - Demand Controlled Ventilation | A | Cumulative Summer Peak Savings (MW) | Technical Potential | 0 | 0 | 0 | 0 | 0 | 0 | 0 | 0 | 0 | 0 | 0 | 0 | 0 | 0 | 0 | 0 | 0 | 0 | 0 | 0 | 0 | 0 | 0 | 0 | 0 | 0 | 0 | 0 | 0 | 0 | 0
F9_Industrial_Petroleum_New_Space Heating_Natural Gas_HVAC - Demand Controlled Ventilation_A_Technical Potential | F9 | Industrial | Petroleum | New | Space Heating | Natural Gas | HVAC - Demand Controlled Ventilation | A | Cumulative Winter Peak Savings (MW) | Technical Potential | 0 | 0 | 0 | 0 | 0 | 0 | 0 | 0 | 0 | 0 | 0 | 0 | 0 | 0 | 0 | 0 | 0 | 0 | 0 | 0 | 0 | 0 | 0 | 0 | 0 | 0 | 0 | 0 | 0 | 0 | 0
F10_Industrial_Petroleum_New_Space Heating_Natural Gas_HVAC - Demand Controlled Ventilation_A_Technical Potential | F10 | Industrial | Petroleum | New | Space Heating | Natural Gas | HVAC - Demand Controlled Ventilation | A | Purchases (Incremental) | Technical Potential | 0 | 0 | 0 | 0 | 0 | 0 | 0 | 0 | 0 | 0 | 0 | 0 | 0 | 0 | 0 | 0 | 0 | 0 | 0 | 0 | 0 | 0 | 0 | 0 | 0 | 0 | 0 | 0 | 0 | 0 | 0
F11_Industrial_Petroleum_New_Space Heating_Natural Gas_HVAC - Demand Controlled Ventilation_A_Technical Potential | F11 | Industrial | Petroleum | New | Space Heating | Natural Gas | HVAC - Demand Controlled Ventilation | A | Purchases (Cumulative) | Technical Potential | 0 | 0 | 0 | 0 | 0 | 0 | 0 | 0 | 0 | 0 | 0 | 0 | 0 | 0 | 0 | 0 | 0 | 0 | 0 | 0 | 0 | 0 | 0 | 0 | 0 | 0 | 0 | 0 | 0 | 0 | 0
F1_Industrial_Petroleum_New_Space Heating_Natural Gas_Gas Boiler - Stack Economizer_A_Technical Potential | F1 | Industrial | Petroleum | New | Space Heating | Natural Gas | Gas Boiler - Stack Economizer | A | Integrated Unit Energy Savings (kWh or therms) | Technical Potential | 0 | 0 | 0 | 0 | 0 | 0 | 0 | 0 | 0 | 0 | 0 | 0 | 0 | 0 | 0 | 0 | 0 | 0 | 0 | 0 | 0 | 0 | 0 | 0 | 0 | 0 | 0 | 0 | 0 | 0 | 0
F2_Industrial_Petroleum_New_Space Heating_Natural Gas_Gas Boiler - Stack Economizer_A_Technical Potential | F2 | Industrial | Petroleum | New | Space Heating | Natural Gas | Gas Boiler - Stack Economizer | A | Integrated Unit Summer Peak Savings (kW) | Technical Potential | 0 | 0 | 0 | 0 | 0 | 0 | 0 | 0 | 0 | 0 | 0 | 0 | 0 | 0 | 0 | 0 | 0 | 0 | 0 | 0 | 0 | 0 | 0 | 0 | 0 | 0 | 0 | 0 | 0 | 0 | 0
F3_Industrial_Petroleum_New_Space Heating_Natural Gas_Gas Boiler - Stack Economizer_A_Technical Potential | F3 | Industrial | Petroleum | New | Space Heating | Natural Gas | Gas Boiler - Stack Economizer | A | Integrated Unit Winter Peak Savings (kW) | Technical Potential | 0 | 0 | 0 | 0 | 0 | 0 | 0 | 0 | 0 | 0 | 0 | 0 | 0 | 0 | 0 | 0 | 0 | 0 | 0 | 0 | 0 | 0 | 0 | 0 | 0 | 0 | 0 | 0 | 0 | 0 | 0
F4_Industrial_Petroleum_New_Space Heating_Natural Gas_Gas Boiler - Stack Economizer_A_Technical Potential | F4 | Industrial | Petroleum | New | Space Heating | Natural Gas | Gas Boiler - Stack Economizer | A | Incremental Energy Savings (MWh or mTherms) | Technical Potential | 0 | 0 | 0 | 0 | 0 | 0 | 0 | 0 | 0 | 0 | 0 | 0 | 0 | 0 | 0 | 0 | 0 | 0 | 0 | 0 | 0 | 0 | 0 | 0 | 0 | 0 | 0 | 0 | 0 | 0 | 0
F5_Industrial_Petroleum_New_Space Heating_Natural Gas_Gas Boiler - Stack Economizer_A_Technical Potential | F5 | Industrial | Petroleum | New | Space Heating | Natural Gas | Gas Boiler - Stack Economizer | A | Incremental Summer Peak Savings (MW) | Technical Potential | 0 | 0 | 0 | 0 | 0 | 0 | 0 | 0 | 0 | 0 | 0 | 0 | 0 | 0 | 0 | 0 | 0 | 0 | 0 | 0 | 0 | 0 | 0 | 0 | 0 | 0 | 0 | 0 | 0 | 0 | 0
F6_Industrial_Petroleum_New_Space Heating_Natural Gas_Gas Boiler - Stack Economizer_A_Technical Potential | F6 | Industrial | Petroleum | New | Space Heating | Natural Gas | Gas Boiler - Stack Economizer | A | Incremental Winter Peak Savings (MW) | Technical Potential | 0 | 0 | 0 | 0 | 0 | 0 | 0 | 0 | 0 | 0 | 0 | 0 | 0 | 0 | 0 | 0 | 0 | 0 | 0 | 0 | 0 | 0 | 0 | 0 | 0 | 0 | 0 | 0 | 0 | 0 | 0
F7_Industrial_Petroleum_New_Space Heating_Natural Gas_Gas Boiler - Stack Economizer_A_Technical Potential | F7 | Industrial | Petroleum | New | Space Heating | Natural Gas | Gas Boiler - Stack Economizer | A | Cumulative Energy Savings (MWh or mTherms) | Technical Potential | 0 | 0 | 0 | 0 | 0 | 0 | 0 | 0 | 0 | 0 | 0 | 0 | 0 | 0 | 0 | 0 | 0 | 0 | 0 | 0 | 0 | 0 | 0 | 0 | 0 | 0 | 0 | 0 | 0 | 0 | 0
F8_Industrial_Petroleum_New_Space Heating_Natural Gas_Gas Boiler - Stack Economizer_A_Technical Potential | F8 | Industrial | Petroleum | New | Space Heating | Natural Gas | Gas Boiler - Stack Economizer | A | Cumulative Summer Peak Savings (MW) | Technical Potential | 0 | 0 | 0 | 0 | 0 | 0 | 0 | 0 | 0 | 0 | 0 | 0 | 0 | 0 | 0 | 0 | 0 | 0 | 0 | 0 | 0 | 0 | 0 | 0 | 0 | 0 | 0 | 0 | 0 | 0 | 0
F9_Industrial_Petroleum_New_Space Heating_Natural Gas_Gas Boiler - Stack Economizer_A_Technical Potential | F9 | Industrial | Petroleum | New | Space Heating | Natural Gas | Gas Boiler - Stack Economizer | A | Cumulative Winter Peak Savings (MW) | Technical Potential | 0 | 0 | 0 | 0 | 0 | 0 | 0 | 0 | 0 | 0 | 0 | 0 | 0 | 0 | 0 | 0 | 0 | 0 | 0 | 0 | 0 | 0 | 0 | 0 | 0 | 0 | 0 | 0 | 0 | 0 | 0
F10_Industrial_Petroleum_New_Space Heating_Natural Gas_Gas Boiler - Stack Economizer_A_Technical Potential | F10 | Industrial | Petroleum | New | Space Heating | Natural Gas | Gas Boiler - Stack Economizer | A | Purchases (Incremental) | Technical Potential | 0 | 0 | 0 | 0 | 0 | 0 | 0 | 0 | 0 | 0 | 0 | 0 | 0 | 0 | 0 | 0 | 0 | 0 | 0 | 0 | 0 | 0 | 0 | 0 | 0 | 0 | 0 | 0 | 0 | 0 | 0
F11_Industrial_Petroleum_New_Space Heating_Natural Gas_Gas Boiler - Stack Economizer_A_Technical Potential | F11 | Industrial | Petroleum | New | Space Heating | Natural Gas | Gas Boiler - Stack Economizer | A | Purchases (Cumulative) | Technical Potential | 0 | 0 | 0 | 0 | 0 | 0 | 0 | 0 | 0 | 0 | 0 | 0 | 0 | 0 | 0 | 0 | 0 | 0 | 0 | 0 | 0 | 0 | 0 | 0 | 0 | 0 | 0 | 0 | 0 | 0 | 0
F1_Industrial_Petroleum_New_Process_Natural Gas_Gas Boiler - Stack Economizer_A_Technical Potential | F1 | Industrial | Petroleum | New | Process | Natural Gas | Gas Boiler - Stack Economizer | A | Integrated Unit Energy Savings (kWh or therms) | Technical Potential | 0 | 0 | 0 | 0 | 0 | 702.6141 | 702.5824 | 702.5662 | 702.5788 | 702.5887 | 702.5967 | 702.6032 | 702.6087 | 702.6134 | 702.6174 | 702.6209 | 702.6239 | 702.6266 | 702.629 | 702.6312 | 702.6331 | 702.6349 | 702.6365 | 702.638 | 702.6393 | 702.6405 | 702.6417 | 702.6428 | 702.6725 | 702.6725 | 702.6725
F2_Industrial_Petroleum_New_Process_Natural Gas_Gas Boiler - Stack Economizer_A_Technical Potential | F2 | Industrial | Petroleum | New | Process | Natural Gas | Gas Boiler - Stack Economizer | A | Integrated Unit Summer Peak Savings (kW) | Technical Potential | 0 | 0 | 0 | 0 | 0 | 0 | 0 | 0 | 0 | 0 | 0 | 0 | 0 | 0 | 0 | 0 | 0 | 0 | 0 | 0 | 0 | 0 | 0 | 0 | 0 | 0 | 0 | 0 | 0 | 0 | 0
F3_Industrial_Petroleum_New_Process_Natural Gas_Gas Boiler - Stack Economizer_A_Technical Potential | F3 | Industrial | Petroleum | New | Process | Natural Gas | Gas Boiler - Stack Economizer | A | Integrated Unit Winter Peak Savings (kW) | Technical Potential | 0 | 0 | 0 | 0 | 0 | 0 | 0 | 0 | 0 | 0 | 0 | 0 | 0 | 0 | 0 | 0 | 0 | 0 | 0 | 0 | 0 | 0 | 0 | 0 | 0 | 0 | 0 | 0 | 0 | 0 | 0
F4_Industrial_Petroleum_New_Process_Natural Gas_Gas Boiler - Stack Economizer_A_Technical Potential | F4 | Industrial | Petroleum | New | Process | Natural Gas | Gas Boiler - Stack Economizer | A | Incremental Energy Savings (MWh or mTherms) | Technical Potential | 0 | 0 | 0 | 0 | 0 | 0.050717 | 0.060082 | 0.069444 | 0.078753 | 0.088067 | 0.08765 | 0.076747 | 0.066684 | 0.057568 | 0.049377 | 0.042171 | 0.035851 | 0.030373 | 0.025645 | 0.021583 | 0.050718 | 0.060087 | 0.069451 | 0.07876 | 0.088074 | 0.087656 | 0.076751 | 0.066687 | 0.057573 | 0.049381 | 0.042174
F5_Industrial_Petroleum_New_Process_Natural Gas_Gas Boiler - Stack Economizer_A_Technical Potential | F5 | Industrial | Petroleum | New | Process | Natural Gas | Gas Boiler - Stack Economizer | A | Incremental Summer Peak Savings (MW) | Technical Potential | 0 | 0 | 0 | 0 | 0 | 0 | 0 | 0 | 0 | 0 | 0 | 0 | 0 | 0 | 0 | 0 | 0 | 0 | 0 | 0 | 0 | 0 | 0 | 0 | 0 | 0 | 0 | 0 | 0 | 0 | 0
F6_Industrial_Petroleum_New_Process_Natural Gas_Gas Boiler - Stack Economizer_A_Technical Potential | F6 | Industrial | Petroleum | New | Process | Natural Gas | Gas Boiler - Stack Economizer | A | Incremental Winter Peak Savings (MW) | Technical Potential | 0 | 0 | 0 | 0 | 0 | 0 | 0 | 0 | 0 | 0 | 0 | 0 | 0 | 0 | 0 | 0 | 0 | 0 | 0 | 0 | 0 | 0 | 0 | 0 | 0 | 0 | 0 | 0 | 0 | 0 | 0
F7_Industrial_Petroleum_New_Process_Natural Gas_Gas Boiler - Stack Economizer_A_Technical Potential | F7 | Industrial | Petroleum | New | Process | Natural Gas | Gas Boiler - Stack Economizer | A | Cumulative Energy Savings (MWh or mTherms) | Technical Potential | 0 | 0 | 0 | 0 | 0 | 0.050717 | 0.1108 | 0.18024 | 0.25899 | 0.34707 | 0.43472 | 0.51147 | 0.57816 | 0.63573 | 0.68511 | 0.72729 | 0.76314 | 0.79352 | 0.81916 | 0.84075 | 0.84075 | 0.84075 | 0.84075 | 0.84076 | 0.84076 | 0.84076 | 0.84076 | 0.84076 | 0 | 0 | 0
F8_Industrial_Petroleum_New_Process_Natural Gas_Gas Boiler - Stack Economizer_A_Technical Potential | F8 | Industrial | Petroleum | New | Process | Natural Gas | Gas Boiler - Stack Economizer | A | Cumulative Summer Peak Savings (MW) | Technical Potential | 0 | 0 | 0 | 0 | 0 | 0 | 0 | 0 | 0 | 0 | 0 | 0 | 0 | 0 | 0 | 0 | 0 | 0 | 0 | 0 | 0 | 0 | 0 | 0 | 0 | 0 | 0 | 0 | 0 | 0 | 0
F9_Industrial_Petroleum_New_Process_Natural Gas_Gas Boiler - Stack Economizer_A_Technical Potential | F9 | Industrial | Petroleum | New | Process | Natural Gas | Gas Boiler - Stack Economizer | A | Cumulative Winter Peak Savings (MW) | Technical Potential | 0 | 0 | 0 | 0 | 0 | 0 | 0 | 0 | 0 | 0 | 0 | 0 | 0 | 0 | 0 | 0 | 0 | 0 | 0 | 0 | 0 | 0 | 0 | 0 | 0 | 0 | 0 | 0 | 0 | 0 | 0
F10_Industrial_Petroleum_New_Process_Natural Gas_Gas Boiler - Stack Economizer_A_Technical Potential | F10 | Industrial | Petroleum | New | Process | Natural Gas | Gas Boiler - Stack Economizer | A | Purchases (Incremental) | Technical Potential | 0 | 0 | 0 | 0 | 0 | 0.072183 | 0.085517 | 0.098843 | 0.11209 | 0.12535 | 0.12475 | 0.10923 | 0.094909 | 0.081934 | 0.070276 | 0.060019 | 0.051024 | 0.043227 | 0.036498 | 0.030718 | 0.072183 | 0.085517 | 0.098843 | 0.11209 | 0.12535 | 0.12475 | 0.10923 | 0.094909 | 0.081934 | 0.070276 | 0.060019
F11_Industrial_Petroleum_New_Process_Natural Gas_Gas Boiler - Stack Economizer_A_Technical Potential | F11 | Industrial | Petroleum | New | Process | Natural Gas | Gas Boiler - Stack Economizer | A | Purchases (Cumulative) | Technical Potential | 0 | 0 | 0 | 0 | 0 | 0.072183 | 0.1577 | 0.25654 | 0.36863 | 0.49398 | 0.61873 | 0.72797 | 0.82287 | 0.90481 | 0.97509 | 1.0351 | 1.0861 | 1.1294 | 1.1659 | 1.1966 | 1.1966 | 1.1966 | 1.1966 | 1.1966 | 1.1966 | 1.1966 | 1.1966 | 1.1966 | 1.1966 | 1.1966 | 1.1966
F1_Industrial_Petroleum_New_Space Heating_Natural Gas_Gas Furnace Tube Inserts_A_Technical Potential | F1 | Industrial | Petroleum | New | Space Heating | Natural Gas | Gas Furnace Tube Inserts | A | Integrated Unit Energy Savings (kWh or therms) | Technical Potential | 0 | 0 | 0 | 0 | 0 | 0 | 0 | 0 | 0 | 0 | 0 | 0 | 0 | 0 | 0 | 0 | 0 | 0 | 0 | 0 | 0 | 0 | 0 | 0 | 0 | 0 | 0 | 0 | 0 | 0 | 0
F2_Industrial_Petroleum_New_Space Heating_Natural Gas_Gas Furnace Tube Inserts_A_Technical Potential | F2 | Industrial | Petroleum | New | Space Heating | Natural Gas | Gas Furnace Tube Inserts | A | Integrated Unit Summer Peak Savings (kW) | Technical Potential | 0 | 0 | 0 | 0 | 0 | 0 | 0 | 0 | 0 | 0 | 0 | 0 | 0 | 0 | 0 | 0 | 0 | 0 | 0 | 0 | 0 | 0 | 0 | 0 | 0 | 0 | 0 | 0 | 0 | 0 | 0
F3_Industrial_Petroleum_New_Space Heating_Natural Gas_Gas Furnace Tube Inserts_A_Technical Potential | F3 | Industrial | Petroleum | New | Space Heating | Natural Gas | Gas Furnace Tube Inserts | A | Integrated Unit Winter Peak Savings (kW) | Technical Potential | 0 | 0 | 0 | 0 | 0 | 0 | 0 | 0 | 0 | 0 | 0 | 0 | 0 | 0 | 0 | 0 | 0 | 0 | 0 | 0 | 0 | 0 | 0 | 0 | 0 | 0 | 0 | 0 | 0 | 0 | 0
F4_Industrial_Petroleum_New_Space Heating_Natural Gas_Gas Furnace Tube Inserts_A_Technical Potential | F4 | Industrial | Petroleum | New | Space Heating | Natural Gas | Gas Furnace Tube Inserts | A | Incremental Energy Savings (MWh or mTherms) | Technical Potential | 0 | 0 | 0 | 0 | 0 | 0 | 0 | 0 | 0 | 0 | 0 | 0 | 0 | 0 | 0 | 0 | 0 | 0 | 0 | 0 | 0 | 0 | 0 | 0 | 0 | 0 | 0 | 0 | 0 | 0 | 0
F5_Industrial_Petroleum_New_Space Heating_Natural Gas_Gas Furnace Tube Inserts_A_Technical Potential | F5 | Industrial | Petroleum | New | Space Heating | Natural Gas | Gas Furnace Tube Inserts | A | Incremental Summer Peak Savings (MW) | Technical Potential | 0 | 0 | 0 | 0 | 0 | 0 | 0 | 0 | 0 | 0 | 0 | 0 | 0 | 0 | 0 | 0 | 0 | 0 | 0 | 0 | 0 | 0 | 0 | 0 | 0 | 0 | 0 | 0 | 0 | 0 | 0
F6_Industrial_Petroleum_New_Space Heating_Natural Gas_Gas Furnace Tube Inserts_A_Technical Potential | F6 | Industrial | Petroleum | New | Space Heating | Natural Gas | Gas Furnace Tube Inserts | A | Incremental Winter Peak Savings (MW) | Technical Potential | 0 | 0 | 0 | 0 | 0 | 0 | 0 | 0 | 0 | 0 | 0 | 0 | 0 | 0 | 0 | 0 | 0 | 0 | 0 | 0 | 0 | 0 | 0 | 0 | 0 | 0 | 0 | 0 | 0 | 0 | 0
F7_Industrial_Petroleum_New_Space Heating_Natural Gas_Gas Furnace Tube Inserts_A_Technical Potential | F7 | Industrial | Petroleum | New | Space Heating | Natural Gas | Gas Furnace Tube Inserts | A | Cumulative Energy Savings (MWh or mTherms) | Technical Potential | 0 | 0 | 0 | 0 | 0 | 0 | 0 | 0 | 0 | 0 | 0 | 0 | 0 | 0 | 0 | 0 | 0 | 0 | 0 | 0 | 0 | 0 | 0 | 0 | 0 | 0 | 0 | 0 | 0 | 0 | 0
F8_Industrial_Petroleum_New_Space Heating_Natural Gas_Gas Furnace Tube Inserts_A_Technical Potential | F8 | Industrial | Petroleum | New | Space Heating | Natural Gas | Gas Furnace Tube Inserts | A | Cumulative Summer Peak Savings (MW) | Technical Potential | 0 | 0 | 0 | 0 | 0 | 0 | 0 | 0 | 0 | 0 | 0 | 0 | 0 | 0 | 0 | 0 | 0 | 0 | 0 | 0 | 0 | 0 | 0 | 0 | 0 | 0 | 0 | 0 | 0 | 0 | 0
F9_Industrial_Petroleum_New_Space Heating_Natural Gas_Gas Furnace Tube Inserts_A_Technical Potential | F9 | Industrial | Petroleum | New | Space Heating | Natural Gas | Gas Furnace Tube Inserts | A | Cumulative Winter Peak Savings (MW) | Technical Potential | 0 | 0 | 0 | 0 | 0 | 0 | 0 | 0 | 0 | 0 | 0 | 0 | 0 | 0 | 0 | 0 | 0 | 0 | 0 | 0 | 0 | 0 | 0 | 0 | 0 | 0 | 0 | 0 | 0 | 0 | 0
F10_Industrial_Petroleum_New_Space Heating_Natural Gas_Gas Furnace Tube Inserts_A_Technical Potential | F10 | Industrial | Petroleum | New | Space Heating | Natural Gas | Gas Furnace Tube Inserts | A | Purchases (Incremental) | Technical Potential | 0 | 0 | 0 | 0 | 0 | 0 | 0 | 0 | 0 | 0 | 0 | 0 | 0 | 0 | 0 | 0 | 0 | 0 | 0 | 0 | 0 | 0 | 0 | 0 | 0 | 0 | 0 | 0 | 0 | 0 | 0
F11_Industrial_Petroleum_New_Space Heating_Natural Gas_Gas Furnace Tube Inserts_A_Technical Potential | F11 | Industrial | Petroleum | New | Space Heating | Natural Gas | Gas Furnace Tube Inserts | A | Purchases (Cumulative) | Technical Potential | 0 | 0 | 0 | 0 | 0 | 0 | 0 | 0 | 0 | 0 | 0 | 0 | 0 | 0 | 0 | 0 | 0 | 0 | 0 | 0 | 0 | 0 | 0 | 0 | 0 | 0 | 0 | 0 | 0 | 0 | 0
F1_Industrial_Petroleum_New_Space Heating_Natural Gas_Space Heating - Heat Recovery Ventilator_A_Technical Potential | F1 | Industrial | Petroleum | New | Space Heating | Natural Gas | Space Heating - Heat Recovery Ventilator | A | Integrated Unit Energy Savings (kWh or therms) | Technical Potential | 0 | 0 | 0 | 0 | 0 | 0 | 0 | 0 | 0 | 0 | 0 | 0 | 0 | 0 | 0 | 0 | 0 | 0 | 0 | 0 | 0 | 0 | 0 | 0 | 0 | 0 | 0 | 0 | 0 | 0 | 0
F2_Industrial_Petroleum_New_Space Heating_Natural Gas_Space Heating - Heat Recovery Ventilator_A_Technical Potential | F2 | Industrial | Petroleum | New | Space Heating | Natural Gas | Space Heating - Heat Recovery Ventilator | A | Integrated Unit Summer Peak Savings (kW) | Technical Potential | 0 | 0 | 0 | 0 | 0 | 0 | 0 | 0 | 0 | 0 | 0 | 0 | 0 | 0 | 0 | 0 | 0 | 0 | 0 | 0 | 0 | 0 | 0 | 0 | 0 | 0 | 0 | 0 | 0 | 0 | 0
F3_Industrial_Petroleum_New_Space Heating_Natural Gas_Space Heating - Heat Recovery Ventilator_A_Technical Potential | F3 | Industrial | Petroleum | New | Space Heating | Natural Gas | Space Heating - Heat Recovery Ventilator | A | Integrated Unit Winter Peak Savings (kW) | Technical Potential | 0 | 0 | 0 | 0 | 0 | 0 | 0 | 0 | 0 | 0 | 0 | 0 | 0 | 0 | 0 | 0 | 0 | 0 | 0 | 0 | 0 | 0 | 0 | 0 | 0 | 0 | 0 | 0 | 0 | 0 | 0
F4_Industrial_Petroleum_New_Space Heating_Natural Gas_Space Heating - Heat Recovery Ventilator_A_Technical Potential | F4 | Industrial | Petroleum | New | Space Heating | Natural Gas | Space Heating - Heat Recovery Ventilator | A | Incremental Energy Savings (MWh or mTherms) | Technical Potential | 0 | 0 | 0 | 0 | 0 | 0 | 0 | 0 | 0 | 0 | 0 | 0 | 0 | 0 | 0 | 0 | 0 | 0 | 0 | 0 | 0 | 0 | 0 | 0 | 0 | 0 | 0 | 0 | 0 | 0 | 0
F5_Industrial_Petroleum_New_Space Heating_Natural Gas_Space Heating - Heat Recovery Ventilator_A_Technical Potential | F5 | Industrial | Petroleum | New | Space Heating | Natural Gas | Space Heating - Heat Recovery Ventilator | A | Incremental Summer Peak Savings (MW) | Technical Potential | 0 | 0 | 0 | 0 | 0 | 0 | 0 | 0 | 0 | 0 | 0 | 0 | 0 | 0 | 0 | 0 | 0 | 0 | 0 | 0 | 0 | 0 | 0 | 0 | 0 | 0 | 0 | 0 | 0 | 0 | 0
F6_Industrial_Petroleum_New_Space Heating_Natural Gas_Space Heating - Heat Recovery Ventilator_A_Technical Potential | F6 | Industrial | Petroleum | New | Space Heating | Natural Gas | Space Heating - Heat Recovery Ventilator | A | Incremental Winter Peak Savings (MW) | Technical Potential | 0 | 0 | 0 | 0 | 0 | 0 | 0 | 0 | 0 | 0 | 0 | 0 | 0 | 0 | 0 | 0 | 0 | 0 | 0 | 0 | 0 | 0 | 0 | 0 | 0 | 0 | 0 | 0 | 0 | 0 | 0
F7_Industrial_Petroleum_New_Space Heating_Natural Gas_Space Heating - Heat Recovery Ventilator_A_Technical Potential | F7 | Industrial | Petroleum | New | Space Heating | Natural Gas | Space Heating - Heat Recovery Ventilator | A | Cumulative Energy Savings (MWh or mTherms) | Technical Potential | 0 | 0 | 0 | 0 | 0 | 0 | 0 | 0 | 0 | 0 | 0 | 0 | 0 | 0 | 0 | 0 | 0 | 0 | 0 | 0 | 0 | 0 | 0 | 0 | 0 | 0 | 0 | 0 | 0 | 0 | 0
F8_Industrial_Petroleum_New_Space Heating_Natural Gas_Space Heating - Heat Recovery Ventilator_A_Technical Potential | F8 | Industrial | Petroleum | New | Space Heating | Natural Gas | Space Heating - Heat Recovery Ventilator | A | Cumulative Summer Peak Savings (MW) | Technical Potential | 0 | 0 | 0 | 0 | 0 | 0 | 0 | 0 | 0 | 0 | 0 | 0 | 0 | 0 | 0 | 0 | 0 | 0 | 0 | 0 | 0 | 0 | 0 | 0 | 0 | 0 | 0 | 0 | 0 | 0 | 0
F9_Industrial_Petroleum_New_Space Heating_Natural Gas_Space Heating - Heat Recovery Ventilator_A_Technical Potential | F9 | Industrial | Petroleum | New | Space Heating | Natural Gas | Space Heating - Heat Recovery Ventilator | A | Cumulative Winter Peak Savings (MW) | Technical Potential | 0 | 0 | 0 | 0 | 0 | 0 | 0 | 0 | 0 | 0 | 0 | 0 | 0 | 0 | 0 | 0 | 0 | 0 | 0 | 0 | 0 | 0 | 0 | 0 | 0 | 0 | 0 | 0 | 0 | 0 | 0
F10_Industrial_Petroleum_New_Space Heating_Natural Gas_Space Heating - Heat Recovery Ventilator_A_Technical Potential | F10 | Industrial | Petroleum | New | Space Heating | Natural Gas | Space Heating - Heat Recovery Ventilator | A | Purchases (Incremental) | Technical Potential | 0 | 0 | 0 | 0 | 0 | 0 | 0 | 0 | 0 | 0 | 0 | 0 | 0 | 0 | 0 | 0 | 0 | 0 | 0 | 0 | 0 | 0 | 0 | 0 | 0 | 0 | 0 | 0 | 0 | 0 | 0
F11_Industrial_Petroleum_New_Space Heating_Natural Gas_Space Heating - Heat Recovery Ventilator_A_Technical Potential | F11 | Industrial | Petroleum | New | Space Heating | Natural Gas | Space Heating - Heat Recovery Ventilator | A | Purchases (Cumulative) | Technical Potential | 0 | 0 | 0 | 0 | 0 | 0 | 0 | 0 | 0 | 0 | 0 | 0 | 0 | 0 | 0 | 0 | 0 | 0 | 0 | 0 | 0 | 0 | 0 | 0 | 0 | 0 | 0 | 0 | 0 | 0 | 0
F1_Industrial_Petroleum_New_Space Heating_Natural Gas_Thermostat - Programmable_A_Technical Potential | F1 | Industrial | Petroleum | New | Space Heating | Natural Gas | Thermostat - Programmable | A | Integrated Unit Energy Savings (kWh or therms) | Technical Potential | 0 | 0 | 0 | 0 | 0 | 0 | 0 | 0 | 0 | 0 | 0 | 0 | 0 | 0 | 0 | 0 | 0 | 0 | 0 | 0 | 0 | 0 | 0 | 0 | 0 | 0 | 0 | 0 | 0 | 0 | 0
F2_Industrial_Petroleum_New_Space Heating_Natural Gas_Thermostat - Programmable_A_Technical Potential | F2 | Industrial | Petroleum | New | Space Heating | Natural Gas | Thermostat - Programmable | A | Integrated Unit Summer Peak Savings (kW) | Technical Potential | 0 | 0 | 0 | 0 | 0 | 0 | 0 | 0 | 0 | 0 | 0 | 0 | 0 | 0 | 0 | 0 | 0 | 0 | 0 | 0 | 0 | 0 | 0 | 0 | 0 | 0 | 0 | 0 | 0 | 0 | 0
F3_Industrial_Petroleum_New_Space Heating_Natural Gas_Thermostat - Programmable_A_Technical Potential | F3 | Industrial | Petroleum | New | Space Heating | Natural Gas | Thermostat - Programmable | A | Integrated Unit Winter Peak Savings (kW) | Technical Potential | 0 | 0 | 0 | 0 | 0 | 0 | 0 | 0 | 0 | 0 | 0 | 0 | 0 | 0 | 0 | 0 | 0 | 0 | 0 | 0 | 0 | 0 | 0 | 0 | 0 | 0 | 0 | 0 | 0 | 0 | 0
F4_Industrial_Petroleum_New_Space Heating_Natural Gas_Thermostat - Programmable_A_Technical Potential | F4 | Industrial | Petroleum | New | Space Heating | Natural Gas | Thermostat - Programmable | A | Incremental Energy Savings (MWh or mTherms) | Technical Potential | 0 | 0 | 0 | 0 | 0 | 0 | 0 | 0 | 0 | 0 | 0 | 0 | 0 | 0 | 0 | 0 | 0 | 0 | 0 | 0 | 0 | 0 | 0 | 0 | 0 | 0 | 0 | 0 | 0 | 0 | 0
F5_Industrial_Petroleum_New_Space Heating_Natural Gas_Thermostat - Programmable_A_Technical Potential | F5 | Industrial | Petroleum | New | Space Heating | Natural Gas | Thermostat - Programmable | A | Incremental Summer Peak Savings (MW) | Technical Potential | 0 | 0 | 0 | 0 | 0 | 0 | 0 | 0 | 0 | 0 | 0 | 0 | 0 | 0 | 0 | 0 | 0 | 0 | 0 | 0 | 0 | 0 | 0 | 0 | 0 | 0 | 0 | 0 | 0 | 0 | 0
F6_Industrial_Petroleum_New_Space Heating_Natural Gas_Thermostat - Programmable_A_Technical Potential | F6 | Industrial | Petroleum | New | Space Heating | Natural Gas | Thermostat - Programmable | A | Incremental Winter Peak Savings (MW) | Technical Potential | 0 | 0 | 0 | 0 | 0 | 0 | 0 | 0 | 0 | 0 | 0 | 0 | 0 | 0 | 0 | 0 | 0 | 0 | 0 | 0 | 0 | 0 | 0 | 0 | 0 | 0 | 0 | 0 | 0 | 0 | 0
F7_Industrial_Petroleum_New_Space Heating_Natural Gas_Thermostat - Programmable_A_Technical Potential | F7 | Industrial | Petroleum | New | Space Heating | Natural Gas | Thermostat - Programmable | A | Cumulative Energy Savings (MWh or mTherms) | Technical Potential | 0 | 0 | 0 | 0 | 0 | 0 | 0 | 0 | 0 | 0 | 0 | 0 | 0 | 0 | 0 | 0 | 0 | 0 | 0 | 0 | 0 | 0 | 0 | 0 | 0 | 0 | 0 | 0 | 0 | 0 | 0
F8_Industrial_Petroleum_New_Space Heating_Natural Gas_Thermostat - Programmable_A_Technical Potential | F8 | Industrial | Petroleum | New | Space Heating | Natural Gas | Thermostat - Programmable | A | Cumulative Summer Peak Savings (MW) | Technical Potential | 0 | 0 | 0 | 0 | 0 | 0 | 0 | 0 | 0 | 0 | 0 | 0 | 0 | 0 | 0 | 0 | 0 | 0 | 0 | 0 | 0 | 0 | 0 | 0 | 0 | 0 | 0 | 0 | 0 | 0 | 0
F9_Industrial_Petroleum_New_Space Heating_Natural Gas_Thermostat - Programmable_A_Technical Potential | F9 | Industrial | Petroleum | New | Space Heating | Natural Gas | Thermostat - Programmable | A | Cumulative Winter Peak Savings (MW) | Technical Potential | 0 | 0 | 0 | 0 | 0 | 0 | 0 | 0 | 0 | 0 | 0 | 0 | 0 | 0 | 0 | 0 | 0 | 0 | 0 | 0 | 0 | 0 | 0 | 0 | 0 | 0 | 0 | 0 | 0 | 0 | 0
F10_Industrial_Petroleum_New_Space Heating_Natural Gas_Thermostat - Programmable_A_Technical Potential | F10 | Industrial | Petroleum | New | Space Heating | Natural Gas | Thermostat - Programmable | A | Purchases (Incremental) | Technical Potential | 0 | 0 | 0 | 0 | 0 | 0 | 0 | 0 | 0 | 0 | 0 | 0 | 0 | 0 | 0 | 0 | 0 | 0 | 0 | 0 | 0 | 0 | 0 | 0 | 0 | 0 | 0 | 0 | 0 | 0 | 0
F11_Industrial_Petroleum_New_Space Heating_Natural Gas_Thermostat - Programmable_A_Technical Potential | F11 | Industrial | Petroleum | New | Space Heating | Natural Gas | Thermostat - Programmable | A | Purchases (Cumulative) | Technical Potential | 0 | 0 | 0 | 0 | 0 | 0 | 0 | 0 | 0 | 0 | 0 | 0 | 0 | 0 | 0 | 0 | 0 | 0 | 0 | 0 | 0 | 0 | 0 | 0 | 0 | 0 | 0 | 0 | 0 | 0 | 0
F1_Industrial_Petroleum_New_Space Heating_Natural Gas_ENERGY STAR Connected Thermostat_A_Technical Potential | F1 | Industrial | Petroleum | New | Space Heating | Natural Gas | ENERGY STAR Connected Thermostat | A | Integrated Unit Energy Savings (kWh or therms) | Technical Potential | 0 | 0 | 0 | 0 | 0 | 0 | 0 | 0 | 0 | 0 | 0 | 0 | 0 | 0 | 0 | 0 | 0 | 0 | 0 | 0 | 0 | 0 | 0 | 0 | 0 | 0 | 0 | 0 | 0 | 0 | 0
F2_Industrial_Petroleum_New_Space Heating_Natural Gas_ENERGY STAR Connected Thermostat_A_Technical Potential | F2 | Industrial | Petroleum | New | Space Heating | Natural Gas | ENERGY STAR Connected Thermostat | A | Integrated Unit Summer Peak Savings (kW) | Technical Potential | 0 | 0 | 0 | 0 | 0 | 0 | 0 | 0 | 0 | 0 | 0 | 0 | 0 | 0 | 0 | 0 | 0 | 0 | 0 | 0 | 0 | 0 | 0 | 0 | 0 | 0 | 0 | 0 | 0 | 0 | 0
F3_Industrial_Petroleum_New_Space Heating_Natural Gas_ENERGY STAR Connected Thermostat_A_Technical Potential | F3 | Industrial | Petroleum | New | Space Heating | Natural Gas | ENERGY STAR Connected Thermostat | A | Integrated Unit Winter Peak Savings (kW) | Technical Potential | 0 | 0 | 0 | 0 | 0 | 0 | 0 | 0 | 0 | 0 | 0 | 0 | 0 | 0 | 0 | 0 | 0 | 0 | 0 | 0 | 0 | 0 | 0 | 0 | 0 | 0 | 0 | 0 | 0 | 0 | 0
F4_Industrial_Petroleum_New_Space Heating_Natural Gas_ENERGY STAR Connected Thermostat_A_Technical Potential | F4 | Industrial | Petroleum | New | Space Heating | Natural Gas | ENERGY STAR Connected Thermostat | A | Incremental Energy Savings (MWh or mTherms) | Technical Potential | 0 | 0 | 0 | 0 | 0 | 0 | 0 | 0 | 0 | 0 | 0 | 0 | 0 | 0 | 0 | 0 | 0 | 0 | 0 | 0 | 0 | 0 | 0 | 0 | 0 | 0 | 0 | 0 | 0 | 0 | 0
F5_Industrial_Petroleum_New_Space Heating_Natural Gas_ENERGY STAR Connected Thermostat_A_Technical Potential | F5 | Industrial | Petroleum | New | Space Heating | Natural Gas | ENERGY STAR Connected Thermostat | A | Incremental Summer Peak Savings (MW) | Technical Potential | 0 | 0 | 0 | 0 | 0 | 0 | 0 | 0 | 0 | 0 | 0 | 0 | 0 | 0 | 0 | 0 | 0 | 0 | 0 | 0 | 0 | 0 | 0 | 0 | 0 | 0 | 0 | 0 | 0 | 0 | 0
F6_Industrial_Petroleum_New_Space Heating_Natural Gas_ENERGY STAR Connected Thermostat_A_Technical Potential | F6 | Industrial | Petroleum | New | Space Heating | Natural Gas | ENERGY STAR Connected Thermostat | A | Incremental Winter Peak Savings (MW) | Technical Potential | 0 | 0 | 0 | 0 | 0 | 0 | 0 | 0 | 0 | 0 | 0 | 0 | 0 | 0 | 0 | 0 | 0 | 0 | 0 | 0 | 0 | 0 | 0 | 0 | 0 | 0 | 0 | 0 | 0 | 0 | 0
F7_Industrial_Petroleum_New_Space Heating_Natural Gas_ENERGY STAR Connected Thermostat_A_Technical Potential | F7 | Industrial | Petroleum | New | Space Heating | Natural Gas | ENERGY STAR Connected Thermostat | A | Cumulative Energy Savings (MWh or mTherms) | Technical Potential | 0 | 0 | 0 | 0 | 0 | 0 | 0 | 0 | 0 | 0 | 0 | 0 | 0 | 0 | 0 | 0 | 0 | 0 | 0 | 0 | 0 | 0 | 0 | 0 | 0 | 0 | 0 | 0 | 0 | 0 | 0
F8_Industrial_Petroleum_New_Space Heating_Natural Gas_ENERGY STAR Connected Thermostat_A_Technical Potential | F8 | Industrial | Petroleum | New | Space Heating | Natural Gas | ENERGY STAR Connected Thermostat | A | Cumulative Summer Peak Savings (MW) | Technical Potential | 0 | 0 | 0 | 0 | 0 | 0 | 0 | 0 | 0 | 0 | 0 | 0 | 0 | 0 | 0 | 0 | 0 | 0 | 0 | 0 | 0 | 0 | 0 | 0 | 0 | 0 | 0 | 0 | 0 | 0 | 0
F9_Industrial_Petroleum_New_Space Heating_Natural Gas_ENERGY STAR Connected Thermostat_A_Technical Potential | F9 | Industrial | Petroleum | New | Space Heating | Natural Gas | ENERGY STAR Connected Thermostat | A | Cumulative Winter Peak Savings (MW) | Technical Potential | 0 | 0 | 0 | 0 | 0 | 0 | 0 | 0 | 0 | 0 | 0 | 0 | 0 | 0 | 0 | 0 | 0 | 0 | 0 | 0 | 0 | 0 | 0 | 0 | 0 | 0 | 0 | 0 | 0 | 0 | 0
F10_Industrial_Petroleum_New_Space Heating_Natural Gas_ENERGY STAR Connected Thermostat_A_Technical Potential | F10 | Industrial | Petroleum | New | Space Heating | Natural Gas | ENERGY STAR Connected Thermostat | A | Purchases (Incremental) | Technical Potential | 0 | 0 | 0 | 0 | 0 | 0 | 0 | 0 | 0 | 0 | 0 | 0 | 0 | 0 | 0 | 0 | 0 | 0 | 0 | 0 | 0 | 0 | 0 | 0 | 0 | 0 | 0 | 0 | 0 | 0 | 0
F11_Industrial_Petroleum_New_Space Heating_Natural Gas_ENERGY STAR Connected Thermostat_A_Technical Potential | F11 | Industrial | Petroleum | New | Space Heating | Natural Gas | ENERGY STAR Connected Thermostat | A | Purchases (Cumulative) | Technical Potential | 0 | 0 | 0 | 0 | 0 | 0 | 0 | 0 | 0 | 0 | 0 | 0 | 0 | 0 | 0 | 0 | 0 | 0 | 0 | 0 | 0 | 0 | 0 | 0 | 0 | 0 | 0 | 0 | 0 | 0 | 0
F1_Industrial_Petroleum_New_Space Heating_Natural Gas_Destratification Fans (HVLS)_A_Technical Potential | F1 | Industrial | Petroleum | New | Space Heating | Natural Gas | Destratification Fans (HVLS) | A | Integrated Unit Energy Savings (kWh or therms) | Technical Potential | 0 | 0 | 0 | 0 | 0 | 0 | 0 | 0 | 0 | 0 | 0 | 0 | 0 | 0 | 0 | 0 | 0 | 0 | 0 | 0 | 0 | 0 | 0 | 0 | 0 | 0 | 0 | 0 | 0 | 0 | 0
F2_Industrial_Petroleum_New_Space Heating_Natural Gas_Destratification Fans (HVLS)_A_Technical Potential | F2 | Industrial | Petroleum | New | Space Heating | Natural Gas | Destratification Fans (HVLS) | A | Integrated Unit Summer Peak Savings (kW) | Technical Potential | 0 | 0 | 0 | 0 | 0 | 0 | 0 | 0 | 0 | 0 | 0 | 0 | 0 | 0 | 0 | 0 | 0 | 0 | 0 | 0 | 0 | 0 | 0 | 0 | 0 | 0 | 0 | 0 | 0 | 0 | 0
F3_Industrial_Petroleum_New_Space Heating_Natural Gas_Destratification Fans (HVLS)_A_Technical Potential | F3 | Industrial | Petroleum | New | Space Heating | Natural Gas | Destratification Fans (HVLS) | A | Integrated Unit Winter Peak Savings (kW) | Technical Potential | 0 | 0 | 0 | 0 | 0 | 0 | 0 | 0 | 0 | 0 | 0 | 0 | 0 | 0 | 0 | 0 | 0 | 0 | 0 | 0 | 0 | 0 | 0 | 0 | 0 | 0 | 0 | 0 | 0 | 0 | 0
F4_Industrial_Petroleum_New_Space Heating_Natural Gas_Destratification Fans (HVLS)_A_Technical Potential | F4 | Industrial | Petroleum | New | Space Heating | Natural Gas | Destratification Fans (HVLS) | A | Incremental Energy Savings (MWh or mTherms) | Technical Potential | 0 | 0 | 0 | 0 | 0 | 0 | 0 | 0 | 0 | 0 | 0 | 0 | 0 | 0 | 0 | 0 | 0 | 0 | 0 | 0 | 0 | 0 | 0 | 0 | 0 | 0 | 0 | 0 | 0 | 0 | 0
F5_Industrial_Petroleum_New_Space Heating_Natural Gas_Destratification Fans (HVLS)_A_Technical Potential | F5 | Industrial | Petroleum | New | Space Heating | Natural Gas | Destratification Fans (HVLS) | A | Incremental Summer Peak Savings (MW) | Technical Potential | 0 | 0 | 0 | 0 | 0 | 0 | 0 | 0 | 0 | 0 | 0 | 0 | 0 | 0 | 0 | 0 | 0 | 0 | 0 | 0 | 0 | 0 | 0 | 0 | 0 | 0 | 0 | 0 | 0 | 0 | 0
F6_Industrial_Petroleum_New_Space Heating_Natural Gas_Destratification Fans (HVLS)_A_Technical Potential | F6 | Industrial | Petroleum | New | Space Heating | Natural Gas | Destratification Fans (HVLS) | A | Incremental Winter Peak Savings (MW) | Technical Potential | 0 | 0 | 0 | 0 | 0 | 0 | 0 | 0 | 0 | 0 | 0 | 0 | 0 | 0 | 0 | 0 | 0 | 0 | 0 | 0 | 0 | 0 | 0 | 0 | 0 | 0 | 0 | 0 | 0 | 0 | 0
F7_Industrial_Petroleum_New_Space Heating_Natural Gas_Destratification Fans (HVLS)_A_Technical Potential | F7 | Industrial | Petroleum | New | Space Heating | Natural Gas | Destratification Fans (HVLS) | A | Cumulative Energy Savings (MWh or mTherms) | Technical Potential | 0 | 0 | 0 | 0 | 0 | 0 | 0 | 0 | 0 | 0 | 0 | 0 | 0 | 0 | 0 | 0 | 0 | 0 | 0 | 0 | 0 | 0 | 0 | 0 | 0 | 0 | 0 | 0 | 0 | 0 | 0
F8_Industrial_Petroleum_New_Space Heating_Natural Gas_Destratification Fans (HVLS)_A_Technical Potential | F8 | Industrial | Petroleum | New | Space Heating | Natural Gas | Destratification Fans (HVLS) | A | Cumulative Summer Peak Savings (MW) | Technical Potential | 0 | 0 | 0 | 0 | 0 | 0 | 0 | 0 | 0 | 0 | 0 | 0 | 0 | 0 | 0 | 0 | 0 | 0 | 0 | 0 | 0 | 0 | 0 | 0 | 0 | 0 | 0 | 0 | 0 | 0 | 0
F9_Industrial_Petroleum_New_Space Heating_Natural Gas_Destratification Fans (HVLS)_A_Technical Potential | F9 | Industrial | Petroleum | New | Space Heating | Natural Gas | Destratification Fans (HVLS) | A | Cumulative Winter Peak Savings (MW) | Technical Potential | 0 | 0 | 0 | 0 | 0 | 0 | 0 | 0 | 0 | 0 | 0 | 0 | 0 | 0 | 0 | 0 | 0 | 0 | 0 | 0 | 0 | 0 | 0 | 0 | 0 | 0 | 0 | 0 | 0 | 0 | 0
F10_Industrial_Petroleum_New_Space Heating_Natural Gas_Destratification Fans (HVLS)_A_Technical Potential | F10 | Industrial | Petroleum | New | Space Heating | Natural Gas | Destratification Fans (HVLS) | A | Purchases (Incremental) | Technical Potential | 0 | 0 | 0 | 0 | 0 | 0 | 0 | 0 | 0 | 0 | 0 | 0 | 0 | 0 | 0 | 0 | 0 | 0 | 0 | 0 | 0 | 0 | 0 | 0 | 0 | 0 | 0 | 0 | 0 | 0 | 0
F11_Industrial_Petroleum_New_Space Heating_Natural Gas_Destratification Fans (HVLS)_A_Technical Potential | F11 | Industrial | Petroleum | New | Space Heating | Natural Gas | Destratification Fans (HVLS) | A | Purchases (Cumulative) | Technical Potential | 0 | 0 | 0 | 0 | 0 | 0 | 0 | 0 | 0 | 0 | 0 | 0 | 0 | 0 | 0 | 0 | 0 | 0 | 0 | 0 | 0 | 0 | 0 | 0 | 0 | 0 | 0 | 0 | 0 | 0 | 0
F1_Industrial_Petroleum_New_Space Heating_Natural Gas_Gas Boiler - Insulate Steam Lines/Condensate Tank_A_Technical Potential | F1 | Industrial | Petroleum | New | Space Heating | Natural Gas | Gas Boiler - Insulate Steam Lines/Condensate Tank | A | Integrated Unit Energy Savings (kWh or therms) | Technical Potential | 0 | 0 | 0 | 0 | 0 | 0 | 0 | 0 | 0 | 0 | 0 | 0 | 0 | 0 | 0 | 0 | 0 | 0 | 0 | 0 | 0 | 0 | 0 | 0 | 0 | 0 | 0 | 0 | 0 | 0 | 0
F2_Industrial_Petroleum_New_Space Heating_Natural Gas_Gas Boiler - Insulate Steam Lines/Condensate Tank_A_Technical Potential | F2 | Industrial | Petroleum | New | Space Heating | Natural Gas | Gas Boiler - Insulate Steam Lines/Condensate Tank | A | Integrated Unit Summer Peak Savings (kW) | Technical Potential | 0 | 0 | 0 | 0 | 0 | 0 | 0 | 0 | 0 | 0 | 0 | 0 | 0 | 0 | 0 | 0 | 0 | 0 | 0 | 0 | 0 | 0 | 0 | 0 | 0 | 0 | 0 | 0 | 0 | 0 | 0
F3_Industrial_Petroleum_New_Space Heating_Natural Gas_Gas Boiler - Insulate Steam Lines/Condensate Tank_A_Technical Potential | F3 | Industrial | Petroleum | New | Space Heating | Natural Gas | Gas Boiler - Insulate Steam Lines/Condensate Tank | A | Integrated Unit Winter Peak Savings (kW) | Technical Potential | 0 | 0 | 0 | 0 | 0 | 0 | 0 | 0 | 0 | 0 | 0 | 0 | 0 | 0 | 0 | 0 | 0 | 0 | 0 | 0 | 0 | 0 | 0 | 0 | 0 | 0 | 0 | 0 | 0 | 0 | 0
F4_Industrial_Petroleum_New_Space Heating_Natural Gas_Gas Boiler - Insulate Steam Lines/Condensate Tank_A_Technical Potential | F4 | Industrial | Petroleum | New | Space Heating | Natural Gas | Gas Boiler - Insulate Steam Lines/Condensate Tank | A | Incremental Energy Savings (MWh or mTherms) | Technical Potential | 0 | 0 | 0 | 0 | 0 | 0 | 0 | 0 | 0 | 0 | 0 | 0 | 0 | 0 | 0 | 0 | 0 | 0 | 0 | 0 | 0 | 0 | 0 | 0 | 0 | 0 | 0 | 0 | 0 | 0 | 0
F5_Industrial_Petroleum_New_Space Heating_Natural Gas_Gas Boiler - Insulate Steam Lines/Condensate Tank_A_Technical Potential | F5 | Industrial | Petroleum | New | Space Heating | Natural Gas | Gas Boiler - Insulate Steam Lines/Condensate Tank | A | Incremental Summer Peak Savings (MW) | Technical Potential | 0 | 0 | 0 | 0 | 0 | 0 | 0 | 0 | 0 | 0 | 0 | 0 | 0 | 0 | 0 | 0 | 0 | 0 | 0 | 0 | 0 | 0 | 0 | 0 | 0 | 0 | 0 | 0 | 0 | 0 | 0
F6_Industrial_Petroleum_New_Space Heating_Natural Gas_Gas Boiler - Insulate Steam Lines/Condensate Tank_A_Technical Potential | F6 | Industrial | Petroleum | New | Space Heating | Natural Gas | Gas Boiler - Insulate Steam Lines/Condensate Tank | A | Incremental Winter Peak Savings (MW) | Technical Potential | 0 | 0 | 0 | 0 | 0 | 0 | 0 | 0 | 0 | 0 | 0 | 0 | 0 | 0 | 0 | 0 | 0 | 0 | 0 | 0 | 0 | 0 | 0 | 0 | 0 | 0 | 0 | 0 | 0 | 0 | 0
F7_Industrial_Petroleum_New_Space Heating_Natural Gas_Gas Boiler - Insulate Steam Lines/Condensate Tank_A_Technical Potential | F7 | Industrial | Petroleum | New | Space Heating | Natural Gas | Gas Boiler - Insulate Steam Lines/Condensate Tank | A | Cumulative Energy Savings (MWh or mTherms) | Technical Potential | 0 | 0 | 0 | 0 | 0 | 0 | 0 | 0 | 0 | 0 | 0 | 0 | 0 | 0 | 0 | 0 | 0 | 0 | 0 | 0 | 0 | 0 | 0 | 0 | 0 | 0 | 0 | 0 | 0 | 0 | 0
F8_Industrial_Petroleum_New_Space Heating_Natural Gas_Gas Boiler - Insulate Steam Lines/Condensate Tank_A_Technical Potential | F8 | Industrial | Petroleum | New | Space Heating | Natural Gas | Gas Boiler - Insulate Steam Lines/Condensate Tank | A | Cumulative Summer Peak Savings (MW) | Technical Potential | 0 | 0 | 0 | 0 | 0 | 0 | 0 | 0 | 0 | 0 | 0 | 0 | 0 | 0 | 0 | 0 | 0 | 0 | 0 | 0 | 0 | 0 | 0 | 0 | 0 | 0 | 0 | 0 | 0 | 0 | 0
F9_Industrial_Petroleum_New_Space Heating_Natural Gas_Gas Boiler - Insulate Steam Lines/Condensate Tank_A_Technical Potential | F9 | Industrial | Petroleum | New | Space Heating | Natural Gas | Gas Boiler - Insulate Steam Lines/Condensate Tank | A | Cumulative Winter Peak Savings (MW) | Technical Potential | 0 | 0 | 0 | 0 | 0 | 0 | 0 | 0 | 0 | 0 | 0 | 0 | 0 | 0 | 0 | 0 | 0 | 0 | 0 | 0 | 0 | 0 | 0 | 0 | 0 | 0 | 0 | 0 | 0 | 0 | 0
F10_Industrial_Petroleum_New_Space Heating_Natural Gas_Gas Boiler - Insulate Steam Lines/Condensate Tank_A_Technical Potential | F10 | Industrial | Petroleum | New | Space Heating | Natural Gas | Gas Boiler - Insulate Steam Lines/Condensate Tank | A | Purchases (Incremental) | Technical Potential | 0 | 0 | 0 | 0 | 0 | 0 | 0 | 0 | 0 | 0 | 0 | 0 | 0 | 0 | 0 | 0 | 0 | 0 | 0 | 0 | 0 | 0 | 0 | 0 | 0 | 0 | 0 | 0 | 0 | 0 | 0
F11_Industrial_Petroleum_New_Space Heating_Natural Gas_Gas Boiler - Insulate Steam Lines/Condensate Tank_A_Technical Potential | F11 | Industrial | Petroleum | New | Space Heating | Natural Gas | Gas Boiler - Insulate Steam Lines/Condensate Tank | A | Purchases (Cumulative) | Technical Potential | 0 | 0 | 0 | 0 | 0 | 0 | 0 | 0 | 0 | 0 | 0 | 0 | 0 | 0 | 0 | 0 | 0 | 0 | 0 | 0 | 0 | 0 | 0 | 0 | 0 | 0 | 0 | 0 | 0 | 0 | 0
F1_Industrial_Petroleum_New_Process_Natural Gas_Gas Boiler - Insulate Steam Lines/Condensate Tank_A_Technical Potential | F1 | Industrial | Petroleum | New | Process | Natural Gas | Gas Boiler - Insulate Steam Lines/Condensate Tank | A | Integrated Unit Energy Savings (kWh or therms) | Technical Potential | 0 | 0 | 0 | 0 | 0 | 5797.3828 | 5784.1131 | 5772.1917 | 5761.2426 | 5750.7513 | 5744.1151 | 5738.8468 | 5734.7273 | 5731.6134 | 5729.3584 | 5727.995 | 5727.3653 | 5727.3209 | 5727.6474 | 5728.1445 | 5728.9802 | 5730.153 | 5731.1618 | 5732.0269 | 5732.7648 | 5735.7665 | 5738.544 | 5741.1223 | 5813.0737 | 5813.0737 | 5813.0737
F2_Industrial_Petroleum_New_Process_Natural Gas_Gas Boiler - Insulate Steam Lines/Condensate Tank_A_Technical Potential | F2 | Industrial | Petroleum | New | Process | Natural Gas | Gas Boiler - Insulate Steam Lines/Condensate Tank | A | Integrated Unit Summer Peak Savings (kW) | Technical Potential | 0 | 0 | 0 | 0 | 0 | 0 | 0 | 0 | 0 | 0 | 0 | 0 | 0 | 0 | 0 | 0 | 0 | 0 | 0 | 0 | 0 | 0 | 0 | 0 | 0 | 0 | 0 | 0 | 0 | 0 | 0
F3_Industrial_Petroleum_New_Process_Natural Gas_Gas Boiler - Insulate Steam Lines/Condensate Tank_A_Technical Potential | F3 | Industrial | Petroleum | New | Process | Natural Gas | Gas Boiler - Insulate Steam Lines/Condensate Tank | A | Integrated Unit Winter Peak Savings (kW) | Technical Potential | 0 | 0 | 0 | 0 | 0 | 0 | 0 | 0 | 0 | 0 | 0 | 0 | 0 | 0 | 0 | 0 | 0 | 0 | 0 | 0 | 0 | 0 | 0 | 0 | 0 | 0 | 0 | 0 | 0 | 0 | 0
F4_Industrial_Petroleum_New_Process_Natural Gas_Gas Boiler - Insulate Steam Lines/Condensate Tank_A_Technical Potential | F4 | Industrial | Petroleum | New | Process | Natural Gas | Gas Boiler - Insulate Steam Lines/Condensate Tank | A | Incremental Energy Savings (MWh or mTherms) | Technical Potential | 0 | 0 | 0 | 0 | 0 | 0.023913 | 0.028265 | 0.032603 | 0.036902 | 0.041191 | 0.045498 | 0.049751 | 0.053996 | 0.058236 | 0.062413 | 0.066613 | 0.07078 | 0.074955 | 0.079113 | 0.083237 | 0.087372 | 0.091497 | 0.095604 | 0.099696 | 0.10377 | 0.023659 | 0.028042 | 0.032427 | 0.037234 | 0.041637 | 0.046044
F5_Industrial_Petroleum_New_Process_Natural Gas_Gas Boiler - Insulate Steam Lines/Condensate Tank_A_Technical Potential | F5 | Industrial | Petroleum | New | Process | Natural Gas | Gas Boiler - Insulate Steam Lines/Condensate Tank | A | Incremental Summer Peak Savings (MW) | Technical Potential | 0 | 0 | 0 | 0 | 0 | 0 | 0 | 0 | 0 | 0 | 0 | 0 | 0 | 0 | 0 | 0 | 0 | 0 | 0 | 0 | 0 | 0 | 0 | 0 | 0 | 0 | 0 | 0 | 0 | 0 | 0
F6_Industrial_Petroleum_New_Process_Natural Gas_Gas Boiler - Insulate Steam Lines/Condensate Tank_A_Technical Potential | F6 | Industrial | Petroleum | New | Process | Natural Gas | Gas Boiler - Insulate Steam Lines/Condensate Tank | A | Incremental Winter Peak Savings (MW) | Technical Potential | 0 | 0 | 0 | 0 | 0 | 0 | 0 | 0 | 0 | 0 | 0 | 0 | 0 | 0 | 0 | 0 | 0 | 0 | 0 | 0 | 0 | 0 | 0 | 0 | 0 | 0 | 0 | 0 | 0 | 0 | 0
F7_Industrial_Petroleum_New_Process_Natural Gas_Gas Boiler - Insulate Steam Lines/Condensate Tank_A_Technical Potential | F7 | Industrial | Petroleum | New | Process | Natural Gas | Gas Boiler - Insulate Steam Lines/Condensate Tank | A | Cumulative Energy Savings (MWh or mTherms) | Technical Potential | 0 | 0 | 0 | 0 | 0 | 0.023913 | 0.052123 | 0.084618 | 0.12136 | 0.16233 | 0.20764 | 0.2572 | 0.31101 | 0.36908 | 0.43135 | 0.49786 | 0.56858 | 0.64354 | 0.72269 | 0.80599 | 0.89348 | 0.98515 | 1.0809 | 1.1808 | 1.2847 | 1.2854 | 1.286 | 1.2866 | 0 | 0 | 0
F8_Industrial_Petroleum_New_Process_Natural Gas_Gas Boiler - Insulate Steam Lines/Condensate Tank_A_Technical Potential | F8 | Industrial | Petroleum | New | Process | Natural Gas | Gas Boiler - Insulate Steam Lines/Condensate Tank | A | Cumulative Summer Peak Savings (MW) | Technical Potential | 0 | 0 | 0 | 0 | 0 | 0 | 0 | 0 | 0 | 0 | 0 | 0 | 0 | 0 | 0 | 0 | 0 | 0 | 0 | 0 | 0 | 0 | 0 | 0 | 0 | 0 | 0 | 0 | 0 | 0 | 0
F9_Industrial_Petroleum_New_Process_Natural Gas_Gas Boiler - Insulate Steam Lines/Condensate Tank_A_Technical Potential | F9 | Industrial | Petroleum | New | Process | Natural Gas | Gas Boiler - Insulate Steam Lines/Condensate Tank | A | Cumulative Winter Peak Savings (MW) | Technical Potential | 0 | 0 | 0 | 0 | 0 | 0 | 0 | 0 | 0 | 0 | 0 | 0 | 0 | 0 | 0 | 0 | 0 | 0 | 0 | 0 | 0 | 0 | 0 | 0 | 0 | 0 | 0 | 0 | 0 | 0 | 0
F10_Industrial_Petroleum_New_Process_Natural Gas_Gas Boiler - Insulate Steam Lines/Condensate Tank_A_Technical Potential | F10 | Industrial | Petroleum | New | Process | Natural Gas | Gas Boiler - Insulate Steam Lines/Condensate Tank | A | Purchases (Incremental) | Technical Potential | 0 | 0 | 0 | 0 | 0 | 0.0041247 | 0.0048867 | 0.0056482 | 0.0064053 | 0.0071627 | 0.0079208 | 0.0086692 | 0.0094156 | 0.010161 | 0.010894 | 0.011629 | 0.012358 | 0.013087 | 0.013812 | 0.014531 | 0.015251 | 0.015968 | 0.016682 | 0.017393 | 0.018102 | 0.0041247 | 0.0048867 | 0.0056482 | 0.0064053 | 0.0071627 | 0.0079208
F11_Industrial_Petroleum_New_Process_Natural Gas_Gas Boiler - Insulate Steam Lines/Condensate Tank_A_Technical Potential | F11 | Industrial | Petroleum | New | Process | Natural Gas | Gas Boiler - Insulate Steam Lines/Condensate Tank | A | Purchases (Cumulative) | Technical Potential | 0 | 0 | 0 | 0 | 0 | 0.0041247 | 0.0090114 | 0.01466 | 0.021065 | 0.028228 | 0.036148 | 0.044818 | 0.054233 | 0.064394 | 0.075287 | 0.086917 | 0.099275 | 0.11236 | 0.12617 | 0.14071 | 0.15596 | 0.17192 | 0.18861 | 0.206 | 0.2241 | 0.2241 | 0.2241 | 0.2241 | 0.2241 | 0.2241 | 0.2241
F1_Industrial_Petroleum_New_Space Heating_Natural Gas_Gas Boiler - Insulate Hot Water Lines_A_Technical Potential | F1 | Industrial | Petroleum | New | Space Heating | Natural Gas | Gas Boiler - Insulate Hot Water Lines | A | Integrated Unit Energy Savings (kWh or therms) | Technical Potential | 0 | 0 | 0 | 0 | 0 | 0 | 0 | 0 | 0 | 0 | 0 | 0 | 0 | 0 | 0 | 0 | 0 | 0 | 0 | 0 | 0 | 0 | 0 | 0 | 0 | 0 | 0 | 0 | 0 | 0 | 0
F2_Industrial_Petroleum_New_Space Heating_Natural Gas_Gas Boiler - Insulate Hot Water Lines_A_Technical Potential | F2 | Industrial | Petroleum | New | Space Heating | Natural Gas | Gas Boiler - Insulate Hot Water Lines | A | Integrated Unit Summer Peak Savings (kW) | Technical Potential | 0 | 0 | 0 | 0 | 0 | 0 | 0 | 0 | 0 | 0 | 0 | 0 | 0 | 0 | 0 | 0 | 0 | 0 | 0 | 0 | 0 | 0 | 0 | 0 | 0 | 0 | 0 | 0 | 0 | 0 | 0
F3_Industrial_Petroleum_New_Space Heating_Natural Gas_Gas Boiler - Insulate Hot Water Lines_A_Technical Potential | F3 | Industrial | Petroleum | New | Space Heating | Natural Gas | Gas Boiler - Insulate Hot Water Lines | A | Integrated Unit Winter Peak Savings (kW) | Technical Potential | 0 | 0 | 0 | 0 | 0 | 0 | 0 | 0 | 0 | 0 | 0 | 0 | 0 | 0 | 0 | 0 | 0 | 0 | 0 | 0 | 0 | 0 | 0 | 0 | 0 | 0 | 0 | 0 | 0 | 0 | 0
F4_Industrial_Petroleum_New_Space Heating_Natural Gas_Gas Boiler - Insulate Hot Water Lines_A_Technical Potential | F4 | Industrial | Petroleum | New | Space Heating | Natural Gas | Gas Boiler - Insulate Hot Water Lines | A | Incremental Energy Savings (MWh or mTherms) | Technical Potential | 0 | 0 | 0 | 0 | 0 | 0 | 0 | 0 | 0 | 0 | 0 | 0 | 0 | 0 | 0 | 0 | 0 | 0 | 0 | 0 | 0 | 0 | 0 | 0 | 0 | 0 | 0 | 0 | 0 | 0 | 0
F5_Industrial_Petroleum_New_Space Heating_Natural Gas_Gas Boiler - Insulate Hot Water Lines_A_Technical Potential | F5 | Industrial | Petroleum | New | Space Heating | Natural Gas | Gas Boiler - Insulate Hot Water Lines | A | Incremental Summer Peak Savings (MW) | Technical Potential | 0 | 0 | 0 | 0 | 0 | 0 | 0 | 0 | 0 | 0 | 0 | 0 | 0 | 0 | 0 | 0 | 0 | 0 | 0 | 0 | 0 | 0 | 0 | 0 | 0 | 0 | 0 | 0 | 0 | 0 | 0
F6_Industrial_Petroleum_New_Space Heating_Natural Gas_Gas Boiler - Insulate Hot Water Lines_A_Technical Potential | F6 | Industrial | Petroleum | New | Space Heating | Natural Gas | Gas Boiler - Insulate Hot Water Lines | A | Incremental Winter Peak Savings (MW) | Technical Potential | 0 | 0 | 0 | 0 | 0 | 0 | 0 | 0 | 0 | 0 | 0 | 0 | 0 | 0 | 0 | 0 | 0 | 0 | 0 | 0 | 0 | 0 | 0 | 0 | 0 | 0 | 0 | 0 | 0 | 0 | 0
F7_Industrial_Petroleum_New_Space Heating_Natural Gas_Gas Boiler - Insulate Hot Water Lines_A_Technical Potential | F7 | Industrial | Petroleum | New | Space Heating | Natural Gas | Gas Boiler - Insulate Hot Water Lines | A | Cumulative Energy Savings (MWh or mTherms) | Technical Potential | 0 | 0 | 0 | 0 | 0 | 0 | 0 | 0 | 0 | 0 | 0 | 0 | 0 | 0 | 0 | 0 | 0 | 0 | 0 | 0 | 0 | 0 | 0 | 0 | 0 | 0 | 0 | 0 | 0 | 0 | 0
F8_Industrial_Petroleum_New_Space Heating_Natural Gas_Gas Boiler - Insulate Hot Water Lines_A_Technical Potential | F8 | Industrial | Petroleum | New | Space Heating | Natural Gas | Gas Boiler - Insulate Hot Water Lines | A | Cumulative Summer Peak Savings (MW) | Technical Potential | 0 | 0 | 0 | 0 | 0 | 0 | 0 | 0 | 0 | 0 | 0 | 0 | 0 | 0 | 0 | 0 | 0 | 0 | 0 | 0 | 0 | 0 | 0 | 0 | 0 | 0 | 0 | 0 | 0 | 0 | 0
F9_Industrial_Petroleum_New_Space Heating_Natural Gas_Gas Boiler - Insulate Hot Water Lines_A_Technical Potential | F9 | Industrial | Petroleum | New | Space Heating | Natural Gas | Gas Boiler - Insulate Hot Water Lines | A | Cumulative Winter Peak Savings (MW) | Technical Potential | 0 | 0 | 0 | 0 | 0 | 0 | 0 | 0 | 0 | 0 | 0 | 0 | 0 | 0 | 0 | 0 | 0 | 0 | 0 | 0 | 0 | 0 | 0 | 0 | 0 | 0 | 0 | 0 | 0 | 0 | 0
F10_Industrial_Petroleum_New_Space Heating_Natural Gas_Gas Boiler - Insulate Hot Water Lines_A_Technical Potential | F10 | Industrial | Petroleum | New | Space Heating | Natural Gas | Gas Boiler - Insulate Hot Water Lines | A | Purchases (Incremental) | Technical Potential | 0 | 0 | 0 | 0 | 0 | 0 | 0 | 0 | 0 | 0 | 0 | 0 | 0 | 0 | 0 | 0 | 0 | 0 | 0 | 0 | 0 | 0 | 0 | 0 | 0 | 0 | 0 | 0 | 0 | 0 | 0
F11_Industrial_Petroleum_New_Space Heating_Natural Gas_Gas Boiler - Insulate Hot Water Lines_A_Technical Potential | F11 | Industrial | Petroleum | New | Space Heating | Natural Gas | Gas Boiler - Insulate Hot Water Lines | A | Purchases (Cumulative) | Technical Potential | 0 | 0 | 0 | 0 | 0 | 0 | 0 | 0 | 0 | 0 | 0 | 0 | 0 | 0 | 0 | 0 | 0 | 0 | 0 | 0 | 0 | 0 | 0 | 0 | 0 | 0 | 0 | 0 | 0 | 0 | 0
F1_Industrial_Petroleum_New_Process_Natural Gas_Gas Boiler - Insulate Hot Water Lines_A_Technical Potential | F1 | Industrial | Petroleum | New | Process | Natural Gas | Gas Boiler - Insulate Hot Water Lines | A | Integrated Unit Energy Savings (kWh or therms) | Technical Potential | 0 | 0 | 0 | 0 | 0 | 6560.7184 | 6552.3268 | 6544.717 | 6537.7391 | 6530.9464 | 6524.9906 | 6520.467 | 6517.1309 | 6514.8465 | 6513.4936 | 6513.0747 | 6513.4563 | 6514.456 | 6515.848 | 6517.4198 | 6519.3438 | 6521.6354 | 6523.7248 | 6525.6373 | 6527.3943 | 6529.0144 | 6530.5131 | 6531.904 | 6570.6015 | 6570.6015 | 6570.6015
F2_Industrial_Petroleum_New_Process_Natural Gas_Gas Boiler - Insulate Hot Water Lines_A_Technical Potential | F2 | Industrial | Petroleum | New | Process | Natural Gas | Gas Boiler - Insulate Hot Water Lines | A | Integrated Unit Summer Peak Savings (kW) | Technical Potential | 0 | 0 | 0 | 0 | 0 | 0 | 0 | 0 | 0 | 0 | 0 | 0 | 0 | 0 | 0 | 0 | 0 | 0 | 0 | 0 | 0 | 0 | 0 | 0 | 0 | 0 | 0 | 0 | 0 | 0 | 0
F3_Industrial_Petroleum_New_Process_Natural Gas_Gas Boiler - Insulate Hot Water Lines_A_Technical Potential | F3 | Industrial | Petroleum | New | Process | Natural Gas | Gas Boiler - Insulate Hot Water Lines | A | Integrated Unit Winter Peak Savings (kW) | Technical Potential | 0 | 0 | 0 | 0 | 0 | 0 | 0 | 0 | 0 | 0 | 0 | 0 | 0 | 0 | 0 | 0 | 0 | 0 | 0 | 0 | 0 | 0 | 0 | 0 | 0 | 0 | 0 | 0 | 0 | 0 | 0
F4_Industrial_Petroleum_New_Process_Natural Gas_Gas Boiler - Insulate Hot Water Lines_A_Technical Potential | F4 | Industrial | Petroleum | New | Process | Natural Gas | Gas Boiler - Insulate Hot Water Lines | A | Incremental Energy Savings (MWh or mTherms) | Technical Potential | 0 | 0 | 0 | 0 | 0 | 0.027061 | 0.032019 | 0.036966 | 0.041876 | 0.046779 | 0.051683 | 0.056527 | 0.061363 | 0.066194 | 0.070955 | 0.075743 | 0.080495 | 0.085256 | 0.09 | 0.094707 | 0.099426 | 0.10413 | 0.10883 | 0.1135 | 0.11816 | 0.02693 | 0.031913 | 0.036894 | 0.042086 | 0.047063 | 0.052044
F5_Industrial_Petroleum_New_Process_Natural Gas_Gas Boiler - Insulate Hot Water Lines_A_Technical Potential | F5 | Industrial | Petroleum | New | Process | Natural Gas | Gas Boiler - Insulate Hot Water Lines | A | Incremental Summer Peak Savings (MW) | Technical Potential | 0 | 0 | 0 | 0 | 0 | 0 | 0 | 0 | 0 | 0 | 0 | 0 | 0 | 0 | 0 | 0 | 0 | 0 | 0 | 0 | 0 | 0 | 0 | 0 | 0 | 0 | 0 | 0 | 0 | 0 | 0
F6_Industrial_Petroleum_New_Process_Natural Gas_Gas Boiler - Insulate Hot Water Lines_A_Technical Potential | F6 | Industrial | Petroleum | New | Process | Natural Gas | Gas Boiler - Insulate Hot Water Lines | A | Incremental Winter Peak Savings (MW) | Technical Potential | 0 | 0 | 0 | 0 | 0 | 0 | 0 | 0 | 0 | 0 | 0 | 0 | 0 | 0 | 0 | 0 | 0 | 0 | 0 | 0 | 0 | 0 | 0 | 0 | 0 | 0 | 0 | 0 | 0 | 0 | 0
F7_Industrial_Petroleum_New_Process_Natural Gas_Gas Boiler - Insulate Hot Water Lines_A_Technical Potential | F7 | Industrial | Petroleum | New | Process | Natural Gas | Gas Boiler - Insulate Hot Water Lines | A | Cumulative Energy Savings (MWh or mTherms) | Technical Potential | 0 | 0 | 0 | 0 | 0 | 0.027061 | 0.059046 | 0.095943 | 0.13772 | 0.18435 | 0.23587 | 0.29223 | 0.35345 | 0.41952 | 0.49038 | 0.5661 | 0.64662 | 0.73198 | 0.82214 | 0.91704 | 1.0167 | 1.1212 | 1.2304 | 1.3443 | 1.4628 | 1.4632 | 1.4635 | 1.4638 | 0 | 0 | 0
F8_Industrial_Petroleum_New_Process_Natural Gas_Gas Boiler - Insulate Hot Water Lines_A_Technical Potential | F8 | Industrial | Petroleum | New | Process | Natural Gas | Gas Boiler - Insulate Hot Water Lines | A | Cumulative Summer Peak Savings (MW) | Technical Potential | 0 | 0 | 0 | 0 | 0 | 0 | 0 | 0 | 0 | 0 | 0 | 0 | 0 | 0 | 0 | 0 | 0 | 0 | 0 | 0 | 0 | 0 | 0 | 0 | 0 | 0 | 0 | 0 | 0 | 0 | 0
F9_Industrial_Petroleum_New_Process_Natural Gas_Gas Boiler - Insulate Hot Water Lines_A_Technical Potential | F9 | Industrial | Petroleum | New | Process | Natural Gas | Gas Boiler - Insulate Hot Water Lines | A | Cumulative Winter Peak Savings (MW) | Technical Potential | 0 | 0 | 0 | 0 | 0 | 0 | 0 | 0 | 0 | 0 | 0 | 0 | 0 | 0 | 0 | 0 | 0 | 0 | 0 | 0 | 0 | 0 | 0 | 0 | 0 | 0 | 0 | 0 | 0 | 0 | 0
F10_Industrial_Petroleum_New_Process_Natural Gas_Gas Boiler - Insulate Hot Water Lines_A_Technical Potential | F10 | Industrial | Petroleum | New | Process | Natural Gas | Gas Boiler - Insulate Hot Water Lines | A | Purchases (Incremental) | Technical Potential | 0 | 0 | 0 | 0 | 0 | 0.0041247 | 0.0048867 | 0.0056482 | 0.0064053 | 0.0071627 | 0.0079208 | 0.0086692 | 0.0094156 | 0.010161 | 0.010894 | 0.011629 | 0.012358 | 0.013087 | 0.013812 | 0.014531 | 0.015251 | 0.015968 | 0.016682 | 0.017393 | 0.018102 | 0.0041247 | 0.0048867 | 0.0056482 | 0.0064053 | 0.0071627 | 0.0079208
F11_Industrial_Petroleum_New_Process_Natural Gas_Gas Boiler - Insulate Hot Water Lines_A_Technical Potential | F11 | Industrial | Petroleum | New | Process | Natural Gas | Gas Boiler - Insulate Hot Water Lines | A | Purchases (Cumulative) | Technical Potential | 0 | 0 | 0 | 0 | 0 | 0.0041247 | 0.0090114 | 0.01466 | 0.021065 | 0.028228 | 0.036148 | 0.044818 | 0.054233 | 0.064394 | 0.075287 | 0.086917 | 0.099275 | 0.11236 | 0.12617 | 0.14071 | 0.15596 | 0.17192 | 0.18861 | 0.206 | 0.2241 | 0.2241 | 0.2241 | 0.2241 | 0.2241 | 0.2241 | 0.2241
F1_Industrial_Petroleum_New_Process_Natural Gas_Process - Insulate Heated Process Fluids_A_Technical Potential | F1 | Industrial | Petroleum | New | Process | Natural Gas | Process - Insulate Heated Process Fluids | A | Integrated Unit Energy Savings (kWh or therms) | Technical Potential | 0 | 0 | 0 | 0 | 0 | 11054.0524 | 11049.5414 | 11045.717 | 11042.6202 | 11039.6765 | 11037.3179 | 11035.8305 | 11034.9871 | 11034.6105 | 11034.5484 | 11034.7396 | 11035.0917 | 11035.5666 | 11036.1173 | 11036.7108 | 11037.7966 | 11038.7806 | 11039.6768 | 11040.4965 | 11041.2494 | 11041.9434 | 11042.5853 | 11043.181 | 11059.7224 | 11059.7224 | 11059.7224
F2_Industrial_Petroleum_New_Process_Natural Gas_Process - Insulate Heated Process Fluids_A_Technical Potential | F2 | Industrial | Petroleum | New | Process | Natural Gas | Process - Insulate Heated Process Fluids | A | Integrated Unit Summer Peak Savings (kW) | Technical Potential | 0 | 0 | 0 | 0 | 0 | 0 | 0 | 0 | 0 | 0 | 0 | 0 | 0 | 0 | 0 | 0 | 0 | 0 | 0 | 0 | 0 | 0 | 0 | 0 | 0 | 0 | 0 | 0 | 0 | 0 | 0
F3_Industrial_Petroleum_New_Process_Natural Gas_Process - Insulate Heated Process Fluids_A_Technical Potential | F3 | Industrial | Petroleum | New | Process | Natural Gas | Process - Insulate Heated Process Fluids | A | Integrated Unit Winter Peak Savings (kW) | Technical Potential | 0 | 0 | 0 | 0 | 0 | 0 | 0 | 0 | 0 | 0 | 0 | 0 | 0 | 0 | 0 | 0 | 0 | 0 | 0 | 0 | 0 | 0 | 0 | 0 | 0 | 0 | 0 | 0 | 0 | 0 | 0
F4_Industrial_Petroleum_New_Process_Natural Gas_Process - Insulate Heated Process Fluids_A_Technical Potential | F4 | Industrial | Petroleum | New | Process | Natural Gas | Process - Insulate Heated Process Fluids | A | Incremental Energy Savings (MWh or mTherms) | Technical Potential | 0 | 0 | 0 | 0 | 0 | 0.099739 | 0.11811 | 0.13647 | 0.15472 | 0.17297 | 0.17212 | 0.15068 | 0.13092 | 0.11301 | 0.096934 | 0.082787 | 0.070382 | 0.059629 | 0.05035 | 0.042378 | 0.035585 | 0.00025415 | 9.4832e-05 | 3.371e-05 | 1.1441e-05 | 0.099629 | 0.11804 | 0.13644 | 0.15496 | 0.17329 | 0.17247
F5_Industrial_Petroleum_New_Process_Natural Gas_Process - Insulate Heated Process Fluids_A_Technical Potential | F5 | Industrial | Petroleum | New | Process | Natural Gas | Process - Insulate Heated Process Fluids | A | Incremental Summer Peak Savings (MW) | Technical Potential | 0 | 0 | 0 | 0 | 0 | 0 | 0 | 0 | 0 | 0 | 0 | 0 | 0 | 0 | 0 | 0 | 0 | 0 | 0 | 0 | 0 | 0 | 0 | 0 | 0 | 0 | 0 | 0 | 0 | 0 | 0
F6_Industrial_Petroleum_New_Process_Natural Gas_Process - Insulate Heated Process Fluids_A_Technical Potential | F6 | Industrial | Petroleum | New | Process | Natural Gas | Process - Insulate Heated Process Fluids | A | Incremental Winter Peak Savings (MW) | Technical Potential | 0 | 0 | 0 | 0 | 0 | 0 | 0 | 0 | 0 | 0 | 0 | 0 | 0 | 0 | 0 | 0 | 0 | 0 | 0 | 0 | 0 | 0 | 0 | 0 | 0 | 0 | 0 | 0 | 0 | 0 | 0
F7_Industrial_Petroleum_New_Process_Natural Gas_Process - Insulate Heated Process Fluids_A_Technical Potential | F7 | Industrial | Petroleum | New | Process | Natural Gas | Process - Insulate Heated Process Fluids | A | Cumulative Energy Savings (MWh or mTherms) | Technical Potential | 0 | 0 | 0 | 0 | 0 | 0.099739 | 0.21781 | 0.35421 | 0.50884 | 0.68167 | 0.85364 | 1.0042 | 1.1351 | 1.248 | 1.345 | 1.4278 | 1.4982 | 1.5579 | 1.6083 | 1.6508 | 1.6865 | 1.6869 | 1.6872 | 1.6873 | 1.6874 | 1.6876 | 1.6877 | 1.6877 | 0 | 0 | 0
F8_Industrial_Petroleum_New_Process_Natural Gas_Process - Insulate Heated Process Fluids_A_Technical Potential | F8 | Industrial | Petroleum | New | Process | Natural Gas | Process - Insulate Heated Process Fluids | A | Cumulative Summer Peak Savings (MW) | Technical Potential | 0 | 0 | 0 | 0 | 0 | 0 | 0 | 0 | 0 | 0 | 0 | 0 | 0 | 0 | 0 | 0 | 0 | 0 | 0 | 0 | 0 | 0 | 0 | 0 | 0 | 0 | 0 | 0 | 0 | 0 | 0
F9_Industrial_Petroleum_New_Process_Natural Gas_Process - Insulate Heated Process Fluids_A_Technical Potential | F9 | Industrial | Petroleum | New | Process | Natural Gas | Process - Insulate Heated Process Fluids | A | Cumulative Winter Peak Savings (MW) | Technical Potential | 0 | 0 | 0 | 0 | 0 | 0 | 0 | 0 | 0 | 0 | 0 | 0 | 0 | 0 | 0 | 0 | 0 | 0 | 0 | 0 | 0 | 0 | 0 | 0 | 0 | 0 | 0 | 0 | 0 | 0 | 0
F10_Industrial_Petroleum_New_Process_Natural Gas_Process - Insulate Heated Process Fluids_A_Technical Potential | F10 | Industrial | Petroleum | New | Process | Natural Gas | Process - Insulate Heated Process Fluids | A | Purchases (Incremental) | Technical Potential | 0 | 0 | 0 | 0 | 0 | 0.0090228 | 0.01069 | 0.012355 | 0.014011 | 0.015668 | 0.015594 | 0.013654 | 0.011864 | 0.010242 | 0.0087846 | 0.0075024 | 0.006378 | 0.0054034 | 0.0045623 | 0.0038398 | 0.0032239 | 2.3023e-05 | 8.5901e-06 | 3.0533e-06 | 1.0362e-06 | 0.0090228 | 0.01069 | 0.012355 | 0.014011 | 0.015668 | 0.015594
F11_Industrial_Petroleum_New_Process_Natural Gas_Process - Insulate Heated Process Fluids_A_Technical Potential | F11 | Industrial | Petroleum | New | Process | Natural Gas | Process - Insulate Heated Process Fluids | A | Purchases (Cumulative) | Technical Potential | 0 | 0 | 0 | 0 | 0 | 0.0090228 | 0.019712 | 0.032068 | 0.046079 | 0.061748 | 0.077342 | 0.090996 | 0.10286 | 0.1131 | 0.12189 | 0.12939 | 0.13577 | 0.14117 | 0.14573 | 0.14957 | 0.1528 | 0.15282 | 0.15283 | 0.15283 | 0.15283 | 0.15283 | 0.15283 | 0.15283 | 0.15283 | 0.15283 | 0.15283
F1_Industrial_Petroleum_New_Process_Natural Gas_Process Heat Recovery_A_Technical Potential | F1 | Industrial | Petroleum | New | Process | Natural Gas | Process Heat Recovery | A | Integrated Unit Energy Savings (kWh or therms) | Technical Potential | 0 | 0 | 0 | 0 | 0 | 33.671 | 33.5827 | 33.5029 | 33.4286 | 33.3564 | 33.3063 | 33.2641 | 33.2288 | 33.1997 | 33.1764 | 33.1594 | 33.148 | 33.1415 | 33.1386 | 33.1377 | 33.1403 | 33.1454 | 33.1499 | 33.1537 | 33.1569 | 33.18 | 33.2013 | 33.2211 | 0 | 0 | 0
F2_Industrial_Petroleum_New_Process_Natural Gas_Process Heat Recovery_A_Technical Potential | F2 | Industrial | Petroleum | New | Process | Natural Gas | Process Heat Recovery | A | Integrated Unit Summer Peak Savings (kW) | Technical Potential | 0 | 0 | 0 | 0 | 0 | 0 | 0 | 0 | 0 | 0 | 0 | 0 | 0 | 0 | 0 | 0 | 0 | 0 | 0 | 0 | 0 | 0 | 0 | 0 | 0 | 0 | 0 | 0 | 0 | 0 | 0
F3_Industrial_Petroleum_New_Process_Natural Gas_Process Heat Recovery_A_Technical Potential | F3 | Industrial | Petroleum | New | Process | Natural Gas | Process Heat Recovery | A | Integrated Unit Winter Peak Savings (kW) | Technical Potential | 0 | 0 | 0 | 0 | 0 | 0 | 0 | 0 | 0 | 0 | 0 | 0 | 0 | 0 | 0 | 0 | 0 | 0 | 0 | 0 | 0 | 0 | 0 | 0 | 0 | 0 | 0 | 0 | 0 | 0 | 0
F4_Industrial_Petroleum_New_Process_Natural Gas_Process Heat Recovery_A_Technical Potential | F4 | Industrial | Petroleum | New | Process | Natural Gas | Process Heat Recovery | A | Incremental Energy Savings (MWh or mTherms) | Technical Potential | 0 | 0 | 0 | 0 | 0 | 0.010937 | 0.012923 | 0.014902 | 0.016862 | 0.018815 | 0.018698 | 0.016351 | 0.014192 | 0.012241 | 0.010492 | 0.0089559 | 0.0076111 | 0.0064468 | 0.0054427 | 0.0045807 | 0.010765 | 0.012755 | 0.014745 | 0.016723 | 0.018703 | 0.018627 | 0.01632 | 0.014188 | 0 | 0 | 0
F5_Industrial_Petroleum_New_Process_Natural Gas_Process Heat Recovery_A_Technical Potential | F5 | Industrial | Petroleum | New | Process | Natural Gas | Process Heat Recovery | A | Incremental Summer Peak Savings (MW) | Technical Potential | 0 | 0 | 0 | 0 | 0 | 0 | 0 | 0 | 0 | 0 | 0 | 0 | 0 | 0 | 0 | 0 | 0 | 0 | 0 | 0 | 0 | 0 | 0 | 0 | 0 | 0 | 0 | 0 | 0 | 0 | 0
F6_Industrial_Petroleum_New_Process_Natural Gas_Process Heat Recovery_A_Technical Potential | F6 | Industrial | Petroleum | New | Process | Natural Gas | Process Heat Recovery | A | Incremental Winter Peak Savings (MW) | Technical Potential | 0 | 0 | 0 | 0 | 0 | 0 | 0 | 0 | 0 | 0 | 0 | 0 | 0 | 0 | 0 | 0 | 0 | 0 | 0 | 0 | 0 | 0 | 0 | 0 | 0 | 0 | 0 | 0 | 0 | 0 | 0
F7_Industrial_Petroleum_New_Process_Natural Gas_Process Heat Recovery_A_Technical Potential | F7 | Industrial | Petroleum | New | Process | Natural Gas | Process Heat Recovery | A | Cumulative Energy Savings (MWh or mTherms) | Technical Potential | 0 | 0 | 0 | 0 | 0 | 0.010937 | 0.023832 | 0.038677 | 0.055453 | 0.074148 | 0.092735 | 0.10897 | 0.12304 | 0.13518 | 0.14557 | 0.15446 | 0.16201 | 0.16843 | 0.17386 | 0.17843 | 0.17845 | 0.17847 | 0.1785 | 0.17852 | 0.17854 | 0.17866 | 0.17877 | 0.17888 | 0 | 0 | 0
F8_Industrial_Petroleum_New_Process_Natural Gas_Process Heat Recovery_A_Technical Potential | F8 | Industrial | Petroleum | New | Process | Natural Gas | Process Heat Recovery | A | Cumulative Summer Peak Savings (MW) | Technical Potential | 0 | 0 | 0 | 0 | 0 | 0 | 0 | 0 | 0 | 0 | 0 | 0 | 0 | 0 | 0 | 0 | 0 | 0 | 0 | 0 | 0 | 0 | 0 | 0 | 0 | 0 | 0 | 0 | 0 | 0 | 0
F9_Industrial_Petroleum_New_Process_Natural Gas_Process Heat Recovery_A_Technical Potential | F9 | Industrial | Petroleum | New | Process | Natural Gas | Process Heat Recovery | A | Cumulative Winter Peak Savings (MW) | Technical Potential | 0 | 0 | 0 | 0 | 0 | 0 | 0 | 0 | 0 | 0 | 0 | 0 | 0 | 0 | 0 | 0 | 0 | 0 | 0 | 0 | 0 | 0 | 0 | 0 | 0 | 0 | 0 | 0 | 0 | 0 | 0
F10_Industrial_Petroleum_New_Process_Natural Gas_Process Heat Recovery_A_Technical Potential | F10 | Industrial | Petroleum | New | Process | Natural Gas | Process Heat Recovery | A | Purchases (Incremental) | Technical Potential | 0 | 0 | 0 | 0 | 0 | 0.32482 | 0.38482 | 0.4448 | 0.50441 | 0.56406 | 0.56138 | 0.49154 | 0.42709 | 0.3687 | 0.31624 | 0.27009 | 0.22961 | 0.19452 | 0.16424 | 0.13823 | 0.32482 | 0.38482 | 0.4448 | 0.50441 | 0.56406 | 0.56138 | 0.49154 | 0.42709 | 0.3687 | 0.31624 | 0.27009
F11_Industrial_Petroleum_New_Process_Natural Gas_Process Heat Recovery_A_Technical Potential | F11 | Industrial | Petroleum | New | Process | Natural Gas | Process Heat Recovery | A | Purchases (Cumulative) | Technical Potential | 0 | 0 | 0 | 0 | 0 | 0.32482 | 0.70965 | 1.1544 | 1.6589 | 2.2229 | 2.7843 | 3.2758 | 3.7029 | 4.0716 | 4.3879 | 4.658 | 4.8876 | 5.0821 | 5.2463 | 5.3846 | 5.3846 | 5.3846 | 5.3846 | 5.3846 | 5.3846 | 5.3846 | 5.3846 | 5.3846 | 5.3846 | 5.3846 | 5.3846
F1_Industrial_Petroleum_New_Space Heating_Natural Gas_Building Automation System_A_Technical Potential | F1 | Industrial | Petroleum | New | Space Heating | Natural Gas | Building Automation System | A | Integrated Unit Energy Savings (kWh or therms) | Technical Potential | 0 | 0 | 0 | 0 | 0 | 0 | 0 | 0 | 0 | 0 | 0 | 0 | 0 | 0 | 0 | 0 | 0 | 0 | 0 | 0 | 0 | 0 | 0 | 0 | 0 | 0 | 0 | 0 | 0 | 0 | 0
F2_Industrial_Petroleum_New_Space Heating_Natural Gas_Building Automation System_A_Technical Potential | F2 | Industrial | Petroleum | New | Space Heating | Natural Gas | Building Automation System | A | Integrated Unit Summer Peak Savings (kW) | Technical Potential | 0 | 0 | 0 | 0 | 0 | 0 | 0 | 0 | 0 | 0 | 0 | 0 | 0 | 0 | 0 | 0 | 0 | 0 | 0 | 0 | 0 | 0 | 0 | 0 | 0 | 0 | 0 | 0 | 0 | 0 | 0
F3_Industrial_Petroleum_New_Space Heating_Natural Gas_Building Automation System_A_Technical Potential | F3 | Industrial | Petroleum | New | Space Heating | Natural Gas | Building Automation System | A | Integrated Unit Winter Peak Savings (kW) | Technical Potential | 0 | 0 | 0 | 0 | 0 | 0 | 0 | 0 | 0 | 0 | 0 | 0 | 0 | 0 | 0 | 0 | 0 | 0 | 0 | 0 | 0 | 0 | 0 | 0 | 0 | 0 | 0 | 0 | 0 | 0 | 0
F4_Industrial_Petroleum_New_Space Heating_Natural Gas_Building Automation System_A_Technical Potential | F4 | Industrial | Petroleum | New | Space Heating | Natural Gas | Building Automation System | A | Incremental Energy Savings (MWh or mTherms) | Technical Potential | 0 | 0 | 0 | 0 | 0 | 0 | 0 | 0 | 0 | 0 | 0 | 0 | 0 | 0 | 0 | 0 | 0 | 0 | 0 | 0 | 0 | 0 | 0 | 0 | 0 | 0 | 0 | 0 | 0 | 0 | 0
F5_Industrial_Petroleum_New_Space Heating_Natural Gas_Building Automation System_A_Technical Potential | F5 | Industrial | Petroleum | New | Space Heating | Natural Gas | Building Automation System | A | Incremental Summer Peak Savings (MW) | Technical Potential | 0 | 0 | 0 | 0 | 0 | 0 | 0 | 0 | 0 | 0 | 0 | 0 | 0 | 0 | 0 | 0 | 0 | 0 | 0 | 0 | 0 | 0 | 0 | 0 | 0 | 0 | 0 | 0 | 0 | 0 | 0
F6_Industrial_Petroleum_New_Space Heating_Natural Gas_Building Automation System_A_Technical Potential | F6 | Industrial | Petroleum | New | Space Heating | Natural Gas | Building Automation System | A | Incremental Winter Peak Savings (MW) | Technical Potential | 0 | 0 | 0 | 0 | 0 | 0 | 0 | 0 | 0 | 0 | 0 | 0 | 0 | 0 | 0 | 0 | 0 | 0 | 0 | 0 | 0 | 0 | 0 | 0 | 0 | 0 | 0 | 0 | 0 | 0 | 0
F7_Industrial_Petroleum_New_Space Heating_Natural Gas_Building Automation System_A_Technical Potential | F7 | Industrial | Petroleum | New | Space Heating | Natural Gas | Building Automation System | A | Cumulative Energy Savings (MWh or mTherms) | Technical Potential | 0 | 0 | 0 | 0 | 0 | 0 | 0 | 0 | 0 | 0 | 0 | 0 | 0 | 0 | 0 | 0 | 0 | 0 | 0 | 0 | 0 | 0 | 0 | 0 | 0 | 0 | 0 | 0 | 0 | 0 | 0
F8_Industrial_Petroleum_New_Space Heating_Natural Gas_Building Automation System_A_Technical Potential | F8 | Industrial | Petroleum | New | Space Heating | Natural Gas | Building Automation System | A | Cumulative Summer Peak Savings (MW) | Technical Potential | 0 | 0 | 0 | 0 | 0 | 0 | 0 | 0 | 0 | 0 | 0 | 0 | 0 | 0 | 0 | 0 | 0 | 0 | 0 | 0 | 0 | 0 | 0 | 0 | 0 | 0 | 0 | 0 | 0 | 0 | 0
F9_Industrial_Petroleum_New_Space Heating_Natural Gas_Building Automation System_A_Technical Potential | F9 | Industrial | Petroleum | New | Space Heating | Natural Gas | Building Automation System | A | Cumulative Winter Peak Savings (MW) | Technical Potential | 0 | 0 | 0 | 0 | 0 | 0 | 0 | 0 | 0 | 0 | 0 | 0 | 0 | 0 | 0 | 0 | 0 | 0 | 0 | 0 | 0 | 0 | 0 | 0 | 0 | 0 | 0 | 0 | 0 | 0 | 0
F10_Industrial_Petroleum_New_Space Heating_Natural Gas_Building Automation System_A_Technical Potential | F10 | Industrial | Petroleum | New | Space Heating | Natural Gas | Building Automation System | A | Purchases (Incremental) | Technical Potential | 0 | 0 | 0 | 0 | 0 | 0 | 0 | 0 | 0 | 0 | 0 | 0 | 0 | 0 | 0 | 0 | 0 | 0 | 0 | 0 | 0 | 0 | 0 | 0 | 0 | 0 | 0 | 0 | 0 | 0 | 0
F11_Industrial_Petroleum_New_Space Heating_Natural Gas_Building Automation System_A_Technical Potential | F11 | Industrial | Petroleum | New | Space Heating | Natural Gas | Building Automation System | A | Purchases (Cumulative) | Technical Potential | 0 | 0 | 0 | 0 | 0 | 0 | 0 | 0 | 0 | 0 | 0 | 0 | 0 | 0 | 0 | 0 | 0 | 0 | 0 | 0 | 0 | 0 | 0 | 0 | 0 | 0 | 0 | 0 | 0 | 0 | 0
F1_Industrial_Petroleum_New_Space Heating_Natural Gas_Steam System Efficiency Improvements_A_Technical Potential | F1 | Industrial | Petroleum | New | Space Heating | Natural Gas | Steam System Efficiency Improvements | A | Integrated Unit Energy Savings (kWh or therms) | Technical Potential | 0 | 0 | 0 | 0 | 0 | 0 | 0 | 0 | 0 | 0 | 0 | 0 | 0 | 0 | 0 | 0 | 0 | 0 | 0 | 0 | 0 | 0 | 0 | 0 | 0 | 0 | 0 | 0 | 0 | 0 | 0
F2_Industrial_Petroleum_New_Space Heating_Natural Gas_Steam System Efficiency Improvements_A_Technical Potential | F2 | Industrial | Petroleum | New | Space Heating | Natural Gas | Steam System Efficiency Improvements | A | Integrated Unit Summer Peak Savings (kW) | Technical Potential | 0 | 0 | 0 | 0 | 0 | 0 | 0 | 0 | 0 | 0 | 0 | 0 | 0 | 0 | 0 | 0 | 0 | 0 | 0 | 0 | 0 | 0 | 0 | 0 | 0 | 0 | 0 | 0 | 0 | 0 | 0
F3_Industrial_Petroleum_New_Space Heating_Natural Gas_Steam System Efficiency Improvements_A_Technical Potential | F3 | Industrial | Petroleum | New | Space Heating | Natural Gas | Steam System Efficiency Improvements | A | Integrated Unit Winter Peak Savings (kW) | Technical Potential | 0 | 0 | 0 | 0 | 0 | 0 | 0 | 0 | 0 | 0 | 0 | 0 | 0 | 0 | 0 | 0 | 0 | 0 | 0 | 0 | 0 | 0 | 0 | 0 | 0 | 0 | 0 | 0 | 0 | 0 | 0
F4_Industrial_Petroleum_New_Space Heating_Natural Gas_Steam System Efficiency Improvements_A_Technical Potential | F4 | Industrial | Petroleum | New | Space Heating | Natural Gas | Steam System Efficiency Improvements | A | Incremental Energy Savings (MWh or mTherms) | Technical Potential | 0 | 0 | 0 | 0 | 0 | 0 | 0 | 0 | 0 | 0 | 0 | 0 | 0 | 0 | 0 | 0 | 0 | 0 | 0 | 0 | 0 | 0 | 0 | 0 | 0 | 0 | 0 | 0 | 0 | 0 | 0
F5_Industrial_Petroleum_New_Space Heating_Natural Gas_Steam System Efficiency Improvements_A_Technical Potential | F5 | Industrial | Petroleum | New | Space Heating | Natural Gas | Steam System Efficiency Improvements | A | Incremental Summer Peak Savings (MW) | Technical Potential | 0 | 0 | 0 | 0 | 0 | 0 | 0 | 0 | 0 | 0 | 0 | 0 | 0 | 0 | 0 | 0 | 0 | 0 | 0 | 0 | 0 | 0 | 0 | 0 | 0 | 0 | 0 | 0 | 0 | 0 | 0
F6_Industrial_Petroleum_New_Space Heating_Natural Gas_Steam System Efficiency Improvements_A_Technical Potential | F6 | Industrial | Petroleum | New | Space Heating | Natural Gas | Steam System Efficiency Improvements | A | Incremental Winter Peak Savings (MW) | Technical Potential | 0 | 0 | 0 | 0 | 0 | 0 | 0 | 0 | 0 | 0 | 0 | 0 | 0 | 0 | 0 | 0 | 0 | 0 | 0 | 0 | 0 | 0 | 0 | 0 | 0 | 0 | 0 | 0 | 0 | 0 | 0
F7_Industrial_Petroleum_New_Space Heating_Natural Gas_Steam System Efficiency Improvements_A_Technical Potential | F7 | Industrial | Petroleum | New | Space Heating | Natural Gas | Steam System Efficiency Improvements | A | Cumulative Energy Savings (MWh or mTherms) | Technical Potential | 0 | 0 | 0 | 0 | 0 | 0 | 0 | 0 | 0 | 0 | 0 | 0 | 0 | 0 | 0 | 0 | 0 | 0 | 0 | 0 | 0 | 0 | 0 | 0 | 0 | 0 | 0 | 0 | 0 | 0 | 0
F8_Industrial_Petroleum_New_Space Heating_Natural Gas_Steam System Efficiency Improvements_A_Technical Potential | F8 | Industrial | Petroleum | New | Space Heating | Natural Gas | Steam System Efficiency Improvements | A | Cumulative Summer Peak Savings (MW) | Technical Potential | 0 | 0 | 0 | 0 | 0 | 0 | 0 | 0 | 0 | 0 | 0 | 0 | 0 | 0 | 0 | 0 | 0 | 0 | 0 | 0 | 0 | 0 | 0 | 0 | 0 | 0 | 0 | 0 | 0 | 0 | 0
F9_Industrial_Petroleum_New_Space Heating_Natural Gas_Steam System Efficiency Improvements_A_Technical Potential | F9 | Industrial | Petroleum | New | Space Heating | Natural Gas | Steam System Efficiency Improvements | A | Cumulative Winter Peak Savings (MW) | Technical Potential | 0 | 0 | 0 | 0 | 0 | 0 | 0 | 0 | 0 | 0 | 0 | 0 | 0 | 0 | 0 | 0 | 0 | 0 | 0 | 0 | 0 | 0 | 0 | 0 | 0 | 0 | 0 | 0 | 0 | 0 | 0
F10_Industrial_Petroleum_New_Space Heating_Natural Gas_Steam System Efficiency Improvements_A_Technical Potential | F10 | Industrial | Petroleum | New | Space Heating | Natural Gas | Steam System Efficiency Improvements | A | Purchases (Incremental) | Technical Potential | 0 | 0 | 0 | 0 | 0 | 0 | 0 | 0 | 0 | 0 | 0 | 0 | 0 | 0 | 0 | 0 | 0 | 0 | 0 | 0 | 0 | 0 | 0 | 0 | 0 | 0 | 0 | 0 | 0 | 0 | 0
F11_Industrial_Petroleum_New_Space Heating_Natural Gas_Steam System Efficiency Improvements_A_Technical Potential | F11 | Industrial | Petroleum | New | Space Heating | Natural Gas | Steam System Efficiency Improvements | A | Purchases (Cumulative) | Technical Potential | 0 | 0 | 0 | 0 | 0 | 0 | 0 | 0 | 0 | 0 | 0 | 0 | 0 | 0 | 0 | 0 | 0 | 0 | 0 | 0 | 0 | 0 | 0 | 0 | 0 | 0 | 0 | 0 | 0 | 0 | 0
F1_Industrial_Petroleum_New_Process_Natural Gas_Steam System Efficiency Improvements_A_Technical Potential | F1 | Industrial | Petroleum | New | Process | Natural Gas | Steam System Efficiency Improvements | A | Integrated Unit Energy Savings (kWh or therms) | Technical Potential | 0 | 0 | 0 | 0 | 0 | 0.70046 | 0.69857 | 0.69686 | 0.69527 | 0.69373 | 0.69265 | 0.69175 | 0.69101 | 0.69039 | 0.68991 | 0.68956 | 0.68932 | 0.68919 | 0.68914 | 0.68913 | 0.6892 | 0.68932 | 0.68942 | 0.68951 | 0.68959 | 0.69008 | 0.69053 | 0.69095 | 0.70269 | 0.70269 | 0.70269
F2_Industrial_Petroleum_New_Process_Natural Gas_Steam System Efficiency Improvements_A_Technical Potential | F2 | Industrial | Petroleum | New | Process | Natural Gas | Steam System Efficiency Improvements | A | Integrated Unit Summer Peak Savings (kW) | Technical Potential | 0 | 0 | 0 | 0 | 0 | 0 | 0 | 0 | 0 | 0 | 0 | 0 | 0 | 0 | 0 | 0 | 0 | 0 | 0 | 0 | 0 | 0 | 0 | 0 | 0 | 0 | 0 | 0 | 0 | 0 | 0
F3_Industrial_Petroleum_New_Process_Natural Gas_Steam System Efficiency Improvements_A_Technical Potential | F3 | Industrial | Petroleum | New | Process | Natural Gas | Steam System Efficiency Improvements | A | Integrated Unit Winter Peak Savings (kW) | Technical Potential | 0 | 0 | 0 | 0 | 0 | 0 | 0 | 0 | 0 | 0 | 0 | 0 | 0 | 0 | 0 | 0 | 0 | 0 | 0 | 0 | 0 | 0 | 0 | 0 | 0 | 0 | 0 | 0 | 0 | 0 | 0
F4_Industrial_Petroleum_New_Process_Natural Gas_Steam System Efficiency Improvements_A_Technical Potential | F4 | Industrial | Petroleum | New | Process | Natural Gas | Steam System Efficiency Improvements | A | Incremental Energy Savings (MWh or mTherms) | Technical Potential | 0 | 0 | 0 | 0 | 0 | 8.8909e-07 | 2.0999e-06 | 4.2989e-06 | 7.9119e-06 | 1.3399e-05 | 2.1189e-05 | 3.1505e-05 | 4.4311e-05 | 5.9088e-05 | 7.4654e-05 | 8.9369e-05 | 0.000101 | 0.00010738 | 0.00010682 | 9.8809e-05 | 8.9323e-05 | 0.000101 | 0.00010741 | 0.00010688 | 9.8875e-05 | 8.9436e-05 | 0.00010117 | 0.00010765 | 0.00010892 | 0.00010075 | 9.1071e-05
F5_Industrial_Petroleum_New_Process_Natural Gas_Steam System Efficiency Improvements_A_Technical Potential | F5 | Industrial | Petroleum | New | Process | Natural Gas | Steam System Efficiency Improvements | A | Incremental Summer Peak Savings (MW) | Technical Potential | 0 | 0 | 0 | 0 | 0 | 0 | 0 | 0 | 0 | 0 | 0 | 0 | 0 | 0 | 0 | 0 | 0 | 0 | 0 | 0 | 0 | 0 | 0 | 0 | 0 | 0 | 0 | 0 | 0 | 0 | 0
F6_Industrial_Petroleum_New_Process_Natural Gas_Steam System Efficiency Improvements_A_Technical Potential | F6 | Industrial | Petroleum | New | Process | Natural Gas | Steam System Efficiency Improvements | A | Incremental Winter Peak Savings (MW) | Technical Potential | 0 | 0 | 0 | 0 | 0 | 0 | 0 | 0 | 0 | 0 | 0 | 0 | 0 | 0 | 0 | 0 | 0 | 0 | 0 | 0 | 0 | 0 | 0 | 0 | 0 | 0 | 0 | 0 | 0 | 0 | 0
F7_Industrial_Petroleum_New_Process_Natural Gas_Steam System Efficiency Improvements_A_Technical Potential | F7 | Industrial | Petroleum | New | Process | Natural Gas | Steam System Efficiency Improvements | A | Cumulative Energy Savings (MWh or mTherms) | Technical Potential | 0 | 0 | 0 | 0 | 0 | 8.8909e-07 | 2.9865e-06 | 7.2781e-06 | 1.5173e-05 | 2.8539e-05 | 4.8805e-05 | 7.8167e-05 | 0.00011813 | 0.00016926 | 0.00023047 | 0.00029862 | 0.00036813 | 0.00043124 | 0.00047905 | 0.00050328 | 0.00050333 | 0.00050342 | 0.0005035 | 0.00050356 | 0.00050362 | 0.00050397 | 0.0005043 | 0.00050461 | 0 | 0 | 0
F8_Industrial_Petroleum_New_Process_Natural Gas_Steam System Efficiency Improvements_A_Technical Potential | F8 | Industrial | Petroleum | New | Process | Natural Gas | Steam System Efficiency Improvements | A | Cumulative Summer Peak Savings (MW) | Technical Potential | 0 | 0 | 0 | 0 | 0 | 0 | 0 | 0 | 0 | 0 | 0 | 0 | 0 | 0 | 0 | 0 | 0 | 0 | 0 | 0 | 0 | 0 | 0 | 0 | 0 | 0 | 0 | 0 | 0 | 0 | 0
F9_Industrial_Petroleum_New_Process_Natural Gas_Steam System Efficiency Improvements_A_Technical Potential | F9 | Industrial | Petroleum | New | Process | Natural Gas | Steam System Efficiency Improvements | A | Cumulative Winter Peak Savings (MW) | Technical Potential | 0 | 0 | 0 | 0 | 0 | 0 | 0 | 0 | 0 | 0 | 0 | 0 | 0 | 0 | 0 | 0 | 0 | 0 | 0 | 0 | 0 | 0 | 0 | 0 | 0 | 0 | 0 | 0 | 0 | 0 | 0
F10_Industrial_Petroleum_New_Process_Natural Gas_Steam System Efficiency Improvements_A_Technical Potential | F10 | Industrial | Petroleum | New | Process | Natural Gas | Steam System Efficiency Improvements | A | Purchases (Incremental) | Technical Potential | 0 | 0 | 0 | 0 | 0 | 0.0012693 | 0.0030059 | 0.0061689 | 0.01138 | 0.019315 | 0.030591 | 0.045544 | 0.064125 | 0.085586 | 0.10821 | 0.1296 | 0.14651 | 0.1558 | 0.15501 | 0.14338 | 0.1296 | 0.14651 | 0.1558 | 0.15501 | 0.14338 | 0.1296 | 0.14651 | 0.1558 | 0.15501 | 0.14338 | 0.1296
F11_Industrial_Petroleum_New_Process_Natural Gas_Steam System Efficiency Improvements_A_Technical Potential | F11 | Industrial | Petroleum | New | Process | Natural Gas | Steam System Efficiency Improvements | A | Purchases (Cumulative) | Technical Potential | 0 | 0 | 0 | 0 | 0 | 0.0012693 | 0.0042752 | 0.010444 | 0.021824 | 0.041139 | 0.070461 | 0.113 | 0.17096 | 0.24516 | 0.33406 | 0.43307 | 0.53404 | 0.62572 | 0.69514 | 0.73032 | 0.73032 | 0.73032 | 0.73032 | 0.73032 | 0.73032 | 0.73032 | 0.73032 | 0.73032 | 0.73032 | 0.73032 | 0.73032
F1_Industrial_Petroleum_New_Space Heating_Natural Gas_Strategic Energy Management_A_Technical Potential | F1 | Industrial | Petroleum | New | Space Heating | Natural Gas | Strategic Energy Management | A | Integrated Unit Energy Savings (kWh or therms) | Technical Potential | 0 | 0 | 0 | 0 | 0 | 0 | 0 | 0 | 0 | 0 | 0 | 0 | 0 | 0 | 0 | 0 | 0 | 0 | 0 | 0 | 0 | 0 | 0 | 0 | 0 | 0 | 0 | 0 | 0 | 0 | 0
F2_Industrial_Petroleum_New_Space Heating_Natural Gas_Strategic Energy Management_A_Technical Potential | F2 | Industrial | Petroleum | New | Space Heating | Natural Gas | Strategic Energy Management | A | Integrated Unit Summer Peak Savings (kW) | Technical Potential | 0 | 0 | 0 | 0 | 0 | 0 | 0 | 0 | 0 | 0 | 0 | 0 | 0 | 0 | 0 | 0 | 0 | 0 | 0 | 0 | 0 | 0 | 0 | 0 | 0 | 0 | 0 | 0 | 0 | 0 | 0
F3_Industrial_Petroleum_New_Space Heating_Natural Gas_Strategic Energy Management_A_Technical Potential | F3 | Industrial | Petroleum | New | Space Heating | Natural Gas | Strategic Energy Management | A | Integrated Unit Winter Peak Savings (kW) | Technical Potential | 0 | 0 | 0 | 0 | 0 | 0 | 0 | 0 | 0 | 0 | 0 | 0 | 0 | 0 | 0 | 0 | 0 | 0 | 0 | 0 | 0 | 0 | 0 | 0 | 0 | 0 | 0 | 0 | 0 | 0 | 0
F4_Industrial_Petroleum_New_Space Heating_Natural Gas_Strategic Energy Management_A_Technical Potential | F4 | Industrial | Petroleum | New | Space Heating | Natural Gas | Strategic Energy Management | A | Incremental Energy Savings (MWh or mTherms) | Technical Potential | 0 | 0 | 0 | 0 | 0 | 0 | 0 | 0 | 0 | 0 | 0 | 0 | 0 | 0 | 0 | 0 | 0 | 0 | 0 | 0 | 0 | 0 | 0 | 0 | 0 | 0 | 0 | 0 | 0 | 0 | 0
F5_Industrial_Petroleum_New_Space Heating_Natural Gas_Strategic Energy Management_A_Technical Potential | F5 | Industrial | Petroleum | New | Space Heating | Natural Gas | Strategic Energy Management | A | Incremental Summer Peak Savings (MW) | Technical Potential | 0 | 0 | 0 | 0 | 0 | 0 | 0 | 0 | 0 | 0 | 0 | 0 | 0 | 0 | 0 | 0 | 0 | 0 | 0 | 0 | 0 | 0 | 0 | 0 | 0 | 0 | 0 | 0 | 0 | 0 | 0
F6_Industrial_Petroleum_New_Space Heating_Natural Gas_Strategic Energy Management_A_Technical Potential | F6 | Industrial | Petroleum | New | Space Heating | Natural Gas | Strategic Energy Management | A | Incremental Winter Peak Savings (MW) | Technical Potential | 0 | 0 | 0 | 0 | 0 | 0 | 0 | 0 | 0 | 0 | 0 | 0 | 0 | 0 | 0 | 0 | 0 | 0 | 0 | 0 | 0 | 0 | 0 | 0 | 0 | 0 | 0 | 0 | 0 | 0 | 0
F7_Industrial_Petroleum_New_Space Heating_Natural Gas_Strategic Energy Management_A_Technical Potential | F7 | Industrial | Petroleum | New | Space Heating | Natural Gas | Strategic Energy Management | A | Cumulative Energy Savings (MWh or mTherms) | Technical Potential | 0 | 0 | 0 | 0 | 0 | 0 | 0 | 0 | 0 | 0 | 0 | 0 | 0 | 0 | 0 | 0 | 0 | 0 | 0 | 0 | 0 | 0 | 0 | 0 | 0 | 0 | 0 | 0 | 0 | 0 | 0
F8_Industrial_Petroleum_New_Space Heating_Natural Gas_Strategic Energy Management_A_Technical Potential | F8 | Industrial | Petroleum | New | Space Heating | Natural Gas | Strategic Energy Management | A | Cumulative Summer Peak Savings (MW) | Technical Potential | 0 | 0 | 0 | 0 | 0 | 0 | 0 | 0 | 0 | 0 | 0 | 0 | 0 | 0 | 0 | 0 | 0 | 0 | 0 | 0 | 0 | 0 | 0 | 0 | 0 | 0 | 0 | 0 | 0 | 0 | 0
F9_Industrial_Petroleum_New_Space Heating_Natural Gas_Strategic Energy Management_A_Technical Potential | F9 | Industrial | Petroleum | New | Space Heating | Natural Gas | Strategic Energy Management | A | Cumulative Winter Peak Savings (MW) | Technical Potential | 0 | 0 | 0 | 0 | 0 | 0 | 0 | 0 | 0 | 0 | 0 | 0 | 0 | 0 | 0 | 0 | 0 | 0 | 0 | 0 | 0 | 0 | 0 | 0 | 0 | 0 | 0 | 0 | 0 | 0 | 0
F10_Industrial_Petroleum_New_Space Heating_Natural Gas_Strategic Energy Management_A_Technical Potential | F10 | Industrial | Petroleum | New | Space Heating | Natural Gas | Strategic Energy Management | A | Purchases (Incremental) | Technical Potential | 0 | 0 | 0 | 0 | 0 | 0 | 0 | 0 | 0 | 0 | 0 | 0 | 0 | 0 | 0 | 0 | 0 | 0 | 0 | 0 | 0 | 0 | 0 | 0 | 0 | 0 | 0 | 0 | 0 | 0 | 0
F11_Industrial_Petroleum_New_Space Heating_Natural Gas_Strategic Energy Management_A_Technical Potential | F11 | Industrial | Petroleum | New | Space Heating | Natural Gas | Strategic Energy Management | A | Purchases (Cumulative) | Technical Potential | 0 | 0 | 0 | 0 | 0 | 0 | 0 | 0 | 0 | 0 | 0 | 0 | 0 | 0 | 0 | 0 | 0 | 0 | 0 | 0 | 0 | 0 | 0 | 0 | 0 | 0 | 0 | 0 | 0 | 0 | 0
F1_Industrial_Petroleum_New_Process_Natural Gas_Strategic Energy Management_A_Technical Potential | F1 | Industrial | Petroleum | New | Process | Natural Gas | Strategic Energy Management | A | Integrated Unit Energy Savings (kWh or therms) | Technical Potential | 0 | 0 | 0 | 0 | 0 | 767.7102 | 766.5796 | 765.5571 | 764.6191 | 763.7102 | 762.9045 | 762.2694 | 761.776 | 761.4079 | 761.1493 | 761.0019 | 760.9486 | 760.9686 | 761.0351 | 761.1226 | 761.2522 | 761.4249 | 761.5744 | 761.7033 | 761.8144 | 762.085 | 762.3355 | 762.5679 | 0 | 0 | 0
F2_Industrial_Petroleum_New_Process_Natural Gas_Strategic Energy Management_A_Technical Potential | F2 | Industrial | Petroleum | New | Process | Natural Gas | Strategic Energy Management | A | Integrated Unit Summer Peak Savings (kW) | Technical Potential | 0 | 0 | 0 | 0 | 0 | 0 | 0 | 0 | 0 | 0 | 0 | 0 | 0 | 0 | 0 | 0 | 0 | 0 | 0 | 0 | 0 | 0 | 0 | 0 | 0 | 0 | 0 | 0 | 0 | 0 | 0
F3_Industrial_Petroleum_New_Process_Natural Gas_Strategic Energy Management_A_Technical Potential | F3 | Industrial | Petroleum | New | Process | Natural Gas | Strategic Energy Management | A | Integrated Unit Winter Peak Savings (kW) | Technical Potential | 0 | 0 | 0 | 0 | 0 | 0 | 0 | 0 | 0 | 0 | 0 | 0 | 0 | 0 | 0 | 0 | 0 | 0 | 0 | 0 | 0 | 0 | 0 | 0 | 0 | 0 | 0 | 0 | 0 | 0 | 0
F4_Industrial_Petroleum_New_Process_Natural Gas_Strategic Energy Management_A_Technical Potential | F4 | Industrial | Petroleum | New | Process | Natural Gas | Strategic Energy Management | A | Incremental Energy Savings (MWh or mTherms) | Technical Potential | 0 | 0 | 0 | 0 | 0 | 0.114 | 0.13486 | 0.15567 | 0.17631 | 0.19693 | 0.21754 | 0.2379 | 0.25821 | 0.27851 | 0.2985 | 0.3186 | 0.33854 | 0.35852 | 0.37842 | 0.39816 | 0.41795 | 0.43769 | 0.45735 | 0.47693 | 0.49644 | 0.41841 | 0.43822 | 0.45795 | 0 | 0 | 0
F5_Industrial_Petroleum_New_Process_Natural Gas_Strategic Energy Management_A_Technical Potential | F5 | Industrial | Petroleum | New | Process | Natural Gas | Strategic Energy Management | A | Incremental Summer Peak Savings (MW) | Technical Potential | 0 | 0 | 0 | 0 | 0 | 0 | 0 | 0 | 0 | 0 | 0 | 0 | 0 | 0 | 0 | 0 | 0 | 0 | 0 | 0 | 0 | 0 | 0 | 0 | 0 | 0 | 0 | 0 | 0 | 0 | 0
F6_Industrial_Petroleum_New_Process_Natural Gas_Strategic Energy Management_A_Technical Potential | F6 | Industrial | Petroleum | New | Process | Natural Gas | Strategic Energy Management | A | Incremental Winter Peak Savings (MW) | Technical Potential | 0 | 0 | 0 | 0 | 0 | 0 | 0 | 0 | 0 | 0 | 0 | 0 | 0 | 0 | 0 | 0 | 0 | 0 | 0 | 0 | 0 | 0 | 0 | 0 | 0 | 0 | 0 | 0 | 0 | 0 | 0
F7_Industrial_Petroleum_New_Process_Natural Gas_Strategic Energy Management_A_Technical Potential | F7 | Industrial | Petroleum | New | Process | Natural Gas | Strategic Energy Management | A | Cumulative Energy Savings (MWh or mTherms) | Technical Potential | 0 | 0 | 0 | 0 | 0 | 0.114 | 0.24869 | 0.40402 | 0.57984 | 0.77608 | 0.87952 | 0.98258 | 1.0853 | 1.1877 | 1.2895 | 1.3909 | 1.4918 | 1.5924 | 1.6926 | 1.7925 | 1.8921 | 1.9914 | 2.0904 | 2.1889 | 2.2871 | 2.2879 | 2.2887 | 2.2894 | 0 | 0 | 0
F8_Industrial_Petroleum_New_Process_Natural Gas_Strategic Energy Management_A_Technical Potential | F8 | Industrial | Petroleum | New | Process | Natural Gas | Strategic Energy Management | A | Cumulative Summer Peak Savings (MW) | Technical Potential | 0 | 0 | 0 | 0 | 0 | 0 | 0 | 0 | 0 | 0 | 0 | 0 | 0 | 0 | 0 | 0 | 0 | 0 | 0 | 0 | 0 | 0 | 0 | 0 | 0 | 0 | 0 | 0 | 0 | 0 | 0
F9_Industrial_Petroleum_New_Process_Natural Gas_Strategic Energy Management_A_Technical Potential | F9 | Industrial | Petroleum | New | Process | Natural Gas | Strategic Energy Management | A | Cumulative Winter Peak Savings (MW) | Technical Potential | 0 | 0 | 0 | 0 | 0 | 0 | 0 | 0 | 0 | 0 | 0 | 0 | 0 | 0 | 0 | 0 | 0 | 0 | 0 | 0 | 0 | 0 | 0 | 0 | 0 | 0 | 0 | 0 | 0 | 0 | 0
F10_Industrial_Petroleum_New_Process_Natural Gas_Strategic Energy Management_A_Technical Potential | F10 | Industrial | Petroleum | New | Process | Natural Gas | Strategic Energy Management | A | Purchases (Incremental) | Technical Potential | 0 | 0 | 0 | 0 | 0 | 0.14849 | 0.17592 | 0.20334 | 0.23059 | 0.25786 | 0.28515 | 0.31209 | 0.33896 | 0.36578 | 0.39217 | 0.41866 | 0.4449 | 0.47114 | 0.49725 | 0.52313 | 0.54903 | 0.57483 | 0.60053 | 0.62614 | 0.65166 | 0.54903 | 0.57483 | 0.60053 | 0.62614 | 0.65166 | 0.54903
F11_Industrial_Petroleum_New_Process_Natural Gas_Strategic Energy Management_A_Technical Potential | F11 | Industrial | Petroleum | New | Process | Natural Gas | Strategic Energy Management | A | Purchases (Cumulative) | Technical Potential | 0 | 0 | 0 | 0 | 0 | 0.14849 | 0.32441 | 0.52775 | 0.75834 | 1.0162 | 1.1529 | 1.289 | 1.4247 | 1.5598 | 1.6942 | 1.8277 | 1.9605 | 2.0926 | 2.2241 | 2.3551 | 2.4854 | 2.6154 | 2.7448 | 2.8737 | 3.0022 | 3.0022 | 3.0022 | 3.0022 | 3.0022 | 3.0022 | 3.0022
F1_Industrial_Petroleum_New_Miscellaneous_Natural Gas_Strategic Energy Management_A_Technical Potential | F1 | Industrial | Petroleum | New | Miscellaneous | Natural Gas | Strategic Energy Management | A | Integrated Unit Energy Savings (kWh or therms) | Technical Potential | 0 | 0 | 0 | 0 | 0 | 160.7723 | 160.7723 | 160.7723 | 160.7723 | 160.7723 | 160.7723 | 160.7723 | 160.7723 | 160.7723 | 160.7723 | 160.7723 | 160.7723 | 160.7723 | 160.7723 | 160.7723 | 160.7723 | 160.7723 | 160.7723 | 160.7723 | 160.7723 | 160.7723 | 160.7723 | 160.7723 | 0 | 0 | 0
F2_Industrial_Petroleum_New_Miscellaneous_Natural Gas_Strategic Energy Management_A_Technical Potential | F2 | Industrial | Petroleum | New | Miscellaneous | Natural Gas | Strategic Energy Management | A | Integrated Unit Summer Peak Savings (kW) | Technical Potential | 0 | 0 | 0 | 0 | 0 | 0 | 0 | 0 | 0 | 0 | 0 | 0 | 0 | 0 | 0 | 0 | 0 | 0 | 0 | 0 | 0 | 0 | 0 | 0 | 0 | 0 | 0 | 0 | 0 | 0 | 0
F3_Industrial_Petroleum_New_Miscellaneous_Natural Gas_Strategic Energy Management_A_Technical Potential | F3 | Industrial | Petroleum | New | Miscellaneous | Natural Gas | Strategic Energy Management | A | Integrated Unit Winter Peak Savings (kW) | Technical Potential | 0 | 0 | 0 | 0 | 0 | 0 | 0 | 0 | 0 | 0 | 0 | 0 | 0 | 0 | 0 | 0 | 0 | 0 | 0 | 0 | 0 | 0 | 0 | 0 | 0 | 0 | 0 | 0 | 0 | 0 | 0
F4_Industrial_Petroleum_New_Miscellaneous_Natural Gas_Strategic Energy Management_A_Technical Potential | F4 | Industrial | Petroleum | New | Miscellaneous | Natural Gas | Strategic Energy Management | A | Incremental Energy Savings (MWh or mTherms) | Technical Potential | 0 | 0 | 0 | 0 | 0 | 0.0059683 | 0.0070708 | 0.0081727 | 0.0092681 | 0.010364 | 0.011461 | 0.012544 | 0.013624 | 0.014702 | 0.015762 | 0.016827 | 0.017882 | 0.018937 | 0.019986 | 0.021026 | 0.022067 | 0.023104 | 0.024137 | 0.025167 | 0.026192 | 0.022067 | 0.023104 | 0.024137 | 0 | 0 | 0
F5_Industrial_Petroleum_New_Miscellaneous_Natural Gas_Strategic Energy Management_A_Technical Potential | F5 | Industrial | Petroleum | New | Miscellaneous | Natural Gas | Strategic Energy Management | A | Incremental Summer Peak Savings (MW) | Technical Potential | 0 | 0 | 0 | 0 | 0 | 0 | 0 | 0 | 0 | 0 | 0 | 0 | 0 | 0 | 0 | 0 | 0 | 0 | 0 | 0 | 0 | 0 | 0 | 0 | 0 | 0 | 0 | 0 | 0 | 0 | 0
F6_Industrial_Petroleum_New_Miscellaneous_Natural Gas_Strategic Energy Management_A_Technical Potential | F6 | Industrial | Petroleum | New | Miscellaneous | Natural Gas | Strategic Energy Management | A | Incremental Winter Peak Savings (MW) | Technical Potential | 0 | 0 | 0 | 0 | 0 | 0 | 0 | 0 | 0 | 0 | 0 | 0 | 0 | 0 | 0 | 0 | 0 | 0 | 0 | 0 | 0 | 0 | 0 | 0 | 0 | 0 | 0 | 0 | 0 | 0 | 0
F7_Industrial_Petroleum_New_Miscellaneous_Natural Gas_Strategic Energy Management_A_Technical Potential | F7 | Industrial | Petroleum | New | Miscellaneous | Natural Gas | Strategic Energy Management | A | Cumulative Energy Savings (MWh or mTherms) | Technical Potential | 0 | 0 | 0 | 0 | 0 | 0.0059683 | 0.013039 | 0.021212 | 0.03048 | 0.040844 | 0.046337 | 0.05181 | 0.057261 | 0.062695 | 0.068093 | 0.073459 | 0.078797 | 0.08411 | 0.089394 | 0.094658 | 0.099898 | 0.10512 | 0.11032 | 0.1155 | 0.12067 | 0.12067 | 0.12067 | 0.12067 | 0 | 0 | 0
F8_Industrial_Petroleum_New_Miscellaneous_Natural Gas_Strategic Energy Management_A_Technical Potential | F8 | Industrial | Petroleum | New | Miscellaneous | Natural Gas | Strategic Energy Management | A | Cumulative Summer Peak Savings (MW) | Technical Potential | 0 | 0 | 0 | 0 | 0 | 0 | 0 | 0 | 0 | 0 | 0 | 0 | 0 | 0 | 0 | 0 | 0 | 0 | 0 | 0 | 0 | 0 | 0 | 0 | 0 | 0 | 0 | 0 | 0 | 0 | 0
F9_Industrial_Petroleum_New_Miscellaneous_Natural Gas_Strategic Energy Management_A_Technical Potential | F9 | Industrial | Petroleum | New | Miscellaneous | Natural Gas | Strategic Energy Management | A | Cumulative Winter Peak Savings (MW) | Technical Potential | 0 | 0 | 0 | 0 | 0 | 0 | 0 | 0 | 0 | 0 | 0 | 0 | 0 | 0 | 0 | 0 | 0 | 0 | 0 | 0 | 0 | 0 | 0 | 0 | 0 | 0 | 0 | 0 | 0 | 0 | 0
F10_Industrial_Petroleum_New_Miscellaneous_Natural Gas_Strategic Energy Management_A_Technical Potential | F10 | Industrial | Petroleum | New | Miscellaneous | Natural Gas | Strategic Energy Management | A | Purchases (Incremental) | Technical Potential | 0 | 0 | 0 | 0 | 0 | 0.037123 | 0.04398 | 0.050834 | 0.057647 | 0.064464 | 0.071287 | 0.078023 | 0.084741 | 0.091445 | 0.098042 | 0.10467 | 0.11122 | 0.11779 | 0.12431 | 0.13078 | 0.13726 | 0.14371 | 0.15013 | 0.15654 | 0.16291 | 0.13726 | 0.14371 | 0.15013 | 0.15654 | 0.16291 | 0.13726
F11_Industrial_Petroleum_New_Miscellaneous_Natural Gas_Strategic Energy Management_A_Technical Potential | F11 | Industrial | Petroleum | New | Miscellaneous | Natural Gas | Strategic Energy Management | A | Purchases (Cumulative) | Technical Potential | 0 | 0 | 0 | 0 | 0 | 0.037123 | 0.081103 | 0.13194 | 0.18958 | 0.25405 | 0.28821 | 0.32226 | 0.35616 | 0.38996 | 0.42354 | 0.45692 | 0.49012 | 0.52316 | 0.55603 | 0.58877 | 0.62136 | 0.65385 | 0.68619 | 0.71842 | 0.75055 | 0.75055 | 0.75055 | 0.75055 | 0.75055 | 0.75055 | 0.75055
F1_Industrial_Petroleum_New_Space Heating_Natural Gas_Commissioning_A_Technical Potential | F1 | Industrial | Petroleum | New | Space Heating | Natural Gas | Commissioning | A | Integrated Unit Energy Savings (kWh or therms) | Technical Potential | 0 | 0 | 0 | 0 | 0 | 0 | 0 | 0 | 0 | 0 | 0 | 0 | 0 | 0 | 0 | 0 | 0 | 0 | 0 | 0 | 0 | 0 | 0 | 0 | 0 | 0 | 0 | 0 | 0 | 0 | 0
F2_Industrial_Petroleum_New_Space Heating_Natural Gas_Commissioning_A_Technical Potential | F2 | Industrial | Petroleum | New | Space Heating | Natural Gas | Commissioning | A | Integrated Unit Summer Peak Savings (kW) | Technical Potential | 0 | 0 | 0 | 0 | 0 | 0 | 0 | 0 | 0 | 0 | 0 | 0 | 0 | 0 | 0 | 0 | 0 | 0 | 0 | 0 | 0 | 0 | 0 | 0 | 0 | 0 | 0 | 0 | 0 | 0 | 0
F3_Industrial_Petroleum_New_Space Heating_Natural Gas_Commissioning_A_Technical Potential | F3 | Industrial | Petroleum | New | Space Heating | Natural Gas | Commissioning | A | Integrated Unit Winter Peak Savings (kW) | Technical Potential | 0 | 0 | 0 | 0 | 0 | 0 | 0 | 0 | 0 | 0 | 0 | 0 | 0 | 0 | 0 | 0 | 0 | 0 | 0 | 0 | 0 | 0 | 0 | 0 | 0 | 0 | 0 | 0 | 0 | 0 | 0
F4_Industrial_Petroleum_New_Space Heating_Natural Gas_Commissioning_A_Technical Potential | F4 | Industrial | Petroleum | New | Space Heating | Natural Gas | Commissioning | A | Incremental Energy Savings (MWh or mTherms) | Technical Potential | 0 | 0 | 0 | 0 | 0 | 0 | 0 | 0 | 0 | 0 | 0 | 0 | 0 | 0 | 0 | 0 | 0 | 0 | 0 | 0 | 0 | 0 | 0 | 0 | 0 | 0 | 0 | 0 | 0 | 0 | 0
F5_Industrial_Petroleum_New_Space Heating_Natural Gas_Commissioning_A_Technical Potential | F5 | Industrial | Petroleum | New | Space Heating | Natural Gas | Commissioning | A | Incremental Summer Peak Savings (MW) | Technical Potential | 0 | 0 | 0 | 0 | 0 | 0 | 0 | 0 | 0 | 0 | 0 | 0 | 0 | 0 | 0 | 0 | 0 | 0 | 0 | 0 | 0 | 0 | 0 | 0 | 0 | 0 | 0 | 0 | 0 | 0 | 0
F6_Industrial_Petroleum_New_Space Heating_Natural Gas_Commissioning_A_Technical Potential | F6 | Industrial | Petroleum | New | Space Heating | Natural Gas | Commissioning | A | Incremental Winter Peak Savings (MW) | Technical Potential | 0 | 0 | 0 | 0 | 0 | 0 | 0 | 0 | 0 | 0 | 0 | 0 | 0 | 0 | 0 | 0 | 0 | 0 | 0 | 0 | 0 | 0 | 0 | 0 | 0 | 0 | 0 | 0 | 0 | 0 | 0
F7_Industrial_Petroleum_New_Space Heating_Natural Gas_Commissioning_A_Technical Potential | F7 | Industrial | Petroleum | New | Space Heating | Natural Gas | Commissioning | A | Cumulative Energy Savings (MWh or mTherms) | Technical Potential | 0 | 0 | 0 | 0 | 0 | 0 | 0 | 0 | 0 | 0 | 0 | 0 | 0 | 0 | 0 | 0 | 0 | 0 | 0 | 0 | 0 | 0 | 0 | 0 | 0 | 0 | 0 | 0 | 0 | 0 | 0
F8_Industrial_Petroleum_New_Space Heating_Natural Gas_Commissioning_A_Technical Potential | F8 | Industrial | Petroleum | New | Space Heating | Natural Gas | Commissioning | A | Cumulative Summer Peak Savings (MW) | Technical Potential | 0 | 0 | 0 | 0 | 0 | 0 | 0 | 0 | 0 | 0 | 0 | 0 | 0 | 0 | 0 | 0 | 0 | 0 | 0 | 0 | 0 | 0 | 0 | 0 | 0 | 0 | 0 | 0 | 0 | 0 | 0
F9_Industrial_Petroleum_New_Space Heating_Natural Gas_Commissioning_A_Technical Potential | F9 | Industrial | Petroleum | New | Space Heating | Natural Gas | Commissioning | A | Cumulative Winter Peak Savings (MW) | Technical Potential | 0 | 0 | 0 | 0 | 0 | 0 | 0 | 0 | 0 | 0 | 0 | 0 | 0 | 0 | 0 | 0 | 0 | 0 | 0 | 0 | 0 | 0 | 0 | 0 | 0 | 0 | 0 | 0 | 0 | 0 | 0
F10_Industrial_Petroleum_New_Space Heating_Natural Gas_Commissioning_A_Technical Potential | F10 | Industrial | Petroleum | New | Space Heating | Natural Gas | Commissioning | A | Purchases (Incremental) | Technical Potential | 0 | 0 | 0 | 0 | 0 | 0 | 0 | 0 | 0 | 0 | 0 | 0 | 0 | 0 | 0 | 0 | 0 | 0 | 0 | 0 | 0 | 0 | 0 | 0 | 0 | 0 | 0 | 0 | 0 | 0 | 0
F11_Industrial_Petroleum_New_Space Heating_Natural Gas_Commissioning_A_Technical Potential | F11 | Industrial | Petroleum | New | Space Heating | Natural Gas | Commissioning | A | Purchases (Cumulative) | Technical Potential | 0 | 0 | 0 | 0 | 0 | 0 | 0 | 0 | 0 | 0 | 0 | 0 | 0 | 0 | 0 | 0 | 0 | 0 | 0 | 0 | 0 | 0 | 0 | 0 | 0 | 0 | 0 | 0 | 0 | 0 | 0
F1_Industrial_Petroleum_New_Process_Natural Gas_Commissioning_A_Technical Potential | F1 | Industrial | Petroleum | New | Process | Natural Gas | Commissioning | A | Integrated Unit Energy Savings (kWh or therms) | Technical Potential | 0 | 0 | 0 | 0 | 0 | 4292.3343 | 4292.3343 | 4292.3343 | 4292.3343 | 4292.3343 | 4292.3343 | 4292.3343 | 4292.3343 | 4292.3343 | 4292.3343 | 4292.3343 | 4292.3343 | 4292.3343 | 4292.3343 | 4292.3343 | 4292.3343 | 4292.3343 | 4292.3343 | 4292.3343 | 4292.3343 | 4292.3343 | 4292.3343 | 4292.3343 | 0 | 0 | 0
F2_Industrial_Petroleum_New_Process_Natural Gas_Commissioning_A_Technical Potential | F2 | Industrial | Petroleum | New | Process | Natural Gas | Commissioning | A | Integrated Unit Summer Peak Savings (kW) | Technical Potential | 0 | 0 | 0 | 0 | 0 | 0 | 0 | 0 | 0 | 0 | 0 | 0 | 0 | 0 | 0 | 0 | 0 | 0 | 0 | 0 | 0 | 0 | 0 | 0 | 0 | 0 | 0 | 0 | 0 | 0 | 0
F3_Industrial_Petroleum_New_Process_Natural Gas_Commissioning_A_Technical Potential | F3 | Industrial | Petroleum | New | Process | Natural Gas | Commissioning | A | Integrated Unit Winter Peak Savings (kW) | Technical Potential | 0 | 0 | 0 | 0 | 0 | 0 | 0 | 0 | 0 | 0 | 0 | 0 | 0 | 0 | 0 | 0 | 0 | 0 | 0 | 0 | 0 | 0 | 0 | 0 | 0 | 0 | 0 | 0 | 0 | 0 | 0
F4_Industrial_Petroleum_New_Process_Natural Gas_Commissioning_A_Technical Potential | F4 | Industrial | Petroleum | New | Process | Natural Gas | Commissioning | A | Incremental Energy Savings (MWh or mTherms) | Technical Potential | 0 | 0 | 0 | 0 | 0 | 0 | 0 | 0 | 0 | 0 | 0 | 0 | 0 | 0 | 0 | 0 | 0 | 0 | 0 | 0 | 0 | 0 | 0 | 0 | 0 | 0 | 0 | 0 | 0 | 0 | 0
F5_Industrial_Petroleum_New_Process_Natural Gas_Commissioning_A_Technical Potential | F5 | Industrial | Petroleum | New | Process | Natural Gas | Commissioning | A | Incremental Summer Peak Savings (MW) | Technical Potential | 0 | 0 | 0 | 0 | 0 | 0 | 0 | 0 | 0 | 0 | 0 | 0 | 0 | 0 | 0 | 0 | 0 | 0 | 0 | 0 | 0 | 0 | 0 | 0 | 0 | 0 | 0 | 0 | 0 | 0 | 0
F6_Industrial_Petroleum_New_Process_Natural Gas_Commissioning_A_Technical Potential | F6 | Industrial | Petroleum | New | Process | Natural Gas | Commissioning | A | Incremental Winter Peak Savings (MW) | Technical Potential | 0 | 0 | 0 | 0 | 0 | 0 | 0 | 0 | 0 | 0 | 0 | 0 | 0 | 0 | 0 | 0 | 0 | 0 | 0 | 0 | 0 | 0 | 0 | 0 | 0 | 0 | 0 | 0 | 0 | 0 | 0
F7_Industrial_Petroleum_New_Process_Natural Gas_Commissioning_A_Technical Potential | F7 | Industrial | Petroleum | New | Process | Natural Gas | Commissioning | A | Cumulative Energy Savings (MWh or mTherms) | Technical Potential | 0 | 0 | 0 | 0 | 0 | 0 | 0 | 0 | 0 | 0 | 0 | 0 | 0 | 0 | 0 | 0 | 0 | 0 | 0 | 0 | 0 | 0 | 0 | 0 | 0 | 0 | 0 | 0 | 0 | 0 | 0
F8_Industrial_Petroleum_New_Process_Natural Gas_Commissioning_A_Technical Potential | F8 | Industrial | Petroleum | New | Process | Natural Gas | Commissioning | A | Cumulative Summer Peak Savings (MW) | Technical Potential | 0 | 0 | 0 | 0 | 0 | 0 | 0 | 0 | 0 | 0 | 0 | 0 | 0 | 0 | 0 | 0 | 0 | 0 | 0 | 0 | 0 | 0 | 0 | 0 | 0 | 0 | 0 | 0 | 0 | 0 | 0
F9_Industrial_Petroleum_New_Process_Natural Gas_Commissioning_A_Technical Potential | F9 | Industrial | Petroleum | New | Process | Natural Gas | Commissioning | A | Cumulative Winter Peak Savings (MW) | Technical Potential | 0 | 0 | 0 | 0 | 0 | 0 | 0 | 0 | 0 | 0 | 0 | 0 | 0 | 0 | 0 | 0 | 0 | 0 | 0 | 0 | 0 | 0 | 0 | 0 | 0 | 0 | 0 | 0 | 0 | 0 | 0
F10_Industrial_Petroleum_New_Process_Natural Gas_Commissioning_A_Technical Potential | F10 | Industrial | Petroleum | New | Process | Natural Gas | Commissioning | A | Purchases (Incremental) | Technical Potential | 0 | 0 | 0 | 0 | 0 | 0 | 0 | 0 | 0 | 0 | 0 | 0 | 0 | 0 | 0 | 0 | 0 | 0 | 0 | 0 | 0 | 0 | 0 | 0 | 0 | 0 | 0 | 0 | 0 | 0 | 0
F11_Industrial_Petroleum_New_Process_Natural Gas_Commissioning_A_Technical Potential | F11 | Industrial | Petroleum | New | Process | Natural Gas | Commissioning | A | Purchases (Cumulative) | Technical Potential | 0 | 0 | 0 | 0 | 0 | 0 | 0 | 0 | 0 | 0 | 0 | 0 | 0 | 0 | 0 | 0 | 0 | 0 | 0 | 0 | 0 | 0 | 0 | 0 | 0 | 0 | 0 | 0 | 0 | 0 | 0
F1_Industrial_Petroleum_New_Space Heating_Natural Gas_Retrocommissioning_A_Technical Potential | F1 | Industrial | Petroleum | New | Space Heating | Natural Gas | Retrocommissioning | A | Integrated Unit Energy Savings (kWh or therms) | Technical Potential | 0 | 0 | 0 | 0 | 0 | 0 | 0 | 0 | 0 | 0 | 0 | 0 | 0 | 0 | 0 | 0 | 0 | 0 | 0 | 0 | 0 | 0 | 0 | 0 | 0 | 0 | 0 | 0 | 0 | 0 | 0
F2_Industrial_Petroleum_New_Space Heating_Natural Gas_Retrocommissioning_A_Technical Potential | F2 | Industrial | Petroleum | New | Space Heating | Natural Gas | Retrocommissioning | A | Integrated Unit Summer Peak Savings (kW) | Technical Potential | 0 | 0 | 0 | 0 | 0 | 0 | 0 | 0 | 0 | 0 | 0 | 0 | 0 | 0 | 0 | 0 | 0 | 0 | 0 | 0 | 0 | 0 | 0 | 0 | 0 | 0 | 0 | 0 | 0 | 0 | 0
F3_Industrial_Petroleum_New_Space Heating_Natural Gas_Retrocommissioning_A_Technical Potential | F3 | Industrial | Petroleum | New | Space Heating | Natural Gas | Retrocommissioning | A | Integrated Unit Winter Peak Savings (kW) | Technical Potential | 0 | 0 | 0 | 0 | 0 | 0 | 0 | 0 | 0 | 0 | 0 | 0 | 0 | 0 | 0 | 0 | 0 | 0 | 0 | 0 | 0 | 0 | 0 | 0 | 0 | 0 | 0 | 0 | 0 | 0 | 0
F4_Industrial_Petroleum_New_Space Heating_Natural Gas_Retrocommissioning_A_Technical Potential | F4 | Industrial | Petroleum | New | Space Heating | Natural Gas | Retrocommissioning | A | Incremental Energy Savings (MWh or mTherms) | Technical Potential | 0 | 0 | 0 | 0 | 0 | 0 | 0 | 0 | 0 | 0 | 0 | 0 | 0 | 0 | 0 | 0 | 0 | 0 | 0 | 0 | 0 | 0 | 0 | 0 | 0 | 0 | 0 | 0 | 0 | 0 | 0
F5_Industrial_Petroleum_New_Space Heating_Natural Gas_Retrocommissioning_A_Technical Potential | F5 | Industrial | Petroleum | New | Space Heating | Natural Gas | Retrocommissioning | A | Incremental Summer Peak Savings (MW) | Technical Potential | 0 | 0 | 0 | 0 | 0 | 0 | 0 | 0 | 0 | 0 | 0 | 0 | 0 | 0 | 0 | 0 | 0 | 0 | 0 | 0 | 0 | 0 | 0 | 0 | 0 | 0 | 0 | 0 | 0 | 0 | 0
F6_Industrial_Petroleum_New_Space Heating_Natural Gas_Retrocommissioning_A_Technical Potential | F6 | Industrial | Petroleum | New | Space Heating | Natural Gas | Retrocommissioning | A | Incremental Winter Peak Savings (MW) | Technical Potential | 0 | 0 | 0 | 0 | 0 | 0 | 0 | 0 | 0 | 0 | 0 | 0 | 0 | 0 | 0 | 0 | 0 | 0 | 0 | 0 | 0 | 0 | 0 | 0 | 0 | 0 | 0 | 0 | 0 | 0 | 0
F7_Industrial_Petroleum_New_Space Heating_Natural Gas_Retrocommissioning_A_Technical Potential | F7 | Industrial | Petroleum | New | Space Heating | Natural Gas | Retrocommissioning | A | Cumulative Energy Savings (MWh or mTherms) | Technical Potential | 0 | 0 | 0 | 0 | 0 | 0 | 0 | 0 | 0 | 0 | 0 | 0 | 0 | 0 | 0 | 0 | 0 | 0 | 0 | 0 | 0 | 0 | 0 | 0 | 0 | 0 | 0 | 0 | 0 | 0 | 0
F8_Industrial_Petroleum_New_Space Heating_Natural Gas_Retrocommissioning_A_Technical Potential | F8 | Industrial | Petroleum | New | Space Heating | Natural Gas | Retrocommissioning | A | Cumulative Summer Peak Savings (MW) | Technical Potential | 0 | 0 | 0 | 0 | 0 | 0 | 0 | 0 | 0 | 0 | 0 | 0 | 0 | 0 | 0 | 0 | 0 | 0 | 0 | 0 | 0 | 0 | 0 | 0 | 0 | 0 | 0 | 0 | 0 | 0 | 0
F9_Industrial_Petroleum_New_Space Heating_Natural Gas_Retrocommissioning_A_Technical Potential | F9 | Industrial | Petroleum | New | Space Heating | Natural Gas | Retrocommissioning | A | Cumulative Winter Peak Savings (MW) | Technical Potential | 0 | 0 | 0 | 0 | 0 | 0 | 0 | 0 | 0 | 0 | 0 | 0 | 0 | 0 | 0 | 0 | 0 | 0 | 0 | 0 | 0 | 0 | 0 | 0 | 0 | 0 | 0 | 0 | 0 | 0 | 0
F10_Industrial_Petroleum_New_Space Heating_Natural Gas_Retrocommissioning_A_Technical Potential | F10 | Industrial | Petroleum | New | Space Heating | Natural Gas | Retrocommissioning | A | Purchases (Incremental) | Technical Potential | 0 | 0 | 0 | 0 | 0 | 0 | 0 | 0 | 0 | 0 | 0 | 0 | 0 | 0 | 0 | 0 | 0 | 0 | 0 | 0 | 0 | 0 | 0 | 0 | 0 | 0 | 0 | 0 | 0 | 0 | 0
F11_Industrial_Petroleum_New_Space Heating_Natural Gas_Retrocommissioning_A_Technical Potential | F11 | Industrial | Petroleum | New | Space Heating | Natural Gas | Retrocommissioning | A | Purchases (Cumulative) | Technical Potential | 0 | 0 | 0 | 0 | 0 | 0 | 0 | 0 | 0 | 0 | 0 | 0 | 0 | 0 | 0 | 0 | 0 | 0 | 0 | 0 | 0 | 0 | 0 | 0 | 0 | 0 | 0 | 0 | 0 | 0 | 0
F1_Industrial_Petroleum_New_Process_Natural Gas_Retrocommissioning_A_Technical Potential | F1 | Industrial | Petroleum | New | Process | Natural Gas | Retrocommissioning | A | Integrated Unit Energy Savings (kWh or therms) | Technical Potential | 0 | 0 | 0 | 0 | 0 | 0 | 0 | 0 | 0 | 0 | 0 | 0 | 0 | 0 | 0 | 0 | 0 | 0 | 0 | 0 | 0 | 0 | 0 | 0 | 0 | 0 | 0 | 0 | 0 | 0 | 0
F2_Industrial_Petroleum_New_Process_Natural Gas_Retrocommissioning_A_Technical Potential | F2 | Industrial | Petroleum | New | Process | Natural Gas | Retrocommissioning | A | Integrated Unit Summer Peak Savings (kW) | Technical Potential | 0 | 0 | 0 | 0 | 0 | 0 | 0 | 0 | 0 | 0 | 0 | 0 | 0 | 0 | 0 | 0 | 0 | 0 | 0 | 0 | 0 | 0 | 0 | 0 | 0 | 0 | 0 | 0 | 0 | 0 | 0
F3_Industrial_Petroleum_New_Process_Natural Gas_Retrocommissioning_A_Technical Potential | F3 | Industrial | Petroleum | New | Process | Natural Gas | Retrocommissioning | A | Integrated Unit Winter Peak Savings (kW) | Technical Potential | 0 | 0 | 0 | 0 | 0 | 0 | 0 | 0 | 0 | 0 | 0 | 0 | 0 | 0 | 0 | 0 | 0 | 0 | 0 | 0 | 0 | 0 | 0 | 0 | 0 | 0 | 0 | 0 | 0 | 0 | 0
F4_Industrial_Petroleum_New_Process_Natural Gas_Retrocommissioning_A_Technical Potential | F4 | Industrial | Petroleum | New | Process | Natural Gas | Retrocommissioning | A | Incremental Energy Savings (MWh or mTherms) | Technical Potential | 0 | 0 | 0 | 0 | 0 | 0 | 0 | 0 | 0 | 0 | 0 | 0 | 0 | 0 | 0 | 0 | 0 | 0 | 0 | 0 | 0 | 0 | 0 | 0 | 0 | 0 | 0 | 0 | 0 | 0 | 0
F5_Industrial_Petroleum_New_Process_Natural Gas_Retrocommissioning_A_Technical Potential | F5 | Industrial | Petroleum | New | Process | Natural Gas | Retrocommissioning | A | Incremental Summer Peak Savings (MW) | Technical Potential | 0 | 0 | 0 | 0 | 0 | 0 | 0 | 0 | 0 | 0 | 0 | 0 | 0 | 0 | 0 | 0 | 0 | 0 | 0 | 0 | 0 | 0 | 0 | 0 | 0 | 0 | 0 | 0 | 0 | 0 | 0
F6_Industrial_Petroleum_New_Process_Natural Gas_Retrocommissioning_A_Technical Potential | F6 | Industrial | Petroleum | New | Process | Natural Gas | Retrocommissioning | A | Incremental Winter Peak Savings (MW) | Technical Potential | 0 | 0 | 0 | 0 | 0 | 0 | 0 | 0 | 0 | 0 | 0 | 0 | 0 | 0 | 0 | 0 | 0 | 0 | 0 | 0 | 0 | 0 | 0 | 0 | 0 | 0 | 0 | 0 | 0 | 0 | 0
F7_Industrial_Petroleum_New_Process_Natural Gas_Retrocommissioning_A_Technical Potential | F7 | Industrial | Petroleum | New | Process | Natural Gas | Retrocommissioning | A | Cumulative Energy Savings (MWh or mTherms) | Technical Potential | 0 | 0 | 0 | 0 | 0 | 0 | 0 | 0 | 0 | 0 | 0 | 0 | 0 | 0 | 0 | 0 | 0 | 0 | 0 | 0 | 0 | 0 | 0 | 0 | 0 | 0 | 0 | 0 | 0 | 0 | 0
F8_Industrial_Petroleum_New_Process_Natural Gas_Retrocommissioning_A_Technical Potential | F8 | Industrial | Petroleum | New | Process | Natural Gas | Retrocommissioning | A | Cumulative Summer Peak Savings (MW) | Technical Potential | 0 | 0 | 0 | 0 | 0 | 0 | 0 | 0 | 0 | 0 | 0 | 0 | 0 | 0 | 0 | 0 | 0 | 0 | 0 | 0 | 0 | 0 | 0 | 0 | 0 | 0 | 0 | 0 | 0 | 0 | 0
F9_Industrial_Petroleum_New_Process_Natural Gas_Retrocommissioning_A_Technical Potential | F9 | Industrial | Petroleum | New | Process | Natural Gas | Retrocommissioning | A | Cumulative Winter Peak Savings (MW) | Technical Potential | 0 | 0 | 0 | 0 | 0 | 0 | 0 | 0 | 0 | 0 | 0 | 0 | 0 | 0 | 0 | 0 | 0 | 0 | 0 | 0 | 0 | 0 | 0 | 0 | 0 | 0 | 0 | 0 | 0 | 0 | 0
F10_Industrial_Petroleum_New_Process_Natural Gas_Retrocommissioning_A_Technical Potential | F10 | Industrial | Petroleum | New | Process | Natural Gas | Retrocommissioning | A | Purchases (Incremental) | Technical Potential | 0 | 0 | 0 | 0 | 0 | 0 | 0 | 0 | 0 | 0 | 0 | 0 | 0 | 0 | 0 | 0 | 0 | 0 | 0 | 0 | 0 | 0 | 0 | 0 | 0 | 0 | 0 | 0 | 0 | 0 | 0
F11_Industrial_Petroleum_New_Process_Natural Gas_Retrocommissioning_A_Technical Potential | F11 | Industrial | Petroleum | New | Process | Natural Gas | Retrocommissioning | A | Purchases (Cumulative) | Technical Potential | 0 | 0 | 0 | 0 | 0 | 0 | 0 | 0 | 0 | 0 | 0 | 0 | 0 | 0 | 0 | 0 | 0 | 0 | 0 | 0 | 0 | 0 | 0 | 0 | 0 | 0 | 0 | 0 | 0 | 0 | 0
F1_Industrial_Paper and Printing_Existing_Space Heating_Natural Gas_Insulation - Roof/Ceiling_A_Technical Potential | F1 | Industrial | Paper and Printing | Existing | Space Heating | Natural Gas | Insulation - Roof/Ceiling | A | Integrated Unit Energy Savings (kWh or therms) | Technical Potential | 0 | 0 | 0 | 0 | 0 | 0.099235 | 0.098355 | 0.097257 | 0.096062 | 0.094762 | 0.093349 | 0.091857 | 0.090288 | 0.088576 | 0.086789 | 0.084958 | 0.083172 | 0.081501 | 0.079915 | 0.078537 | 0.077258 | 0.076055 | 0.075037 | 0.074132 | 0.0733 | 0.0727 | 0.072177 | 0.071675 | 0 | 0 | 0
F2_Industrial_Paper and Printing_Existing_Space Heating_Natural Gas_Insulation - Roof/Ceiling_A_Technical Potential | F2 | Industrial | Paper and Printing | Existing | Space Heating | Natural Gas | Insulation - Roof/Ceiling | A | Integrated Unit Summer Peak Savings (kW) | Technical Potential | 0 | 0 | 0 | 0 | 0 | 0 | 0 | 0 | 0 | 0 | 0 | 0 | 0 | 0 | 0 | 0 | 0 | 0 | 0 | 0 | 0 | 0 | 0 | 0 | 0 | 0 | 0 | 0 | 0 | 0 | 0
F3_Industrial_Paper and Printing_Existing_Space Heating_Natural Gas_Insulation - Roof/Ceiling_A_Technical Potential | F3 | Industrial | Paper and Printing | Existing | Space Heating | Natural Gas | Insulation - Roof/Ceiling | A | Integrated Unit Winter Peak Savings (kW) | Technical Potential | 0 | 0 | 0 | 0 | 0 | 0 | 0 | 0 | 0 | 0 | 0 | 0 | 0 | 0 | 0 | 0 | 0 | 0 | 0 | 0 | 0 | 0 | 0 | 0 | 0 | 0 | 0 | 0 | 0 | 0 | 0
F4_Industrial_Paper and Printing_Existing_Space Heating_Natural Gas_Insulation - Roof/Ceiling_A_Technical Potential | F4 | Industrial | Paper and Printing | Existing | Space Heating | Natural Gas | Insulation - Roof/Ceiling | A | Incremental Energy Savings (MWh or mTherms) | Technical Potential | 0 | 0 | 0 | 0 | 0 | 0.24947 | 0.43245 | 0.66127 | 0.91491 | 1.1496 | 1.3044 | 1.3785 | 1.3523 | 1.2185 | 1.0487 | 0.83733 | 0.63765 | 0.45809 | 0.31162 | 0.20441 | 0.12743 | 0.076061 | 0.050625 | 0 | 0 | 0 | 0 | 0 | 0 | 0 | 0
F5_Industrial_Paper and Printing_Existing_Space Heating_Natural Gas_Insulation - Roof/Ceiling_A_Technical Potential | F5 | Industrial | Paper and Printing | Existing | Space Heating | Natural Gas | Insulation - Roof/Ceiling | A | Incremental Summer Peak Savings (MW) | Technical Potential | 0 | 0 | 0 | 0 | 0 | 0 | 0 | 0 | 0 | 0 | 0 | 0 | 0 | 0 | 0 | 0 | 0 | 0 | 0 | 0 | 0 | 0 | 0 | 0 | 0 | 0 | 0 | 0 | 0 | 0 | 0
F6_Industrial_Paper and Printing_Existing_Space Heating_Natural Gas_Insulation - Roof/Ceiling_A_Technical Potential | F6 | Industrial | Paper and Printing | Existing | Space Heating | Natural Gas | Insulation - Roof/Ceiling | A | Incremental Winter Peak Savings (MW) | Technical Potential | 0 | 0 | 0 | 0 | 0 | 0 | 0 | 0 | 0 | 0 | 0 | 0 | 0 | 0 | 0 | 0 | 0 | 0 | 0 | 0 | 0 | 0 | 0 | 0 | 0 | 0 | 0 | 0 | 0 | 0 | 0
F7_Industrial_Paper and Printing_Existing_Space Heating_Natural Gas_Insulation - Roof/Ceiling_A_Technical Potential | F7 | Industrial | Paper and Printing | Existing | Space Heating | Natural Gas | Insulation - Roof/Ceiling | A | Cumulative Energy Savings (MWh or mTherms) | Technical Potential | 0 | 0 | 0 | 0 | 0 | 0.24947 | 0.67971 | 1.3334 | 2.2319 | 3.3513 | 4.6058 | 5.9107 | 7.162 | 8.2447 | 9.127 | 9.7718 | 10.2041 | 10.4571 | 10.5653 | 10.5876 | 10.5425 | 10.4545 | 10.3651 | 10.2401 | 10.1252 | 10.0423 | 9.9701 | 9.9007 | 0 | 0 | 0
F8_Industrial_Paper and Printing_Existing_Space Heating_Natural Gas_Insulation - Roof/Ceiling_A_Technical Potential | F8 | Industrial | Paper and Printing | Existing | Space Heating | Natural Gas | Insulation - Roof/Ceiling | A | Cumulative Summer Peak Savings (MW) | Technical Potential | 0 | 0 | 0 | 0 | 0 | 0 | 0 | 0 | 0 | 0 | 0 | 0 | 0 | 0 | 0 | 0 | 0 | 0 | 0 | 0 | 0 | 0 | 0 | 0 | 0 | 0 | 0 | 0 | 0 | 0 | 0
F9_Industrial_Paper and Printing_Existing_Space Heating_Natural Gas_Insulation - Roof/Ceiling_A_Technical Potential | F9 | Industrial | Paper and Printing | Existing | Space Heating | Natural Gas | Insulation - Roof/Ceiling | A | Cumulative Winter Peak Savings (MW) | Technical Potential | 0 | 0 | 0 | 0 | 0 | 0 | 0 | 0 | 0 | 0 | 0 | 0 | 0 | 0 | 0 | 0 | 0 | 0 | 0 | 0 | 0 | 0 | 0 | 0 | 0 | 0 | 0 | 0 | 0 | 0 | 0
F10_Industrial_Paper and Printing_Existing_Space Heating_Natural Gas_Insulation - Roof/Ceiling_A_Technical Potential | F10 | Industrial | Paper and Printing | Existing | Space Heating | Natural Gas | Insulation - Roof/Ceiling | A | Purchases (Incremental) | Technical Potential | 0 | 0 | 0 | 0 | 0 | 2513.8824 | 4396.8797 | 6799.2552 | 9524.1036 | 12131.6095 | 13973.8089 | 15007.5941 | 14977.1222 | 13756.6713 | 12083.0454 | 9855.85 | 7666.6559 | 5620.6826 | 3899.3825 | 2602.6677 | 1649.3941 | 1000.0742 | 674.6667 | 0 | 0 | 0 | 0 | 0 | 0 | 0 | 0
F11_Industrial_Paper and Printing_Existing_Space Heating_Natural Gas_Insulation - Roof/Ceiling_A_Technical Potential | F11 | Industrial | Paper and Printing | Existing | Space Heating | Natural Gas | Insulation - Roof/Ceiling | A | Purchases (Cumulative) | Technical Potential | 0 | 0 | 0 | 0 | 0 | 2513.8824 | 6910.7621 | 13710.0173 | 23234.1209 | 35365.7304 | 49339.5393 | 64347.1334 | 79324.2557 | 93080.927 | 105163.9724 | 115019.8224 | 122686.4783 | 128307.1609 | 132206.5435 | 134809.2112 | 136458.6053 | 137458.6795 | 138133.3463 | 138133.3463 | 138133.3463 | 138133.3463 | 138133.3463 | 138133.3463 | 138133.3463 | 138133.3463 | 138133.3463
F1_Industrial_Paper and Printing_Existing_Space Heating_Natural Gas_Insulation - Wall Cavity_A_Technical Potential | F1 | Industrial | Paper and Printing | Existing | Space Heating | Natural Gas | Insulation - Wall Cavity | A | Integrated Unit Energy Savings (kWh or therms) | Technical Potential | 0 | 0 | 0 | 0 | 0 | 0.01779 | 0.017491 | 0.017079 | 0.016573 | 0.015976 | 0.015296 | 0.014594 | 0.013896 | 0.013187 | 0.012581 | 0.012005 | 0.011538 | 0.011134 | 0.010779 | 0.010528 | 0.010297 | 0.010097 | 0.0099306 | 0.0097983 | 0.0096769 | 0.0095875 | 0.0095094 | 0.0094348 | 0 | 0 | 0
F2_Industrial_Paper and Printing_Existing_Space Heating_Natural Gas_Insulation - Wall Cavity_A_Technical Potential | F2 | Industrial | Paper and Printing | Existing | Space Heating | Natural Gas | Insulation - Wall Cavity | A | Integrated Unit Summer Peak Savings (kW) | Technical Potential | 0 | 0 | 0 | 0 | 0 | 0 | 0 | 0 | 0 | 0 | 0 | 0 | 0 | 0 | 0 | 0 | 0 | 0 | 0 | 0 | 0 | 0 | 0 | 0 | 0 | 0 | 0 | 0 | 0 | 0 | 0
F3_Industrial_Paper and Printing_Existing_Space Heating_Natural Gas_Insulation - Wall Cavity_A_Technical Potential | F3 | Industrial | Paper and Printing | Existing | Space Heating | Natural Gas | Insulation - Wall Cavity | A | Integrated Unit Winter Peak Savings (kW) | Technical Potential | 0 | 0 | 0 | 0 | 0 | 0 | 0 | 0 | 0 | 0 | 0 | 0 | 0 | 0 | 0 | 0 | 0 | 0 | 0 | 0 | 0 | 0 | 0 | 0 | 0 | 0 | 0 | 0 | 0 | 0 | 0
F4_Industrial_Paper and Printing_Existing_Space Heating_Natural Gas_Insulation - Wall Cavity_A_Technical Potential | F4 | Industrial | Paper and Printing | Existing | Space Heating | Natural Gas | Insulation - Wall Cavity | A | Incremental Energy Savings (MWh or mTherms) | Technical Potential | 0 | 0 | 0 | 0 | 0 | 0.044721 | 0.076906 | 0.11613 | 0.15784 | 0.19382 | 0.21375 | 0.21902 | 0.20812 | 0.18141 | 0.15202 | 0.11832 | 0.08846 | 0.062581 | 0.042033 | 0.0274 | 0.016984 | 0.010097 | 0.0066998 | 0 | 0 | 0 | 0 | 0 | 0 | 0 | 0
F5_Industrial_Paper and Printing_Existing_Space Heating_Natural Gas_Insulation - Wall Cavity_A_Technical Potential | F5 | Industrial | Paper and Printing | Existing | Space Heating | Natural Gas | Insulation - Wall Cavity | A | Incremental Summer Peak Savings (MW) | Technical Potential | 0 | 0 | 0 | 0 | 0 | 0 | 0 | 0 | 0 | 0 | 0 | 0 | 0 | 0 | 0 | 0 | 0 | 0 | 0 | 0 | 0 | 0 | 0 | 0 | 0 | 0 | 0 | 0 | 0 | 0 | 0
F6_Industrial_Paper and Printing_Existing_Space Heating_Natural Gas_Insulation - Wall Cavity_A_Technical Potential | F6 | Industrial | Paper and Printing | Existing | Space Heating | Natural Gas | Insulation - Wall Cavity | A | Incremental Winter Peak Savings (MW) | Technical Potential | 0 | 0 | 0 | 0 | 0 | 0 | 0 | 0 | 0 | 0 | 0 | 0 | 0 | 0 | 0 | 0 | 0 | 0 | 0 | 0 | 0 | 0 | 0 | 0 | 0 | 0 | 0 | 0 | 0 | 0 | 0
F7_Industrial_Paper and Printing_Existing_Space Heating_Natural Gas_Insulation - Wall Cavity_A_Technical Potential | F7 | Industrial | Paper and Printing | Existing | Space Heating | Natural Gas | Insulation - Wall Cavity | A | Cumulative Energy Savings (MWh or mTherms) | Technical Potential | 0 | 0 | 0 | 0 | 0 | 0.044721 | 0.12088 | 0.23416 | 0.38505 | 0.56501 | 0.75471 | 0.93909 | 1.1023 | 1.2274 | 1.3231 | 1.3808 | 1.4156 | 1.4286 | 1.4251 | 1.4192 | 1.4052 | 1.3879 | 1.3717 | 1.3535 | 1.3367 | 1.3244 | 1.3136 | 1.3033 | 0 | 0 | 0
F8_Industrial_Paper and Printing_Existing_Space Heating_Natural Gas_Insulation - Wall Cavity_A_Technical Potential | F8 | Industrial | Paper and Printing | Existing | Space Heating | Natural Gas | Insulation - Wall Cavity | A | Cumulative Summer Peak Savings (MW) | Technical Potential | 0 | 0 | 0 | 0 | 0 | 0 | 0 | 0 | 0 | 0 | 0 | 0 | 0 | 0 | 0 | 0 | 0 | 0 | 0 | 0 | 0 | 0 | 0 | 0 | 0 | 0 | 0 | 0 | 0 | 0 | 0
F9_Industrial_Paper and Printing_Existing_Space Heating_Natural Gas_Insulation - Wall Cavity_A_Technical Potential | F9 | Industrial | Paper and Printing | Existing | Space Heating | Natural Gas | Insulation - Wall Cavity | A | Cumulative Winter Peak Savings (MW) | Technical Potential | 0 | 0 | 0 | 0 | 0 | 0 | 0 | 0 | 0 | 0 | 0 | 0 | 0 | 0 | 0 | 0 | 0 | 0 | 0 | 0 | 0 | 0 | 0 | 0 | 0 | 0 | 0 | 0 | 0 | 0 | 0
F10_Industrial_Paper and Printing_Existing_Space Heating_Natural Gas_Insulation - Wall Cavity_A_Technical Potential | F10 | Industrial | Paper and Printing | Existing | Space Heating | Natural Gas | Insulation - Wall Cavity | A | Purchases (Incremental) | Technical Potential | 0 | 0 | 0 | 0 | 0 | 2513.8824 | 4396.8797 | 6799.2552 | 9524.1036 | 12131.6095 | 13973.8089 | 15007.5941 | 14977.1222 | 13756.6713 | 12083.0454 | 9855.85 | 7666.6559 | 5620.6826 | 3899.3825 | 2602.6677 | 1649.3941 | 1000.0742 | 674.6667 | 0 | 0 | 0 | 0 | 0 | 0 | 0 | 0
F11_Industrial_Paper and Printing_Existing_Space Heating_Natural Gas_Insulation - Wall Cavity_A_Technical Potential | F11 | Industrial | Paper and Printing | Existing | Space Heating | Natural Gas | Insulation - Wall Cavity | A | Purchases (Cumulative) | Technical Potential | 0 | 0 | 0 | 0 | 0 | 2513.8824 | 6910.7621 | 13710.0173 | 23234.1209 | 35365.7304 | 49339.5393 | 64347.1334 | 79324.2557 | 93080.927 | 105163.9724 | 115019.8224 | 122686.4783 | 128307.1609 | 132206.5435 | 134809.2112 | 136458.6053 | 137458.6795 | 138133.3463 | 138133.3463 | 138133.3463 | 138133.3463 | 138133.3463 | 138133.3463 | 138133.3463 | 138133.3463 | 138133.3463
F1_Industrial_Paper and Printing_Existing_Space Heating_Natural Gas_Insulation - Ducting_A_Technical Potential | F1 | Industrial | Paper and Printing | Existing | Space Heating | Natural Gas | Insulation - Ducting | A | Integrated Unit Energy Savings (kWh or therms) | Technical Potential | 0 | 0 | 0 | 0 | 0 | 0.001616 | 0.0015797 | 0.0015302 | 0.0014718 | 0.0014055 | 0.0013322 | 0.0012582 | 0.0011866 | 0.0011158 | 0.0010566 | 0.0010017 | 0.00095795 | 0.00092024 | 0.0008873 | 0.00086362 | 0.0008418 | 0.00082285 | 0.00080619 | 0.00079259 | 0.00077997 | 0.00077026 | 0.00076159 | 0.00075335 | 0.00131 | 0.0013019 | 0.0012943
F2_Industrial_Paper and Printing_Existing_Space Heating_Natural Gas_Insulation - Ducting_A_Technical Potential | F2 | Industrial | Paper and Printing | Existing | Space Heating | Natural Gas | Insulation - Ducting | A | Integrated Unit Summer Peak Savings (kW) | Technical Potential | 0 | 0 | 0 | 0 | 0 | 0 | 0 | 0 | 0 | 0 | 0 | 0 | 0 | 0 | 0 | 0 | 0 | 0 | 0 | 0 | 0 | 0 | 0 | 0 | 0 | 0 | 0 | 0 | 0 | 0 | 0
F3_Industrial_Paper and Printing_Existing_Space Heating_Natural Gas_Insulation - Ducting_A_Technical Potential | F3 | Industrial | Paper and Printing | Existing | Space Heating | Natural Gas | Insulation - Ducting | A | Integrated Unit Winter Peak Savings (kW) | Technical Potential | 0 | 0 | 0 | 0 | 0 | 0 | 0 | 0 | 0 | 0 | 0 | 0 | 0 | 0 | 0 | 0 | 0 | 0 | 0 | 0 | 0 | 0 | 0 | 0 | 0 | 0 | 0 | 0 | 0 | 0 | 0
F4_Industrial_Paper and Printing_Existing_Space Heating_Natural Gas_Insulation - Ducting_A_Technical Potential | F4 | Industrial | Paper and Printing | Existing | Space Heating | Natural Gas | Insulation - Ducting | A | Incremental Energy Savings (MWh or mTherms) | Technical Potential | 0 | 0 | 0 | 0 | 0 | 0.00051293 | 0.00061531 | 0.00072507 | 0.00081002 | 0.000883 | 0.00096607 | 0.00099822 | 0.00095974 | 0.00083703 | 0.00068391 | 0.00049693 | 0.00031456 | 0.00017458 | 8.0324e-05 | 3.3115e-05 | 1.1689e-05 | 3.5551e-06 | 7.564e-07 | 1.2182e-07 | 1.4344e-08 | 0 | 0 | 0 | 0 | 0 | 0
F5_Industrial_Paper and Printing_Existing_Space Heating_Natural Gas_Insulation - Ducting_A_Technical Potential | F5 | Industrial | Paper and Printing | Existing | Space Heating | Natural Gas | Insulation - Ducting | A | Incremental Summer Peak Savings (MW) | Technical Potential | 0 | 0 | 0 | 0 | 0 | 0 | 0 | 0 | 0 | 0 | 0 | 0 | 0 | 0 | 0 | 0 | 0 | 0 | 0 | 0 | 0 | 0 | 0 | 0 | 0 | 0 | 0 | 0 | 0 | 0 | 0
F6_Industrial_Paper and Printing_Existing_Space Heating_Natural Gas_Insulation - Ducting_A_Technical Potential | F6 | Industrial | Paper and Printing | Existing | Space Heating | Natural Gas | Insulation - Ducting | A | Incremental Winter Peak Savings (MW) | Technical Potential | 0 | 0 | 0 | 0 | 0 | 0 | 0 | 0 | 0 | 0 | 0 | 0 | 0 | 0 | 0 | 0 | 0 | 0 | 0 | 0 | 0 | 0 | 0 | 0 | 0 | 0 | 0 | 0 | 0 | 0 | 0
F7_Industrial_Paper and Printing_Existing_Space Heating_Natural Gas_Insulation - Ducting_A_Technical Potential | F7 | Industrial | Paper and Printing | Existing | Space Heating | Natural Gas | Insulation - Ducting | A | Cumulative Energy Savings (MWh or mTherms) | Technical Potential | 0 | 0 | 0 | 0 | 0 | 0.00051293 | 0.0011167 | 0.0018068 | 0.0025479 | 0.003316 | 0.0041091 | 0.0048792 | 0.0055611 | 0.0060667 | 0.0064287 | 0.0065913 | 0.0066181 | 0.0065321 | 0.0063787 | 0.0062415 | 0.0060955 | 0.0059618 | 0.005842 | 0.0057435 | 0.005652 | 0.0055817 | 0.0055189 | 0.0054592 | 0 | 0 | 0
F8_Industrial_Paper and Printing_Existing_Space Heating_Natural Gas_Insulation - Ducting_A_Technical Potential | F8 | Industrial | Paper and Printing | Existing | Space Heating | Natural Gas | Insulation - Ducting | A | Cumulative Summer Peak Savings (MW) | Technical Potential | 0 | 0 | 0 | 0 | 0 | 0 | 0 | 0 | 0 | 0 | 0 | 0 | 0 | 0 | 0 | 0 | 0 | 0 | 0 | 0 | 0 | 0 | 0 | 0 | 0 | 0 | 0 | 0 | 0 | 0 | 0
F9_Industrial_Paper and Printing_Existing_Space Heating_Natural Gas_Insulation - Ducting_A_Technical Potential | F9 | Industrial | Paper and Printing | Existing | Space Heating | Natural Gas | Insulation - Ducting | A | Cumulative Winter Peak Savings (MW) | Technical Potential | 0 | 0 | 0 | 0 | 0 | 0 | 0 | 0 | 0 | 0 | 0 | 0 | 0 | 0 | 0 | 0 | 0 | 0 | 0 | 0 | 0 | 0 | 0 | 0 | 0 | 0 | 0 | 0 | 0 | 0 | 0
F10_Industrial_Paper and Printing_Existing_Space Heating_Natural Gas_Insulation - Ducting_A_Technical Potential | F10 | Industrial | Paper and Printing | Existing | Space Heating | Natural Gas | Insulation - Ducting | A | Purchases (Incremental) | Technical Potential | 0 | 0 | 0 | 0 | 0 | 317.4078 | 389.5122 | 473.838 | 550.3487 | 628.2614 | 725.1855 | 793.3658 | 808.8336 | 750.1247 | 647.2576 | 496.0987 | 328.3713 | 189.7076 | 90.5259 | 38.3448 | 13.8859 | 4.3205 | 0.93823 | 0.1537 | 0.01839 | 0 | 0 | 0 | 0 | 0 | 0
F11_Industrial_Paper and Printing_Existing_Space Heating_Natural Gas_Insulation - Ducting_A_Technical Potential | F11 | Industrial | Paper and Printing | Existing | Space Heating | Natural Gas | Insulation - Ducting | A | Purchases (Cumulative) | Technical Potential | 0 | 0 | 0 | 0 | 0 | 317.4078 | 706.92 | 1180.758 | 1731.1067 | 2359.3681 | 3084.5536 | 3877.9195 | 4686.7531 | 5436.8778 | 6084.1354 | 6580.2341 | 6908.6054 | 7098.3129 | 7188.8389 | 7227.1837 | 7241.0696 | 7245.39 | 7246.3283 | 7246.482 | 7246.5003 | 7246.5003 | 7246.5003 | 7246.5003 | 7246.5003 | 7246.5003 | 7246.5003
F1_Industrial_Paper and Printing_Existing_Space Heating_Natural Gas_HVAC - Duct Repair and Sealing_A_Technical Potential | F1 | Industrial | Paper and Printing | Existing | Space Heating | Natural Gas | HVAC - Duct Repair and Sealing | A | Integrated Unit Energy Savings (kWh or therms) | Technical Potential | 0 | 0 | 0 | 0 | 0 | 0.0038084 | 0.0037291 | 0.0036213 | 0.0034948 | 0.0033512 | 0.0031925 | 0.0030314 | 0.0028741 | 0.0027175 | 0.0025844 | 0.0024599 | 0.0023594 | 0.0022721 | 0.0021954 | 0.0021392 | 0.0020873 | 0.002042 | 0.0020021 | 0.0019692 | 0.0019386 | 0.0019148 | 0.0018936 | 0.0018733 | 0.0030839 | 0.0030649 | 0.0030471
F2_Industrial_Paper and Printing_Existing_Space Heating_Natural Gas_HVAC - Duct Repair and Sealing_A_Technical Potential | F2 | Industrial | Paper and Printing | Existing | Space Heating | Natural Gas | HVAC - Duct Repair and Sealing | A | Integrated Unit Summer Peak Savings (kW) | Technical Potential | 0 | 0 | 0 | 0 | 0 | 0 | 0 | 0 | 0 | 0 | 0 | 0 | 0 | 0 | 0 | 0 | 0 | 0 | 0 | 0 | 0 | 0 | 0 | 0 | 0 | 0 | 0 | 0 | 0 | 0 | 0
F3_Industrial_Paper and Printing_Existing_Space Heating_Natural Gas_HVAC - Duct Repair and Sealing_A_Technical Potential | F3 | Industrial | Paper and Printing | Existing | Space Heating | Natural Gas | HVAC - Duct Repair and Sealing | A | Integrated Unit Winter Peak Savings (kW) | Technical Potential | 0 | 0 | 0 | 0 | 0 | 0 | 0 | 0 | 0 | 0 | 0 | 0 | 0 | 0 | 0 | 0 | 0 | 0 | 0 | 0 | 0 | 0 | 0 | 0 | 0 | 0 | 0 | 0 | 0 | 0 | 0
F4_Industrial_Paper and Printing_Existing_Space Heating_Natural Gas_HVAC - Duct Repair and Sealing_A_Technical Potential | F4 | Industrial | Paper and Printing | Existing | Space Heating | Natural Gas | HVAC - Duct Repair and Sealing | A | Incremental Energy Savings (MWh or mTherms) | Technical Potential | 0 | 0 | 0 | 0 | 0 | 0.0024598 | 0.0024073 | 0.0023239 | 0.0022439 | 0.0021535 | 0.0020255 | 0.001918 | 0.0018148 | 0.0016887 | 0.001612 | 0.0015198 | 0.0014579 | 0.0013969 | 0.0013377 | 0.001305 | 0.0012681 | 0.0012357 | 0.0012071 | 0.0011833 | 0.0011612 | 0 | 0 | 0 | 0 | 0 | 0
F5_Industrial_Paper and Printing_Existing_Space Heating_Natural Gas_HVAC - Duct Repair and Sealing_A_Technical Potential | F5 | Industrial | Paper and Printing | Existing | Space Heating | Natural Gas | HVAC - Duct Repair and Sealing | A | Incremental Summer Peak Savings (MW) | Technical Potential | 0 | 0 | 0 | 0 | 0 | 0 | 0 | 0 | 0 | 0 | 0 | 0 | 0 | 0 | 0 | 0 | 0 | 0 | 0 | 0 | 0 | 0 | 0 | 0 | 0 | 0 | 0 | 0 | 0 | 0 | 0
F6_Industrial_Paper and Printing_Existing_Space Heating_Natural Gas_HVAC - Duct Repair and Sealing_A_Technical Potential | F6 | Industrial | Paper and Printing | Existing | Space Heating | Natural Gas | HVAC - Duct Repair and Sealing | A | Incremental Winter Peak Savings (MW) | Technical Potential | 0 | 0 | 0 | 0 | 0 | 0 | 0 | 0 | 0 | 0 | 0 | 0 | 0 | 0 | 0 | 0 | 0 | 0 | 0 | 0 | 0 | 0 | 0 | 0 | 0 | 0 | 0 | 0 | 0 | 0 | 0
F7_Industrial_Paper and Printing_Existing_Space Heating_Natural Gas_HVAC - Duct Repair and Sealing_A_Technical Potential | F7 | Industrial | Paper and Printing | Existing | Space Heating | Natural Gas | HVAC - Duct Repair and Sealing | A | Cumulative Energy Savings (MWh or mTherms) | Technical Potential | 0 | 0 | 0 | 0 | 0 | 0.0024598 | 0.0048158 | 0.0070004 | 0.0089998 | 0.010784 | 0.012299 | 0.013596 | 0.014705 | 0.015593 | 0.016441 | 0.017169 | 0.017925 | 0.018659 | 0.019366 | 0.020176 | 0.020955 | 0.021736 | 0.022518 | 0.023331 | 0.02413 | 0.023834 | 0.023569 | 0.023317 | 0 | 0 | 0
F8_Industrial_Paper and Printing_Existing_Space Heating_Natural Gas_HVAC - Duct Repair and Sealing_A_Technical Potential | F8 | Industrial | Paper and Printing | Existing | Space Heating | Natural Gas | HVAC - Duct Repair and Sealing | A | Cumulative Summer Peak Savings (MW) | Technical Potential | 0 | 0 | 0 | 0 | 0 | 0 | 0 | 0 | 0 | 0 | 0 | 0 | 0 | 0 | 0 | 0 | 0 | 0 | 0 | 0 | 0 | 0 | 0 | 0 | 0 | 0 | 0 | 0 | 0 | 0 | 0
F9_Industrial_Paper and Printing_Existing_Space Heating_Natural Gas_HVAC - Duct Repair and Sealing_A_Technical Potential | F9 | Industrial | Paper and Printing | Existing | Space Heating | Natural Gas | HVAC - Duct Repair and Sealing | A | Cumulative Winter Peak Savings (MW) | Technical Potential | 0 | 0 | 0 | 0 | 0 | 0 | 0 | 0 | 0 | 0 | 0 | 0 | 0 | 0 | 0 | 0 | 0 | 0 | 0 | 0 | 0 | 0 | 0 | 0 | 0 | 0 | 0 | 0 | 0 | 0 | 0
F10_Industrial_Paper and Printing_Existing_Space Heating_Natural Gas_HVAC - Duct Repair and Sealing_A_Technical Potential | F10 | Industrial | Paper and Printing | Existing | Space Heating | Natural Gas | HVAC - Duct Repair and Sealing | A | Purchases (Incremental) | Technical Potential | 0 | 0 | 0 | 0 | 0 | 645.8879 | 645.5334 | 641.7265 | 642.0734 | 642.6043 | 634.4439 | 632.7102 | 631.4255 | 621.3987 | 623.7712 | 617.8228 | 617.9029 | 614.793 | 609.3091 | 610.0309 | 607.5082 | 605.1454 | 602.9405 | 600.8915 | 598.9966 | 0 | 0 | 0 | 0 | 0 | 0
F11_Industrial_Paper and Printing_Existing_Space Heating_Natural Gas_HVAC - Duct Repair and Sealing_A_Technical Potential | F11 | Industrial | Paper and Printing | Existing | Space Heating | Natural Gas | HVAC - Duct Repair and Sealing | A | Purchases (Cumulative) | Technical Potential | 0 | 0 | 0 | 0 | 0 | 645.8879 | 1291.4213 | 1933.1478 | 2575.2213 | 3217.8256 | 3852.2696 | 4484.9798 | 5116.4053 | 5737.804 | 6361.5752 | 6979.398 | 7597.301 | 8212.094 | 8821.4031 | 9431.4339 | 10038.9421 | 10644.0876 | 11247.0281 | 11847.9196 | 12446.9162 | 12446.9162 | 12446.9162 | 12446.9162 | 12446.9162 | 12446.9162 | 12446.9162
F1_Industrial_Paper and Printing_Existing_Space Heating_Natural Gas_Windows - High Efficiency_A_Technical Potential | F1 | Industrial | Paper and Printing | Existing | Space Heating | Natural Gas | Windows - High Efficiency | A | Integrated Unit Energy Savings (kWh or therms) | Technical Potential | 0 | 0 | 0 | 0 | 0 | 0.00564 | 0.0055363 | 0.0053927 | 0.0052153 | 0.0050067 | 0.0047696 | 0.0045267 | 0.0042871 | 0.0040464 | 0.0038442 | 0.0036534 | 0.0035012 | 0.0033703 | 0.0032563 | 0.0031768 | 0.0031042 | 0.0030413 | 0.0029893 | 0.0029484 | 0.0029107 | 0.0028834 | 0.0028594 | 0.0028366 | 0 | 0 | 0
F2_Industrial_Paper and Printing_Existing_Space Heating_Natural Gas_Windows - High Efficiency_A_Technical Potential | F2 | Industrial | Paper and Printing | Existing | Space Heating | Natural Gas | Windows - High Efficiency | A | Integrated Unit Summer Peak Savings (kW) | Technical Potential | 0 | 0 | 0 | 0 | 0 | 0 | 0 | 0 | 0 | 0 | 0 | 0 | 0 | 0 | 0 | 0 | 0 | 0 | 0 | 0 | 0 | 0 | 0 | 0 | 0 | 0 | 0 | 0 | 0 | 0 | 0
F3_Industrial_Paper and Printing_Existing_Space Heating_Natural Gas_Windows - High Efficiency_A_Technical Potential | F3 | Industrial | Paper and Printing | Existing | Space Heating | Natural Gas | Windows - High Efficiency | A | Integrated Unit Winter Peak Savings (kW) | Technical Potential | 0 | 0 | 0 | 0 | 0 | 0 | 0 | 0 | 0 | 0 | 0 | 0 | 0 | 0 | 0 | 0 | 0 | 0 | 0 | 0 | 0 | 0 | 0 | 0 | 0 | 0 | 0 | 0 | 0 | 0 | 0
F4_Industrial_Paper and Printing_Existing_Space Heating_Natural Gas_Windows - High Efficiency_A_Technical Potential | F4 | Industrial | Paper and Printing | Existing | Space Heating | Natural Gas | Windows - High Efficiency | A | Incremental Energy Savings (MWh or mTherms) | Technical Potential | 0 | 0 | 0 | 0 | 0 | 0.0028745 | 0.0056372 | 0.0096921 | 0.015255 | 0.022248 | 0.029969 | 0.038584 | 0.047275 | 0.054312 | 0.061079 | 0.064504 | 0.06577 | 0.063256 | 0.057099 | 0.049035 | 0.03946 | 0.029449 | 0.019966 | 0.012539 | 0.0080475 | 0 | 0 | 0 | 0 | 0 | 0
F5_Industrial_Paper and Printing_Existing_Space Heating_Natural Gas_Windows - High Efficiency_A_Technical Potential | F5 | Industrial | Paper and Printing | Existing | Space Heating | Natural Gas | Windows - High Efficiency | A | Incremental Summer Peak Savings (MW) | Technical Potential | 0 | 0 | 0 | 0 | 0 | 0 | 0 | 0 | 0 | 0 | 0 | 0 | 0 | 0 | 0 | 0 | 0 | 0 | 0 | 0 | 0 | 0 | 0 | 0 | 0 | 0 | 0 | 0 | 0 | 0 | 0
F6_Industrial_Paper and Printing_Existing_Space Heating_Natural Gas_Windows - High Efficiency_A_Technical Potential | F6 | Industrial | Paper and Printing | Existing | Space Heating | Natural Gas | Windows - High Efficiency | A | Incremental Winter Peak Savings (MW) | Technical Potential | 0 | 0 | 0 | 0 | 0 | 0 | 0 | 0 | 0 | 0 | 0 | 0 | 0 | 0 | 0 | 0 | 0 | 0 | 0 | 0 | 0 | 0 | 0 | 0 | 0 | 0 | 0 | 0 | 0 | 0 | 0
F7_Industrial_Paper and Printing_Existing_Space Heating_Natural Gas_Windows - High Efficiency_A_Technical Potential | F7 | Industrial | Paper and Printing | Existing | Space Heating | Natural Gas | Windows - High Efficiency | A | Cumulative Energy Savings (MWh or mTherms) | Technical Potential | 0 | 0 | 0 | 0 | 0 | 0.0028745 | 0.0084589 | 0.017932 | 0.032597 | 0.053541 | 0.080974 | 0.11543 | 0.1566 | 0.20212 | 0.2531 | 0.30504 | 0.3581 | 0.40797 | 0.45127 | 0.48929 | 0.51756 | 0.53652 | 0.54732 | 0.55236 | 0.55335 | 0.54815 | 0.54361 | 0.53927 | 0 | 0 | 0
F8_Industrial_Paper and Printing_Existing_Space Heating_Natural Gas_Windows - High Efficiency_A_Technical Potential | F8 | Industrial | Paper and Printing | Existing | Space Heating | Natural Gas | Windows - High Efficiency | A | Cumulative Summer Peak Savings (MW) | Technical Potential | 0 | 0 | 0 | 0 | 0 | 0 | 0 | 0 | 0 | 0 | 0 | 0 | 0 | 0 | 0 | 0 | 0 | 0 | 0 | 0 | 0 | 0 | 0 | 0 | 0 | 0 | 0 | 0 | 0 | 0 | 0
F9_Industrial_Paper and Printing_Existing_Space Heating_Natural Gas_Windows - High Efficiency_A_Technical Potential | F9 | Industrial | Paper and Printing | Existing | Space Heating | Natural Gas | Windows - High Efficiency | A | Cumulative Winter Peak Savings (MW) | Technical Potential | 0 | 0 | 0 | 0 | 0 | 0 | 0 | 0 | 0 | 0 | 0 | 0 | 0 | 0 | 0 | 0 | 0 | 0 | 0 | 0 | 0 | 0 | 0 | 0 | 0 | 0 | 0 | 0 | 0 | 0 | 0
F10_Industrial_Paper and Printing_Existing_Space Heating_Natural Gas_Windows - High Efficiency_A_Technical Potential | F10 | Industrial | Paper and Printing | Existing | Space Heating | Natural Gas | Windows - High Efficiency | A | Purchases (Incremental) | Technical Potential | 0 | 0 | 0 | 0 | 0 | 509.671 | 1018.2398 | 1797.2689 | 2925.0848 | 4443.5414 | 6283.2833 | 8523.6347 | 11027.2734 | 13422.2567 | 15888.461 | 17655.8283 | 18784.9146 | 18768.3991 | 17534.5664 | 15435.0676 | 12711.8456 | 9683.0156 | 6679.2005 | 4252.7655 | 2764.7965 | 0 | 0 | 0 | 0 | 0 | 0
F11_Industrial_Paper and Printing_Existing_Space Heating_Natural Gas_Windows - High Efficiency_A_Technical Potential | F11 | Industrial | Paper and Printing | Existing | Space Heating | Natural Gas | Windows - High Efficiency | A | Purchases (Cumulative) | Technical Potential | 0 | 0 | 0 | 0 | 0 | 509.671 | 1527.9109 | 3325.1798 | 6250.2646 | 10693.8061 | 16977.0894 | 25500.7241 | 36527.9975 | 49950.2542 | 65838.7152 | 83494.5435 | 102279.4581 | 121047.8573 | 138582.4237 | 154017.4913 | 166729.337 | 176412.3526 | 183091.5531 | 187344.3186 | 190109.115 | 190109.115 | 190109.115 | 190109.115 | 190109.115 | 190109.115 | 190109.115
F1_Industrial_Paper and Printing_Existing_Space Heating_Natural Gas_Gas Boiler - Maintenance_A_Technical Potential | F1 | Industrial | Paper and Printing | Existing | Space Heating | Natural Gas | Gas Boiler - Maintenance | A | Integrated Unit Energy Savings (kWh or therms) | Technical Potential | 0 | 0 | 0 | 0 | 0 | 99.7187 | 98.8607 | 97.9273 | 96.9545 | 95.9462 | 94.9172 | 93.876 | 92.8199 | 91.7145 | 90.5454 | 89.4074 | 88.2861 | 87.2515 | 86.2493 | 85.3185 | 84.4294 | 83.5157 | 82.6787 | 81.8824 | 81.0948 | 80.3647 | 79.7315 | 79.1298 | 86.2691 | 85.9148 | 85.5913
F2_Industrial_Paper and Printing_Existing_Space Heating_Natural Gas_Gas Boiler - Maintenance_A_Technical Potential | F2 | Industrial | Paper and Printing | Existing | Space Heating | Natural Gas | Gas Boiler - Maintenance | A | Integrated Unit Summer Peak Savings (kW) | Technical Potential | 0 | 0 | 0 | 0 | 0 | 0 | 0 | 0 | 0 | 0 | 0 | 0 | 0 | 0 | 0 | 0 | 0 | 0 | 0 | 0 | 0 | 0 | 0 | 0 | 0 | 0 | 0 | 0 | 0 | 0 | 0
F3_Industrial_Paper and Printing_Existing_Space Heating_Natural Gas_Gas Boiler - Maintenance_A_Technical Potential | F3 | Industrial | Paper and Printing | Existing | Space Heating | Natural Gas | Gas Boiler - Maintenance | A | Integrated Unit Winter Peak Savings (kW) | Technical Potential | 0 | 0 | 0 | 0 | 0 | 0 | 0 | 0 | 0 | 0 | 0 | 0 | 0 | 0 | 0 | 0 | 0 | 0 | 0 | 0 | 0 | 0 | 0 | 0 | 0 | 0 | 0 | 0 | 0 | 0 | 0
F4_Industrial_Paper and Printing_Existing_Space Heating_Natural Gas_Gas Boiler - Maintenance_A_Technical Potential | F4 | Industrial | Paper and Printing | Existing | Space Heating | Natural Gas | Gas Boiler - Maintenance | A | Incremental Energy Savings (MWh or mTherms) | Technical Potential | 0 | 0 | 0 | 0 | 0 | 0.0027434 | 0.0019053 | 0.0012988 | 0.001002 | 0.00086952 | 0.0007349 | 0.00062097 | 0.00052058 | 0.00042709 | 0.00035499 | 0.0002897 | 0.00022282 | 0.00017064 | 0.00013019 | 0.00010042 | 9.0868e-05 | 7.0071e-05 | 5.9516e-05 | 4.9268e-05 | 3.9286e-05 | 0 | 0 | 0 | 0 | 0 | 0
F5_Industrial_Paper and Printing_Existing_Space Heating_Natural Gas_Gas Boiler - Maintenance_A_Technical Potential | F5 | Industrial | Paper and Printing | Existing | Space Heating | Natural Gas | Gas Boiler - Maintenance | A | Incremental Summer Peak Savings (MW) | Technical Potential | 0 | 0 | 0 | 0 | 0 | 0 | 0 | 0 | 0 | 0 | 0 | 0 | 0 | 0 | 0 | 0 | 0 | 0 | 0 | 0 | 0 | 0 | 0 | 0 | 0 | 0 | 0 | 0 | 0 | 0 | 0
F6_Industrial_Paper and Printing_Existing_Space Heating_Natural Gas_Gas Boiler - Maintenance_A_Technical Potential | F6 | Industrial | Paper and Printing | Existing | Space Heating | Natural Gas | Gas Boiler - Maintenance | A | Incremental Winter Peak Savings (MW) | Technical Potential | 0 | 0 | 0 | 0 | 0 | 0 | 0 | 0 | 0 | 0 | 0 | 0 | 0 | 0 | 0 | 0 | 0 | 0 | 0 | 0 | 0 | 0 | 0 | 0 | 0 | 0 | 0 | 0 | 0 | 0 | 0
F7_Industrial_Paper and Printing_Existing_Space Heating_Natural Gas_Gas Boiler - Maintenance_A_Technical Potential | F7 | Industrial | Paper and Printing | Existing | Space Heating | Natural Gas | Gas Boiler - Maintenance | A | Cumulative Energy Savings (MWh or mTherms) | Technical Potential | 0 | 0 | 0 | 0 | 0 | 0.0027434 | 0.0046252 | 0.0058803 | 0.006824 | 0.0076225 | 0.0082757 | 0.0088059 | 0.0092274 | 0.0095446 | 0.0097779 | 0.0099447 | 0.010043 | 0.010096 | 0.01011 | 0.010101 | 0.010087 | 0.010048 | 0.010007 | 0.0099595 | 0.009903 | 0.0098138 | 0.0097365 | 0.009663 | 0 | 0 | 0
F8_Industrial_Paper and Printing_Existing_Space Heating_Natural Gas_Gas Boiler - Maintenance_A_Technical Potential | F8 | Industrial | Paper and Printing | Existing | Space Heating | Natural Gas | Gas Boiler - Maintenance | A | Cumulative Summer Peak Savings (MW) | Technical Potential | 0 | 0 | 0 | 0 | 0 | 0 | 0 | 0 | 0 | 0 | 0 | 0 | 0 | 0 | 0 | 0 | 0 | 0 | 0 | 0 | 0 | 0 | 0 | 0 | 0 | 0 | 0 | 0 | 0 | 0 | 0
F9_Industrial_Paper and Printing_Existing_Space Heating_Natural Gas_Gas Boiler - Maintenance_A_Technical Potential | F9 | Industrial | Paper and Printing | Existing | Space Heating | Natural Gas | Gas Boiler - Maintenance | A | Cumulative Winter Peak Savings (MW) | Technical Potential | 0 | 0 | 0 | 0 | 0 | 0 | 0 | 0 | 0 | 0 | 0 | 0 | 0 | 0 | 0 | 0 | 0 | 0 | 0 | 0 | 0 | 0 | 0 | 0 | 0 | 0 | 0 | 0 | 0 | 0 | 0
F10_Industrial_Paper and Printing_Existing_Space Heating_Natural Gas_Gas Boiler - Maintenance_A_Technical Potential | F10 | Industrial | Paper and Printing | Existing | Space Heating | Natural Gas | Gas Boiler - Maintenance | A | Purchases (Incremental) | Technical Potential | 0 | 0 | 0 | 0 | 0 | 0.027512 | 0.019273 | 0.013263 | 0.010335 | 0.0090626 | 0.0077426 | 0.0066148 | 0.0056085 | 0.0046568 | 0.0039206 | 0.0032403 | 0.0025238 | 0.0019557 | 0.0015095 | 0.001177 | 0.0010763 | 0.00083901 | 0.00071985 | 0.00060169 | 0.00048445 | 0 | 0 | 0 | 0 | 0 | 0
F11_Industrial_Paper and Printing_Existing_Space Heating_Natural Gas_Gas Boiler - Maintenance_A_Technical Potential | F11 | Industrial | Paper and Printing | Existing | Space Heating | Natural Gas | Gas Boiler - Maintenance | A | Purchases (Cumulative) | Technical Potential | 0 | 0 | 0 | 0 | 0 | 0.027512 | 0.046785 | 0.060048 | 0.070383 | 0.079446 | 0.087188 | 0.093803 | 0.099411 | 0.10407 | 0.10799 | 0.11123 | 0.11375 | 0.11571 | 0.11722 | 0.1184 | 0.11947 | 0.12031 | 0.12103 | 0.12163 | 0.12212 | 0.12212 | 0.12212 | 0.12212 | 0.12212 | 0.12212 | 0.12212
F1_Industrial_Paper and Printing_Existing_Process_Natural Gas_Gas Boiler - Maintenance_A_Technical Potential | F1 | Industrial | Paper and Printing | Existing | Process | Natural Gas | Gas Boiler - Maintenance | A | Integrated Unit Energy Savings (kWh or therms) | Technical Potential | 0 | 0 | 0 | 0 | 0 | 55.8015 | 55.8015 | 55.8015 | 55.8015 | 55.8015 | 55.8015 | 55.8015 | 55.8015 | 55.8015 | 55.8015 | 55.8015 | 55.8015 | 55.8015 | 55.8015 | 55.8015 | 55.8015 | 55.8015 | 55.8015 | 55.8015 | 55.8015 | 55.8015 | 55.8015 | 55.8015 | 55.8015 | 55.8015 | 55.8015
F2_Industrial_Paper and Printing_Existing_Process_Natural Gas_Gas Boiler - Maintenance_A_Technical Potential | F2 | Industrial | Paper and Printing | Existing | Process | Natural Gas | Gas Boiler - Maintenance | A | Integrated Unit Summer Peak Savings (kW) | Technical Potential | 0 | 0 | 0 | 0 | 0 | 0 | 0 | 0 | 0 | 0 | 0 | 0 | 0 | 0 | 0 | 0 | 0 | 0 | 0 | 0 | 0 | 0 | 0 | 0 | 0 | 0 | 0 | 0 | 0 | 0 | 0
F3_Industrial_Paper and Printing_Existing_Process_Natural Gas_Gas Boiler - Maintenance_A_Technical Potential | F3 | Industrial | Paper and Printing | Existing | Process | Natural Gas | Gas Boiler - Maintenance | A | Integrated Unit Winter Peak Savings (kW) | Technical Potential | 0 | 0 | 0 | 0 | 0 | 0 | 0 | 0 | 0 | 0 | 0 | 0 | 0 | 0 | 0 | 0 | 0 | 0 | 0 | 0 | 0 | 0 | 0 | 0 | 0 | 0 | 0 | 0 | 0 | 0 | 0
F4_Industrial_Paper and Printing_Existing_Process_Natural Gas_Gas Boiler - Maintenance_A_Technical Potential | F4 | Industrial | Paper and Printing | Existing | Process | Natural Gas | Gas Boiler - Maintenance | A | Incremental Energy Savings (MWh or mTherms) | Technical Potential | 0 | 0 | 0 | 0 | 0 | 0.061259 | 0.042914 | 0.029533 | 0.023013 | 0.020179 | 0.01724 | 0.014729 | 0.012488 | 0.010369 | 0.0087297 | 0.0072149 | 0.0056197 | 0.0043546 | 0.0033611 | 0.0026207 | 0.0023964 | 0.0018682 | 0.0016029 | 0.0013398 | 0.0010787 | 0 | 0 | 0 | 0 | 0 | 0
F5_Industrial_Paper and Printing_Existing_Process_Natural Gas_Gas Boiler - Maintenance_A_Technical Potential | F5 | Industrial | Paper and Printing | Existing | Process | Natural Gas | Gas Boiler - Maintenance | A | Incremental Summer Peak Savings (MW) | Technical Potential | 0 | 0 | 0 | 0 | 0 | 0 | 0 | 0 | 0 | 0 | 0 | 0 | 0 | 0 | 0 | 0 | 0 | 0 | 0 | 0 | 0 | 0 | 0 | 0 | 0 | 0 | 0 | 0 | 0 | 0 | 0
F6_Industrial_Paper and Printing_Existing_Process_Natural Gas_Gas Boiler - Maintenance_A_Technical Potential | F6 | Industrial | Paper and Printing | Existing | Process | Natural Gas | Gas Boiler - Maintenance | A | Incremental Winter Peak Savings (MW) | Technical Potential | 0 | 0 | 0 | 0 | 0 | 0 | 0 | 0 | 0 | 0 | 0 | 0 | 0 | 0 | 0 | 0 | 0 | 0 | 0 | 0 | 0 | 0 | 0 | 0 | 0 | 0 | 0 | 0 | 0 | 0 | 0
F7_Industrial_Paper and Printing_Existing_Process_Natural Gas_Gas Boiler - Maintenance_A_Technical Potential | F7 | Industrial | Paper and Printing | Existing | Process | Natural Gas | Gas Boiler - Maintenance | A | Cumulative Energy Savings (MWh or mTherms) | Technical Potential | 0 | 0 | 0 | 0 | 0 | 0.061259 | 0.10417 | 0.13371 | 0.15672 | 0.1769 | 0.19414 | 0.20887 | 0.22135 | 0.23172 | 0.24045 | 0.24767 | 0.25329 | 0.25764 | 0.261 | 0.26362 | 0.26602 | 0.26789 | 0.26949 | 0.27083 | 0.27191 | 0.27191 | 0.27191 | 0.27191 | 0 | 0 | 0
F8_Industrial_Paper and Printing_Existing_Process_Natural Gas_Gas Boiler - Maintenance_A_Technical Potential | F8 | Industrial | Paper and Printing | Existing | Process | Natural Gas | Gas Boiler - Maintenance | A | Cumulative Summer Peak Savings (MW) | Technical Potential | 0 | 0 | 0 | 0 | 0 | 0 | 0 | 0 | 0 | 0 | 0 | 0 | 0 | 0 | 0 | 0 | 0 | 0 | 0 | 0 | 0 | 0 | 0 | 0 | 0 | 0 | 0 | 0 | 0 | 0 | 0
F9_Industrial_Paper and Printing_Existing_Process_Natural Gas_Gas Boiler - Maintenance_A_Technical Potential | F9 | Industrial | Paper and Printing | Existing | Process | Natural Gas | Gas Boiler - Maintenance | A | Cumulative Winter Peak Savings (MW) | Technical Potential | 0 | 0 | 0 | 0 | 0 | 0 | 0 | 0 | 0 | 0 | 0 | 0 | 0 | 0 | 0 | 0 | 0 | 0 | 0 | 0 | 0 | 0 | 0 | 0 | 0 | 0 | 0 | 0 | 0 | 0 | 0
F10_Industrial_Paper and Printing_Existing_Process_Natural Gas_Gas Boiler - Maintenance_A_Technical Potential | F10 | Industrial | Paper and Printing | Existing | Process | Natural Gas | Gas Boiler - Maintenance | A | Purchases (Incremental) | Technical Potential | 0 | 0 | 0 | 0 | 0 | 1.0978 | 0.76905 | 0.52925 | 0.4124 | 0.36162 | 0.30895 | 0.26395 | 0.2238 | 0.18582 | 0.15644 | 0.1293 | 0.10071 | 0.078037 | 0.060233 | 0.046965 | 0.042946 | 0.033479 | 0.028724 | 0.024009 | 0.019331 | 0 | 0 | 0 | 0 | 0 | 0
F11_Industrial_Paper and Printing_Existing_Process_Natural Gas_Gas Boiler - Maintenance_A_Technical Potential | F11 | Industrial | Paper and Printing | Existing | Process | Natural Gas | Gas Boiler - Maintenance | A | Purchases (Cumulative) | Technical Potential | 0 | 0 | 0 | 0 | 0 | 1.0978 | 1.8668 | 2.3961 | 2.8085 | 3.1701 | 3.4791 | 3.743 | 3.9668 | 4.1526 | 4.3091 | 4.4384 | 4.5391 | 4.6171 | 4.6773 | 4.7243 | 4.7673 | 4.8007 | 4.8295 | 4.8535 | 4.8728 | 4.8728 | 4.8728 | 4.8728 | 4.8728 | 4.8728 | 4.8728
F1_Industrial_Paper and Printing_Existing_Space Heating_Natural Gas_Gas Furnace - Maintenance_A_Technical Potential | F1 | Industrial | Paper and Printing | Existing | Space Heating | Natural Gas | Gas Furnace - Maintenance | A | Integrated Unit Energy Savings (kWh or therms) | Technical Potential | 0 | 0 | 0 | 0 | 0 | 0.0091196 | 0.0089297 | 0.0086716 | 0.0083689 | 0.0080255 | 0.0076458 | 0.0072602 | 0.006884 | 0.0065095 | 0.006191 | 0.0058933 | 0.0056529 | 0.0054441 | 0.0052604 | 0.0051259 | 0.0050018 | 0.0048933 | 0.0047976 | 0.0047188 | 0.0046456 | 0.0045885 | 0.0045376 | 0.0044891 | 0.0073847 | 0.0073392 | 0.0072965
F2_Industrial_Paper and Printing_Existing_Space Heating_Natural Gas_Gas Furnace - Maintenance_A_Technical Potential | F2 | Industrial | Paper and Printing | Existing | Space Heating | Natural Gas | Gas Furnace - Maintenance | A | Integrated Unit Summer Peak Savings (kW) | Technical Potential | 0 | 0 | 0 | 0 | 0 | 0 | 0 | 0 | 0 | 0 | 0 | 0 | 0 | 0 | 0 | 0 | 0 | 0 | 0 | 0 | 0 | 0 | 0 | 0 | 0 | 0 | 0 | 0 | 0 | 0 | 0
F3_Industrial_Paper and Printing_Existing_Space Heating_Natural Gas_Gas Furnace - Maintenance_A_Technical Potential | F3 | Industrial | Paper and Printing | Existing | Space Heating | Natural Gas | Gas Furnace - Maintenance | A | Integrated Unit Winter Peak Savings (kW) | Technical Potential | 0 | 0 | 0 | 0 | 0 | 0 | 0 | 0 | 0 | 0 | 0 | 0 | 0 | 0 | 0 | 0 | 0 | 0 | 0 | 0 | 0 | 0 | 0 | 0 | 0 | 0 | 0 | 0 | 0 | 0 | 0
F4_Industrial_Paper and Printing_Existing_Space Heating_Natural Gas_Gas Furnace - Maintenance_A_Technical Potential | F4 | Industrial | Paper and Printing | Existing | Space Heating | Natural Gas | Gas Furnace - Maintenance | A | Incremental Energy Savings (MWh or mTherms) | Technical Potential | 0 | 0 | 0 | 0 | 0 | 3.8046e-06 | 2.6098e-06 | 1.7441e-06 | 1.3116e-06 | 1.1029e-06 | 8.9768e-07 | 7.2825e-07 | 5.8546e-07 | 4.5967e-07 | 3.6806e-07 | 2.8957e-07 | 2.1634e-07 | 1.6145e-07 | 1.2041e-07 | 9.1486e-08 | 8.1631e-08 | 6.2256e-08 | 5.237e-08 | 4.3054e-08 | 3.4128e-08 | 0 | 0 | 0 | 0 | 0 | 0
F5_Industrial_Paper and Printing_Existing_Space Heating_Natural Gas_Gas Furnace - Maintenance_A_Technical Potential | F5 | Industrial | Paper and Printing | Existing | Space Heating | Natural Gas | Gas Furnace - Maintenance | A | Incremental Summer Peak Savings (MW) | Technical Potential | 0 | 0 | 0 | 0 | 0 | 0 | 0 | 0 | 0 | 0 | 0 | 0 | 0 | 0 | 0 | 0 | 0 | 0 | 0 | 0 | 0 | 0 | 0 | 0 | 0 | 0 | 0 | 0 | 0 | 0 | 0
F6_Industrial_Paper and Printing_Existing_Space Heating_Natural Gas_Gas Furnace - Maintenance_A_Technical Potential | F6 | Industrial | Paper and Printing | Existing | Space Heating | Natural Gas | Gas Furnace - Maintenance | A | Incremental Winter Peak Savings (MW) | Technical Potential | 0 | 0 | 0 | 0 | 0 | 0 | 0 | 0 | 0 | 0 | 0 | 0 | 0 | 0 | 0 | 0 | 0 | 0 | 0 | 0 | 0 | 0 | 0 | 0 | 0 | 0 | 0 | 0 | 0 | 0 | 0
F7_Industrial_Paper and Printing_Existing_Space Heating_Natural Gas_Gas Furnace - Maintenance_A_Technical Potential | F7 | Industrial | Paper and Printing | Existing | Space Heating | Natural Gas | Gas Furnace - Maintenance | A | Cumulative Energy Savings (MWh or mTherms) | Technical Potential | 0 | 0 | 0 | 0 | 0 | 3.8046e-06 | 6.3351e-06 | 7.8961e-06 | 8.932e-06 | 9.6684e-06 | 1.0109e-05 | 1.0327e-05 | 1.0377e-05 | 1.0273e-05 | 1.0138e-05 | 9.9401e-06 | 9.7509e-06 | 9.5522e-06 | 9.3503e-06 | 9.2027e-06 | 9.0615e-06 | 8.9272e-06 | 8.8051e-06 | 8.7034e-06 | 8.6027e-06 | 8.4969e-06 | 8.4026e-06 | 8.3128e-06 | 0 | 0 | 0
F8_Industrial_Paper and Printing_Existing_Space Heating_Natural Gas_Gas Furnace - Maintenance_A_Technical Potential | F8 | Industrial | Paper and Printing | Existing | Space Heating | Natural Gas | Gas Furnace - Maintenance | A | Cumulative Summer Peak Savings (MW) | Technical Potential | 0 | 0 | 0 | 0 | 0 | 0 | 0 | 0 | 0 | 0 | 0 | 0 | 0 | 0 | 0 | 0 | 0 | 0 | 0 | 0 | 0 | 0 | 0 | 0 | 0 | 0 | 0 | 0 | 0 | 0 | 0
F9_Industrial_Paper and Printing_Existing_Space Heating_Natural Gas_Gas Furnace - Maintenance_A_Technical Potential | F9 | Industrial | Paper and Printing | Existing | Space Heating | Natural Gas | Gas Furnace - Maintenance | A | Cumulative Winter Peak Savings (MW) | Technical Potential | 0 | 0 | 0 | 0 | 0 | 0 | 0 | 0 | 0 | 0 | 0 | 0 | 0 | 0 | 0 | 0 | 0 | 0 | 0 | 0 | 0 | 0 | 0 | 0 | 0 | 0 | 0 | 0 | 0 | 0 | 0
F10_Industrial_Paper and Printing_Existing_Space Heating_Natural Gas_Gas Furnace - Maintenance_A_Technical Potential | F10 | Industrial | Paper and Printing | Existing | Space Heating | Natural Gas | Gas Furnace - Maintenance | A | Purchases (Incremental) | Technical Potential | 0 | 0 | 0 | 0 | 0 | 0.41719 | 0.29225 | 0.20112 | 0.15672 | 0.13742 | 0.11741 | 0.10031 | 0.085047 | 0.070615 | 0.059452 | 0.049135 | 0.038271 | 0.029656 | 0.02289 | 0.017848 | 0.01632 | 0.012723 | 0.010916 | 0.0091241 | 0.0073462 | 0 | 0 | 0 | 0 | 0 | 0
F11_Industrial_Paper and Printing_Existing_Space Heating_Natural Gas_Gas Furnace - Maintenance_A_Technical Potential | F11 | Industrial | Paper and Printing | Existing | Space Heating | Natural Gas | Gas Furnace - Maintenance | A | Purchases (Cumulative) | Technical Potential | 0 | 0 | 0 | 0 | 0 | 0.41719 | 0.70944 | 0.91057 | 1.0673 | 1.2047 | 1.3221 | 1.4224 | 1.5075 | 1.5781 | 1.6375 | 1.6867 | 1.7249 | 1.7546 | 1.7775 | 1.7953 | 1.8117 | 1.8244 | 1.8353 | 1.8444 | 1.8518 | 1.8518 | 1.8518 | 1.8518 | 1.8518 | 1.8518 | 1.8518
F1_Industrial_Paper and Printing_Existing_Space Heating_Natural Gas_Gas Boiler - Hot Water Reset_A_Technical Potential | F1 | Industrial | Paper and Printing | Existing | Space Heating | Natural Gas | Gas Boiler - Hot Water Reset | A | Integrated Unit Energy Savings (kWh or therms) | Technical Potential | 0 | 0 | 0 | 0 | 0 | 362.5015 | 359.277 | 355.7828 | 352.1506 | 348.3927 | 344.5586 | 340.6941 | 336.7825 | 332.6879 | 328.3819 | 324.1821 | 320.0552 | 316.2406 | 312.5427 | 309.1163 | 305.8368 | 302.473 | 299.3881 | 296.4521 | 293.5488 | 290.9026 | 288.6076 | 286.4265 | 313.7059 | 312.4173 | 311.2412
F2_Industrial_Paper and Printing_Existing_Space Heating_Natural Gas_Gas Boiler - Hot Water Reset_A_Technical Potential | F2 | Industrial | Paper and Printing | Existing | Space Heating | Natural Gas | Gas Boiler - Hot Water Reset | A | Integrated Unit Summer Peak Savings (kW) | Technical Potential | 0 | 0 | 0 | 0 | 0 | 0 | 0 | 0 | 0 | 0 | 0 | 0 | 0 | 0 | 0 | 0 | 0 | 0 | 0 | 0 | 0 | 0 | 0 | 0 | 0 | 0 | 0 | 0 | 0 | 0 | 0
F3_Industrial_Paper and Printing_Existing_Space Heating_Natural Gas_Gas Boiler - Hot Water Reset_A_Technical Potential | F3 | Industrial | Paper and Printing | Existing | Space Heating | Natural Gas | Gas Boiler - Hot Water Reset | A | Integrated Unit Winter Peak Savings (kW) | Technical Potential | 0 | 0 | 0 | 0 | 0 | 0 | 0 | 0 | 0 | 0 | 0 | 0 | 0 | 0 | 0 | 0 | 0 | 0 | 0 | 0 | 0 | 0 | 0 | 0 | 0 | 0 | 0 | 0 | 0 | 0 | 0
F4_Industrial_Paper and Printing_Existing_Space Heating_Natural Gas_Gas Boiler - Hot Water Reset_A_Technical Potential | F4 | Industrial | Paper and Printing | Existing | Space Heating | Natural Gas | Gas Boiler - Hot Water Reset | A | Incremental Energy Savings (MWh or mTherms) | Technical Potential | 0 | 0 | 0 | 0 | 0 | 0.0048468 | 0.0058949 | 0.0071013 | 0.0081638 | 0.0092201 | 0.010525 | 0.011386 | 0.011474 | 0.010512 | 0.0089533 | 0.0067746 | 0.0044271 | 0.0025271 | 0.0011918 | 0.00049929 | 0.00017889 | 5.5048e-05 | 1.1832e-05 | 1.9193e-06 | 2.274e-07 | 0 | 0 | 0 | 0 | 0 | 0
F5_Industrial_Paper and Printing_Existing_Space Heating_Natural Gas_Gas Boiler - Hot Water Reset_A_Technical Potential | F5 | Industrial | Paper and Printing | Existing | Space Heating | Natural Gas | Gas Boiler - Hot Water Reset | A | Incremental Summer Peak Savings (MW) | Technical Potential | 0 | 0 | 0 | 0 | 0 | 0 | 0 | 0 | 0 | 0 | 0 | 0 | 0 | 0 | 0 | 0 | 0 | 0 | 0 | 0 | 0 | 0 | 0 | 0 | 0 | 0 | 0 | 0 | 0 | 0 | 0
F6_Industrial_Paper and Printing_Existing_Space Heating_Natural Gas_Gas Boiler - Hot Water Reset_A_Technical Potential | F6 | Industrial | Paper and Printing | Existing | Space Heating | Natural Gas | Gas Boiler - Hot Water Reset | A | Incremental Winter Peak Savings (MW) | Technical Potential | 0 | 0 | 0 | 0 | 0 | 0 | 0 | 0 | 0 | 0 | 0 | 0 | 0 | 0 | 0 | 0 | 0 | 0 | 0 | 0 | 0 | 0 | 0 | 0 | 0 | 0 | 0 | 0 | 0 | 0 | 0
F7_Industrial_Paper and Printing_Existing_Space Heating_Natural Gas_Gas Boiler - Hot Water Reset_A_Technical Potential | F7 | Industrial | Paper and Printing | Existing | Space Heating | Natural Gas | Gas Boiler - Hot Water Reset | A | Cumulative Energy Savings (MWh or mTherms) | Technical Potential | 0 | 0 | 0 | 0 | 0 | 0.0048468 | 0.010699 | 0.017696 | 0.025679 | 0.034625 | 0.044769 | 0.055653 | 0.066488 | 0.076192 | 0.084159 | 0.089858 | 0.093141 | 0.094558 | 0.094644 | 0.094106 | 0.093286 | 0.092315 | 0.091385 | 0.090491 | 0.089605 | 0.088797 | 0.088097 | 0.087431 | 0 | 0 | 0
F8_Industrial_Paper and Printing_Existing_Space Heating_Natural Gas_Gas Boiler - Hot Water Reset_A_Technical Potential | F8 | Industrial | Paper and Printing | Existing | Space Heating | Natural Gas | Gas Boiler - Hot Water Reset | A | Cumulative Summer Peak Savings (MW) | Technical Potential | 0 | 0 | 0 | 0 | 0 | 0 | 0 | 0 | 0 | 0 | 0 | 0 | 0 | 0 | 0 | 0 | 0 | 0 | 0 | 0 | 0 | 0 | 0 | 0 | 0 | 0 | 0 | 0 | 0 | 0 | 0
F9_Industrial_Paper and Printing_Existing_Space Heating_Natural Gas_Gas Boiler - Hot Water Reset_A_Technical Potential | F9 | Industrial | Paper and Printing | Existing | Space Heating | Natural Gas | Gas Boiler - Hot Water Reset | A | Cumulative Winter Peak Savings (MW) | Technical Potential | 0 | 0 | 0 | 0 | 0 | 0 | 0 | 0 | 0 | 0 | 0 | 0 | 0 | 0 | 0 | 0 | 0 | 0 | 0 | 0 | 0 | 0 | 0 | 0 | 0 | 0 | 0 | 0 | 0 | 0 | 0
F10_Industrial_Paper and Printing_Existing_Space Heating_Natural Gas_Gas Boiler - Hot Water Reset_A_Technical Potential | F10 | Industrial | Paper and Printing | Existing | Space Heating | Natural Gas | Gas Boiler - Hot Water Reset | A | Purchases (Incremental) | Technical Potential | 0 | 0 | 0 | 0 | 0 | 0.01337 | 0.016408 | 0.01996 | 0.023183 | 0.026465 | 0.030547 | 0.033419 | 0.034071 | 0.031598 | 0.027265 | 0.020897 | 0.013832 | 0.0079911 | 0.0038133 | 0.0016152 | 0.00058492 | 0.00018199 | 3.9522e-05 | 6.4742e-06 | 7.7467e-07 | 0 | 0 | 0 | 0 | 0 | 0
F11_Industrial_Paper and Printing_Existing_Space Heating_Natural Gas_Gas Boiler - Hot Water Reset_A_Technical Potential | F11 | Industrial | Paper and Printing | Existing | Space Heating | Natural Gas | Gas Boiler - Hot Water Reset | A | Purchases (Cumulative) | Technical Potential | 0 | 0 | 0 | 0 | 0 | 0.01337 | 0.029778 | 0.049738 | 0.07292 | 0.099385 | 0.12993 | 0.16335 | 0.19742 | 0.22902 | 0.25629 | 0.27718 | 0.29101 | 0.29901 | 0.30282 | 0.30443 | 0.30502 | 0.3052 | 0.30524 | 0.30525 | 0.30525 | 0.30525 | 0.30525 | 0.30525 | 0.30525 | 0.30525 | 0.30525
F1_Industrial_Paper and Printing_Existing_Process_Natural Gas_Gas Boiler - Hot Water Reset_A_Technical Potential | F1 | Industrial | Paper and Printing | Existing | Process | Natural Gas | Gas Boiler - Hot Water Reset | A | Integrated Unit Energy Savings (kWh or therms) | Technical Potential | 0 | 0 | 0 | 0 | 0 | 101.3641 | 101.278 | 101.196 | 101.1178 | 101.0409 | 100.9655 | 100.9061 | 100.8566 | 100.8064 | 100.7746 | 100.7389 | 100.7141 | 100.6889 | 100.6632 | 100.6475 | 100.6291 | 100.6169 | 100.6049 | 100.5933 | 100.5819 | 100.5794 | 100.577 | 100.5749 | 101.4573 | 101.4573 | 101.4573
F2_Industrial_Paper and Printing_Existing_Process_Natural Gas_Gas Boiler - Hot Water Reset_A_Technical Potential | F2 | Industrial | Paper and Printing | Existing | Process | Natural Gas | Gas Boiler - Hot Water Reset | A | Integrated Unit Summer Peak Savings (kW) | Technical Potential | 0 | 0 | 0 | 0 | 0 | 0 | 0 | 0 | 0 | 0 | 0 | 0 | 0 | 0 | 0 | 0 | 0 | 0 | 0 | 0 | 0 | 0 | 0 | 0 | 0 | 0 | 0 | 0 | 0 | 0 | 0
F3_Industrial_Paper and Printing_Existing_Process_Natural Gas_Gas Boiler - Hot Water Reset_A_Technical Potential | F3 | Industrial | Paper and Printing | Existing | Process | Natural Gas | Gas Boiler - Hot Water Reset | A | Integrated Unit Winter Peak Savings (kW) | Technical Potential | 0 | 0 | 0 | 0 | 0 | 0 | 0 | 0 | 0 | 0 | 0 | 0 | 0 | 0 | 0 | 0 | 0 | 0 | 0 | 0 | 0 | 0 | 0 | 0 | 0 | 0 | 0 | 0 | 0 | 0 | 0
F4_Industrial_Paper and Printing_Existing_Process_Natural Gas_Gas Boiler - Hot Water Reset_A_Technical Potential | F4 | Industrial | Paper and Printing | Existing | Process | Natural Gas | Gas Boiler - Hot Water Reset | A | Incremental Energy Savings (MWh or mTherms) | Technical Potential | 0 | 0 | 0 | 0 | 0 | 0.054079 | 0.066308 | 0.080598 | 0.093539 | 0.1067 | 0.12307 | 0.13456 | 0.13712 | 0.1271 | 0.10964 | 0.084003 | 0.055588 | 0.032107 | 0.015317 | 0.0064869 | 0.0023487 | 0.00073068 | 0.00015866 | 2.5987e-05 | 3.1092e-06 | 0 | 0 | 0 | 0 | 0 | 0
F5_Industrial_Paper and Printing_Existing_Process_Natural Gas_Gas Boiler - Hot Water Reset_A_Technical Potential | F5 | Industrial | Paper and Printing | Existing | Process | Natural Gas | Gas Boiler - Hot Water Reset | A | Incremental Summer Peak Savings (MW) | Technical Potential | 0 | 0 | 0 | 0 | 0 | 0 | 0 | 0 | 0 | 0 | 0 | 0 | 0 | 0 | 0 | 0 | 0 | 0 | 0 | 0 | 0 | 0 | 0 | 0 | 0 | 0 | 0 | 0 | 0 | 0 | 0
F6_Industrial_Paper and Printing_Existing_Process_Natural Gas_Gas Boiler - Hot Water Reset_A_Technical Potential | F6 | Industrial | Paper and Printing | Existing | Process | Natural Gas | Gas Boiler - Hot Water Reset | A | Incremental Winter Peak Savings (MW) | Technical Potential | 0 | 0 | 0 | 0 | 0 | 0 | 0 | 0 | 0 | 0 | 0 | 0 | 0 | 0 | 0 | 0 | 0 | 0 | 0 | 0 | 0 | 0 | 0 | 0 | 0 | 0 | 0 | 0 | 0 | 0 | 0
F7_Industrial_Paper and Printing_Existing_Process_Natural Gas_Gas Boiler - Hot Water Reset_A_Technical Potential | F7 | Industrial | Paper and Printing | Existing | Process | Natural Gas | Gas Boiler - Hot Water Reset | A | Cumulative Energy Savings (MWh or mTherms) | Technical Potential | 0 | 0 | 0 | 0 | 0 | 0.054079 | 0.12034 | 0.20084 | 0.29423 | 0.4007 | 0.52347 | 0.65773 | 0.79452 | 0.92123 | 1.0306 | 1.1142 | 1.1695 | 1.2013 | 1.2164 | 1.2226 | 1.2248 | 1.2254 | 1.2254 | 1.2253 | 1.2251 | 1.2251 | 1.2251 | 1.225 | 0 | 0 | 0
F8_Industrial_Paper and Printing_Existing_Process_Natural Gas_Gas Boiler - Hot Water Reset_A_Technical Potential | F8 | Industrial | Paper and Printing | Existing | Process | Natural Gas | Gas Boiler - Hot Water Reset | A | Cumulative Summer Peak Savings (MW) | Technical Potential | 0 | 0 | 0 | 0 | 0 | 0 | 0 | 0 | 0 | 0 | 0 | 0 | 0 | 0 | 0 | 0 | 0 | 0 | 0 | 0 | 0 | 0 | 0 | 0 | 0 | 0 | 0 | 0 | 0 | 0 | 0
F9_Industrial_Paper and Printing_Existing_Process_Natural Gas_Gas Boiler - Hot Water Reset_A_Technical Potential | F9 | Industrial | Paper and Printing | Existing | Process | Natural Gas | Gas Boiler - Hot Water Reset | A | Cumulative Winter Peak Savings (MW) | Technical Potential | 0 | 0 | 0 | 0 | 0 | 0 | 0 | 0 | 0 | 0 | 0 | 0 | 0 | 0 | 0 | 0 | 0 | 0 | 0 | 0 | 0 | 0 | 0 | 0 | 0 | 0 | 0 | 0 | 0 | 0 | 0
F10_Industrial_Paper and Printing_Existing_Process_Natural Gas_Gas Boiler - Hot Water Reset_A_Technical Potential | F10 | Industrial | Paper and Printing | Existing | Process | Natural Gas | Gas Boiler - Hot Water Reset | A | Purchases (Incremental) | Technical Potential | 0 | 0 | 0 | 0 | 0 | 0.53352 | 0.65471 | 0.79645 | 0.92505 | 1.056 | 1.2189 | 1.3335 | 1.3595 | 1.2608 | 1.0879 | 0.83387 | 0.55194 | 0.31887 | 0.15216 | 0.064452 | 0.02334 | 0.0072621 | 0.001577 | 0.00025834 | 3.0912e-05 | 0 | 0 | 0 | 0 | 0 | 0
F11_Industrial_Paper and Printing_Existing_Process_Natural Gas_Gas Boiler - Hot Water Reset_A_Technical Potential | F11 | Industrial | Paper and Printing | Existing | Process | Natural Gas | Gas Boiler - Hot Water Reset | A | Purchases (Cumulative) | Technical Potential | 0 | 0 | 0 | 0 | 0 | 0.53352 | 1.1882 | 1.9847 | 2.9097 | 3.9657 | 5.1847 | 6.5182 | 7.8777 | 9.1386 | 10.2265 | 11.0604 | 11.6123 | 11.9312 | 12.0834 | 12.1478 | 12.1712 | 12.1784 | 12.18 | 12.1803 | 12.1803 | 12.1803 | 12.1803 | 12.1803 | 12.1803 | 12.1803 | 12.1803
F1_Industrial_Paper and Printing_Existing_Space Heating_Natural Gas_Steam Trap Maintenance_A_Technical Potential | F1 | Industrial | Paper and Printing | Existing | Space Heating | Natural Gas | Steam Trap Maintenance | A | Integrated Unit Energy Savings (kWh or therms) | Technical Potential | 0 | 0 | 0 | 0 | 0 | 128.0664 | 126.9293 | 125.6971 | 124.4159 | 123.0903 | 121.738 | 120.3747 | 118.9947 | 117.5502 | 116.0307 | 114.5489 | 113.0926 | 111.7468 | 110.4422 | 109.2333 | 108.0764 | 106.8896 | 105.8013 | 104.7657 | 103.7415 | 102.8063 | 101.9953 | 101.2246 | 110.8257 | 110.3705 | 109.955
F2_Industrial_Paper and Printing_Existing_Space Heating_Natural Gas_Steam Trap Maintenance_A_Technical Potential | F2 | Industrial | Paper and Printing | Existing | Space Heating | Natural Gas | Steam Trap Maintenance | A | Integrated Unit Summer Peak Savings (kW) | Technical Potential | 0 | 0 | 0 | 0 | 0 | 0 | 0 | 0 | 0 | 0 | 0 | 0 | 0 | 0 | 0 | 0 | 0 | 0 | 0 | 0 | 0 | 0 | 0 | 0 | 0 | 0 | 0 | 0 | 0 | 0 | 0
F3_Industrial_Paper and Printing_Existing_Space Heating_Natural Gas_Steam Trap Maintenance_A_Technical Potential | F3 | Industrial | Paper and Printing | Existing | Space Heating | Natural Gas | Steam Trap Maintenance | A | Integrated Unit Winter Peak Savings (kW) | Technical Potential | 0 | 0 | 0 | 0 | 0 | 0 | 0 | 0 | 0 | 0 | 0 | 0 | 0 | 0 | 0 | 0 | 0 | 0 | 0 | 0 | 0 | 0 | 0 | 0 | 0 | 0 | 0 | 0 | 0 | 0 | 0
F4_Industrial_Paper and Printing_Existing_Space Heating_Natural Gas_Steam Trap Maintenance_A_Technical Potential | F4 | Industrial | Paper and Printing | Existing | Space Heating | Natural Gas | Steam Trap Maintenance | A | Incremental Energy Savings (MWh or mTherms) | Technical Potential | 0 | 0 | 0 | 0 | 0 | 0.0009557 | 0.00094669 | 0.00093197 | 0.00092297 | 0.00091389 | 0.00089237 | 0.00087997 | 0.00086812 | 0.00084396 | 0.00083623 | 0.00081768 | 0.00080739 | 0.00079376 | 0.0007775 | 0.0007699 | 0.0007586 | 0.00074735 | 0.00073704 | 0.00072735 | 0.00071797 | 0 | 0 | 0 | 0 | 0 | 0
F5_Industrial_Paper and Printing_Existing_Space Heating_Natural Gas_Steam Trap Maintenance_A_Technical Potential | F5 | Industrial | Paper and Printing | Existing | Space Heating | Natural Gas | Steam Trap Maintenance | A | Incremental Summer Peak Savings (MW) | Technical Potential | 0 | 0 | 0 | 0 | 0 | 0 | 0 | 0 | 0 | 0 | 0 | 0 | 0 | 0 | 0 | 0 | 0 | 0 | 0 | 0 | 0 | 0 | 0 | 0 | 0 | 0 | 0 | 0 | 0 | 0 | 0
F6_Industrial_Paper and Printing_Existing_Space Heating_Natural Gas_Steam Trap Maintenance_A_Technical Potential | F6 | Industrial | Paper and Printing | Existing | Space Heating | Natural Gas | Steam Trap Maintenance | A | Incremental Winter Peak Savings (MW) | Technical Potential | 0 | 0 | 0 | 0 | 0 | 0 | 0 | 0 | 0 | 0 | 0 | 0 | 0 | 0 | 0 | 0 | 0 | 0 | 0 | 0 | 0 | 0 | 0 | 0 | 0 | 0 | 0 | 0 | 0 | 0 | 0
F7_Industrial_Paper and Printing_Existing_Space Heating_Natural Gas_Steam Trap Maintenance_A_Technical Potential | F7 | Industrial | Paper and Printing | Existing | Space Heating | Natural Gas | Steam Trap Maintenance | A | Cumulative Energy Savings (MWh or mTherms) | Technical Potential | 0 | 0 | 0 | 0 | 0 | 0.0009557 | 0.0018939 | 0.0028075 | 0.0037018 | 0.0045763 | 0.0054184 | 0.0062377 | 0.0070343 | 0.0077929 | 0.0085284 | 0.0092371 | 0.0099271 | 0.010603 | 0.011256 | 0.011903 | 0.012536 | 0.013145 | 0.013749 | 0.014341 | 0.014919 | 0.014785 | 0.014668 | 0.014557 | 0 | 0 | 0
F8_Industrial_Paper and Printing_Existing_Space Heating_Natural Gas_Steam Trap Maintenance_A_Technical Potential | F8 | Industrial | Paper and Printing | Existing | Space Heating | Natural Gas | Steam Trap Maintenance | A | Cumulative Summer Peak Savings (MW) | Technical Potential | 0 | 0 | 0 | 0 | 0 | 0 | 0 | 0 | 0 | 0 | 0 | 0 | 0 | 0 | 0 | 0 | 0 | 0 | 0 | 0 | 0 | 0 | 0 | 0 | 0 | 0 | 0 | 0 | 0 | 0 | 0
F9_Industrial_Paper and Printing_Existing_Space Heating_Natural Gas_Steam Trap Maintenance_A_Technical Potential | F9 | Industrial | Paper and Printing | Existing | Space Heating | Natural Gas | Steam Trap Maintenance | A | Cumulative Winter Peak Savings (MW) | Technical Potential | 0 | 0 | 0 | 0 | 0 | 0 | 0 | 0 | 0 | 0 | 0 | 0 | 0 | 0 | 0 | 0 | 0 | 0 | 0 | 0 | 0 | 0 | 0 | 0 | 0 | 0 | 0 | 0 | 0 | 0 | 0
F10_Industrial_Paper and Printing_Existing_Space Heating_Natural Gas_Steam Trap Maintenance_A_Technical Potential | F10 | Industrial | Paper and Printing | Existing | Space Heating | Natural Gas | Steam Trap Maintenance | A | Purchases (Incremental) | Technical Potential | 0 | 0 | 0 | 0 | 0 | 0.0074625 | 0.0074584 | 0.0074144 | 0.0074184 | 0.0074246 | 0.0073303 | 0.0073103 | 0.0072954 | 0.0071796 | 0.007207 | 0.0071382 | 0.0071392 | 0.0071032 | 0.0070399 | 0.0070482 | 0.0070191 | 0.0069918 | 0.0069663 | 0.0069426 | 0.0069207 | 0 | 0 | 0 | 0 | 0 | 0
F11_Industrial_Paper and Printing_Existing_Space Heating_Natural Gas_Steam Trap Maintenance_A_Technical Potential | F11 | Industrial | Paper and Printing | Existing | Space Heating | Natural Gas | Steam Trap Maintenance | A | Purchases (Cumulative) | Technical Potential | 0 | 0 | 0 | 0 | 0 | 0.0074625 | 0.014921 | 0.022335 | 0.029754 | 0.037178 | 0.044509 | 0.051819 | 0.059114 | 0.066294 | 0.073501 | 0.080639 | 0.087778 | 0.094882 | 0.10192 | 0.10897 | 0.11599 | 0.12298 | 0.12995 | 0.13689 | 0.14381 | 0.14381 | 0.14381 | 0.14381 | 0.14381 | 0.14381 | 0.14381
F1_Industrial_Paper and Printing_Existing_Process_Natural Gas_Steam Trap Maintenance_A_Technical Potential | F1 | Industrial | Paper and Printing | Existing | Process | Natural Gas | Steam Trap Maintenance | A | Integrated Unit Energy Savings (kWh or therms) | Technical Potential | 0 | 0 | 0 | 0 | 0 | 71.6255 | 71.5704 | 71.5184 | 71.4689 | 71.4203 | 71.3732 | 71.3371 | 71.308 | 71.279 | 71.2622 | 71.2433 | 71.2316 | 71.2199 | 71.2082 | 71.2028 | 71.1959 | 71.1934 | 71.1912 | 71.1891 | 71.1872 | 71.1857 | 71.1844 | 71.1832 | 71.6855 | 71.6855 | 71.6855
F2_Industrial_Paper and Printing_Existing_Process_Natural Gas_Steam Trap Maintenance_A_Technical Potential | F2 | Industrial | Paper and Printing | Existing | Process | Natural Gas | Steam Trap Maintenance | A | Integrated Unit Summer Peak Savings (kW) | Technical Potential | 0 | 0 | 0 | 0 | 0 | 0 | 0 | 0 | 0 | 0 | 0 | 0 | 0 | 0 | 0 | 0 | 0 | 0 | 0 | 0 | 0 | 0 | 0 | 0 | 0 | 0 | 0 | 0 | 0 | 0 | 0
F3_Industrial_Paper and Printing_Existing_Process_Natural Gas_Steam Trap Maintenance_A_Technical Potential | F3 | Industrial | Paper and Printing | Existing | Process | Natural Gas | Steam Trap Maintenance | A | Integrated Unit Winter Peak Savings (kW) | Technical Potential | 0 | 0 | 0 | 0 | 0 | 0 | 0 | 0 | 0 | 0 | 0 | 0 | 0 | 0 | 0 | 0 | 0 | 0 | 0 | 0 | 0 | 0 | 0 | 0 | 0 | 0 | 0 | 0 | 0 | 0 | 0
F4_Industrial_Paper and Printing_Existing_Process_Natural Gas_Steam Trap Maintenance_A_Technical Potential | F4 | Industrial | Paper and Printing | Existing | Process | Natural Gas | Steam Trap Maintenance | A | Incremental Energy Savings (MWh or mTherms) | Technical Potential | 0 | 0 | 0 | 0 | 0 | 0.021328 | 0.0213 | 0.021159 | 0.021156 | 0.021159 | 0.020877 | 0.020809 | 0.020758 | 0.02042 | 0.020494 | 0.020293 | 0.020292 | 0.020187 | 0.020003 | 0.020025 | 0.019941 | 0.019862 | 0.019789 | 0.019722 | 0.019659 | 0 | 0 | 0 | 0 | 0 | 0
F5_Industrial_Paper and Printing_Existing_Process_Natural Gas_Steam Trap Maintenance_A_Technical Potential | F5 | Industrial | Paper and Printing | Existing | Process | Natural Gas | Steam Trap Maintenance | A | Incremental Summer Peak Savings (MW) | Technical Potential | 0 | 0 | 0 | 0 | 0 | 0 | 0 | 0 | 0 | 0 | 0 | 0 | 0 | 0 | 0 | 0 | 0 | 0 | 0 | 0 | 0 | 0 | 0 | 0 | 0 | 0 | 0 | 0 | 0 | 0 | 0
F6_Industrial_Paper and Printing_Existing_Process_Natural Gas_Steam Trap Maintenance_A_Technical Potential | F6 | Industrial | Paper and Printing | Existing | Process | Natural Gas | Steam Trap Maintenance | A | Incremental Winter Peak Savings (MW) | Technical Potential | 0 | 0 | 0 | 0 | 0 | 0 | 0 | 0 | 0 | 0 | 0 | 0 | 0 | 0 | 0 | 0 | 0 | 0 | 0 | 0 | 0 | 0 | 0 | 0 | 0 | 0 | 0 | 0 | 0 | 0 | 0
F7_Industrial_Paper and Printing_Existing_Process_Natural Gas_Steam Trap Maintenance_A_Technical Potential | F7 | Industrial | Paper and Printing | Existing | Process | Natural Gas | Steam Trap Maintenance | A | Cumulative Energy Savings (MWh or mTherms) | Technical Potential | 0 | 0 | 0 | 0 | 0 | 0.021328 | 0.042612 | 0.06374 | 0.084852 | 0.10595 | 0.12676 | 0.14751 | 0.1682 | 0.18856 | 0.209 | 0.22924 | 0.2495 | 0.26964 | 0.2896 | 0.3096 | 0.32952 | 0.34937 | 0.36914 | 0.38886 | 0.4085 | 0.4085 | 0.40849 | 0.40848 | 0 | 0 | 0
F8_Industrial_Paper and Printing_Existing_Process_Natural Gas_Steam Trap Maintenance_A_Technical Potential | F8 | Industrial | Paper and Printing | Existing | Process | Natural Gas | Steam Trap Maintenance | A | Cumulative Summer Peak Savings (MW) | Technical Potential | 0 | 0 | 0 | 0 | 0 | 0 | 0 | 0 | 0 | 0 | 0 | 0 | 0 | 0 | 0 | 0 | 0 | 0 | 0 | 0 | 0 | 0 | 0 | 0 | 0 | 0 | 0 | 0 | 0 | 0 | 0
F9_Industrial_Paper and Printing_Existing_Process_Natural Gas_Steam Trap Maintenance_A_Technical Potential | F9 | Industrial | Paper and Printing | Existing | Process | Natural Gas | Steam Trap Maintenance | A | Cumulative Winter Peak Savings (MW) | Technical Potential | 0 | 0 | 0 | 0 | 0 | 0 | 0 | 0 | 0 | 0 | 0 | 0 | 0 | 0 | 0 | 0 | 0 | 0 | 0 | 0 | 0 | 0 | 0 | 0 | 0 | 0 | 0 | 0 | 0 | 0 | 0
F10_Industrial_Paper and Printing_Existing_Process_Natural Gas_Steam Trap Maintenance_A_Technical Potential | F10 | Industrial | Paper and Printing | Existing | Process | Natural Gas | Steam Trap Maintenance | A | Purchases (Incremental) | Technical Potential | 0 | 0 | 0 | 0 | 0 | 0.29778 | 0.29761 | 0.29586 | 0.29602 | 0.29626 | 0.2925 | 0.2917 | 0.29111 | 0.28649 | 0.28758 | 0.28484 | 0.28487 | 0.28344 | 0.28091 | 0.28124 | 0.28008 | 0.27899 | 0.27798 | 0.27703 | 0.27616 | 0 | 0 | 0 | 0 | 0 | 0
F11_Industrial_Paper and Printing_Existing_Process_Natural Gas_Steam Trap Maintenance_A_Technical Potential | F11 | Industrial | Paper and Printing | Existing | Process | Natural Gas | Steam Trap Maintenance | A | Purchases (Cumulative) | Technical Potential | 0 | 0 | 0 | 0 | 0 | 0.29778 | 0.59539 | 0.89125 | 1.1873 | 1.4835 | 1.776 | 2.0677 | 2.3588 | 2.6453 | 2.9329 | 3.2177 | 3.5026 | 3.786 | 4.067 | 4.3482 | 4.6283 | 4.9073 | 5.1853 | 5.4623 | 5.7384 | 5.7384 | 5.7384 | 5.7384 | 5.7384 | 5.7384 | 5.7384
F1_Industrial_Paper and Printing_Existing_Space Heating_Natural Gas_Gas Boiler - High Turndown_A_Technical Potential | F1 | Industrial | Paper and Printing | Existing | Space Heating | Natural Gas | Gas Boiler - High Turndown | A | Integrated Unit Energy Savings (kWh or therms) | Technical Potential | 0 | 0 | 0 | 0 | 0 | 135.0983 | 132.5925 | 129.3924 | 125.5178 | 121.0068 | 115.8976 | 110.6471 | 105.42 | 100.116 | 95.605 | 91.3102 | 87.8375 | 84.7995 | 82.1063 | 80.179 | 78.4056 | 76.8473 | 75.525 | 74.4524 | 73.4405 | 72.6827 | 72.022 | 71.3989 | 117.6397 | 117.1565 | 116.7155
F2_Industrial_Paper and Printing_Existing_Space Heating_Natural Gas_Gas Boiler - High Turndown_A_Technical Potential | F2 | Industrial | Paper and Printing | Existing | Space Heating | Natural Gas | Gas Boiler - High Turndown | A | Integrated Unit Summer Peak Savings (kW) | Technical Potential | 0 | 0 | 0 | 0 | 0 | 0 | 0 | 0 | 0 | 0 | 0 | 0 | 0 | 0 | 0 | 0 | 0 | 0 | 0 | 0 | 0 | 0 | 0 | 0 | 0 | 0 | 0 | 0 | 0 | 0 | 0
F3_Industrial_Paper and Printing_Existing_Space Heating_Natural Gas_Gas Boiler - High Turndown_A_Technical Potential | F3 | Industrial | Paper and Printing | Existing | Space Heating | Natural Gas | Gas Boiler - High Turndown | A | Integrated Unit Winter Peak Savings (kW) | Technical Potential | 0 | 0 | 0 | 0 | 0 | 0 | 0 | 0 | 0 | 0 | 0 | 0 | 0 | 0 | 0 | 0 | 0 | 0 | 0 | 0 | 0 | 0 | 0 | 0 | 0 | 0 | 0 | 0 | 0 | 0 | 0
F4_Industrial_Paper and Printing_Existing_Space Heating_Natural Gas_Gas Boiler - High Turndown_A_Technical Potential | F4 | Industrial | Paper and Printing | Existing | Space Heating | Natural Gas | Gas Boiler - High Turndown | A | Incremental Energy Savings (MWh or mTherms) | Technical Potential | 0 | 0 | 0 | 0 | 0 | 0.0027567 | 0.0027041 | 0.0026233 | 0.0025461 | 0.0024566 | 0.0020907 | 0.0015924 | 0.0012113 | 0.00090567 | 0.00069453 | 0.00052561 | 0.00040454 | 0.00031087 | 0.00023865 | 0.00018666 | 0.00014542 | 9.6839e-07 | 3.3866e-07 | 1.1343e-07 | 3.6369e-08 | 3.0506e-08 | 3.0148e-08 | 2.9815e-08 | 4.9017e-08 | 4.8721e-08 | 4.8455e-08
F5_Industrial_Paper and Printing_Existing_Space Heating_Natural Gas_Gas Boiler - High Turndown_A_Technical Potential | F5 | Industrial | Paper and Printing | Existing | Space Heating | Natural Gas | Gas Boiler - High Turndown | A | Incremental Summer Peak Savings (MW) | Technical Potential | 0 | 0 | 0 | 0 | 0 | 0 | 0 | 0 | 0 | 0 | 0 | 0 | 0 | 0 | 0 | 0 | 0 | 0 | 0 | 0 | 0 | 0 | 0 | 0 | 0 | 0 | 0 | 0 | 0 | 0 | 0
F6_Industrial_Paper and Printing_Existing_Space Heating_Natural Gas_Gas Boiler - High Turndown_A_Technical Potential | F6 | Industrial | Paper and Printing | Existing | Space Heating | Natural Gas | Gas Boiler - High Turndown | A | Incremental Winter Peak Savings (MW) | Technical Potential | 0 | 0 | 0 | 0 | 0 | 0 | 0 | 0 | 0 | 0 | 0 | 0 | 0 | 0 | 0 | 0 | 0 | 0 | 0 | 0 | 0 | 0 | 0 | 0 | 0 | 0 | 0 | 0 | 0 | 0 | 0
F7_Industrial_Paper and Printing_Existing_Space Heating_Natural Gas_Gas Boiler - High Turndown_A_Technical Potential | F7 | Industrial | Paper and Printing | Existing | Space Heating | Natural Gas | Gas Boiler - High Turndown | A | Cumulative Energy Savings (MWh or mTherms) | Technical Potential | 0 | 0 | 0 | 0 | 0 | 0.0027567 | 0.0054097 | 0.0079024 | 0.010212 | 0.012301 | 0.013873 | 0.014837 | 0.015347 | 0.015481 | 0.015478 | 0.015308 | 0.01513 | 0.014918 | 0.014683 | 0.014525 | 0.014349 | 0.014065 | 0.013823 | 0.013627 | 0.013442 | 0.013303 | 0.013182 | 0.013068 | 0 | 0 | 0
F8_Industrial_Paper and Printing_Existing_Space Heating_Natural Gas_Gas Boiler - High Turndown_A_Technical Potential | F8 | Industrial | Paper and Printing | Existing | Space Heating | Natural Gas | Gas Boiler - High Turndown | A | Cumulative Summer Peak Savings (MW) | Technical Potential | 0 | 0 | 0 | 0 | 0 | 0 | 0 | 0 | 0 | 0 | 0 | 0 | 0 | 0 | 0 | 0 | 0 | 0 | 0 | 0 | 0 | 0 | 0 | 0 | 0 | 0 | 0 | 0 | 0 | 0 | 0
F9_Industrial_Paper and Printing_Existing_Space Heating_Natural Gas_Gas Boiler - High Turndown_A_Technical Potential | F9 | Industrial | Paper and Printing | Existing | Space Heating | Natural Gas | Gas Boiler - High Turndown | A | Cumulative Winter Peak Savings (MW) | Technical Potential | 0 | 0 | 0 | 0 | 0 | 0 | 0 | 0 | 0 | 0 | 0 | 0 | 0 | 0 | 0 | 0 | 0 | 0 | 0 | 0 | 0 | 0 | 0 | 0 | 0 | 0 | 0 | 0 | 0 | 0 | 0
F10_Industrial_Paper and Printing_Existing_Space Heating_Natural Gas_Gas Boiler - High Turndown_A_Technical Potential | F10 | Industrial | Paper and Printing | Existing | Space Heating | Natural Gas | Gas Boiler - High Turndown | A | Purchases (Incremental) | Technical Potential | 0 | 0 | 0 | 0 | 0 | 0.020405 | 0.020394 | 0.020274 | 0.020285 | 0.020301 | 0.018039 | 0.014392 | 0.01149 | 0.0090462 | 0.0072646 | 0.0057563 | 0.0046056 | 0.0036659 | 0.0029066 | 0.002328 | 0.0018547 | 1.2601e-05 | 4.4841e-06 | 1.5235e-06 | 4.9522e-07 | 4.1971e-07 | 4.1859e-07 | 4.1758e-07 | 4.1667e-07 | 4.1586e-07 | 4.1515e-07
F11_Industrial_Paper and Printing_Existing_Space Heating_Natural Gas_Gas Boiler - High Turndown_A_Technical Potential | F11 | Industrial | Paper and Printing | Existing | Space Heating | Natural Gas | Gas Boiler - High Turndown | A | Purchases (Cumulative) | Technical Potential | 0 | 0 | 0 | 0 | 0 | 0.020405 | 0.040799 | 0.061073 | 0.081358 | 0.10166 | 0.1197 | 0.13409 | 0.14558 | 0.15463 | 0.16189 | 0.16765 | 0.17225 | 0.17592 | 0.17883 | 0.18115 | 0.18301 | 0.18302 | 0.18303 | 0.18303 | 0.18303 | 0.18303 | 0.18303 | 0.18303 | 0.18303 | 0.18303 | 0.18303
F1_Industrial_Paper and Printing_Existing_Process_Natural Gas_Gas Boiler - High Turndown_A_Technical Potential | F1 | Industrial | Paper and Printing | Existing | Process | Natural Gas | Gas Boiler - High Turndown | A | Integrated Unit Energy Savings (kWh or therms) | Technical Potential | 0 | 0 | 0 | 0 | 0 | 75.6124 | 75.1355 | 74.6551 | 74.1815 | 73.7081 | 73.23 | 72.8259 | 72.4659 | 72.0925 | 71.8245 | 71.5308 | 71.3041 | 71.0742 | 70.8402 | 70.6679 | 70.4761 | 70.3128 | 70.1509 | 69.9902 | 69.8308 | 69.8131 | 69.7969 | 69.7822 | 76.093 | 76.093 | 76.093
F2_Industrial_Paper and Printing_Existing_Process_Natural Gas_Gas Boiler - High Turndown_A_Technical Potential | F2 | Industrial | Paper and Printing | Existing | Process | Natural Gas | Gas Boiler - High Turndown | A | Integrated Unit Summer Peak Savings (kW) | Technical Potential | 0 | 0 | 0 | 0 | 0 | 0 | 0 | 0 | 0 | 0 | 0 | 0 | 0 | 0 | 0 | 0 | 0 | 0 | 0 | 0 | 0 | 0 | 0 | 0 | 0 | 0 | 0 | 0 | 0 | 0 | 0
F3_Industrial_Paper and Printing_Existing_Process_Natural Gas_Gas Boiler - High Turndown_A_Technical Potential | F3 | Industrial | Paper and Printing | Existing | Process | Natural Gas | Gas Boiler - High Turndown | A | Integrated Unit Winter Peak Savings (kW) | Technical Potential | 0 | 0 | 0 | 0 | 0 | 0 | 0 | 0 | 0 | 0 | 0 | 0 | 0 | 0 | 0 | 0 | 0 | 0 | 0 | 0 | 0 | 0 | 0 | 0 | 0 | 0 | 0 | 0 | 0 | 0 | 0
F4_Industrial_Paper and Printing_Existing_Process_Natural Gas_Gas Boiler - High Turndown_A_Technical Potential | F4 | Industrial | Paper and Printing | Existing | Process | Natural Gas | Gas Boiler - High Turndown | A | Incremental Energy Savings (MWh or mTherms) | Technical Potential | 0 | 0 | 0 | 0 | 0 | 0.061566 | 0.061144 | 0.060395 | 0.060044 | 0.05971 | 0.052712 | 0.041823 | 0.033225 | 0.026023 | 0.02082 | 0.01643 | 0.013104 | 0.010397 | 0.0082162 | 0.0065647 | 0.0052159 | 3.5356e-05 | 1.2552e-05 | 4.2548e-06 | 1.3799e-06 | 1.1692e-06 | 1.1658e-06 | 1.1628e-06 | 1.2651e-06 | 1.2627e-06 | 1.2605e-06
F5_Industrial_Paper and Printing_Existing_Process_Natural Gas_Gas Boiler - High Turndown_A_Technical Potential | F5 | Industrial | Paper and Printing | Existing | Process | Natural Gas | Gas Boiler - High Turndown | A | Incremental Summer Peak Savings (MW) | Technical Potential | 0 | 0 | 0 | 0 | 0 | 0 | 0 | 0 | 0 | 0 | 0 | 0 | 0 | 0 | 0 | 0 | 0 | 0 | 0 | 0 | 0 | 0 | 0 | 0 | 0 | 0 | 0 | 0 | 0 | 0 | 0
F6_Industrial_Paper and Printing_Existing_Process_Natural Gas_Gas Boiler - High Turndown_A_Technical Potential | F6 | Industrial | Paper and Printing | Existing | Process | Natural Gas | Gas Boiler - High Turndown | A | Incremental Winter Peak Savings (MW) | Technical Potential | 0 | 0 | 0 | 0 | 0 | 0 | 0 | 0 | 0 | 0 | 0 | 0 | 0 | 0 | 0 | 0 | 0 | 0 | 0 | 0 | 0 | 0 | 0 | 0 | 0 | 0 | 0 | 0 | 0 | 0 | 0
F7_Industrial_Paper and Printing_Existing_Process_Natural Gas_Gas Boiler - High Turndown_A_Technical Potential | F7 | Industrial | Paper and Printing | Existing | Process | Natural Gas | Gas Boiler - High Turndown | A | Cumulative Energy Savings (MWh or mTherms) | Technical Potential | 0 | 0 | 0 | 0 | 0 | 0.061566 | 0.12232 | 0.18193 | 0.24082 | 0.299 | 0.34977 | 0.38966 | 0.42096 | 0.44482 | 0.46398 | 0.47852 | 0.4901 | 0.49892 | 0.50549 | 0.51083 | 0.51466 | 0.5135 | 0.51233 | 0.51116 | 0.51 | 0.50987 | 0.50975 | 0.50965 | 0 | 0 | 0
F8_Industrial_Paper and Printing_Existing_Process_Natural Gas_Gas Boiler - High Turndown_A_Technical Potential | F8 | Industrial | Paper and Printing | Existing | Process | Natural Gas | Gas Boiler - High Turndown | A | Cumulative Summer Peak Savings (MW) | Technical Potential | 0 | 0 | 0 | 0 | 0 | 0 | 0 | 0 | 0 | 0 | 0 | 0 | 0 | 0 | 0 | 0 | 0 | 0 | 0 | 0 | 0 | 0 | 0 | 0 | 0 | 0 | 0 | 0 | 0 | 0 | 0
F9_Industrial_Paper and Printing_Existing_Process_Natural Gas_Gas Boiler - High Turndown_A_Technical Potential | F9 | Industrial | Paper and Printing | Existing | Process | Natural Gas | Gas Boiler - High Turndown | A | Cumulative Winter Peak Savings (MW) | Technical Potential | 0 | 0 | 0 | 0 | 0 | 0 | 0 | 0 | 0 | 0 | 0 | 0 | 0 | 0 | 0 | 0 | 0 | 0 | 0 | 0 | 0 | 0 | 0 | 0 | 0 | 0 | 0 | 0 | 0 | 0 | 0
F10_Industrial_Paper and Printing_Existing_Process_Natural Gas_Gas Boiler - High Turndown_A_Technical Potential | F10 | Industrial | Paper and Printing | Existing | Process | Natural Gas | Gas Boiler - High Turndown | A | Purchases (Incremental) | Technical Potential | 0 | 0 | 0 | 0 | 0 | 0.81423 | 0.81378 | 0.80898 | 0.80942 | 0.81009 | 0.71982 | 0.57428 | 0.45849 | 0.36097 | 0.28988 | 0.22969 | 0.18378 | 0.14628 | 0.11598 | 0.092895 | 0.074009 | 0.00050283 | 0.00017893 | 6.0791e-05 | 1.9761e-05 | 1.6748e-05 | 1.6703e-05 | 1.6663e-05 | 1.6626e-05 | 1.6594e-05 | 1.6566e-05
F11_Industrial_Paper and Printing_Existing_Process_Natural Gas_Gas Boiler - High Turndown_A_Technical Potential | F11 | Industrial | Paper and Printing | Existing | Process | Natural Gas | Gas Boiler - High Turndown | A | Purchases (Cumulative) | Technical Potential | 0 | 0 | 0 | 0 | 0 | 0.81423 | 1.628 | 2.437 | 3.2464 | 4.0565 | 4.7763 | 5.3506 | 5.8091 | 6.1701 | 6.4599 | 6.6896 | 6.8734 | 7.0197 | 7.1357 | 7.2286 | 7.3026 | 7.3031 | 7.3033 | 7.3033 | 7.3033 | 7.3034 | 7.3034 | 7.3034 | 7.3034 | 7.3034 | 7.3034
F1_Industrial_Paper and Printing_Existing_Space Heating_Natural Gas_Gas Boiler - Burner Control Optimization_A_Technical Potential | F1 | Industrial | Paper and Printing | Existing | Space Heating | Natural Gas | Gas Boiler - Burner Control Optimization | A | Integrated Unit Energy Savings (kWh or therms) | Technical Potential | 0 | 0 | 0 | 0 | 0 | 39.1766 | 38.448 | 37.5182 | 36.3929 | 35.0833 | 33.6003 | 32.077 | 30.5607 | 29.0223 | 27.7141 | 26.4686 | 25.4617 | 24.5808 | 23.7998 | 23.241 | 22.7268 | 22.2751 | 21.8918 | 21.5808 | 21.2875 | 21.0678 | 20.8763 | 20.6957 | 34.1155 | 33.9754 | 33.8475
F2_Industrial_Paper and Printing_Existing_Space Heating_Natural Gas_Gas Boiler - Burner Control Optimization_A_Technical Potential | F2 | Industrial | Paper and Printing | Existing | Space Heating | Natural Gas | Gas Boiler - Burner Control Optimization | A | Integrated Unit Summer Peak Savings (kW) | Technical Potential | 0 | 0 | 0 | 0 | 0 | 0 | 0 | 0 | 0 | 0 | 0 | 0 | 0 | 0 | 0 | 0 | 0 | 0 | 0 | 0 | 0 | 0 | 0 | 0 | 0 | 0 | 0 | 0 | 0 | 0 | 0
F3_Industrial_Paper and Printing_Existing_Space Heating_Natural Gas_Gas Boiler - Burner Control Optimization_A_Technical Potential | F3 | Industrial | Paper and Printing | Existing | Space Heating | Natural Gas | Gas Boiler - Burner Control Optimization | A | Integrated Unit Winter Peak Savings (kW) | Technical Potential | 0 | 0 | 0 | 0 | 0 | 0 | 0 | 0 | 0 | 0 | 0 | 0 | 0 | 0 | 0 | 0 | 0 | 0 | 0 | 0 | 0 | 0 | 0 | 0 | 0 | 0 | 0 | 0 | 0 | 0 | 0
F4_Industrial_Paper and Printing_Existing_Space Heating_Natural Gas_Gas Boiler - Burner Control Optimization_A_Technical Potential | F4 | Industrial | Paper and Printing | Existing | Space Heating | Natural Gas | Gas Boiler - Burner Control Optimization | A | Incremental Energy Savings (MWh or mTherms) | Technical Potential | 0 | 0 | 0 | 0 | 0 | 0.00021564 | 0.00033248 | 0.00064506 | 0.0010956 | 0.0016443 | 0.0021767 | 0.0026375 | 0.0029257 | 0.0029446 | 0.0028226 | 0.0024921 | 0.0020979 | 0.0016595 | 0.0012386 | 0.00089225 | 0.00060823 | 0.00039588 | 0.00024669 | 0.00014752 | 9.8217e-05 | 0 | 0 | 0 | 0 | 0 | 0
F5_Industrial_Paper and Printing_Existing_Space Heating_Natural Gas_Gas Boiler - Burner Control Optimization_A_Technical Potential | F5 | Industrial | Paper and Printing | Existing | Space Heating | Natural Gas | Gas Boiler - Burner Control Optimization | A | Incremental Summer Peak Savings (MW) | Technical Potential | 0 | 0 | 0 | 0 | 0 | 0 | 0 | 0 | 0 | 0 | 0 | 0 | 0 | 0 | 0 | 0 | 0 | 0 | 0 | 0 | 0 | 0 | 0 | 0 | 0 | 0 | 0 | 0 | 0 | 0 | 0
F6_Industrial_Paper and Printing_Existing_Space Heating_Natural Gas_Gas Boiler - Burner Control Optimization_A_Technical Potential | F6 | Industrial | Paper and Printing | Existing | Space Heating | Natural Gas | Gas Boiler - Burner Control Optimization | A | Incremental Winter Peak Savings (MW) | Technical Potential | 0 | 0 | 0 | 0 | 0 | 0 | 0 | 0 | 0 | 0 | 0 | 0 | 0 | 0 | 0 | 0 | 0 | 0 | 0 | 0 | 0 | 0 | 0 | 0 | 0 | 0 | 0 | 0 | 0 | 0 | 0
F7_Industrial_Paper and Printing_Existing_Space Heating_Natural Gas_Gas Boiler - Burner Control Optimization_A_Technical Potential | F7 | Industrial | Paper and Printing | Existing | Space Heating | Natural Gas | Gas Boiler - Burner Control Optimization | A | Cumulative Energy Savings (MWh or mTherms) | Technical Potential | 0 | 0 | 0 | 0 | 0 | 0.00021564 | 0.00054412 | 0.001176 | 0.0022363 | 0.0038001 | 0.0058162 | 0.00819 | 0.010729 | 0.013133 | 0.015364 | 0.017165 | 0.01861 | 0.019626 | 0.020241 | 0.020658 | 0.020809 | 0.020791 | 0.02068 | 0.020534 | 0.020353 | 0.020143 | 0.01996 | 0.019787 | 0 | 0 | 0
F8_Industrial_Paper and Printing_Existing_Space Heating_Natural Gas_Gas Boiler - Burner Control Optimization_A_Technical Potential | F8 | Industrial | Paper and Printing | Existing | Space Heating | Natural Gas | Gas Boiler - Burner Control Optimization | A | Cumulative Summer Peak Savings (MW) | Technical Potential | 0 | 0 | 0 | 0 | 0 | 0 | 0 | 0 | 0 | 0 | 0 | 0 | 0 | 0 | 0 | 0 | 0 | 0 | 0 | 0 | 0 | 0 | 0 | 0 | 0 | 0 | 0 | 0 | 0 | 0 | 0
F9_Industrial_Paper and Printing_Existing_Space Heating_Natural Gas_Gas Boiler - Burner Control Optimization_A_Technical Potential | F9 | Industrial | Paper and Printing | Existing | Space Heating | Natural Gas | Gas Boiler - Burner Control Optimization | A | Cumulative Winter Peak Savings (MW) | Technical Potential | 0 | 0 | 0 | 0 | 0 | 0 | 0 | 0 | 0 | 0 | 0 | 0 | 0 | 0 | 0 | 0 | 0 | 0 | 0 | 0 | 0 | 0 | 0 | 0 | 0 | 0 | 0 | 0 | 0 | 0 | 0
F10_Industrial_Paper and Printing_Existing_Space Heating_Natural Gas_Gas Boiler - Burner Control Optimization_A_Technical Potential | F10 | Industrial | Paper and Printing | Existing | Space Heating | Natural Gas | Gas Boiler - Burner Control Optimization | A | Purchases (Incremental) | Technical Potential | 0 | 0 | 0 | 0 | 0 | 0.0055044 | 0.0086477 | 0.017193 | 0.030105 | 0.046868 | 0.064782 | 0.082225 | 0.095734 | 0.10146 | 0.10185 | 0.094152 | 0.082394 | 0.067512 | 0.052041 | 0.038391 | 0.026763 | 0.017772 | 0.011269 | 0.0068358 | 0.0046138 | 0 | 0 | 0 | 0 | 0 | 0
F11_Industrial_Paper and Printing_Existing_Space Heating_Natural Gas_Gas Boiler - Burner Control Optimization_A_Technical Potential | F11 | Industrial | Paper and Printing | Existing | Space Heating | Natural Gas | Gas Boiler - Burner Control Optimization | A | Purchases (Cumulative) | Technical Potential | 0 | 0 | 0 | 0 | 0 | 0.0055044 | 0.014152 | 0.031345 | 0.06145 | 0.10832 | 0.1731 | 0.25532 | 0.35106 | 0.45252 | 0.55437 | 0.64852 | 0.73091 | 0.79842 | 0.85047 | 0.88886 | 0.91562 | 0.93339 | 0.94466 | 0.9515 | 0.95611 | 0.95611 | 0.95611 | 0.95611 | 0.95611 | 0.95611 | 0.95611
F1_Industrial_Paper and Printing_Existing_Process_Natural Gas_Gas Boiler - Burner Control Optimization_A_Technical Potential | F1 | Industrial | Paper and Printing | Existing | Process | Natural Gas | Gas Boiler - Burner Control Optimization | A | Integrated Unit Energy Savings (kWh or therms) | Technical Potential | 0 | 0 | 0 | 0 | 0 | 21.9224 | 21.779 | 21.6346 | 21.4923 | 21.3501 | 21.2068 | 21.0861 | 20.9789 | 20.868 | 20.7887 | 20.7019 | 20.6351 | 20.5675 | 20.4986 | 20.4483 | 20.3921 | 20.3447 | 20.2977 | 20.251 | 20.2047 | 20.1995 | 20.1947 | 20.1903 | 22.067 | 22.067 | 22.067
F2_Industrial_Paper and Printing_Existing_Process_Natural Gas_Gas Boiler - Burner Control Optimization_A_Technical Potential | F2 | Industrial | Paper and Printing | Existing | Process | Natural Gas | Gas Boiler - Burner Control Optimization | A | Integrated Unit Summer Peak Savings (kW) | Technical Potential | 0 | 0 | 0 | 0 | 0 | 0 | 0 | 0 | 0 | 0 | 0 | 0 | 0 | 0 | 0 | 0 | 0 | 0 | 0 | 0 | 0 | 0 | 0 | 0 | 0 | 0 | 0 | 0 | 0 | 0 | 0
F3_Industrial_Paper and Printing_Existing_Process_Natural Gas_Gas Boiler - Burner Control Optimization_A_Technical Potential | F3 | Industrial | Paper and Printing | Existing | Process | Natural Gas | Gas Boiler - Burner Control Optimization | A | Integrated Unit Winter Peak Savings (kW) | Technical Potential | 0 | 0 | 0 | 0 | 0 | 0 | 0 | 0 | 0 | 0 | 0 | 0 | 0 | 0 | 0 | 0 | 0 | 0 | 0 | 0 | 0 | 0 | 0 | 0 | 0 | 0 | 0 | 0 | 0 | 0 | 0
F4_Industrial_Paper and Printing_Existing_Process_Natural Gas_Gas Boiler - Burner Control Optimization_A_Technical Potential | F4 | Industrial | Paper and Printing | Existing | Process | Natural Gas | Gas Boiler - Burner Control Optimization | A | Incremental Energy Savings (MWh or mTherms) | Technical Potential | 0 | 0 | 0 | 0 | 0 | 0.0048151 | 0.0075152 | 0.014843 | 0.025818 | 0.039928 | 0.054819 | 0.069183 | 0.080141 | 0.084486 | 0.084486 | 0.077776 | 0.067843 | 0.055407 | 0.042567 | 0.031325 | 0.021777 | 0.014428 | 0.0091268 | 0.0055238 | 0.0037198 | 0 | 0 | 0 | 0 | 0 | 0
F5_Industrial_Paper and Printing_Existing_Process_Natural Gas_Gas Boiler - Burner Control Optimization_A_Technical Potential | F5 | Industrial | Paper and Printing | Existing | Process | Natural Gas | Gas Boiler - Burner Control Optimization | A | Incremental Summer Peak Savings (MW) | Technical Potential | 0 | 0 | 0 | 0 | 0 | 0 | 0 | 0 | 0 | 0 | 0 | 0 | 0 | 0 | 0 | 0 | 0 | 0 | 0 | 0 | 0 | 0 | 0 | 0 | 0 | 0 | 0 | 0 | 0 | 0 | 0
F6_Industrial_Paper and Printing_Existing_Process_Natural Gas_Gas Boiler - Burner Control Optimization_A_Technical Potential | F6 | Industrial | Paper and Printing | Existing | Process | Natural Gas | Gas Boiler - Burner Control Optimization | A | Incremental Winter Peak Savings (MW) | Technical Potential | 0 | 0 | 0 | 0 | 0 | 0 | 0 | 0 | 0 | 0 | 0 | 0 | 0 | 0 | 0 | 0 | 0 | 0 | 0 | 0 | 0 | 0 | 0 | 0 | 0 | 0 | 0 | 0 | 0 | 0 | 0
F7_Industrial_Paper and Printing_Existing_Process_Natural Gas_Gas Boiler - Burner Control Optimization_A_Technical Potential | F7 | Industrial | Paper and Printing | Existing | Process | Natural Gas | Gas Boiler - Burner Control Optimization | A | Cumulative Energy Savings (MWh or mTherms) | Technical Potential | 0 | 0 | 0 | 0 | 0 | 0.0048151 | 0.012299 | 0.02706 | 0.0527 | 0.092279 | 0.14648 | 0.21483 | 0.29388 | 0.37681 | 0.45986 | 0.53572 | 0.60183 | 0.65527 | 0.69564 | 0.72526 | 0.74504 | 0.75774 | 0.76511 | 0.76888 | 0.77084 | 0.77064 | 0.77046 | 0.77029 | 0 | 0 | 0
F8_Industrial_Paper and Printing_Existing_Process_Natural Gas_Gas Boiler - Burner Control Optimization_A_Technical Potential | F8 | Industrial | Paper and Printing | Existing | Process | Natural Gas | Gas Boiler - Burner Control Optimization | A | Cumulative Summer Peak Savings (MW) | Technical Potential | 0 | 0 | 0 | 0 | 0 | 0 | 0 | 0 | 0 | 0 | 0 | 0 | 0 | 0 | 0 | 0 | 0 | 0 | 0 | 0 | 0 | 0 | 0 | 0 | 0 | 0 | 0 | 0 | 0 | 0 | 0
F9_Industrial_Paper and Printing_Existing_Process_Natural Gas_Gas Boiler - Burner Control Optimization_A_Technical Potential | F9 | Industrial | Paper and Printing | Existing | Process | Natural Gas | Gas Boiler - Burner Control Optimization | A | Cumulative Winter Peak Savings (MW) | Technical Potential | 0 | 0 | 0 | 0 | 0 | 0 | 0 | 0 | 0 | 0 | 0 | 0 | 0 | 0 | 0 | 0 | 0 | 0 | 0 | 0 | 0 | 0 | 0 | 0 | 0 | 0 | 0 | 0 | 0 | 0 | 0
F10_Industrial_Paper and Printing_Existing_Process_Natural Gas_Gas Boiler - Burner Control Optimization_A_Technical Potential | F10 | Industrial | Paper and Printing | Existing | Process | Natural Gas | Gas Boiler - Burner Control Optimization | A | Purchases (Incremental) | Technical Potential | 0 | 0 | 0 | 0 | 0 | 0.21964 | 0.34507 | 0.68606 | 1.2013 | 1.8702 | 2.585 | 3.281 | 3.8201 | 4.0486 | 4.064 | 3.7569 | 3.2877 | 2.6939 | 2.0766 | 1.5319 | 1.0679 | 0.70917 | 0.44965 | 0.27277 | 0.1841 | 0 | 0 | 0 | 0 | 0 | 0
F11_Industrial_Paper and Printing_Existing_Process_Natural Gas_Gas Boiler - Burner Control Optimization_A_Technical Potential | F11 | Industrial | Paper and Printing | Existing | Process | Natural Gas | Gas Boiler - Burner Control Optimization | A | Purchases (Cumulative) | Technical Potential | 0 | 0 | 0 | 0 | 0 | 0.21964 | 0.56471 | 1.2508 | 2.452 | 4.3222 | 6.9072 | 10.1882 | 14.0082 | 18.0568 | 22.1209 | 25.8778 | 29.1655 | 31.8595 | 33.936 | 35.468 | 36.5359 | 37.2451 | 37.6947 | 37.9675 | 38.1516 | 38.1516 | 38.1516 | 38.1516 | 38.1516 | 38.1516 | 38.1516
F1_Industrial_Paper and Printing_Existing_Space Heating_Natural Gas_HVAC - Demand Controlled Ventilation_A_Technical Potential | F1 | Industrial | Paper and Printing | Existing | Space Heating | Natural Gas | HVAC - Demand Controlled Ventilation | A | Integrated Unit Energy Savings (kWh or therms) | Technical Potential | 0 | 0 | 0 | 0 | 0 | 0.045567 | 0.044991 | 0.044259 | 0.043491 | 0.04269 | 0.041856 | 0.041001 | 0.040143 | 0.039252 | 0.038347 | 0.037457 | 0.036606 | 0.035809 | 0.035054 | 0.034381 | 0.03375 | 0.03316 | 0.032622 | 0.032137 | 0.031686 | 0.031329 | 0.031012 | 0.030707 | 0.036718 | 0.036492 | 0.03628
F2_Industrial_Paper and Printing_Existing_Space Heating_Natural Gas_HVAC - Demand Controlled Ventilation_A_Technical Potential | F2 | Industrial | Paper and Printing | Existing | Space Heating | Natural Gas | HVAC - Demand Controlled Ventilation | A | Integrated Unit Summer Peak Savings (kW) | Technical Potential | 0 | 0 | 0 | 0 | 0 | 0 | 0 | 0 | 0 | 0 | 0 | 0 | 0 | 0 | 0 | 0 | 0 | 0 | 0 | 0 | 0 | 0 | 0 | 0 | 0 | 0 | 0 | 0 | 0 | 0 | 0
F3_Industrial_Paper and Printing_Existing_Space Heating_Natural Gas_HVAC - Demand Controlled Ventilation_A_Technical Potential | F3 | Industrial | Paper and Printing | Existing | Space Heating | Natural Gas | HVAC - Demand Controlled Ventilation | A | Integrated Unit Winter Peak Savings (kW) | Technical Potential | 0 | 0 | 0 | 0 | 0 | 0 | 0 | 0 | 0 | 0 | 0 | 0 | 0 | 0 | 0 | 0 | 0 | 0 | 0 | 0 | 0 | 0 | 0 | 0 | 0 | 0 | 0 | 0 | 0 | 0 | 0
F4_Industrial_Paper and Printing_Existing_Space Heating_Natural Gas_HVAC - Demand Controlled Ventilation_A_Technical Potential | F4 | Industrial | Paper and Printing | Existing | Space Heating | Natural Gas | HVAC - Demand Controlled Ventilation | A | Incremental Energy Savings (MWh or mTherms) | Technical Potential | 0 | 0 | 0 | 0 | 0 | 0.016818 | 0.016596 | 0.01623 | 0.015957 | 0.015676 | 0.015175 | 0.014824 | 0.014484 | 0.013938 | 0.013668 | 0.013224 | 0.012925 | 0.01258 | 0.012205 | 0.011985 | 0.011716 | 0.011467 | 0.01124 | 0.011035 | 0.010845 | 0 | 0 | 0 | 0 | 0 | 0
F5_Industrial_Paper and Printing_Existing_Space Heating_Natural Gas_HVAC - Demand Controlled Ventilation_A_Technical Potential | F5 | Industrial | Paper and Printing | Existing | Space Heating | Natural Gas | HVAC - Demand Controlled Ventilation | A | Incremental Summer Peak Savings (MW) | Technical Potential | 0 | 0 | 0 | 0 | 0 | 0 | 0 | 0 | 0 | 0 | 0 | 0 | 0 | 0 | 0 | 0 | 0 | 0 | 0 | 0 | 0 | 0 | 0 | 0 | 0 | 0 | 0 | 0 | 0 | 0 | 0
F6_Industrial_Paper and Printing_Existing_Space Heating_Natural Gas_HVAC - Demand Controlled Ventilation_A_Technical Potential | F6 | Industrial | Paper and Printing | Existing | Space Heating | Natural Gas | HVAC - Demand Controlled Ventilation | A | Incremental Winter Peak Savings (MW) | Technical Potential | 0 | 0 | 0 | 0 | 0 | 0 | 0 | 0 | 0 | 0 | 0 | 0 | 0 | 0 | 0 | 0 | 0 | 0 | 0 | 0 | 0 | 0 | 0 | 0 | 0 | 0 | 0 | 0 | 0 | 0 | 0
F7_Industrial_Paper and Printing_Existing_Space Heating_Natural Gas_HVAC - Demand Controlled Ventilation_A_Technical Potential | F7 | Industrial | Paper and Printing | Existing | Space Heating | Natural Gas | HVAC - Demand Controlled Ventilation | A | Cumulative Energy Savings (MWh or mTherms) | Technical Potential | 0 | 0 | 0 | 0 | 0 | 0.016818 | 0.033202 | 0.04889 | 0.064 | 0.078496 | 0.092138 | 0.10508 | 0.11736 | 0.1287 | 0.1394 | 0.14939 | 0.15892 | 0.16804 | 0.1767 | 0.18529 | 0.19361 | 0.20169 | 0.20966 | 0.21757 | 0.22536 | 0.22283 | 0.22057 | 0.21841 | 0 | 0 | 0
F8_Industrial_Paper and Printing_Existing_Space Heating_Natural Gas_HVAC - Demand Controlled Ventilation_A_Technical Potential | F8 | Industrial | Paper and Printing | Existing | Space Heating | Natural Gas | HVAC - Demand Controlled Ventilation | A | Cumulative Summer Peak Savings (MW) | Technical Potential | 0 | 0 | 0 | 0 | 0 | 0 | 0 | 0 | 0 | 0 | 0 | 0 | 0 | 0 | 0 | 0 | 0 | 0 | 0 | 0 | 0 | 0 | 0 | 0 | 0 | 0 | 0 | 0 | 0 | 0 | 0
F9_Industrial_Paper and Printing_Existing_Space Heating_Natural Gas_HVAC - Demand Controlled Ventilation_A_Technical Potential | F9 | Industrial | Paper and Printing | Existing | Space Heating | Natural Gas | HVAC - Demand Controlled Ventilation | A | Cumulative Winter Peak Savings (MW) | Technical Potential | 0 | 0 | 0 | 0 | 0 | 0 | 0 | 0 | 0 | 0 | 0 | 0 | 0 | 0 | 0 | 0 | 0 | 0 | 0 | 0 | 0 | 0 | 0 | 0 | 0 | 0 | 0 | 0 | 0 | 0 | 0
F10_Industrial_Paper and Printing_Existing_Space Heating_Natural Gas_HVAC - Demand Controlled Ventilation_A_Technical Potential | F10 | Industrial | Paper and Printing | Existing | Space Heating | Natural Gas | HVAC - Demand Controlled Ventilation | A | Purchases (Incremental) | Technical Potential | 0 | 0 | 0 | 0 | 0 | 369.0788 | 368.8762 | 366.7008 | 366.8991 | 367.2025 | 362.5394 | 361.5487 | 360.8146 | 355.085 | 356.4407 | 353.0416 | 353.0874 | 351.3103 | 348.1766 | 348.5891 | 347.1476 | 345.7974 | 344.5374 | 343.3666 | 342.2838 | 0 | 0 | 0 | 0 | 0 | 0
F11_Industrial_Paper and Printing_Existing_Space Heating_Natural Gas_HVAC - Demand Controlled Ventilation_A_Technical Potential | F11 | Industrial | Paper and Printing | Existing | Space Heating | Natural Gas | HVAC - Demand Controlled Ventilation | A | Purchases (Cumulative) | Technical Potential | 0 | 0 | 0 | 0 | 0 | 369.0788 | 737.9551 | 1104.6559 | 1471.555 | 1838.7575 | 2201.2969 | 2562.8456 | 2923.6602 | 3278.7451 | 3635.1859 | 3988.2274 | 4341.3148 | 4692.6251 | 5040.8017 | 5389.3908 | 5736.5384 | 6082.3358 | 6426.8732 | 6770.2398 | 7112.5235 | 7112.5235 | 7112.5235 | 7112.5235 | 7112.5235 | 7112.5235 | 7112.5235
F1_Industrial_Paper and Printing_Existing_Space Heating_Natural Gas_Gas Boiler - Stack Economizer_A_Technical Potential | F1 | Industrial | Paper and Printing | Existing | Space Heating | Natural Gas | Gas Boiler - Stack Economizer | A | Integrated Unit Energy Savings (kWh or therms) | Technical Potential | 0 | 0 | 0 | 0 | 0 | 99.2606 | 98.4032 | 97.4717 | 96.5016 | 95.4965 | 94.4708 | 93.4334 | 92.3812 | 91.28 | 90.1158 | 88.9825 | 87.8661 | 86.836 | 85.8382 | 84.9117 | 84.0265 | 83.117 | 82.2838 | 81.4912 | 80.7072 | 79.9806 | 79.3504 | 78.7515 | 85.877 | 85.5242 | 85.2023
F2_Industrial_Paper and Printing_Existing_Space Heating_Natural Gas_Gas Boiler - Stack Economizer_A_Technical Potential | F2 | Industrial | Paper and Printing | Existing | Space Heating | Natural Gas | Gas Boiler - Stack Economizer | A | Integrated Unit Summer Peak Savings (kW) | Technical Potential | 0 | 0 | 0 | 0 | 0 | 0 | 0 | 0 | 0 | 0 | 0 | 0 | 0 | 0 | 0 | 0 | 0 | 0 | 0 | 0 | 0 | 0 | 0 | 0 | 0 | 0 | 0 | 0 | 0 | 0 | 0
F3_Industrial_Paper and Printing_Existing_Space Heating_Natural Gas_Gas Boiler - Stack Economizer_A_Technical Potential | F3 | Industrial | Paper and Printing | Existing | Space Heating | Natural Gas | Gas Boiler - Stack Economizer | A | Integrated Unit Winter Peak Savings (kW) | Technical Potential | 0 | 0 | 0 | 0 | 0 | 0 | 0 | 0 | 0 | 0 | 0 | 0 | 0 | 0 | 0 | 0 | 0 | 0 | 0 | 0 | 0 | 0 | 0 | 0 | 0 | 0 | 0 | 0 | 0 | 0 | 0
F4_Industrial_Paper and Printing_Existing_Space Heating_Natural Gas_Gas Boiler - Stack Economizer_A_Technical Potential | F4 | Industrial | Paper and Printing | Existing | Space Heating | Natural Gas | Gas Boiler - Stack Economizer | A | Incremental Energy Savings (MWh or mTherms) | Technical Potential | 0 | 0 | 0 | 0 | 0 | 0.0054012 | 0.0053516 | 0.0052696 | 0.00522 | 0.0051699 | 0.0045445 | 0.0035859 | 0.0028306 | 0.002202 | 0.0017457 | 0.0013659 | 0.0010791 | 0.00084889 | 0.00066532 | 0.00052714 | 0.00041559 | 2.793e-06 | 9.8392e-07 | 3.3107e-07 | 1.0658e-07 | 8.9517e-08 | 8.8575e-08 | 8.7693e-08 | 9.5419e-08 | 9.4843e-08 | 9.4325e-08
F5_Industrial_Paper and Printing_Existing_Space Heating_Natural Gas_Gas Boiler - Stack Economizer_A_Technical Potential | F5 | Industrial | Paper and Printing | Existing | Space Heating | Natural Gas | Gas Boiler - Stack Economizer | A | Incremental Summer Peak Savings (MW) | Technical Potential | 0 | 0 | 0 | 0 | 0 | 0 | 0 | 0 | 0 | 0 | 0 | 0 | 0 | 0 | 0 | 0 | 0 | 0 | 0 | 0 | 0 | 0 | 0 | 0 | 0 | 0 | 0 | 0 | 0 | 0 | 0
F6_Industrial_Paper and Printing_Existing_Space Heating_Natural Gas_Gas Boiler - Stack Economizer_A_Technical Potential | F6 | Industrial | Paper and Printing | Existing | Space Heating | Natural Gas | Gas Boiler - Stack Economizer | A | Incremental Winter Peak Savings (MW) | Technical Potential | 0 | 0 | 0 | 0 | 0 | 0 | 0 | 0 | 0 | 0 | 0 | 0 | 0 | 0 | 0 | 0 | 0 | 0 | 0 | 0 | 0 | 0 | 0 | 0 | 0 | 0 | 0 | 0 | 0 | 0 | 0
F7_Industrial_Paper and Printing_Existing_Space Heating_Natural Gas_Gas Boiler - Stack Economizer_A_Technical Potential | F7 | Industrial | Paper and Printing | Existing | Space Heating | Natural Gas | Gas Boiler - Stack Economizer | A | Cumulative Energy Savings (MWh or mTherms) | Technical Potential | 0 | 0 | 0 | 0 | 0 | 0.0054012 | 0.010706 | 0.015874 | 0.020936 | 0.025888 | 0.030155 | 0.033409 | 0.035864 | 0.037638 | 0.038904 | 0.039781 | 0.040361 | 0.040736 | 0.040934 | 0.041019 | 0.041007 | 0.040566 | 0.04016 | 0.039774 | 0.039391 | 0.039037 | 0.038729 | 0.038437 | 0 | 0 | 0
F8_Industrial_Paper and Printing_Existing_Space Heating_Natural Gas_Gas Boiler - Stack Economizer_A_Technical Potential | F8 | Industrial | Paper and Printing | Existing | Space Heating | Natural Gas | Gas Boiler - Stack Economizer | A | Cumulative Summer Peak Savings (MW) | Technical Potential | 0 | 0 | 0 | 0 | 0 | 0 | 0 | 0 | 0 | 0 | 0 | 0 | 0 | 0 | 0 | 0 | 0 | 0 | 0 | 0 | 0 | 0 | 0 | 0 | 0 | 0 | 0 | 0 | 0 | 0 | 0
F9_Industrial_Paper and Printing_Existing_Space Heating_Natural Gas_Gas Boiler - Stack Economizer_A_Technical Potential | F9 | Industrial | Paper and Printing | Existing | Space Heating | Natural Gas | Gas Boiler - Stack Economizer | A | Cumulative Winter Peak Savings (MW) | Technical Potential | 0 | 0 | 0 | 0 | 0 | 0 | 0 | 0 | 0 | 0 | 0 | 0 | 0 | 0 | 0 | 0 | 0 | 0 | 0 | 0 | 0 | 0 | 0 | 0 | 0 | 0 | 0 | 0 | 0 | 0 | 0
F10_Industrial_Paper and Printing_Existing_Space Heating_Natural Gas_Gas Boiler - Stack Economizer_A_Technical Potential | F10 | Industrial | Paper and Printing | Existing | Space Heating | Natural Gas | Gas Boiler - Stack Economizer | A | Purchases (Incremental) | Technical Potential | 0 | 0 | 0 | 0 | 0 | 0.054414 | 0.054384 | 0.054063 | 0.054093 | 0.054137 | 0.048105 | 0.038379 | 0.030641 | 0.024123 | 0.019372 | 0.01535 | 0.012282 | 0.0097758 | 0.0077509 | 0.0062081 | 0.0049459 | 3.3604e-05 | 1.1958e-05 | 4.0626e-06 | 1.3206e-06 | 1.1192e-06 | 1.1162e-06 | 1.1135e-06 | 1.1111e-06 | 1.109e-06 | 1.1071e-06
F11_Industrial_Paper and Printing_Existing_Space Heating_Natural Gas_Gas Boiler - Stack Economizer_A_Technical Potential | F11 | Industrial | Paper and Printing | Existing | Space Heating | Natural Gas | Gas Boiler - Stack Economizer | A | Purchases (Cumulative) | Technical Potential | 0 | 0 | 0 | 0 | 0 | 0.054414 | 0.1088 | 0.16286 | 0.21695 | 0.27109 | 0.3192 | 0.35757 | 0.38822 | 0.41234 | 0.43171 | 0.44706 | 0.45934 | 0.46912 | 0.47687 | 0.48308 | 0.48802 | 0.48806 | 0.48807 | 0.48807 | 0.48807 | 0.48808 | 0.48808 | 0.48808 | 0.48808 | 0.48808 | 0.48808
F1_Industrial_Paper and Printing_Existing_Process_Natural Gas_Gas Boiler - Stack Economizer_A_Technical Potential | F1 | Industrial | Paper and Printing | Existing | Process | Natural Gas | Gas Boiler - Stack Economizer | A | Integrated Unit Energy Savings (kWh or therms) | Technical Potential | 0 | 0 | 0 | 0 | 0 | 73.0322 | 73.0203 | 73.0118 | 73.0054 | 72.9998 | 72.9943 | 72.9899 | 72.9863 | 72.9823 | 72.98 | 72.9772 | 72.9756 | 72.974 | 72.9723 | 72.9716 | 72.9706 | 72.9697 | 72.969 | 72.9683 | 72.9677 | 72.9675 | 72.9672 | 72.967 | 73.0493 | 73.0493 | 73.0493
F2_Industrial_Paper and Printing_Existing_Process_Natural Gas_Gas Boiler - Stack Economizer_A_Technical Potential | F2 | Industrial | Paper and Printing | Existing | Process | Natural Gas | Gas Boiler - Stack Economizer | A | Integrated Unit Summer Peak Savings (kW) | Technical Potential | 0 | 0 | 0 | 0 | 0 | 0 | 0 | 0 | 0 | 0 | 0 | 0 | 0 | 0 | 0 | 0 | 0 | 0 | 0 | 0 | 0 | 0 | 0 | 0 | 0 | 0 | 0 | 0 | 0 | 0 | 0
F3_Industrial_Paper and Printing_Existing_Process_Natural Gas_Gas Boiler - Stack Economizer_A_Technical Potential | F3 | Industrial | Paper and Printing | Existing | Process | Natural Gas | Gas Boiler - Stack Economizer | A | Integrated Unit Winter Peak Savings (kW) | Technical Potential | 0 | 0 | 0 | 0 | 0 | 0 | 0 | 0 | 0 | 0 | 0 | 0 | 0 | 0 | 0 | 0 | 0 | 0 | 0 | 0 | 0 | 0 | 0 | 0 | 0 | 0 | 0 | 0 | 0 | 0 | 0
F4_Industrial_Paper and Printing_Existing_Process_Natural Gas_Gas Boiler - Stack Economizer_A_Technical Potential | F4 | Industrial | Paper and Printing | Existing | Process | Natural Gas | Gas Boiler - Stack Economizer | A | Incremental Energy Savings (MWh or mTherms) | Technical Potential | 0 | 0 | 0 | 0 | 0 | 0.15857 | 0.15846 | 0.15751 | 0.15758 | 0.1577 | 0.14011 | 0.11178 | 0.089237 | 0.070252 | 0.056414 | 0.044699 | 0.035763 | 0.028466 | 0.022569 | 0.018077 | 0.014401 | 9.7844e-05 | 3.4817e-05 | 1.1829e-05 | 3.8451e-06 | 3.2588e-06 | 3.2501e-06 | 3.2422e-06 | 3.2388e-06 | 3.2325e-06 | 3.227e-06
F5_Industrial_Paper and Printing_Existing_Process_Natural Gas_Gas Boiler - Stack Economizer_A_Technical Potential | F5 | Industrial | Paper and Printing | Existing | Process | Natural Gas | Gas Boiler - Stack Economizer | A | Incremental Summer Peak Savings (MW) | Technical Potential | 0 | 0 | 0 | 0 | 0 | 0 | 0 | 0 | 0 | 0 | 0 | 0 | 0 | 0 | 0 | 0 | 0 | 0 | 0 | 0 | 0 | 0 | 0 | 0 | 0 | 0 | 0 | 0 | 0 | 0 | 0
F6_Industrial_Paper and Printing_Existing_Process_Natural Gas_Gas Boiler - Stack Economizer_A_Technical Potential | F6 | Industrial | Paper and Printing | Existing | Process | Natural Gas | Gas Boiler - Stack Economizer | A | Incremental Winter Peak Savings (MW) | Technical Potential | 0 | 0 | 0 | 0 | 0 | 0 | 0 | 0 | 0 | 0 | 0 | 0 | 0 | 0 | 0 | 0 | 0 | 0 | 0 | 0 | 0 | 0 | 0 | 0 | 0 | 0 | 0 | 0 | 0 | 0 | 0
F7_Industrial_Paper and Printing_Existing_Process_Natural Gas_Gas Boiler - Stack Economizer_A_Technical Potential | F7 | Industrial | Paper and Printing | Existing | Process | Natural Gas | Gas Boiler - Stack Economizer | A | Cumulative Energy Savings (MWh or mTherms) | Technical Potential | 0 | 0 | 0 | 0 | 0 | 0.15857 | 0.31701 | 0.47448 | 0.63201 | 0.78966 | 0.92972 | 1.0414 | 1.1306 | 1.2008 | 1.2572 | 1.3018 | 1.3376 | 1.366 | 1.3886 | 1.4066 | 1.421 | 1.4211 | 1.4211 | 1.4211 | 1.4211 | 1.4211 | 1.4211 | 1.4211 | 0 | 0 | 0
F8_Industrial_Paper and Printing_Existing_Process_Natural Gas_Gas Boiler - Stack Economizer_A_Technical Potential | F8 | Industrial | Paper and Printing | Existing | Process | Natural Gas | Gas Boiler - Stack Economizer | A | Cumulative Summer Peak Savings (MW) | Technical Potential | 0 | 0 | 0 | 0 | 0 | 0 | 0 | 0 | 0 | 0 | 0 | 0 | 0 | 0 | 0 | 0 | 0 | 0 | 0 | 0 | 0 | 0 | 0 | 0 | 0 | 0 | 0 | 0 | 0 | 0 | 0
F9_Industrial_Paper and Printing_Existing_Process_Natural Gas_Gas Boiler - Stack Economizer_A_Technical Potential | F9 | Industrial | Paper and Printing | Existing | Process | Natural Gas | Gas Boiler - Stack Economizer | A | Cumulative Winter Peak Savings (MW) | Technical Potential | 0 | 0 | 0 | 0 | 0 | 0 | 0 | 0 | 0 | 0 | 0 | 0 | 0 | 0 | 0 | 0 | 0 | 0 | 0 | 0 | 0 | 0 | 0 | 0 | 0 | 0 | 0 | 0 | 0 | 0 | 0
F10_Industrial_Paper and Printing_Existing_Process_Natural Gas_Gas Boiler - Stack Economizer_A_Technical Potential | F10 | Industrial | Paper and Printing | Existing | Process | Natural Gas | Gas Boiler - Stack Economizer | A | Purchases (Incremental) | Technical Potential | 0 | 0 | 0 | 0 | 0 | 2.1713 | 2.1701 | 2.1573 | 2.1585 | 2.1602 | 1.9195 | 1.5314 | 1.2226 | 0.96259 | 0.77301 | 0.61251 | 0.49007 | 0.39008 | 0.30928 | 0.24772 | 0.19736 | 0.0013409 | 0.00047714 | 0.00016211 | 5.2695e-05 | 4.4661e-05 | 4.4542e-05 | 4.4434e-05 | 4.4337e-05 | 4.4251e-05 | 4.4175e-05
F11_Industrial_Paper and Printing_Existing_Process_Natural Gas_Gas Boiler - Stack Economizer_A_Technical Potential | F11 | Industrial | Paper and Printing | Existing | Process | Natural Gas | Gas Boiler - Stack Economizer | A | Purchases (Cumulative) | Technical Potential | 0 | 0 | 0 | 0 | 0 | 2.1713 | 4.3414 | 6.4986 | 8.6571 | 10.8173 | 12.7369 | 14.2683 | 15.4909 | 16.4535 | 17.2265 | 17.839 | 18.3291 | 18.7192 | 19.0285 | 19.2762 | 19.4735 | 19.4749 | 19.4754 | 19.4755 | 19.4756 | 19.4756 | 19.4757 | 19.4757 | 19.4758 | 19.4758 | 19.4758
F1_Industrial_Paper and Printing_Existing_Space Heating_Natural Gas_Gas Furnace Tube Inserts_A_Technical Potential | F1 | Industrial | Paper and Printing | Existing | Space Heating | Natural Gas | Gas Furnace Tube Inserts | A | Integrated Unit Energy Savings (kWh or therms) | Technical Potential | 0 | 0 | 0 | 0 | 0 | 0.086046 | 0.085101 | 0.08388 | 0.082616 | 0.08132 | 0.080015 | 0.078709 | 0.077446 | 0.076192 | 0.074913 | 0.073725 | 0.072591 | 0.071564 | 0.070596 | 0.069684 | 0.068809 | 0.067938 | 0.067097 | 0.0663 | 0.065535 | 0.064816 | 0.064174 | 0.063559 | 0.069231 | 0.068805 | 0.068405
F2_Industrial_Paper and Printing_Existing_Space Heating_Natural Gas_Gas Furnace Tube Inserts_A_Technical Potential | F2 | Industrial | Paper and Printing | Existing | Space Heating | Natural Gas | Gas Furnace Tube Inserts | A | Integrated Unit Summer Peak Savings (kW) | Technical Potential | 0 | 0 | 0 | 0 | 0 | 0 | 0 | 0 | 0 | 0 | 0 | 0 | 0 | 0 | 0 | 0 | 0 | 0 | 0 | 0 | 0 | 0 | 0 | 0 | 0 | 0 | 0 | 0 | 0 | 0 | 0
F3_Industrial_Paper and Printing_Existing_Space Heating_Natural Gas_Gas Furnace Tube Inserts_A_Technical Potential | F3 | Industrial | Paper and Printing | Existing | Space Heating | Natural Gas | Gas Furnace Tube Inserts | A | Integrated Unit Winter Peak Savings (kW) | Technical Potential | 0 | 0 | 0 | 0 | 0 | 0 | 0 | 0 | 0 | 0 | 0 | 0 | 0 | 0 | 0 | 0 | 0 | 0 | 0 | 0 | 0 | 0 | 0 | 0 | 0 | 0 | 0 | 0 | 0 | 0 | 0
F4_Industrial_Paper and Printing_Existing_Space Heating_Natural Gas_Gas Furnace Tube Inserts_A_Technical Potential | F4 | Industrial | Paper and Printing | Existing | Space Heating | Natural Gas | Gas Furnace Tube Inserts | A | Incremental Energy Savings (MWh or mTherms) | Technical Potential | 0 | 0 | 0 | 0 | 0 | 0 | 0 | 0 | 0 | 0 | 0 | 0 | 0 | 0 | 0 | 0 | 0 | 0 | 0 | 0 | 0 | 0 | 0 | 0 | 0 | 0 | 0 | 0 | 0 | 0 | 0
F5_Industrial_Paper and Printing_Existing_Space Heating_Natural Gas_Gas Furnace Tube Inserts_A_Technical Potential | F5 | Industrial | Paper and Printing | Existing | Space Heating | Natural Gas | Gas Furnace Tube Inserts | A | Incremental Summer Peak Savings (MW) | Technical Potential | 0 | 0 | 0 | 0 | 0 | 0 | 0 | 0 | 0 | 0 | 0 | 0 | 0 | 0 | 0 | 0 | 0 | 0 | 0 | 0 | 0 | 0 | 0 | 0 | 0 | 0 | 0 | 0 | 0 | 0 | 0
F6_Industrial_Paper and Printing_Existing_Space Heating_Natural Gas_Gas Furnace Tube Inserts_A_Technical Potential | F6 | Industrial | Paper and Printing | Existing | Space Heating | Natural Gas | Gas Furnace Tube Inserts | A | Incremental Winter Peak Savings (MW) | Technical Potential | 0 | 0 | 0 | 0 | 0 | 0 | 0 | 0 | 0 | 0 | 0 | 0 | 0 | 0 | 0 | 0 | 0 | 0 | 0 | 0 | 0 | 0 | 0 | 0 | 0 | 0 | 0 | 0 | 0 | 0 | 0
F7_Industrial_Paper and Printing_Existing_Space Heating_Natural Gas_Gas Furnace Tube Inserts_A_Technical Potential | F7 | Industrial | Paper and Printing | Existing | Space Heating | Natural Gas | Gas Furnace Tube Inserts | A | Cumulative Energy Savings (MWh or mTherms) | Technical Potential | 0 | 0 | 0 | 0 | 0 | 0 | 0 | 0 | 0 | 0 | 0 | 0 | 0 | 0 | 0 | 0 | 0 | 0 | 0 | 0 | 0 | 0 | 0 | 0 | 0 | 0 | 0 | 0 | 0 | 0 | 0
F8_Industrial_Paper and Printing_Existing_Space Heating_Natural Gas_Gas Furnace Tube Inserts_A_Technical Potential | F8 | Industrial | Paper and Printing | Existing | Space Heating | Natural Gas | Gas Furnace Tube Inserts | A | Cumulative Summer Peak Savings (MW) | Technical Potential | 0 | 0 | 0 | 0 | 0 | 0 | 0 | 0 | 0 | 0 | 0 | 0 | 0 | 0 | 0 | 0 | 0 | 0 | 0 | 0 | 0 | 0 | 0 | 0 | 0 | 0 | 0 | 0 | 0 | 0 | 0
F9_Industrial_Paper and Printing_Existing_Space Heating_Natural Gas_Gas Furnace Tube Inserts_A_Technical Potential | F9 | Industrial | Paper and Printing | Existing | Space Heating | Natural Gas | Gas Furnace Tube Inserts | A | Cumulative Winter Peak Savings (MW) | Technical Potential | 0 | 0 | 0 | 0 | 0 | 0 | 0 | 0 | 0 | 0 | 0 | 0 | 0 | 0 | 0 | 0 | 0 | 0 | 0 | 0 | 0 | 0 | 0 | 0 | 0 | 0 | 0 | 0 | 0 | 0 | 0
F10_Industrial_Paper and Printing_Existing_Space Heating_Natural Gas_Gas Furnace Tube Inserts_A_Technical Potential | F10 | Industrial | Paper and Printing | Existing | Space Heating | Natural Gas | Gas Furnace Tube Inserts | A | Purchases (Incremental) | Technical Potential | 0 | 0 | 0 | 0 | 0 | 0 | 0 | 0 | 0 | 0 | 0 | 0 | 0 | 0 | 0 | 0 | 0 | 0 | 0 | 0 | 0 | 0 | 0 | 0 | 0 | 0 | 0 | 0 | 0 | 0 | 0
F11_Industrial_Paper and Printing_Existing_Space Heating_Natural Gas_Gas Furnace Tube Inserts_A_Technical Potential | F11 | Industrial | Paper and Printing | Existing | Space Heating | Natural Gas | Gas Furnace Tube Inserts | A | Purchases (Cumulative) | Technical Potential | 0 | 0 | 0 | 0 | 0 | 0 | 0 | 0 | 0 | 0 | 0 | 0 | 0 | 0 | 0 | 0 | 0 | 0 | 0 | 0 | 0 | 0 | 0 | 0 | 0 | 0 | 0 | 0 | 0 | 0 | 0
F1_Industrial_Paper and Printing_Existing_Space Heating_Natural Gas_Space Heating - Heat Recovery Ventilator_A_Technical Potential | F1 | Industrial | Paper and Printing | Existing | Space Heating | Natural Gas | Space Heating - Heat Recovery Ventilator | A | Integrated Unit Energy Savings (kWh or therms) | Technical Potential | 0 | 0 | 0 | 0 | 0 | 0.013107 | 0.012869 | 0.012538 | 0.012128 | 0.011646 | 0.011097 | 0.010534 | 0.0099793 | 0.0094216 | 0.0089528 | 0.0085105 | 0.0081578 | 0.0078547 | 0.0075909 | 0.0074071 | 0.0072394 | 0.0070943 | 0.0069747 | 0.0068807 | 0.0067943 | 0.0067306 | 0.0066748 | 0.0066217 | 0 | 0 | 0
F2_Industrial_Paper and Printing_Existing_Space Heating_Natural Gas_Space Heating - Heat Recovery Ventilator_A_Technical Potential | F2 | Industrial | Paper and Printing | Existing | Space Heating | Natural Gas | Space Heating - Heat Recovery Ventilator | A | Integrated Unit Summer Peak Savings (kW) | Technical Potential | 0 | 0 | 0 | 0 | 0 | 0 | 0 | 0 | 0 | 0 | 0 | 0 | 0 | 0 | 0 | 0 | 0 | 0 | 0 | 0 | 0 | 0 | 0 | 0 | 0 | 0 | 0 | 0 | 0 | 0 | 0
F3_Industrial_Paper and Printing_Existing_Space Heating_Natural Gas_Space Heating - Heat Recovery Ventilator_A_Technical Potential | F3 | Industrial | Paper and Printing | Existing | Space Heating | Natural Gas | Space Heating - Heat Recovery Ventilator | A | Integrated Unit Winter Peak Savings (kW) | Technical Potential | 0 | 0 | 0 | 0 | 0 | 0 | 0 | 0 | 0 | 0 | 0 | 0 | 0 | 0 | 0 | 0 | 0 | 0 | 0 | 0 | 0 | 0 | 0 | 0 | 0 | 0 | 0 | 0 | 0 | 0 | 0
F4_Industrial_Paper and Printing_Existing_Space Heating_Natural Gas_Space Heating - Heat Recovery Ventilator_A_Technical Potential | F4 | Industrial | Paper and Printing | Existing | Space Heating | Natural Gas | Space Heating - Heat Recovery Ventilator | A | Incremental Energy Savings (MWh or mTherms) | Technical Potential | 0 | 0 | 0 | 0 | 0 | 0.011841 | 0.011619 | 0.011254 | 0.010892 | 0.010467 | 0.0098475 | 0.0093226 | 0.0088135 | 0.0081888 | 0.007811 | 0.0073544 | 0.0070504 | 0.0067543 | 0.0064693 | 0.0063201 | 0.0061514 | 0.0060048 | 0.005882 | 0.005783 | 0.0056924 | 0 | 0 | 0 | 0 | 0 | 0
F5_Industrial_Paper and Printing_Existing_Space Heating_Natural Gas_Space Heating - Heat Recovery Ventilator_A_Technical Potential | F5 | Industrial | Paper and Printing | Existing | Space Heating | Natural Gas | Space Heating - Heat Recovery Ventilator | A | Incremental Summer Peak Savings (MW) | Technical Potential | 0 | 0 | 0 | 0 | 0 | 0 | 0 | 0 | 0 | 0 | 0 | 0 | 0 | 0 | 0 | 0 | 0 | 0 | 0 | 0 | 0 | 0 | 0 | 0 | 0 | 0 | 0 | 0 | 0 | 0 | 0
F6_Industrial_Paper and Printing_Existing_Space Heating_Natural Gas_Space Heating - Heat Recovery Ventilator_A_Technical Potential | F6 | Industrial | Paper and Printing | Existing | Space Heating | Natural Gas | Space Heating - Heat Recovery Ventilator | A | Incremental Winter Peak Savings (MW) | Technical Potential | 0 | 0 | 0 | 0 | 0 | 0 | 0 | 0 | 0 | 0 | 0 | 0 | 0 | 0 | 0 | 0 | 0 | 0 | 0 | 0 | 0 | 0 | 0 | 0 | 0 | 0 | 0 | 0 | 0 | 0 | 0
F7_Industrial_Paper and Printing_Existing_Space Heating_Natural Gas_Space Heating - Heat Recovery Ventilator_A_Technical Potential | F7 | Industrial | Paper and Printing | Existing | Space Heating | Natural Gas | Space Heating - Heat Recovery Ventilator | A | Cumulative Energy Savings (MWh or mTherms) | Technical Potential | 0 | 0 | 0 | 0 | 0 | 0.011841 | 0.023245 | 0.033901 | 0.043686 | 0.052415 | 0.059793 | 0.066084 | 0.071415 | 0.075613 | 0.079661 | 0.083081 | 0.086687 | 0.090221 | 0.09366 | 0.097713 | 0.10165 | 0.10562 | 0.10972 | 0.11402 | 0.11829 | 0.11718 | 0.11621 | 0.11528 | 0 | 0 | 0
F8_Industrial_Paper and Printing_Existing_Space Heating_Natural Gas_Space Heating - Heat Recovery Ventilator_A_Technical Potential | F8 | Industrial | Paper and Printing | Existing | Space Heating | Natural Gas | Space Heating - Heat Recovery Ventilator | A | Cumulative Summer Peak Savings (MW) | Technical Potential | 0 | 0 | 0 | 0 | 0 | 0 | 0 | 0 | 0 | 0 | 0 | 0 | 0 | 0 | 0 | 0 | 0 | 0 | 0 | 0 | 0 | 0 | 0 | 0 | 0 | 0 | 0 | 0 | 0 | 0 | 0
F9_Industrial_Paper and Printing_Existing_Space Heating_Natural Gas_Space Heating - Heat Recovery Ventilator_A_Technical Potential | F9 | Industrial | Paper and Printing | Existing | Space Heating | Natural Gas | Space Heating - Heat Recovery Ventilator | A | Cumulative Winter Peak Savings (MW) | Technical Potential | 0 | 0 | 0 | 0 | 0 | 0 | 0 | 0 | 0 | 0 | 0 | 0 | 0 | 0 | 0 | 0 | 0 | 0 | 0 | 0 | 0 | 0 | 0 | 0 | 0 | 0 | 0 | 0 | 0 | 0 | 0
F10_Industrial_Paper and Printing_Existing_Space Heating_Natural Gas_Space Heating - Heat Recovery Ventilator_A_Technical Potential | F10 | Industrial | Paper and Printing | Existing | Space Heating | Natural Gas | Space Heating - Heat Recovery Ventilator | A | Purchases (Incremental) | Technical Potential | 0 | 0 | 0 | 0 | 0 | 903.404 | 902.9082 | 897.5834 | 898.0687 | 898.8113 | 887.3973 | 884.9723 | 883.1755 | 869.1509 | 872.4694 | 864.1492 | 864.2614 | 859.9115 | 852.2412 | 853.2507 | 849.7223 | 846.4174 | 843.3334 | 840.4675 | 837.8171 | 0 | 0 | 0 | 0 | 0 | 0
F11_Industrial_Paper and Printing_Existing_Space Heating_Natural Gas_Space Heating - Heat Recovery Ventilator_A_Technical Potential | F11 | Industrial | Paper and Printing | Existing | Space Heating | Natural Gas | Space Heating - Heat Recovery Ventilator | A | Purchases (Cumulative) | Technical Potential | 0 | 0 | 0 | 0 | 0 | 903.404 | 1806.3122 | 2703.8956 | 3601.9643 | 4500.7755 | 5388.1728 | 6273.1452 | 7156.3206 | 8025.4716 | 8897.9409 | 9762.0902 | 10626.3516 | 11486.2631 | 12338.5043 | 13191.755 | 14041.4773 | 14887.8947 | 15731.2281 | 16571.6956 | 17409.5127 | 17409.5127 | 17409.5127 | 17409.5127 | 17409.5127 | 17409.5127 | 17409.5127
F1_Industrial_Paper and Printing_Existing_Space Heating_Natural Gas_Thermostat - Programmable_A_Technical Potential | F1 | Industrial | Paper and Printing | Existing | Space Heating | Natural Gas | Thermostat - Programmable | A | Integrated Unit Energy Savings (kWh or therms) | Technical Potential | 0 | 0 | 0 | 0 | 0 | 0.0065046 | 0.0063794 | 0.0062078 | 0.005997 | 0.0057497 | 0.0054687 | 0.0051807 | 0.004896 | 0.0046091 | 0.0043669 | 0.0041371 | 0.0039523 | 0.0037921 | 0.0036519 | 0.003553 | 0.0034629 | 0.0033854 | 0.0033217 | 0.0032714 | 0.0032256 | 0.0031949 | 0.0031681 | 0.0031425 | 0 | 0 | 0
F2_Industrial_Paper and Printing_Existing_Space Heating_Natural Gas_Thermostat - Programmable_A_Technical Potential | F2 | Industrial | Paper and Printing | Existing | Space Heating | Natural Gas | Thermostat - Programmable | A | Integrated Unit Summer Peak Savings (kW) | Technical Potential | 0 | 0 | 0 | 0 | 0 | 0 | 0 | 0 | 0 | 0 | 0 | 0 | 0 | 0 | 0 | 0 | 0 | 0 | 0 | 0 | 0 | 0 | 0 | 0 | 0 | 0 | 0 | 0 | 0 | 0 | 0
F3_Industrial_Paper and Printing_Existing_Space Heating_Natural Gas_Thermostat - Programmable_A_Technical Potential | F3 | Industrial | Paper and Printing | Existing | Space Heating | Natural Gas | Thermostat - Programmable | A | Integrated Unit Winter Peak Savings (kW) | Technical Potential | 0 | 0 | 0 | 0 | 0 | 0 | 0 | 0 | 0 | 0 | 0 | 0 | 0 | 0 | 0 | 0 | 0 | 0 | 0 | 0 | 0 | 0 | 0 | 0 | 0 | 0 | 0 | 0 | 0 | 0 | 0
F4_Industrial_Paper and Printing_Existing_Space Heating_Natural Gas_Thermostat - Programmable_A_Technical Potential | F4 | Industrial | Paper and Printing | Existing | Space Heating | Natural Gas | Thermostat - Programmable | A | Incremental Energy Savings (MWh or mTherms) | Technical Potential | 0 | 0 | 0 | 0 | 0 | 0.017629 | 0.01728 | 0.016716 | 0.016157 | 0.015504 | 0.014559 | 0.013754 | 0.012972 | 0.012018 | 0.01143 | 0.010725 | 0.010247 | 0.0097825 | 0.0093368 | 0.0090948 | 0.0088275 | 0.0085965 | 0.0084039 | 0.0082486 | 0.0081074 | 0 | 0 | 0 | 0 | 0 | 0
F5_Industrial_Paper and Printing_Existing_Space Heating_Natural Gas_Thermostat - Programmable_A_Technical Potential | F5 | Industrial | Paper and Printing | Existing | Space Heating | Natural Gas | Thermostat - Programmable | A | Incremental Summer Peak Savings (MW) | Technical Potential | 0 | 0 | 0 | 0 | 0 | 0 | 0 | 0 | 0 | 0 | 0 | 0 | 0 | 0 | 0 | 0 | 0 | 0 | 0 | 0 | 0 | 0 | 0 | 0 | 0 | 0 | 0 | 0 | 0 | 0 | 0
F6_Industrial_Paper and Printing_Existing_Space Heating_Natural Gas_Thermostat - Programmable_A_Technical Potential | F6 | Industrial | Paper and Printing | Existing | Space Heating | Natural Gas | Thermostat - Programmable | A | Incremental Winter Peak Savings (MW) | Technical Potential | 0 | 0 | 0 | 0 | 0 | 0 | 0 | 0 | 0 | 0 | 0 | 0 | 0 | 0 | 0 | 0 | 0 | 0 | 0 | 0 | 0 | 0 | 0 | 0 | 0 | 0 | 0 | 0 | 0 | 0 | 0
F7_Industrial_Paper and Printing_Existing_Space Heating_Natural Gas_Thermostat - Programmable_A_Technical Potential | F7 | Industrial | Paper and Printing | Existing | Space Heating | Natural Gas | Thermostat - Programmable | A | Cumulative Energy Savings (MWh or mTherms) | Technical Potential | 0 | 0 | 0 | 0 | 0 | 0.017629 | 0.034569 | 0.050356 | 0.064803 | 0.077635 | 0.088399 | 0.097498 | 0.10511 | 0.11097 | 0.11657 | 0.12116 | 0.12599 | 0.13067 | 0.13518 | 0.14061 | 0.14587 | 0.15121 | 0.15676 | 0.16264 | 0.16847 | 0.16687 | 0.16546 | 0.16413 | 0 | 0 | 0
F8_Industrial_Paper and Printing_Existing_Space Heating_Natural Gas_Thermostat - Programmable_A_Technical Potential | F8 | Industrial | Paper and Printing | Existing | Space Heating | Natural Gas | Thermostat - Programmable | A | Cumulative Summer Peak Savings (MW) | Technical Potential | 0 | 0 | 0 | 0 | 0 | 0 | 0 | 0 | 0 | 0 | 0 | 0 | 0 | 0 | 0 | 0 | 0 | 0 | 0 | 0 | 0 | 0 | 0 | 0 | 0 | 0 | 0 | 0 | 0 | 0 | 0
F9_Industrial_Paper and Printing_Existing_Space Heating_Natural Gas_Thermostat - Programmable_A_Technical Potential | F9 | Industrial | Paper and Printing | Existing | Space Heating | Natural Gas | Thermostat - Programmable | A | Cumulative Winter Peak Savings (MW) | Technical Potential | 0 | 0 | 0 | 0 | 0 | 0 | 0 | 0 | 0 | 0 | 0 | 0 | 0 | 0 | 0 | 0 | 0 | 0 | 0 | 0 | 0 | 0 | 0 | 0 | 0 | 0 | 0 | 0 | 0 | 0 | 0
F10_Industrial_Paper and Printing_Existing_Space Heating_Natural Gas_Thermostat - Programmable_A_Technical Potential | F10 | Industrial | Paper and Printing | Existing | Space Heating | Natural Gas | Thermostat - Programmable | A | Purchases (Incremental) | Technical Potential | 0 | 0 | 0 | 0 | 0 | 2710.212 | 2708.7245 | 2692.7502 | 2694.206 | 2696.4338 | 2662.1919 | 2654.917 | 2649.5264 | 2607.4528 | 2617.4081 | 2592.4477 | 2592.7842 | 2579.7346 | 2556.7235 | 2559.7521 | 2549.1669 | 2539.2523 | 2530.0002 | 2521.4025 | 2513.4513 | 0 | 0 | 0 | 0 | 0 | 0
F11_Industrial_Paper and Printing_Existing_Space Heating_Natural Gas_Thermostat - Programmable_A_Technical Potential | F11 | Industrial | Paper and Printing | Existing | Space Heating | Natural Gas | Thermostat - Programmable | A | Purchases (Cumulative) | Technical Potential | 0 | 0 | 0 | 0 | 0 | 2710.212 | 5418.9366 | 8111.6868 | 10805.8928 | 13502.3266 | 16164.5185 | 18819.4355 | 21468.9619 | 24076.4147 | 26693.8228 | 29286.2706 | 31879.0548 | 34458.7893 | 37015.5129 | 39575.2649 | 42124.4318 | 44663.6842 | 47193.6844 | 49715.0868 | 52228.5382 | 52228.5382 | 52228.5382 | 52228.5382 | 52228.5382 | 52228.5382 | 52228.5382
F1_Industrial_Paper and Printing_Existing_Space Heating_Natural Gas_ENERGY STAR Connected Thermostat_A_Technical Potential | F1 | Industrial | Paper and Printing | Existing | Space Heating | Natural Gas | ENERGY STAR Connected Thermostat | A | Integrated Unit Energy Savings (kWh or therms) | Technical Potential | 0 | 0 | 0 | 0 | 0 | 0.015307 | 0.015008 | 0.014599 | 0.014099 | 0.013513 | 0.012849 | 0.012168 | 0.011496 | 0.010818 | 0.010246 | 0.0097037 | 0.0092672 | 0.0088886 | 0.0085569 | 0.0083226 | 0.0081088 | 0.0079247 | 0.0077729 | 0.0076526 | 0.0075428 | 0.007471 | 0.0074081 | 0.0073481 | 0 | 0 | 0
F2_Industrial_Paper and Printing_Existing_Space Heating_Natural Gas_ENERGY STAR Connected Thermostat_A_Technical Potential | F2 | Industrial | Paper and Printing | Existing | Space Heating | Natural Gas | ENERGY STAR Connected Thermostat | A | Integrated Unit Summer Peak Savings (kW) | Technical Potential | 0 | 0 | 0 | 0 | 0 | 0 | 0 | 0 | 0 | 0 | 0 | 0 | 0 | 0 | 0 | 0 | 0 | 0 | 0 | 0 | 0 | 0 | 0 | 0 | 0 | 0 | 0 | 0 | 0 | 0 | 0
F3_Industrial_Paper and Printing_Existing_Space Heating_Natural Gas_ENERGY STAR Connected Thermostat_A_Technical Potential | F3 | Industrial | Paper and Printing | Existing | Space Heating | Natural Gas | ENERGY STAR Connected Thermostat | A | Integrated Unit Winter Peak Savings (kW) | Technical Potential | 0 | 0 | 0 | 0 | 0 | 0 | 0 | 0 | 0 | 0 | 0 | 0 | 0 | 0 | 0 | 0 | 0 | 0 | 0 | 0 | 0 | 0 | 0 | 0 | 0 | 0 | 0 | 0 | 0 | 0 | 0
F4_Industrial_Paper and Printing_Existing_Space Heating_Natural Gas_ENERGY STAR Connected Thermostat_A_Technical Potential | F4 | Industrial | Paper and Printing | Existing | Space Heating | Natural Gas | ENERGY STAR Connected Thermostat | A | Incremental Energy Savings (MWh or mTherms) | Technical Potential | 0 | 0 | 0 | 0 | 0 | 0.041485 | 0.040651 | 0.039312 | 0.037986 | 0.036438 | 0.034205 | 0.032305 | 0.030458 | 0.028207 | 0.026819 | 0.025156 | 0.024028 | 0.02293 | 0.021878 | 0.021304 | 0.020671 | 0.020123 | 0.019665 | 0.019295 | 0.018959 | 0 | 0 | 0 | 0 | 0 | 0
F5_Industrial_Paper and Printing_Existing_Space Heating_Natural Gas_ENERGY STAR Connected Thermostat_A_Technical Potential | F5 | Industrial | Paper and Printing | Existing | Space Heating | Natural Gas | ENERGY STAR Connected Thermostat | A | Incremental Summer Peak Savings (MW) | Technical Potential | 0 | 0 | 0 | 0 | 0 | 0 | 0 | 0 | 0 | 0 | 0 | 0 | 0 | 0 | 0 | 0 | 0 | 0 | 0 | 0 | 0 | 0 | 0 | 0 | 0 | 0 | 0 | 0 | 0 | 0 | 0
F6_Industrial_Paper and Printing_Existing_Space Heating_Natural Gas_ENERGY STAR Connected Thermostat_A_Technical Potential | F6 | Industrial | Paper and Printing | Existing | Space Heating | Natural Gas | ENERGY STAR Connected Thermostat | A | Incremental Winter Peak Savings (MW) | Technical Potential | 0 | 0 | 0 | 0 | 0 | 0 | 0 | 0 | 0 | 0 | 0 | 0 | 0 | 0 | 0 | 0 | 0 | 0 | 0 | 0 | 0 | 0 | 0 | 0 | 0 | 0 | 0 | 0 | 0 | 0 | 0
F7_Industrial_Paper and Printing_Existing_Space Heating_Natural Gas_ENERGY STAR Connected Thermostat_A_Technical Potential | F7 | Industrial | Paper and Printing | Existing | Space Heating | Natural Gas | ENERGY STAR Connected Thermostat | A | Cumulative Energy Savings (MWh or mTherms) | Technical Potential | 0 | 0 | 0 | 0 | 0 | 0.041485 | 0.081325 | 0.11842 | 0.15235 | 0.18246 | 0.20769 | 0.22899 | 0.2468 | 0.26046 | 0.27352 | 0.28419 | 0.29543 | 0.30629 | 0.31674 | 0.32937 | 0.34158 | 0.35395 | 0.36683 | 0.38045 | 0.39395 | 0.3902 | 0.38691 | 0.38378 | 0 | 0 | 0
F8_Industrial_Paper and Printing_Existing_Space Heating_Natural Gas_ENERGY STAR Connected Thermostat_A_Technical Potential | F8 | Industrial | Paper and Printing | Existing | Space Heating | Natural Gas | ENERGY STAR Connected Thermostat | A | Cumulative Summer Peak Savings (MW) | Technical Potential | 0 | 0 | 0 | 0 | 0 | 0 | 0 | 0 | 0 | 0 | 0 | 0 | 0 | 0 | 0 | 0 | 0 | 0 | 0 | 0 | 0 | 0 | 0 | 0 | 0 | 0 | 0 | 0 | 0 | 0 | 0
F9_Industrial_Paper and Printing_Existing_Space Heating_Natural Gas_ENERGY STAR Connected Thermostat_A_Technical Potential | F9 | Industrial | Paper and Printing | Existing | Space Heating | Natural Gas | ENERGY STAR Connected Thermostat | A | Cumulative Winter Peak Savings (MW) | Technical Potential | 0 | 0 | 0 | 0 | 0 | 0 | 0 | 0 | 0 | 0 | 0 | 0 | 0 | 0 | 0 | 0 | 0 | 0 | 0 | 0 | 0 | 0 | 0 | 0 | 0 | 0 | 0 | 0 | 0 | 0 | 0
F10_Industrial_Paper and Printing_Existing_Space Heating_Natural Gas_ENERGY STAR Connected Thermostat_A_Technical Potential | F10 | Industrial | Paper and Printing | Existing | Space Heating | Natural Gas | ENERGY STAR Connected Thermostat | A | Purchases (Incremental) | Technical Potential | 0 | 0 | 0 | 0 | 0 | 2710.212 | 2708.7245 | 2692.7502 | 2694.206 | 2696.4338 | 2662.1919 | 2654.917 | 2649.5264 | 2607.4528 | 2617.4081 | 2592.4477 | 2592.7842 | 2579.7346 | 2556.7235 | 2559.7521 | 2549.1669 | 2539.2523 | 2530.0002 | 2521.4025 | 2513.4513 | 0 | 0 | 0 | 0 | 0 | 0
F11_Industrial_Paper and Printing_Existing_Space Heating_Natural Gas_ENERGY STAR Connected Thermostat_A_Technical Potential | F11 | Industrial | Paper and Printing | Existing | Space Heating | Natural Gas | ENERGY STAR Connected Thermostat | A | Purchases (Cumulative) | Technical Potential | 0 | 0 | 0 | 0 | 0 | 2710.212 | 5418.9366 | 8111.6868 | 10805.8928 | 13502.3266 | 16164.5185 | 18819.4355 | 21468.9619 | 24076.4147 | 26693.8228 | 29286.2706 | 31879.0548 | 34458.7893 | 37015.5129 | 39575.2649 | 42124.4318 | 44663.6842 | 47193.6844 | 49715.0868 | 52228.5382 | 52228.5382 | 52228.5382 | 52228.5382 | 52228.5382 | 52228.5382 | 52228.5382
F1_Industrial_Paper and Printing_Existing_Space Heating_Natural Gas_Destratification Fans (HVLS)_A_Technical Potential | F1 | Industrial | Paper and Printing | Existing | Space Heating | Natural Gas | Destratification Fans (HVLS) | A | Integrated Unit Energy Savings (kWh or therms) | Technical Potential | 0 | 0 | 0 | 0 | 0 | 0.015324 | 0.01504 | 0.014647 | 0.014161 | 0.013589 | 0.012937 | 0.012267 | 0.011604 | 0.010936 | 0.010373 | 0.0098384 | 0.0094095 | 0.0090389 | 0.0087154 | 0.0084884 | 0.008282 | 0.008105 | 0.0079601 | 0.0078466 | 0.0077435 | 0.0076703 | 0.0076062 | 0.0075451 | 0 | 0 | 0
F2_Industrial_Paper and Printing_Existing_Space Heating_Natural Gas_Destratification Fans (HVLS)_A_Technical Potential | F2 | Industrial | Paper and Printing | Existing | Space Heating | Natural Gas | Destratification Fans (HVLS) | A | Integrated Unit Summer Peak Savings (kW) | Technical Potential | 0 | 0 | 0 | 0 | 0 | 0 | 0 | 0 | 0 | 0 | 0 | 0 | 0 | 0 | 0 | 0 | 0 | 0 | 0 | 0 | 0 | 0 | 0 | 0 | 0 | 0 | 0 | 0 | 0 | 0 | 0
F3_Industrial_Paper and Printing_Existing_Space Heating_Natural Gas_Destratification Fans (HVLS)_A_Technical Potential | F3 | Industrial | Paper and Printing | Existing | Space Heating | Natural Gas | Destratification Fans (HVLS) | A | Integrated Unit Winter Peak Savings (kW) | Technical Potential | 0 | 0 | 0 | 0 | 0 | 0 | 0 | 0 | 0 | 0 | 0 | 0 | 0 | 0 | 0 | 0 | 0 | 0 | 0 | 0 | 0 | 0 | 0 | 0 | 0 | 0 | 0 | 0 | 0 | 0 | 0
F4_Industrial_Paper and Printing_Existing_Space Heating_Natural Gas_Destratification Fans (HVLS)_A_Technical Potential | F4 | Industrial | Paper and Printing | Existing | Space Heating | Natural Gas | Destratification Fans (HVLS) | A | Incremental Energy Savings (MWh or mTherms) | Technical Potential | 0 | 0 | 0 | 0 | 0 | 0.04153 | 0.04074 | 0.039442 | 0.038154 | 0.036641 | 0.03444 | 0.032567 | 0.030745 | 0.028516 | 0.027149 | 0.025506 | 0.024397 | 0.023318 | 0.022283 | 0.021728 | 0.021112 | 0.020581 | 0.020139 | 0.019785 | 0.019463 | 0 | 0 | 0 | 0 | 0 | 0
F5_Industrial_Paper and Printing_Existing_Space Heating_Natural Gas_Destratification Fans (HVLS)_A_Technical Potential | F5 | Industrial | Paper and Printing | Existing | Space Heating | Natural Gas | Destratification Fans (HVLS) | A | Incremental Summer Peak Savings (MW) | Technical Potential | 0 | 0 | 0 | 0 | 0 | 0 | 0 | 0 | 0 | 0 | 0 | 0 | 0 | 0 | 0 | 0 | 0 | 0 | 0 | 0 | 0 | 0 | 0 | 0 | 0 | 0 | 0 | 0 | 0 | 0 | 0
F6_Industrial_Paper and Printing_Existing_Space Heating_Natural Gas_Destratification Fans (HVLS)_A_Technical Potential | F6 | Industrial | Paper and Printing | Existing | Space Heating | Natural Gas | Destratification Fans (HVLS) | A | Incremental Winter Peak Savings (MW) | Technical Potential | 0 | 0 | 0 | 0 | 0 | 0 | 0 | 0 | 0 | 0 | 0 | 0 | 0 | 0 | 0 | 0 | 0 | 0 | 0 | 0 | 0 | 0 | 0 | 0 | 0 | 0 | 0 | 0 | 0 | 0 | 0
F7_Industrial_Paper and Printing_Existing_Space Heating_Natural Gas_Destratification Fans (HVLS)_A_Technical Potential | F7 | Industrial | Paper and Printing | Existing | Space Heating | Natural Gas | Destratification Fans (HVLS) | A | Cumulative Energy Savings (MWh or mTherms) | Technical Potential | 0 | 0 | 0 | 0 | 0 | 0.04153 | 0.081501 | 0.11881 | 0.15303 | 0.18348 | 0.20911 | 0.23085 | 0.24913 | 0.26331 | 0.27688 | 0.28813 | 0.29996 | 0.31147 | 0.3226 | 0.33593 | 0.34888 | 0.362 | 0.37566 | 0.3901 | 0.40443 | 0.40061 | 0.39726 | 0.39407 | 0 | 0 | 0
F8_Industrial_Paper and Printing_Existing_Space Heating_Natural Gas_Destratification Fans (HVLS)_A_Technical Potential | F8 | Industrial | Paper and Printing | Existing | Space Heating | Natural Gas | Destratification Fans (HVLS) | A | Cumulative Summer Peak Savings (MW) | Technical Potential | 0 | 0 | 0 | 0 | 0 | 0 | 0 | 0 | 0 | 0 | 0 | 0 | 0 | 0 | 0 | 0 | 0 | 0 | 0 | 0 | 0 | 0 | 0 | 0 | 0 | 0 | 0 | 0 | 0 | 0 | 0
F9_Industrial_Paper and Printing_Existing_Space Heating_Natural Gas_Destratification Fans (HVLS)_A_Technical Potential | F9 | Industrial | Paper and Printing | Existing | Space Heating | Natural Gas | Destratification Fans (HVLS) | A | Cumulative Winter Peak Savings (MW) | Technical Potential | 0 | 0 | 0 | 0 | 0 | 0 | 0 | 0 | 0 | 0 | 0 | 0 | 0 | 0 | 0 | 0 | 0 | 0 | 0 | 0 | 0 | 0 | 0 | 0 | 0 | 0 | 0 | 0 | 0 | 0 | 0
F10_Industrial_Paper and Printing_Existing_Space Heating_Natural Gas_Destratification Fans (HVLS)_A_Technical Potential | F10 | Industrial | Paper and Printing | Existing | Space Heating | Natural Gas | Destratification Fans (HVLS) | A | Purchases (Incremental) | Technical Potential | 0 | 0 | 0 | 0 | 0 | 2710.212 | 2708.7245 | 2692.7502 | 2694.206 | 2696.4338 | 2662.1919 | 2654.917 | 2649.5264 | 2607.4528 | 2617.4081 | 2592.4477 | 2592.7842 | 2579.7346 | 2556.7235 | 2559.7521 | 2549.1669 | 2539.2523 | 2530.0002 | 2521.4025 | 2513.4513 | 0 | 0 | 0 | 0 | 0 | 0
F11_Industrial_Paper and Printing_Existing_Space Heating_Natural Gas_Destratification Fans (HVLS)_A_Technical Potential | F11 | Industrial | Paper and Printing | Existing | Space Heating | Natural Gas | Destratification Fans (HVLS) | A | Purchases (Cumulative) | Technical Potential | 0 | 0 | 0 | 0 | 0 | 2710.212 | 5418.9366 | 8111.6868 | 10805.8928 | 13502.3266 | 16164.5185 | 18819.4355 | 21468.9619 | 24076.4147 | 26693.8228 | 29286.2706 | 31879.0548 | 34458.7893 | 37015.5129 | 39575.2649 | 42124.4318 | 44663.6842 | 47193.6844 | 49715.0868 | 52228.5382 | 52228.5382 | 52228.5382 | 52228.5382 | 52228.5382 | 52228.5382 | 52228.5382
F1_Industrial_Paper and Printing_Existing_Space Heating_Natural Gas_Gas Boiler - Insulate Steam Lines/Condensate Tank_A_Technical Potential | F1 | Industrial | Paper and Printing | Existing | Space Heating | Natural Gas | Gas Boiler - Insulate Steam Lines/Condensate Tank | A | Integrated Unit Energy Savings (kWh or therms) | Technical Potential | 0 | 0 | 0 | 0 | 0 | 1077.8295 | 1066.3007 | 1053.7169 | 1040.4212 | 1026.3226 | 1011.302 | 995.6684 | 979.2318 | 961.2824 | 942.6719 | 923.5656 | 904.9092 | 887.0966 | 869.8896 | 854.7785 | 840.6397 | 827.2327 | 815.528 | 804.9789 | 794.9929 | 787.6213 | 781.2212 | 775.1491 | 934.2822 | 930.4445 | 926.9418
F2_Industrial_Paper and Printing_Existing_Space Heating_Natural Gas_Gas Boiler - Insulate Steam Lines/Condensate Tank_A_Technical Potential | F2 | Industrial | Paper and Printing | Existing | Space Heating | Natural Gas | Gas Boiler - Insulate Steam Lines/Condensate Tank | A | Integrated Unit Summer Peak Savings (kW) | Technical Potential | 0 | 0 | 0 | 0 | 0 | 0 | 0 | 0 | 0 | 0 | 0 | 0 | 0 | 0 | 0 | 0 | 0 | 0 | 0 | 0 | 0 | 0 | 0 | 0 | 0 | 0 | 0 | 0 | 0 | 0 | 0
F3_Industrial_Paper and Printing_Existing_Space Heating_Natural Gas_Gas Boiler - Insulate Steam Lines/Condensate Tank_A_Technical Potential | F3 | Industrial | Paper and Printing | Existing | Space Heating | Natural Gas | Gas Boiler - Insulate Steam Lines/Condensate Tank | A | Integrated Unit Winter Peak Savings (kW) | Technical Potential | 0 | 0 | 0 | 0 | 0 | 0 | 0 | 0 | 0 | 0 | 0 | 0 | 0 | 0 | 0 | 0 | 0 | 0 | 0 | 0 | 0 | 0 | 0 | 0 | 0 | 0 | 0 | 0 | 0 | 0 | 0
F4_Industrial_Paper and Printing_Existing_Space Heating_Natural Gas_Gas Boiler - Insulate Steam Lines/Condensate Tank_A_Technical Potential | F4 | Industrial | Paper and Printing | Existing | Space Heating | Natural Gas | Gas Boiler - Insulate Steam Lines/Condensate Tank | A | Incremental Energy Savings (MWh or mTherms) | Technical Potential | 0 | 0 | 0 | 0 | 0 | 0.0033514 | 0.0033137 | 0.0032553 | 0.003216 | 0.003175 | 0.0030888 | 0.0030327 | 0.0029766 | 0.0028757 | 0.0028308 | 0.0027469 | 0.0026918 | 0.0026255 | 0.0025516 | 0.0025103 | 0.0024585 | 0.0024099 | 0.0023672 | 0.0023286 | 0.0022925 | 0 | 0 | 0 | 0 | 0 | 0
F5_Industrial_Paper and Printing_Existing_Space Heating_Natural Gas_Gas Boiler - Insulate Steam Lines/Condensate Tank_A_Technical Potential | F5 | Industrial | Paper and Printing | Existing | Space Heating | Natural Gas | Gas Boiler - Insulate Steam Lines/Condensate Tank | A | Incremental Summer Peak Savings (MW) | Technical Potential | 0 | 0 | 0 | 0 | 0 | 0 | 0 | 0 | 0 | 0 | 0 | 0 | 0 | 0 | 0 | 0 | 0 | 0 | 0 | 0 | 0 | 0 | 0 | 0 | 0 | 0 | 0 | 0 | 0 | 0 | 0
F6_Industrial_Paper and Printing_Existing_Space Heating_Natural Gas_Gas Boiler - Insulate Steam Lines/Condensate Tank_A_Technical Potential | F6 | Industrial | Paper and Printing | Existing | Space Heating | Natural Gas | Gas Boiler - Insulate Steam Lines/Condensate Tank | A | Incremental Winter Peak Savings (MW) | Technical Potential | 0 | 0 | 0 | 0 | 0 | 0 | 0 | 0 | 0 | 0 | 0 | 0 | 0 | 0 | 0 | 0 | 0 | 0 | 0 | 0 | 0 | 0 | 0 | 0 | 0 | 0 | 0 | 0 | 0 | 0 | 0
F7_Industrial_Paper and Printing_Existing_Space Heating_Natural Gas_Gas Boiler - Insulate Steam Lines/Condensate Tank_A_Technical Potential | F7 | Industrial | Paper and Printing | Existing | Space Heating | Natural Gas | Gas Boiler - Insulate Steam Lines/Condensate Tank | A | Cumulative Energy Savings (MWh or mTherms) | Technical Potential | 0 | 0 | 0 | 0 | 0 | 0.0033514 | 0.0066292 | 0.0098063 | 0.012899 | 0.015899 | 0.018755 | 0.021498 | 0.024119 | 0.026553 | 0.02887 | 0.031031 | 0.033096 | 0.03507 | 0.036942 | 0.03881 | 0.040627 | 0.042389 | 0.044156 | 0.045914 | 0.047637 | 0.047195 | 0.046811 | 0.046448 | 0 | 0 | 0
F8_Industrial_Paper and Printing_Existing_Space Heating_Natural Gas_Gas Boiler - Insulate Steam Lines/Condensate Tank_A_Technical Potential | F8 | Industrial | Paper and Printing | Existing | Space Heating | Natural Gas | Gas Boiler - Insulate Steam Lines/Condensate Tank | A | Cumulative Summer Peak Savings (MW) | Technical Potential | 0 | 0 | 0 | 0 | 0 | 0 | 0 | 0 | 0 | 0 | 0 | 0 | 0 | 0 | 0 | 0 | 0 | 0 | 0 | 0 | 0 | 0 | 0 | 0 | 0 | 0 | 0 | 0 | 0 | 0 | 0
F9_Industrial_Paper and Printing_Existing_Space Heating_Natural Gas_Gas Boiler - Insulate Steam Lines/Condensate Tank_A_Technical Potential | F9 | Industrial | Paper and Printing | Existing | Space Heating | Natural Gas | Gas Boiler - Insulate Steam Lines/Condensate Tank | A | Cumulative Winter Peak Savings (MW) | Technical Potential | 0 | 0 | 0 | 0 | 0 | 0 | 0 | 0 | 0 | 0 | 0 | 0 | 0 | 0 | 0 | 0 | 0 | 0 | 0 | 0 | 0 | 0 | 0 | 0 | 0 | 0 | 0 | 0 | 0 | 0 | 0
F10_Industrial_Paper and Printing_Existing_Space Heating_Natural Gas_Gas Boiler - Insulate Steam Lines/Condensate Tank_A_Technical Potential | F10 | Industrial | Paper and Printing | Existing | Space Heating | Natural Gas | Gas Boiler - Insulate Steam Lines/Condensate Tank | A | Purchases (Incremental) | Technical Potential | 0 | 0 | 0 | 0 | 0 | 0.0031094 | 0.0031077 | 0.0030893 | 0.003091 | 0.0030936 | 0.0030543 | 0.0030459 | 0.0030398 | 0.0029915 | 0.0030029 | 0.0029743 | 0.0029747 | 0.0029597 | 0.0029333 | 0.0029368 | 0.0029246 | 0.0029132 | 0.0029026 | 0.0028928 | 0.0028836 | 0 | 0 | 0 | 0 | 0 | 0
F11_Industrial_Paper and Printing_Existing_Space Heating_Natural Gas_Gas Boiler - Insulate Steam Lines/Condensate Tank_A_Technical Potential | F11 | Industrial | Paper and Printing | Existing | Space Heating | Natural Gas | Gas Boiler - Insulate Steam Lines/Condensate Tank | A | Purchases (Cumulative) | Technical Potential | 0 | 0 | 0 | 0 | 0 | 0.0031094 | 0.0062171 | 0.0093064 | 0.012397 | 0.015491 | 0.018545 | 0.021591 | 0.024631 | 0.027622 | 0.030625 | 0.0336 | 0.036574 | 0.039534 | 0.042467 | 0.045404 | 0.048329 | 0.051242 | 0.054144 | 0.057037 | 0.059921 | 0.059921 | 0.059921 | 0.059921 | 0.059921 | 0.059921 | 0.059921
F1_Industrial_Paper and Printing_Existing_Process_Natural Gas_Gas Boiler - Insulate Steam Lines/Condensate Tank_A_Technical Potential | F1 | Industrial | Paper and Printing | Existing | Process | Natural Gas | Gas Boiler - Insulate Steam Lines/Condensate Tank | A | Integrated Unit Energy Savings (kWh or therms) | Technical Potential | 0 | 0 | 0 | 0 | 0 | 601.0243 | 597.7505 | 594.4483 | 591.1878 | 587.9217 | 584.6125 | 581.8038 | 579.2944 | 576.6897 | 574.8171 | 572.7718 | 571.1973 | 569.6061 | 567.9902 | 566.8045 | 565.4834 | 564.3579 | 563.2418 | 562.134 | 561.0345 | 560.9117 | 560.7988 | 560.6961 | 604.3224 | 604.3224 | 604.3224
F2_Industrial_Paper and Printing_Existing_Process_Natural Gas_Gas Boiler - Insulate Steam Lines/Condensate Tank_A_Technical Potential | F2 | Industrial | Paper and Printing | Existing | Process | Natural Gas | Gas Boiler - Insulate Steam Lines/Condensate Tank | A | Integrated Unit Summer Peak Savings (kW) | Technical Potential | 0 | 0 | 0 | 0 | 0 | 0 | 0 | 0 | 0 | 0 | 0 | 0 | 0 | 0 | 0 | 0 | 0 | 0 | 0 | 0 | 0 | 0 | 0 | 0 | 0 | 0 | 0 | 0 | 0 | 0 | 0
F3_Industrial_Paper and Printing_Existing_Process_Natural Gas_Gas Boiler - Insulate Steam Lines/Condensate Tank_A_Technical Potential | F3 | Industrial | Paper and Printing | Existing | Process | Natural Gas | Gas Boiler - Insulate Steam Lines/Condensate Tank | A | Integrated Unit Winter Peak Savings (kW) | Technical Potential | 0 | 0 | 0 | 0 | 0 | 0 | 0 | 0 | 0 | 0 | 0 | 0 | 0 | 0 | 0 | 0 | 0 | 0 | 0 | 0 | 0 | 0 | 0 | 0 | 0 | 0 | 0 | 0 | 0 | 0 | 0
F4_Industrial_Paper and Printing_Existing_Process_Natural Gas_Gas Boiler - Insulate Steam Lines/Condensate Tank_A_Technical Potential | F4 | Industrial | Paper and Printing | Existing | Process | Natural Gas | Gas Boiler - Insulate Steam Lines/Condensate Tank | A | Incremental Energy Savings (MWh or mTherms) | Technical Potential | 0 | 0 | 0 | 0 | 0 | 0.074571 | 0.074124 | 0.07328 | 0.072917 | 0.072575 | 0.07125 | 0.070714 | 0.070266 | 0.068839 | 0.068877 | 0.067978 | 0.0678 | 0.06727 | 0.066481 | 0.066421 | 0.065992 | 0.065605 | 0.065236 | 0.064887 | 0.064556 | 0 | 0 | 0 | 0 | 0 | 0
F5_Industrial_Paper and Printing_Existing_Process_Natural Gas_Gas Boiler - Insulate Steam Lines/Condensate Tank_A_Technical Potential | F5 | Industrial | Paper and Printing | Existing | Process | Natural Gas | Gas Boiler - Insulate Steam Lines/Condensate Tank | A | Incremental Summer Peak Savings (MW) | Technical Potential | 0 | 0 | 0 | 0 | 0 | 0 | 0 | 0 | 0 | 0 | 0 | 0 | 0 | 0 | 0 | 0 | 0 | 0 | 0 | 0 | 0 | 0 | 0 | 0 | 0 | 0 | 0 | 0 | 0 | 0 | 0
F6_Industrial_Paper and Printing_Existing_Process_Natural Gas_Gas Boiler - Insulate Steam Lines/Condensate Tank_A_Technical Potential | F6 | Industrial | Paper and Printing | Existing | Process | Natural Gas | Gas Boiler - Insulate Steam Lines/Condensate Tank | A | Incremental Winter Peak Savings (MW) | Technical Potential | 0 | 0 | 0 | 0 | 0 | 0 | 0 | 0 | 0 | 0 | 0 | 0 | 0 | 0 | 0 | 0 | 0 | 0 | 0 | 0 | 0 | 0 | 0 | 0 | 0 | 0 | 0 | 0 | 0 | 0 | 0
F7_Industrial_Paper and Printing_Existing_Process_Natural Gas_Gas Boiler - Insulate Steam Lines/Condensate Tank_A_Technical Potential | F7 | Industrial | Paper and Printing | Existing | Process | Natural Gas | Gas Boiler - Insulate Steam Lines/Condensate Tank | A | Cumulative Energy Savings (MWh or mTherms) | Technical Potential | 0 | 0 | 0 | 0 | 0 | 0.074571 | 0.14829 | 0.22075 | 0.29246 | 0.36342 | 0.43262 | 0.50125 | 0.56936 | 0.63564 | 0.70245 | 0.76793 | 0.83362 | 0.89857 | 0.9625 | 1.0269 | 1.0905 | 1.1539 | 1.2169 | 1.2794 | 1.3414 | 1.3411 | 1.3409 | 1.3406 | 0 | 0 | 0
F8_Industrial_Paper and Printing_Existing_Process_Natural Gas_Gas Boiler - Insulate Steam Lines/Condensate Tank_A_Technical Potential | F8 | Industrial | Paper and Printing | Existing | Process | Natural Gas | Gas Boiler - Insulate Steam Lines/Condensate Tank | A | Cumulative Summer Peak Savings (MW) | Technical Potential | 0 | 0 | 0 | 0 | 0 | 0 | 0 | 0 | 0 | 0 | 0 | 0 | 0 | 0 | 0 | 0 | 0 | 0 | 0 | 0 | 0 | 0 | 0 | 0 | 0 | 0 | 0 | 0 | 0 | 0 | 0
F9_Industrial_Paper and Printing_Existing_Process_Natural Gas_Gas Boiler - Insulate Steam Lines/Condensate Tank_A_Technical Potential | F9 | Industrial | Paper and Printing | Existing | Process | Natural Gas | Gas Boiler - Insulate Steam Lines/Condensate Tank | A | Cumulative Winter Peak Savings (MW) | Technical Potential | 0 | 0 | 0 | 0 | 0 | 0 | 0 | 0 | 0 | 0 | 0 | 0 | 0 | 0 | 0 | 0 | 0 | 0 | 0 | 0 | 0 | 0 | 0 | 0 | 0 | 0 | 0 | 0 | 0 | 0 | 0
F10_Industrial_Paper and Printing_Existing_Process_Natural Gas_Gas Boiler - Insulate Steam Lines/Condensate Tank_A_Technical Potential | F10 | Industrial | Paper and Printing | Existing | Process | Natural Gas | Gas Boiler - Insulate Steam Lines/Condensate Tank | A | Purchases (Incremental) | Technical Potential | 0 | 0 | 0 | 0 | 0 | 0.12407 | 0.12401 | 0.12327 | 0.12334 | 0.12344 | 0.12187 | 0.12154 | 0.1213 | 0.11937 | 0.11982 | 0.11868 | 0.1187 | 0.1181 | 0.11705 | 0.11719 | 0.1167 | 0.11625 | 0.11582 | 0.11543 | 0.11507 | 0 | 0 | 0 | 0 | 0 | 0
F11_Industrial_Paper and Printing_Existing_Process_Natural Gas_Gas Boiler - Insulate Steam Lines/Condensate Tank_A_Technical Potential | F11 | Industrial | Paper and Printing | Existing | Process | Natural Gas | Gas Boiler - Insulate Steam Lines/Condensate Tank | A | Purchases (Cumulative) | Technical Potential | 0 | 0 | 0 | 0 | 0 | 0.12407 | 0.24808 | 0.37135 | 0.49469 | 0.61814 | 0.74001 | 0.86155 | 0.98285 | 1.1022 | 1.222 | 1.3407 | 1.4594 | 1.5775 | 1.6946 | 1.8118 | 1.9285 | 2.0447 | 2.1605 | 2.276 | 2.391 | 2.391 | 2.391 | 2.391 | 2.391 | 2.391 | 2.391
F1_Industrial_Paper and Printing_Existing_Space Heating_Natural Gas_Gas Boiler - Insulate Hot Water Lines_A_Technical Potential | F1 | Industrial | Paper and Printing | Existing | Space Heating | Natural Gas | Gas Boiler - Insulate Hot Water Lines | A | Integrated Unit Energy Savings (kWh or therms) | Technical Potential | 0 | 0 | 0 | 0 | 0 | 1220.1881 | 1209.2055 | 1197.2883 | 1184.8863 | 1172.0404 | 1158.8986 | 1145.6439 | 1132.2309 | 1118.2018 | 1103.5316 | 1089.2434 | 1075.2744 | 1062.3894 | 1049.9192 | 1038.4005 | 1027.3715 | 1016.0628 | 1005.6938 | 995.8263 | 986.0696 | 977.1767 | 969.464 | 962.134 | 1056.0327 | 1051.695 | 1047.7358
F2_Industrial_Paper and Printing_Existing_Space Heating_Natural Gas_Gas Boiler - Insulate Hot Water Lines_A_Technical Potential | F2 | Industrial | Paper and Printing | Existing | Space Heating | Natural Gas | Gas Boiler - Insulate Hot Water Lines | A | Integrated Unit Summer Peak Savings (kW) | Technical Potential | 0 | 0 | 0 | 0 | 0 | 0 | 0 | 0 | 0 | 0 | 0 | 0 | 0 | 0 | 0 | 0 | 0 | 0 | 0 | 0 | 0 | 0 | 0 | 0 | 0 | 0 | 0 | 0 | 0 | 0 | 0
F3_Industrial_Paper and Printing_Existing_Space Heating_Natural Gas_Gas Boiler - Insulate Hot Water Lines_A_Technical Potential | F3 | Industrial | Paper and Printing | Existing | Space Heating | Natural Gas | Gas Boiler - Insulate Hot Water Lines | A | Integrated Unit Winter Peak Savings (kW) | Technical Potential | 0 | 0 | 0 | 0 | 0 | 0 | 0 | 0 | 0 | 0 | 0 | 0 | 0 | 0 | 0 | 0 | 0 | 0 | 0 | 0 | 0 | 0 | 0 | 0 | 0 | 0 | 0 | 0 | 0 | 0 | 0
F4_Industrial_Paper and Printing_Existing_Space Heating_Natural Gas_Gas Boiler - Insulate Hot Water Lines_A_Technical Potential | F4 | Industrial | Paper and Printing | Existing | Space Heating | Natural Gas | Gas Boiler - Insulate Hot Water Lines | A | Incremental Energy Savings (MWh or mTherms) | Technical Potential | 0 | 0 | 0 | 0 | 0 | 0.0075881 | 0.0075156 | 0.0073977 | 0.007325 | 0.0072516 | 0.0070792 | 0.0069791 | 0.0068834 | 0.0066902 | 0.0066276 | 0.0064794 | 0.0063971 | 0.0062887 | 0.0061594 | 0.0060991 | 0.0060093 | 0.0059201 | 0.0058383 | 0.0057614 | 0.0056869 | 0 | 0 | 0 | 0 | 0 | 0
F5_Industrial_Paper and Printing_Existing_Space Heating_Natural Gas_Gas Boiler - Insulate Hot Water Lines_A_Technical Potential | F5 | Industrial | Paper and Printing | Existing | Space Heating | Natural Gas | Gas Boiler - Insulate Hot Water Lines | A | Incremental Summer Peak Savings (MW) | Technical Potential | 0 | 0 | 0 | 0 | 0 | 0 | 0 | 0 | 0 | 0 | 0 | 0 | 0 | 0 | 0 | 0 | 0 | 0 | 0 | 0 | 0 | 0 | 0 | 0 | 0 | 0 | 0 | 0 | 0 | 0 | 0
F6_Industrial_Paper and Printing_Existing_Space Heating_Natural Gas_Gas Boiler - Insulate Hot Water Lines_A_Technical Potential | F6 | Industrial | Paper and Printing | Existing | Space Heating | Natural Gas | Gas Boiler - Insulate Hot Water Lines | A | Incremental Winter Peak Savings (MW) | Technical Potential | 0 | 0 | 0 | 0 | 0 | 0 | 0 | 0 | 0 | 0 | 0 | 0 | 0 | 0 | 0 | 0 | 0 | 0 | 0 | 0 | 0 | 0 | 0 | 0 | 0 | 0 | 0 | 0 | 0 | 0 | 0
F7_Industrial_Paper and Printing_Existing_Space Heating_Natural Gas_Gas Boiler - Insulate Hot Water Lines_A_Technical Potential | F7 | Industrial | Paper and Printing | Existing | Space Heating | Natural Gas | Gas Boiler - Insulate Hot Water Lines | A | Cumulative Energy Savings (MWh or mTherms) | Technical Potential | 0 | 0 | 0 | 0 | 0 | 0.0075881 | 0.015035 | 0.022285 | 0.029379 | 0.036312 | 0.042984 | 0.049472 | 0.055776 | 0.061775 | 0.067592 | 0.073196 | 0.078655 | 0.084001 | 0.089174 | 0.094295 | 0.099303 | 0.10413 | 0.10891 | 0.1136 | 0.11817 | 0.11711 | 0.11618 | 0.1153 | 0 | 0 | 0
F8_Industrial_Paper and Printing_Existing_Space Heating_Natural Gas_Gas Boiler - Insulate Hot Water Lines_A_Technical Potential | F8 | Industrial | Paper and Printing | Existing | Space Heating | Natural Gas | Gas Boiler - Insulate Hot Water Lines | A | Cumulative Summer Peak Savings (MW) | Technical Potential | 0 | 0 | 0 | 0 | 0 | 0 | 0 | 0 | 0 | 0 | 0 | 0 | 0 | 0 | 0 | 0 | 0 | 0 | 0 | 0 | 0 | 0 | 0 | 0 | 0 | 0 | 0 | 0 | 0 | 0 | 0
F9_Industrial_Paper and Printing_Existing_Space Heating_Natural Gas_Gas Boiler - Insulate Hot Water Lines_A_Technical Potential | F9 | Industrial | Paper and Printing | Existing | Space Heating | Natural Gas | Gas Boiler - Insulate Hot Water Lines | A | Cumulative Winter Peak Savings (MW) | Technical Potential | 0 | 0 | 0 | 0 | 0 | 0 | 0 | 0 | 0 | 0 | 0 | 0 | 0 | 0 | 0 | 0 | 0 | 0 | 0 | 0 | 0 | 0 | 0 | 0 | 0 | 0 | 0 | 0 | 0 | 0 | 0
F10_Industrial_Paper and Printing_Existing_Space Heating_Natural Gas_Gas Boiler - Insulate Hot Water Lines_A_Technical Potential | F10 | Industrial | Paper and Printing | Existing | Space Heating | Natural Gas | Gas Boiler - Insulate Hot Water Lines | A | Purchases (Incremental) | Technical Potential | 0 | 0 | 0 | 0 | 0 | 0.0062188 | 0.0062153 | 0.0061787 | 0.006182 | 0.0061871 | 0.0061086 | 0.0060919 | 0.0060795 | 0.005983 | 0.0060058 | 0.0059485 | 0.0059493 | 0.0059194 | 0.0058666 | 0.0058735 | 0.0058492 | 0.0058265 | 0.0058053 | 0.0057855 | 0.0057673 | 0 | 0 | 0 | 0 | 0 | 0
F11_Industrial_Paper and Printing_Existing_Space Heating_Natural Gas_Gas Boiler - Insulate Hot Water Lines_A_Technical Potential | F11 | Industrial | Paper and Printing | Existing | Space Heating | Natural Gas | Gas Boiler - Insulate Hot Water Lines | A | Purchases (Cumulative) | Technical Potential | 0 | 0 | 0 | 0 | 0 | 0.0062188 | 0.012434 | 0.018613 | 0.024795 | 0.030982 | 0.037091 | 0.043182 | 0.049262 | 0.055245 | 0.061251 | 0.067199 | 0.073149 | 0.079068 | 0.084935 | 0.090808 | 0.096657 | 0.10248 | 0.10829 | 0.11407 | 0.11984 | 0.11984 | 0.11984 | 0.11984 | 0.11984 | 0.11984 | 0.11984
F1_Industrial_Paper and Printing_Existing_Process_Natural Gas_Gas Boiler - Insulate Hot Water Lines_A_Technical Potential | F1 | Industrial | Paper and Printing | Existing | Process | Natural Gas | Gas Boiler - Insulate Hot Water Lines | A | Integrated Unit Energy Savings (kWh or therms) | Technical Potential | 0 | 0 | 0 | 0 | 0 | 682.3065 | 681.5543 | 680.7897 | 680.019 | 679.2231 | 678.3769 | 677.6168 | 676.9162 | 676.2015 | 675.7028 | 675.2083 | 674.8915 | 674.6185 | 674.3746 | 674.2555 | 674.1115 | 674.0144 | 673.9216 | 673.8319 | 673.7449 | 673.7178 | 673.6929 | 673.6702 | 683.0744 | 683.0744 | 683.0744
F2_Industrial_Paper and Printing_Existing_Process_Natural Gas_Gas Boiler - Insulate Hot Water Lines_A_Technical Potential | F2 | Industrial | Paper and Printing | Existing | Process | Natural Gas | Gas Boiler - Insulate Hot Water Lines | A | Integrated Unit Summer Peak Savings (kW) | Technical Potential | 0 | 0 | 0 | 0 | 0 | 0 | 0 | 0 | 0 | 0 | 0 | 0 | 0 | 0 | 0 | 0 | 0 | 0 | 0 | 0 | 0 | 0 | 0 | 0 | 0 | 0 | 0 | 0 | 0 | 0 | 0
F3_Industrial_Paper and Printing_Existing_Process_Natural Gas_Gas Boiler - Insulate Hot Water Lines_A_Technical Potential | F3 | Industrial | Paper and Printing | Existing | Process | Natural Gas | Gas Boiler - Insulate Hot Water Lines | A | Integrated Unit Winter Peak Savings (kW) | Technical Potential | 0 | 0 | 0 | 0 | 0 | 0 | 0 | 0 | 0 | 0 | 0 | 0 | 0 | 0 | 0 | 0 | 0 | 0 | 0 | 0 | 0 | 0 | 0 | 0 | 0 | 0 | 0 | 0 | 0 | 0 | 0
F4_Industrial_Paper and Printing_Existing_Process_Natural Gas_Gas Boiler - Insulate Hot Water Lines_A_Technical Potential | F4 | Industrial | Paper and Printing | Existing | Process | Natural Gas | Gas Boiler - Insulate Hot Water Lines | A | Incremental Energy Savings (MWh or mTherms) | Technical Potential | 0 | 0 | 0 | 0 | 0 | 0.16931 | 0.16903 | 0.16785 | 0.16775 | 0.16769 | 0.16535 | 0.16472 | 0.16421 | 0.16143 | 0.16193 | 0.16027 | 0.16022 | 0.15934 | 0.15787 | 0.15803 | 0.15734 | 0.1567 | 0.15611 | 0.15556 | 0.15505 | 0 | 0 | 0 | 0 | 0 | 0
F5_Industrial_Paper and Printing_Existing_Process_Natural Gas_Gas Boiler - Insulate Hot Water Lines_A_Technical Potential | F5 | Industrial | Paper and Printing | Existing | Process | Natural Gas | Gas Boiler - Insulate Hot Water Lines | A | Incremental Summer Peak Savings (MW) | Technical Potential | 0 | 0 | 0 | 0 | 0 | 0 | 0 | 0 | 0 | 0 | 0 | 0 | 0 | 0 | 0 | 0 | 0 | 0 | 0 | 0 | 0 | 0 | 0 | 0 | 0 | 0 | 0 | 0 | 0 | 0 | 0
F6_Industrial_Paper and Printing_Existing_Process_Natural Gas_Gas Boiler - Insulate Hot Water Lines_A_Technical Potential | F6 | Industrial | Paper and Printing | Existing | Process | Natural Gas | Gas Boiler - Insulate Hot Water Lines | A | Incremental Winter Peak Savings (MW) | Technical Potential | 0 | 0 | 0 | 0 | 0 | 0 | 0 | 0 | 0 | 0 | 0 | 0 | 0 | 0 | 0 | 0 | 0 | 0 | 0 | 0 | 0 | 0 | 0 | 0 | 0 | 0 | 0 | 0 | 0 | 0 | 0
F7_Industrial_Paper and Printing_Existing_Process_Natural Gas_Gas Boiler - Insulate Hot Water Lines_A_Technical Potential | F7 | Industrial | Paper and Printing | Existing | Process | Natural Gas | Gas Boiler - Insulate Hot Water Lines | A | Cumulative Energy Savings (MWh or mTherms) | Technical Potential | 0 | 0 | 0 | 0 | 0 | 0.16931 | 0.33816 | 0.50563 | 0.6728 | 0.8397 | 1.004 | 1.1676 | 1.3306 | 1.4906 | 1.6515 | 1.8105 | 1.9699 | 2.1284 | 2.2855 | 2.4432 | 2.6 | 2.7563 | 2.912 | 3.0672 | 3.2219 | 3.2217 | 3.2216 | 3.2215 | 0 | 0 | 0
F8_Industrial_Paper and Printing_Existing_Process_Natural Gas_Gas Boiler - Insulate Hot Water Lines_A_Technical Potential | F8 | Industrial | Paper and Printing | Existing | Process | Natural Gas | Gas Boiler - Insulate Hot Water Lines | A | Cumulative Summer Peak Savings (MW) | Technical Potential | 0 | 0 | 0 | 0 | 0 | 0 | 0 | 0 | 0 | 0 | 0 | 0 | 0 | 0 | 0 | 0 | 0 | 0 | 0 | 0 | 0 | 0 | 0 | 0 | 0 | 0 | 0 | 0 | 0 | 0 | 0
F9_Industrial_Paper and Printing_Existing_Process_Natural Gas_Gas Boiler - Insulate Hot Water Lines_A_Technical Potential | F9 | Industrial | Paper and Printing | Existing | Process | Natural Gas | Gas Boiler - Insulate Hot Water Lines | A | Cumulative Winter Peak Savings (MW) | Technical Potential | 0 | 0 | 0 | 0 | 0 | 0 | 0 | 0 | 0 | 0 | 0 | 0 | 0 | 0 | 0 | 0 | 0 | 0 | 0 | 0 | 0 | 0 | 0 | 0 | 0 | 0 | 0 | 0 | 0 | 0 | 0
F10_Industrial_Paper and Printing_Existing_Process_Natural Gas_Gas Boiler - Insulate Hot Water Lines_A_Technical Potential | F10 | Industrial | Paper and Printing | Existing | Process | Natural Gas | Gas Boiler - Insulate Hot Water Lines | A | Purchases (Incremental) | Technical Potential | 0 | 0 | 0 | 0 | 0 | 0.24815 | 0.24801 | 0.24655 | 0.24668 | 0.24688 | 0.24375 | 0.24308 | 0.24259 | 0.23874 | 0.23965 | 0.23736 | 0.23739 | 0.2362 | 0.23409 | 0.23437 | 0.2334 | 0.23249 | 0.23165 | 0.23086 | 0.23013 | 0 | 0 | 0 | 0 | 0 | 0
F11_Industrial_Paper and Printing_Existing_Process_Natural Gas_Gas Boiler - Insulate Hot Water Lines_A_Technical Potential | F11 | Industrial | Paper and Printing | Existing | Process | Natural Gas | Gas Boiler - Insulate Hot Water Lines | A | Purchases (Cumulative) | Technical Potential | 0 | 0 | 0 | 0 | 0 | 0.24815 | 0.49616 | 0.7427 | 0.98939 | 1.2363 | 1.48 | 1.7231 | 1.9657 | 2.2044 | 2.4441 | 2.6814 | 2.9188 | 3.155 | 3.3891 | 3.6235 | 3.8569 | 4.0894 | 4.321 | 4.5519 | 4.782 | 4.782 | 4.782 | 4.782 | 4.782 | 4.782 | 4.782
F1_Industrial_Paper and Printing_Existing_Process_Natural Gas_Process - Insulate Heated Process Fluids_A_Technical Potential | F1 | Industrial | Paper and Printing | Existing | Process | Natural Gas | Process - Insulate Heated Process Fluids | A | Integrated Unit Energy Savings (kWh or therms) | Technical Potential | 0 | 0 | 0 | 0 | 0 | 556.0339 | 552.8472 | 549.6341 | 546.4635 | 543.2897 | 540.0672 | 537.3163 | 534.8436 | 532.2664 | 530.3915 | 528.3381 | 526.735 | 525.1079 | 523.4501 | 522.2102 | 520.834 | 519.6387 | 518.4527 | 517.275 | 516.1058 | 515.9838 | 515.8718 | 515.7697 | 559.2448 | 559.2448 | 559.2448
F2_Industrial_Paper and Printing_Existing_Process_Natural Gas_Process - Insulate Heated Process Fluids_A_Technical Potential | F2 | Industrial | Paper and Printing | Existing | Process | Natural Gas | Process - Insulate Heated Process Fluids | A | Integrated Unit Summer Peak Savings (kW) | Technical Potential | 0 | 0 | 0 | 0 | 0 | 0 | 0 | 0 | 0 | 0 | 0 | 0 | 0 | 0 | 0 | 0 | 0 | 0 | 0 | 0 | 0 | 0 | 0 | 0 | 0 | 0 | 0 | 0 | 0 | 0 | 0
F3_Industrial_Paper and Printing_Existing_Process_Natural Gas_Process - Insulate Heated Process Fluids_A_Technical Potential | F3 | Industrial | Paper and Printing | Existing | Process | Natural Gas | Process - Insulate Heated Process Fluids | A | Integrated Unit Winter Peak Savings (kW) | Technical Potential | 0 | 0 | 0 | 0 | 0 | 0 | 0 | 0 | 0 | 0 | 0 | 0 | 0 | 0 | 0 | 0 | 0 | 0 | 0 | 0 | 0 | 0 | 0 | 0 | 0 | 0 | 0 | 0 | 0 | 0 | 0
F4_Industrial_Paper and Printing_Existing_Process_Natural Gas_Process - Insulate Heated Process Fluids_A_Technical Potential | F4 | Industrial | Paper and Printing | Existing | Process | Natural Gas | Process - Insulate Heated Process Fluids | A | Incremental Energy Savings (MWh or mTherms) | Technical Potential | 0 | 0 | 0 | 0 | 0 | 0.15091 | 0.14997 | 0.14821 | 0.14744 | 0.1467 | 0.12958 | 0.10286 | 0.081741 | 0.064044 | 0.05125 | 0.040452 | 0.032267 | 0.025605 | 0.020237 | 0.01617 | 0.012849 | 8.7097e-05 | 3.0922e-05 | 1.0482e-05 | 3.3995e-06 | 2.8805e-06 | 2.8722e-06 | 2.8647e-06 | 3.0994e-06 | 3.0934e-06 | 3.0881e-06
F5_Industrial_Paper and Printing_Existing_Process_Natural Gas_Process - Insulate Heated Process Fluids_A_Technical Potential | F5 | Industrial | Paper and Printing | Existing | Process | Natural Gas | Process - Insulate Heated Process Fluids | A | Incremental Summer Peak Savings (MW) | Technical Potential | 0 | 0 | 0 | 0 | 0 | 0 | 0 | 0 | 0 | 0 | 0 | 0 | 0 | 0 | 0 | 0 | 0 | 0 | 0 | 0 | 0 | 0 | 0 | 0 | 0 | 0 | 0 | 0 | 0 | 0 | 0
F6_Industrial_Paper and Printing_Existing_Process_Natural Gas_Process - Insulate Heated Process Fluids_A_Technical Potential | F6 | Industrial | Paper and Printing | Existing | Process | Natural Gas | Process - Insulate Heated Process Fluids | A | Incremental Winter Peak Savings (MW) | Technical Potential | 0 | 0 | 0 | 0 | 0 | 0 | 0 | 0 | 0 | 0 | 0 | 0 | 0 | 0 | 0 | 0 | 0 | 0 | 0 | 0 | 0 | 0 | 0 | 0 | 0 | 0 | 0 | 0 | 0 | 0 | 0
F7_Industrial_Paper and Printing_Existing_Process_Natural Gas_Process - Insulate Heated Process Fluids_A_Technical Potential | F7 | Industrial | Paper and Printing | Existing | Process | Natural Gas | Process - Insulate Heated Process Fluids | A | Cumulative Energy Savings (MWh or mTherms) | Technical Potential | 0 | 0 | 0 | 0 | 0 | 0.15091 | 0.30001 | 0.44648 | 0.59135 | 0.73462 | 0.85984 | 0.95832 | 1.0357 | 1.0947 | 1.1421 | 1.1781 | 1.2068 | 1.2287 | 1.2451 | 1.2583 | 1.2678 | 1.265 | 1.2621 | 1.2593 | 1.2564 | 1.2561 | 1.2559 | 1.2556 | 0 | 0 | 0
F8_Industrial_Paper and Printing_Existing_Process_Natural Gas_Process - Insulate Heated Process Fluids_A_Technical Potential | F8 | Industrial | Paper and Printing | Existing | Process | Natural Gas | Process - Insulate Heated Process Fluids | A | Cumulative Summer Peak Savings (MW) | Technical Potential | 0 | 0 | 0 | 0 | 0 | 0 | 0 | 0 | 0 | 0 | 0 | 0 | 0 | 0 | 0 | 0 | 0 | 0 | 0 | 0 | 0 | 0 | 0 | 0 | 0 | 0 | 0 | 0 | 0 | 0 | 0
F9_Industrial_Paper and Printing_Existing_Process_Natural Gas_Process - Insulate Heated Process Fluids_A_Technical Potential | F9 | Industrial | Paper and Printing | Existing | Process | Natural Gas | Process - Insulate Heated Process Fluids | A | Cumulative Winter Peak Savings (MW) | Technical Potential | 0 | 0 | 0 | 0 | 0 | 0 | 0 | 0 | 0 | 0 | 0 | 0 | 0 | 0 | 0 | 0 | 0 | 0 | 0 | 0 | 0 | 0 | 0 | 0 | 0 | 0 | 0 | 0 | 0 | 0 | 0
F10_Industrial_Paper and Printing_Existing_Process_Natural Gas_Process - Insulate Heated Process Fluids_A_Technical Potential | F10 | Industrial | Paper and Printing | Existing | Process | Natural Gas | Process - Insulate Heated Process Fluids | A | Purchases (Incremental) | Technical Potential | 0 | 0 | 0 | 0 | 0 | 0.27141 | 0.27126 | 0.26966 | 0.26981 | 0.27003 | 0.23994 | 0.19143 | 0.15283 | 0.12032 | 0.096626 | 0.076564 | 0.061259 | 0.048761 | 0.038661 | 0.030965 | 0.02467 | 0.00016761 | 5.9643e-05 | 2.0264e-05 | 6.5869e-06 | 5.5826e-06 | 5.5677e-06 | 5.5542e-06 | 5.5421e-06 | 5.5313e-06 | 5.5219e-06
F11_Industrial_Paper and Printing_Existing_Process_Natural Gas_Process - Insulate Heated Process Fluids_A_Technical Potential | F11 | Industrial | Paper and Printing | Existing | Process | Natural Gas | Process - Insulate Heated Process Fluids | A | Purchases (Cumulative) | Technical Potential | 0 | 0 | 0 | 0 | 0 | 0.27141 | 0.54267 | 0.81233 | 1.0821 | 1.3522 | 1.5921 | 1.7835 | 1.9364 | 2.0567 | 2.1533 | 2.2299 | 2.2911 | 2.3399 | 2.3786 | 2.4095 | 2.4342 | 2.4344 | 2.4344 | 2.4344 | 2.4344 | 2.4345 | 2.4345 | 2.4345 | 2.4345 | 2.4345 | 2.4345
F1_Industrial_Paper and Printing_Existing_Process_Natural Gas_Process Heat Recovery_A_Technical Potential | F1 | Industrial | Paper and Printing | Existing | Process | Natural Gas | Process Heat Recovery | A | Integrated Unit Energy Savings (kWh or therms) | Technical Potential | 0 | 0 | 0 | 0 | 0 | 73.1893 | 72.9906 | 72.7896 | 72.5898 | 72.388 | 72.1732 | 71.9736 | 71.7808 | 71.5734 | 71.4085 | 71.2288 | 71.0797 | 70.928 | 70.7729 | 70.6469 | 70.509 | 70.3761 | 70.2439 | 70.1122 | 69.9811 | 69.9713 | 69.9623 | 69.9541 | 0 | 0 | 0
F2_Industrial_Paper and Printing_Existing_Process_Natural Gas_Process Heat Recovery_A_Technical Potential | F2 | Industrial | Paper and Printing | Existing | Process | Natural Gas | Process Heat Recovery | A | Integrated Unit Summer Peak Savings (kW) | Technical Potential | 0 | 0 | 0 | 0 | 0 | 0 | 0 | 0 | 0 | 0 | 0 | 0 | 0 | 0 | 0 | 0 | 0 | 0 | 0 | 0 | 0 | 0 | 0 | 0 | 0 | 0 | 0 | 0 | 0 | 0 | 0
F3_Industrial_Paper and Printing_Existing_Process_Natural Gas_Process Heat Recovery_A_Technical Potential | F3 | Industrial | Paper and Printing | Existing | Process | Natural Gas | Process Heat Recovery | A | Integrated Unit Winter Peak Savings (kW) | Technical Potential | 0 | 0 | 0 | 0 | 0 | 0 | 0 | 0 | 0 | 0 | 0 | 0 | 0 | 0 | 0 | 0 | 0 | 0 | 0 | 0 | 0 | 0 | 0 | 0 | 0 | 0 | 0 | 0 | 0 | 0 | 0
F4_Industrial_Paper and Printing_Existing_Process_Natural Gas_Process Heat Recovery_A_Technical Potential | F4 | Industrial | Paper and Printing | Existing | Process | Natural Gas | Process Heat Recovery | A | Incremental Energy Savings (MWh or mTherms) | Technical Potential | 0 | 0 | 0 | 0 | 0 | 0.71511 | 0.71278 | 0.70663 | 0.70507 | 0.70369 | 0.62342 | 0.496 | 0.39493 | 0.31003 | 0.2484 | 0.19633 | 0.15675 | 0.12451 | 0.0985 | 0.078753 | 0.062619 | 0.00042465 | 0.00015082 | 5.1146e-05 | 1.6595e-05 | 1.4062e-05 | 1.4023e-05 | 1.3987e-05 | 0 | 0 | 0
F5_Industrial_Paper and Printing_Existing_Process_Natural Gas_Process Heat Recovery_A_Technical Potential | F5 | Industrial | Paper and Printing | Existing | Process | Natural Gas | Process Heat Recovery | A | Incremental Summer Peak Savings (MW) | Technical Potential | 0 | 0 | 0 | 0 | 0 | 0 | 0 | 0 | 0 | 0 | 0 | 0 | 0 | 0 | 0 | 0 | 0 | 0 | 0 | 0 | 0 | 0 | 0 | 0 | 0 | 0 | 0 | 0 | 0 | 0 | 0
F6_Industrial_Paper and Printing_Existing_Process_Natural Gas_Process Heat Recovery_A_Technical Potential | F6 | Industrial | Paper and Printing | Existing | Process | Natural Gas | Process Heat Recovery | A | Incremental Winter Peak Savings (MW) | Technical Potential | 0 | 0 | 0 | 0 | 0 | 0 | 0 | 0 | 0 | 0 | 0 | 0 | 0 | 0 | 0 | 0 | 0 | 0 | 0 | 0 | 0 | 0 | 0 | 0 | 0 | 0 | 0 | 0 | 0 | 0 | 0
F7_Industrial_Paper and Printing_Existing_Process_Natural Gas_Process Heat Recovery_A_Technical Potential | F7 | Industrial | Paper and Printing | Existing | Process | Natural Gas | Process Heat Recovery | A | Cumulative Energy Savings (MWh or mTherms) | Technical Potential | 0 | 0 | 0 | 0 | 0 | 0.71511 | 1.426 | 2.1286 | 2.8279 | 3.5237 | 4.1367 | 4.6212 | 5.0038 | 5.2994 | 5.5355 | 5.7179 | 5.8627 | 5.9747 | 6.0601 | 6.1281 | 6.1788 | 6.1676 | 6.1561 | 6.1446 | 6.1331 | 6.1323 | 6.1315 | 6.1308 | 0 | 0 | 0
F8_Industrial_Paper and Printing_Existing_Process_Natural Gas_Process Heat Recovery_A_Technical Potential | F8 | Industrial | Paper and Printing | Existing | Process | Natural Gas | Process Heat Recovery | A | Cumulative Summer Peak Savings (MW) | Technical Potential | 0 | 0 | 0 | 0 | 0 | 0 | 0 | 0 | 0 | 0 | 0 | 0 | 0 | 0 | 0 | 0 | 0 | 0 | 0 | 0 | 0 | 0 | 0 | 0 | 0 | 0 | 0 | 0 | 0 | 0 | 0
F9_Industrial_Paper and Printing_Existing_Process_Natural Gas_Process Heat Recovery_A_Technical Potential | F9 | Industrial | Paper and Printing | Existing | Process | Natural Gas | Process Heat Recovery | A | Cumulative Winter Peak Savings (MW) | Technical Potential | 0 | 0 | 0 | 0 | 0 | 0 | 0 | 0 | 0 | 0 | 0 | 0 | 0 | 0 | 0 | 0 | 0 | 0 | 0 | 0 | 0 | 0 | 0 | 0 | 0 | 0 | 0 | 0 | 0 | 0 | 0
F10_Industrial_Paper and Printing_Existing_Process_Natural Gas_Process Heat Recovery_A_Technical Potential | F10 | Industrial | Paper and Printing | Existing | Process | Natural Gas | Process Heat Recovery | A | Purchases (Incremental) | Technical Potential | 0 | 0 | 0 | 0 | 0 | 9.7707 | 9.7654 | 9.7078 | 9.713 | 9.7211 | 8.6379 | 6.8914 | 5.5019 | 4.3316 | 3.4785 | 2.7563 | 2.2053 | 1.7554 | 1.3918 | 1.1147 | 0.88811 | 0.006034 | 0.0021471 | 0.00072949 | 0.00023713 | 0.00020097 | 0.00020044 | 0.00019995 | 1.0948e-06 | 1.0948e-06 | 1.0948e-06
F11_Industrial_Paper and Printing_Existing_Process_Natural Gas_Process Heat Recovery_A_Technical Potential | F11 | Industrial | Paper and Printing | Existing | Process | Natural Gas | Process Heat Recovery | A | Purchases (Cumulative) | Technical Potential | 0 | 0 | 0 | 0 | 0 | 9.7707 | 19.5361 | 29.2439 | 38.9569 | 48.678 | 57.3158 | 64.2072 | 69.7091 | 74.0408 | 77.5193 | 80.2756 | 82.481 | 84.2363 | 85.6281 | 86.7429 | 87.631 | 87.637 | 87.6391 | 87.6399 | 87.6401 | 87.6403 | 87.6405 | 87.6407 | 87.6407 | 87.6407 | 87.6407
F1_Industrial_Paper and Printing_Existing_Space Heating_Natural Gas_Building Automation System_A_Technical Potential | F1 | Industrial | Paper and Printing | Existing | Space Heating | Natural Gas | Building Automation System | A | Integrated Unit Energy Savings (kWh or therms) | Technical Potential | 0 | 0 | 0 | 0 | 0 | 0.015419 | 0.015292 | 0.015135 | 0.014968 | 0.01479 | 0.014604 | 0.014414 | 0.014222 | 0.01402 | 0.01381 | 0.013604 | 0.013404 | 0.013223 | 0.013052 | 0.012897 | 0.012749 | 0.012599 | 0.012466 | 0.012341 | 0.012221 | 0.012123 | 0.012038 | 0.011956 | 0 | 0 | 0
F2_Industrial_Paper and Printing_Existing_Space Heating_Natural Gas_Building Automation System_A_Technical Potential | F2 | Industrial | Paper and Printing | Existing | Space Heating | Natural Gas | Building Automation System | A | Integrated Unit Summer Peak Savings (kW) | Technical Potential | 0 | 0 | 0 | 0 | 0 | 0 | 0 | 0 | 0 | 0 | 0 | 0 | 0 | 0 | 0 | 0 | 0 | 0 | 0 | 0 | 0 | 0 | 0 | 0 | 0 | 0 | 0 | 0 | 0 | 0 | 0
F3_Industrial_Paper and Printing_Existing_Space Heating_Natural Gas_Building Automation System_A_Technical Potential | F3 | Industrial | Paper and Printing | Existing | Space Heating | Natural Gas | Building Automation System | A | Integrated Unit Winter Peak Savings (kW) | Technical Potential | 0 | 0 | 0 | 0 | 0 | 0 | 0 | 0 | 0 | 0 | 0 | 0 | 0 | 0 | 0 | 0 | 0 | 0 | 0 | 0 | 0 | 0 | 0 | 0 | 0 | 0 | 0 | 0 | 0 | 0 | 0
F4_Industrial_Paper and Printing_Existing_Space Heating_Natural Gas_Building Automation System_A_Technical Potential | F4 | Industrial | Paper and Printing | Existing | Space Heating | Natural Gas | Building Automation System | A | Incremental Energy Savings (MWh or mTherms) | Technical Potential | 0 | 0 | 0 | 0 | 0 | 0.0085728 | 0.016986 | 0.029675 | 0.047762 | 0.071696 | 0.1001 | 0.13403 | 0.17108 | 0.20528 | 0.23937 | 0.26203 | 0.27469 | 0.27074 | 0.24966 | 0.21716 | 0.17679 | 0.13309 | 0.090833 | 0.057254 | 0.03686 | 0 | 0 | 0 | 0 | 0 | 0
F5_Industrial_Paper and Printing_Existing_Space Heating_Natural Gas_Building Automation System_A_Technical Potential | F5 | Industrial | Paper and Printing | Existing | Space Heating | Natural Gas | Building Automation System | A | Incremental Summer Peak Savings (MW) | Technical Potential | 0 | 0 | 0 | 0 | 0 | 0 | 0 | 0 | 0 | 0 | 0 | 0 | 0 | 0 | 0 | 0 | 0 | 0 | 0 | 0 | 0 | 0 | 0 | 0 | 0 | 0 | 0 | 0 | 0 | 0 | 0
F6_Industrial_Paper and Printing_Existing_Space Heating_Natural Gas_Building Automation System_A_Technical Potential | F6 | Industrial | Paper and Printing | Existing | Space Heating | Natural Gas | Building Automation System | A | Incremental Winter Peak Savings (MW) | Technical Potential | 0 | 0 | 0 | 0 | 0 | 0 | 0 | 0 | 0 | 0 | 0 | 0 | 0 | 0 | 0 | 0 | 0 | 0 | 0 | 0 | 0 | 0 | 0 | 0 | 0 | 0 | 0 | 0 | 0 | 0 | 0
F7_Industrial_Paper and Printing_Existing_Space Heating_Natural Gas_Building Automation System_A_Technical Potential | F7 | Industrial | Paper and Printing | Existing | Space Heating | Natural Gas | Building Automation System | A | Cumulative Energy Savings (MWh or mTherms) | Technical Potential | 0 | 0 | 0 | 0 | 0 | 0.0085728 | 0.025489 | 0.054902 | 0.10206 | 0.17254 | 0.27047 | 0.40098 | 0.56671 | 0.76395 | 0.9919 | 1.2391 | 1.4956 | 1.7462 | 1.9732 | 2.1669 | 2.3188 | 2.4247 | 2.4899 | 2.5222 | 2.5345 | 2.5142 | 2.4966 | 2.4796 | 0 | 0 | 0
F8_Industrial_Paper and Printing_Existing_Space Heating_Natural Gas_Building Automation System_A_Technical Potential | F8 | Industrial | Paper and Printing | Existing | Space Heating | Natural Gas | Building Automation System | A | Cumulative Summer Peak Savings (MW) | Technical Potential | 0 | 0 | 0 | 0 | 0 | 0 | 0 | 0 | 0 | 0 | 0 | 0 | 0 | 0 | 0 | 0 | 0 | 0 | 0 | 0 | 0 | 0 | 0 | 0 | 0 | 0 | 0 | 0 | 0 | 0 | 0
F9_Industrial_Paper and Printing_Existing_Space Heating_Natural Gas_Building Automation System_A_Technical Potential | F9 | Industrial | Paper and Printing | Existing | Space Heating | Natural Gas | Building Automation System | A | Cumulative Winter Peak Savings (MW) | Technical Potential | 0 | 0 | 0 | 0 | 0 | 0 | 0 | 0 | 0 | 0 | 0 | 0 | 0 | 0 | 0 | 0 | 0 | 0 | 0 | 0 | 0 | 0 | 0 | 0 | 0 | 0 | 0 | 0 | 0 | 0 | 0
F10_Industrial_Paper and Printing_Existing_Space Heating_Natural Gas_Building Automation System_A_Technical Potential | F10 | Industrial | Paper and Printing | Existing | Space Heating | Natural Gas | Building Automation System | A | Purchases (Incremental) | Technical Potential | 0 | 0 | 0 | 0 | 0 | 556.0048 | 1110.8071 | 1960.657 | 3191.0016 | 4847.4998 | 6854.4909 | 9298.5106 | 12029.7528 | 14642.4618 | 17332.8666 | 19260.9036 | 20492.6341 | 20474.6172 | 19128.6179 | 16838.2556 | 13867.4679 | 10563.2898 | 7286.4006 | 4639.3805 | 3016.1416 | 0 | 0 | 0 | 0 | 0 | 0
F11_Industrial_Paper and Printing_Existing_Space Heating_Natural Gas_Building Automation System_A_Technical Potential | F11 | Industrial | Paper and Printing | Existing | Space Heating | Natural Gas | Building Automation System | A | Purchases (Cumulative) | Technical Potential | 0 | 0 | 0 | 0 | 0 | 556.0048 | 1666.8119 | 3627.4689 | 6818.4705 | 11665.9703 | 18520.4611 | 27818.9717 | 39848.7245 | 54491.1864 | 71824.053 | 91084.9566 | 111577.5907 | 132052.2079 | 151180.8259 | 168019.0815 | 181886.5494 | 192449.8392 | 199736.2397 | 204375.6203 | 207391.7619 | 207391.7619 | 207391.7619 | 207391.7619 | 207391.7619 | 207391.7619 | 207391.7619
F1_Industrial_Paper and Printing_Existing_Space Heating_Natural Gas_Steam System Efficiency Improvements_A_Technical Potential | F1 | Industrial | Paper and Printing | Existing | Space Heating | Natural Gas | Steam System Efficiency Improvements | A | Integrated Unit Energy Savings (kWh or therms) | Technical Potential | 0 | 0 | 0 | 0 | 0 | 0.13642 | 0.13355 | 0.12987 | 0.12542 | 0.12025 | 0.11441 | 0.10845 | 0.10257 | 0.096639 | 0.091661 | 0.086936 | 0.083147 | 0.079837 | 0.076913 | 0.07484 | 0.072939 | 0.07129 | 0.0699 | 0.068783 | 0.067738 | 0.067021 | 0.066396 | 0.065806 | 0.11902 | 0.11854 | 0.11809
F2_Industrial_Paper and Printing_Existing_Space Heating_Natural Gas_Steam System Efficiency Improvements_A_Technical Potential | F2 | Industrial | Paper and Printing | Existing | Space Heating | Natural Gas | Steam System Efficiency Improvements | A | Integrated Unit Summer Peak Savings (kW) | Technical Potential | 0 | 0 | 0 | 0 | 0 | 0 | 0 | 0 | 0 | 0 | 0 | 0 | 0 | 0 | 0 | 0 | 0 | 0 | 0 | 0 | 0 | 0 | 0 | 0 | 0 | 0 | 0 | 0 | 0 | 0 | 0
F3_Industrial_Paper and Printing_Existing_Space Heating_Natural Gas_Steam System Efficiency Improvements_A_Technical Potential | F3 | Industrial | Paper and Printing | Existing | Space Heating | Natural Gas | Steam System Efficiency Improvements | A | Integrated Unit Winter Peak Savings (kW) | Technical Potential | 0 | 0 | 0 | 0 | 0 | 0 | 0 | 0 | 0 | 0 | 0 | 0 | 0 | 0 | 0 | 0 | 0 | 0 | 0 | 0 | 0 | 0 | 0 | 0 | 0 | 0 | 0 | 0 | 0 | 0 | 0
F4_Industrial_Paper and Printing_Existing_Space Heating_Natural Gas_Steam System Efficiency Improvements_A_Technical Potential | F4 | Industrial | Paper and Printing | Existing | Space Heating | Natural Gas | Steam System Efficiency Improvements | A | Incremental Energy Savings (MWh or mTherms) | Technical Potential | 0 | 0 | 0 | 0 | 0 | 0.00053758 | 0.0010513 | 0.0018046 | 0.0028363 | 0.004131 | 0.0055577 | 0.0071469 | 0.0087446 | 0.010029 | 0.01126 | 0.011867 | 0.012076 | 0.011585 | 0.010427 | 0.008931 | 0.0071684 | 0.005337 | 0.0036096 | 0.0022616 | 0.001448 | 0 | 0 | 0 | 0 | 0 | 0
F5_Industrial_Paper and Printing_Existing_Space Heating_Natural Gas_Steam System Efficiency Improvements_A_Technical Potential | F5 | Industrial | Paper and Printing | Existing | Space Heating | Natural Gas | Steam System Efficiency Improvements | A | Incremental Summer Peak Savings (MW) | Technical Potential | 0 | 0 | 0 | 0 | 0 | 0 | 0 | 0 | 0 | 0 | 0 | 0 | 0 | 0 | 0 | 0 | 0 | 0 | 0 | 0 | 0 | 0 | 0 | 0 | 0 | 0 | 0 | 0 | 0 | 0 | 0
F6_Industrial_Paper and Printing_Existing_Space Heating_Natural Gas_Steam System Efficiency Improvements_A_Technical Potential | F6 | Industrial | Paper and Printing | Existing | Space Heating | Natural Gas | Steam System Efficiency Improvements | A | Incremental Winter Peak Savings (MW) | Technical Potential | 0 | 0 | 0 | 0 | 0 | 0 | 0 | 0 | 0 | 0 | 0 | 0 | 0 | 0 | 0 | 0 | 0 | 0 | 0 | 0 | 0 | 0 | 0 | 0 | 0 | 0 | 0 | 0 | 0 | 0 | 0
F7_Industrial_Paper and Printing_Existing_Space Heating_Natural Gas_Steam System Efficiency Improvements_A_Technical Potential | F7 | Industrial | Paper and Printing | Existing | Space Heating | Natural Gas | Steam System Efficiency Improvements | A | Cumulative Energy Savings (MWh or mTherms) | Technical Potential | 0 | 0 | 0 | 0 | 0 | 0.00053758 | 0.0015776 | 0.0033387 | 0.0060605 | 0.0099416 | 0.015017 | 0.021382 | 0.028966 | 0.037321 | 0.046658 | 0.05612 | 0.06575 | 0.074717 | 0.082408 | 0.089117 | 0.094022 | 0.097233 | 0.098947 | 0.099628 | 0.099563 | 0.098509 | 0.097589 | 0.096723 | 0 | 0 | 0
F8_Industrial_Paper and Printing_Existing_Space Heating_Natural Gas_Steam System Efficiency Improvements_A_Technical Potential | F8 | Industrial | Paper and Printing | Existing | Space Heating | Natural Gas | Steam System Efficiency Improvements | A | Cumulative Summer Peak Savings (MW) | Technical Potential | 0 | 0 | 0 | 0 | 0 | 0 | 0 | 0 | 0 | 0 | 0 | 0 | 0 | 0 | 0 | 0 | 0 | 0 | 0 | 0 | 0 | 0 | 0 | 0 | 0 | 0 | 0 | 0 | 0 | 0 | 0
F9_Industrial_Paper and Printing_Existing_Space Heating_Natural Gas_Steam System Efficiency Improvements_A_Technical Potential | F9 | Industrial | Paper and Printing | Existing | Space Heating | Natural Gas | Steam System Efficiency Improvements | A | Cumulative Winter Peak Savings (MW) | Technical Potential | 0 | 0 | 0 | 0 | 0 | 0 | 0 | 0 | 0 | 0 | 0 | 0 | 0 | 0 | 0 | 0 | 0 | 0 | 0 | 0 | 0 | 0 | 0 | 0 | 0 | 0 | 0 | 0 | 0 | 0 | 0
F10_Industrial_Paper and Printing_Existing_Space Heating_Natural Gas_Steam System Efficiency Improvements_A_Technical Potential | F10 | Industrial | Paper and Printing | Existing | Space Heating | Natural Gas | Steam System Efficiency Improvements | A | Purchases (Incremental) | Technical Potential | 0 | 0 | 0 | 0 | 0 | 3.9405 | 7.8724 | 13.8954 | 22.615 | 34.3548 | 48.5786 | 65.8997 | 85.2563 | 103.7729 | 122.8401 | 136.5044 | 145.2338 | 145.1061 | 135.5669 | 119.3348 | 98.2804 | 74.8633 | 51.6396 | 32.8799 | 21.3758 | 0 | 0 | 0 | 0 | 0 | 0
F11_Industrial_Paper and Printing_Existing_Space Heating_Natural Gas_Steam System Efficiency Improvements_A_Technical Potential | F11 | Industrial | Paper and Printing | Existing | Space Heating | Natural Gas | Steam System Efficiency Improvements | A | Purchases (Cumulative) | Technical Potential | 0 | 0 | 0 | 0 | 0 | 3.9405 | 11.8129 | 25.7083 | 48.3233 | 82.6782 | 131.2568 | 197.1565 | 282.4128 | 386.1857 | 509.0258 | 645.5302 | 790.764 | 935.8702 | 1071.437 | 1190.7718 | 1289.0522 | 1363.9156 | 1415.5552 | 1448.435 | 1469.8108 | 1469.8108 | 1469.8108 | 1469.8108 | 1469.8108 | 1469.8108 | 1469.8108
F1_Industrial_Paper and Printing_Existing_Process_Natural Gas_Steam System Efficiency Improvements_A_Technical Potential | F1 | Industrial | Paper and Printing | Existing | Process | Natural Gas | Steam System Efficiency Improvements | A | Integrated Unit Energy Savings (kWh or therms) | Technical Potential | 0 | 0 | 0 | 0 | 0 | 0.076483 | 0.07598 | 0.075472 | 0.074968 | 0.07446 | 0.073944 | 0.073502 | 0.073104 | 0.07269 | 0.072389 | 0.072062 | 0.071809 | 0.071555 | 0.071301 | 0.071116 | 0.070913 | 0.070742 | 0.070575 | 0.07041 | 0.070248 | 0.070229 | 0.070211 | 0.070195 | 0.076988 | 0.076988 | 0.076988
F2_Industrial_Paper and Printing_Existing_Process_Natural Gas_Steam System Efficiency Improvements_A_Technical Potential | F2 | Industrial | Paper and Printing | Existing | Process | Natural Gas | Steam System Efficiency Improvements | A | Integrated Unit Summer Peak Savings (kW) | Technical Potential | 0 | 0 | 0 | 0 | 0 | 0 | 0 | 0 | 0 | 0 | 0 | 0 | 0 | 0 | 0 | 0 | 0 | 0 | 0 | 0 | 0 | 0 | 0 | 0 | 0 | 0 | 0 | 0 | 0 | 0 | 0
F3_Industrial_Paper and Printing_Existing_Process_Natural Gas_Steam System Efficiency Improvements_A_Technical Potential | F3 | Industrial | Paper and Printing | Existing | Process | Natural Gas | Steam System Efficiency Improvements | A | Integrated Unit Winter Peak Savings (kW) | Technical Potential | 0 | 0 | 0 | 0 | 0 | 0 | 0 | 0 | 0 | 0 | 0 | 0 | 0 | 0 | 0 | 0 | 0 | 0 | 0 | 0 | 0 | 0 | 0 | 0 | 0 | 0 | 0 | 0 | 0 | 0 | 0
F4_Industrial_Paper and Printing_Existing_Process_Natural Gas_Steam System Efficiency Improvements_A_Technical Potential | F4 | Industrial | Paper and Printing | Existing | Process | Natural Gas | Steam System Efficiency Improvements | A | Incremental Energy Savings (MWh or mTherms) | Technical Potential | 0 | 0 | 0 | 0 | 0 | 2.9202e-06 | 5.7957e-06 | 1.0161e-05 | 1.6427e-05 | 2.4786e-05 | 3.4805e-05 | 4.6933e-05 | 6.039e-05 | 7.309e-05 | 8.6161e-05 | 9.5312e-05 | 0.00010105 | 0.00010061 | 9.3658e-05 | 8.223e-05 | 6.7529e-05 | 5.1315e-05 | 3.5313e-05 | 2.2432e-05 | 1.455e-05 | 0 | 0 | 0 | 0 | 0 | 0
F5_Industrial_Paper and Printing_Existing_Process_Natural Gas_Steam System Efficiency Improvements_A_Technical Potential | F5 | Industrial | Paper and Printing | Existing | Process | Natural Gas | Steam System Efficiency Improvements | A | Incremental Summer Peak Savings (MW) | Technical Potential | 0 | 0 | 0 | 0 | 0 | 0 | 0 | 0 | 0 | 0 | 0 | 0 | 0 | 0 | 0 | 0 | 0 | 0 | 0 | 0 | 0 | 0 | 0 | 0 | 0 | 0 | 0 | 0 | 0 | 0 | 0
F6_Industrial_Paper and Printing_Existing_Process_Natural Gas_Steam System Efficiency Improvements_A_Technical Potential | F6 | Industrial | Paper and Printing | Existing | Process | Natural Gas | Steam System Efficiency Improvements | A | Incremental Winter Peak Savings (MW) | Technical Potential | 0 | 0 | 0 | 0 | 0 | 0 | 0 | 0 | 0 | 0 | 0 | 0 | 0 | 0 | 0 | 0 | 0 | 0 | 0 | 0 | 0 | 0 | 0 | 0 | 0 | 0 | 0 | 0 | 0 | 0 | 0
F7_Industrial_Paper and Printing_Existing_Process_Natural Gas_Steam System Efficiency Improvements_A_Technical Potential | F7 | Industrial | Paper and Printing | Existing | Process | Natural Gas | Steam System Efficiency Improvements | A | Cumulative Energy Savings (MWh or mTherms) | Technical Potential | 0 | 0 | 0 | 0 | 0 | 2.9202e-06 | 8.6967e-06 | 1.88e-05 | 3.5102e-05 | 5.965e-05 | 9.4041e-05 | 0.00014041 | 0.00020004 | 0.000272 | 0.00035703 | 0.00045073 | 0.0005502 | 0.00064886 | 0.00074021 | 0.00082052 | 0.00088571 | 0.0009349 | 0.000968 | 0.00098817 | 0.0010004 | 0.0010002 | 0.00099992 | 0.00099969 | 0 | 0 | 0
F8_Industrial_Paper and Printing_Existing_Process_Natural Gas_Steam System Efficiency Improvements_A_Technical Potential | F8 | Industrial | Paper and Printing | Existing | Process | Natural Gas | Steam System Efficiency Improvements | A | Cumulative Summer Peak Savings (MW) | Technical Potential | 0 | 0 | 0 | 0 | 0 | 0 | 0 | 0 | 0 | 0 | 0 | 0 | 0 | 0 | 0 | 0 | 0 | 0 | 0 | 0 | 0 | 0 | 0 | 0 | 0 | 0 | 0 | 0 | 0 | 0 | 0
F9_Industrial_Paper and Printing_Existing_Process_Natural Gas_Steam System Efficiency Improvements_A_Technical Potential | F9 | Industrial | Paper and Printing | Existing | Process | Natural Gas | Steam System Efficiency Improvements | A | Cumulative Winter Peak Savings (MW) | Technical Potential | 0 | 0 | 0 | 0 | 0 | 0 | 0 | 0 | 0 | 0 | 0 | 0 | 0 | 0 | 0 | 0 | 0 | 0 | 0 | 0 | 0 | 0 | 0 | 0 | 0 | 0 | 0 | 0 | 0 | 0 | 0
F10_Industrial_Paper and Printing_Existing_Process_Natural Gas_Steam System Efficiency Improvements_A_Technical Potential | F10 | Industrial | Paper and Printing | Existing | Process | Natural Gas | Steam System Efficiency Improvements | A | Purchases (Incremental) | Technical Potential | 0 | 0 | 0 | 0 | 0 | 0.038181 | 0.076279 | 0.13464 | 0.21913 | 0.33288 | 0.4707 | 0.63853 | 0.82608 | 1.0055 | 1.1902 | 1.3226 | 1.4072 | 1.406 | 1.3136 | 1.1563 | 0.95228 | 0.72538 | 0.50036 | 0.31859 | 0.20712 | 0 | 0 | 0 | 0 | 0 | 0
F11_Industrial_Paper and Printing_Existing_Process_Natural Gas_Steam System Efficiency Improvements_A_Technical Potential | F11 | Industrial | Paper and Printing | Existing | Process | Natural Gas | Steam System Efficiency Improvements | A | Purchases (Cumulative) | Technical Potential | 0 | 0 | 0 | 0 | 0 | 0.038181 | 0.11446 | 0.2491 | 0.46822 | 0.8011 | 1.2718 | 1.9103 | 2.7364 | 3.7419 | 4.9321 | 6.2548 | 7.662 | 9.068 | 10.3816 | 11.5378 | 12.4901 | 13.2155 | 13.7159 | 14.0344 | 14.2416 | 14.2416 | 14.2416 | 14.2416 | 14.2416 | 14.2416 | 14.2416
F1_Industrial_Paper and Printing_Existing_Space Heating_Natural Gas_Strategic Energy Management_A_Technical Potential | F1 | Industrial | Paper and Printing | Existing | Space Heating | Natural Gas | Strategic Energy Management | A | Integrated Unit Energy Savings (kWh or therms) | Technical Potential | 0 | 0 | 0 | 0 | 0 | 56.0272 | 55.6209 | 55.1041 | 54.5477 | 53.9532 | 53.3292 | 52.6866 | 52.0356 | 51.3534 | 50.6336 | 49.9318 | 49.2466 | 48.632 | 48.0543 | 47.5298 | 47.0332 | 46.5298 | 46.0867 | 45.6712 | 45.2744 | 44.9151 | 44.6027 | 44.3014 | 0 | 0 | 0
F2_Industrial_Paper and Printing_Existing_Space Heating_Natural Gas_Strategic Energy Management_A_Technical Potential | F2 | Industrial | Paper and Printing | Existing | Space Heating | Natural Gas | Strategic Energy Management | A | Integrated Unit Summer Peak Savings (kW) | Technical Potential | 0 | 0 | 0 | 0 | 0 | 0 | 0 | 0 | 0 | 0 | 0 | 0 | 0 | 0 | 0 | 0 | 0 | 0 | 0 | 0 | 0 | 0 | 0 | 0 | 0 | 0 | 0 | 0 | 0 | 0 | 0
F3_Industrial_Paper and Printing_Existing_Space Heating_Natural Gas_Strategic Energy Management_A_Technical Potential | F3 | Industrial | Paper and Printing | Existing | Space Heating | Natural Gas | Strategic Energy Management | A | Integrated Unit Winter Peak Savings (kW) | Technical Potential | 0 | 0 | 0 | 0 | 0 | 0 | 0 | 0 | 0 | 0 | 0 | 0 | 0 | 0 | 0 | 0 | 0 | 0 | 0 | 0 | 0 | 0 | 0 | 0 | 0 | 0 | 0 | 0 | 0 | 0 | 0
F4_Industrial_Paper and Printing_Existing_Space Heating_Natural Gas_Strategic Energy Management_A_Technical Potential | F4 | Industrial | Paper and Printing | Existing | Space Heating | Natural Gas | Strategic Energy Management | A | Incremental Energy Savings (MWh or mTherms) | Technical Potential | 0 | 0 | 0 | 0 | 0 | 0.053958 | 0.053538 | 0.052727 | 0.052223 | 0.051697 | 0.05045 | 0.049706 | 0.048992 | 0.047582 | 0.047094 | 0.045998 | 0.045373 | 0.044581 | 0.043659 | 0.043233 | 0.042605 | 0.041985 | 0.041434 | 0.04092 | 0.040437 | 0 | 0 | 0 | 0 | 0 | 0
F5_Industrial_Paper and Printing_Existing_Space Heating_Natural Gas_Strategic Energy Management_A_Technical Potential | F5 | Industrial | Paper and Printing | Existing | Space Heating | Natural Gas | Strategic Energy Management | A | Incremental Summer Peak Savings (MW) | Technical Potential | 0 | 0 | 0 | 0 | 0 | 0 | 0 | 0 | 0 | 0 | 0 | 0 | 0 | 0 | 0 | 0 | 0 | 0 | 0 | 0 | 0 | 0 | 0 | 0 | 0 | 0 | 0 | 0 | 0 | 0 | 0
F6_Industrial_Paper and Printing_Existing_Space Heating_Natural Gas_Strategic Energy Management_A_Technical Potential | F6 | Industrial | Paper and Printing | Existing | Space Heating | Natural Gas | Strategic Energy Management | A | Incremental Winter Peak Savings (MW) | Technical Potential | 0 | 0 | 0 | 0 | 0 | 0 | 0 | 0 | 0 | 0 | 0 | 0 | 0 | 0 | 0 | 0 | 0 | 0 | 0 | 0 | 0 | 0 | 0 | 0 | 0 | 0 | 0 | 0 | 0 | 0 | 0
F7_Industrial_Paper and Printing_Existing_Space Heating_Natural Gas_Strategic Energy Management_A_Technical Potential | F7 | Industrial | Paper and Printing | Existing | Space Heating | Natural Gas | Strategic Energy Management | A | Cumulative Energy Savings (MWh or mTherms) | Technical Potential | 0 | 0 | 0 | 0 | 0 | 0.053958 | 0.1071 | 0.15884 | 0.20946 | 0.25887 | 0.30633 | 0.35234 | 0.39698 | 0.43936 | 0.48029 | 0.51963 | 0.55788 | 0.5955 | 0.63208 | 0.66841 | 0.70404 | 0.73849 | 0.77289 | 0.80684 | 0.84027 | 0.8336 | 0.8278 | 0.82221 | 0 | 0 | 0
F8_Industrial_Paper and Printing_Existing_Space Heating_Natural Gas_Strategic Energy Management_A_Technical Potential | F8 | Industrial | Paper and Printing | Existing | Space Heating | Natural Gas | Strategic Energy Management | A | Cumulative Summer Peak Savings (MW) | Technical Potential | 0 | 0 | 0 | 0 | 0 | 0 | 0 | 0 | 0 | 0 | 0 | 0 | 0 | 0 | 0 | 0 | 0 | 0 | 0 | 0 | 0 | 0 | 0 | 0 | 0 | 0 | 0 | 0 | 0 | 0 | 0
F9_Industrial_Paper and Printing_Existing_Space Heating_Natural Gas_Strategic Energy Management_A_Technical Potential | F9 | Industrial | Paper and Printing | Existing | Space Heating | Natural Gas | Strategic Energy Management | A | Cumulative Winter Peak Savings (MW) | Technical Potential | 0 | 0 | 0 | 0 | 0 | 0 | 0 | 0 | 0 | 0 | 0 | 0 | 0 | 0 | 0 | 0 | 0 | 0 | 0 | 0 | 0 | 0 | 0 | 0 | 0 | 0 | 0 | 0 | 0 | 0 | 0
F10_Industrial_Paper and Printing_Existing_Space Heating_Natural Gas_Strategic Energy Management_A_Technical Potential | F10 | Industrial | Paper and Printing | Existing | Space Heating | Natural Gas | Strategic Energy Management | A | Purchases (Incremental) | Technical Potential | 0 | 0 | 0 | 0 | 0 | 0.96307 | 0.96254 | 0.95687 | 0.95739 | 0.95818 | 0.94601 | 0.94342 | 0.94151 | 0.92656 | 0.93009 | 0.92123 | 0.92134 | 0.91671 | 0.90853 | 0.90961 | 0.90585 | 0.90232 | 0.89903 | 0.89598 | 0.89315 | 0 | 0 | 0 | 0 | 0 | 0
F11_Industrial_Paper and Printing_Existing_Space Heating_Natural Gas_Strategic Energy Management_A_Technical Potential | F11 | Industrial | Paper and Printing | Existing | Space Heating | Natural Gas | Strategic Energy Management | A | Purchases (Cumulative) | Technical Potential | 0 | 0 | 0 | 0 | 0 | 0.96307 | 1.9256 | 2.8825 | 3.8399 | 4.798 | 5.7441 | 6.6875 | 7.629 | 8.5555 | 9.4856 | 10.4069 | 11.3282 | 12.2449 | 13.1534 | 14.0631 | 14.9689 | 15.8712 | 16.7703 | 17.6662 | 18.5594 | 18.5594 | 18.5594 | 18.5594 | 18.5594 | 18.5594 | 18.5594
F1_Industrial_Paper and Printing_Existing_Process_Natural Gas_Strategic Energy Management_A_Technical Potential | F1 | Industrial | Paper and Printing | Existing | Process | Natural Gas | Strategic Energy Management | A | Integrated Unit Energy Savings (kWh or therms) | Technical Potential | 0 | 0 | 0 | 0 | 0 | 56.7871 | 56.6878 | 56.5872 | 56.4867 | 56.3842 | 56.2751 | 56.175 | 56.08 | 55.9797 | 55.9034 | 55.8226 | 55.7602 | 55.6991 | 55.6384 | 55.593 | 55.5425 | 55.496 | 55.4498 | 55.4039 | 55.3582 | 55.3538 | 55.3498 | 55.3461 | 0 | 0 | 0
F2_Industrial_Paper and Printing_Existing_Process_Natural Gas_Strategic Energy Management_A_Technical Potential | F2 | Industrial | Paper and Printing | Existing | Process | Natural Gas | Strategic Energy Management | A | Integrated Unit Summer Peak Savings (kW) | Technical Potential | 0 | 0 | 0 | 0 | 0 | 0 | 0 | 0 | 0 | 0 | 0 | 0 | 0 | 0 | 0 | 0 | 0 | 0 | 0 | 0 | 0 | 0 | 0 | 0 | 0 | 0 | 0 | 0 | 0 | 0 | 0
F3_Industrial_Paper and Printing_Existing_Process_Natural Gas_Strategic Energy Management_A_Technical Potential | F3 | Industrial | Paper and Printing | Existing | Process | Natural Gas | Strategic Energy Management | A | Integrated Unit Winter Peak Savings (kW) | Technical Potential | 0 | 0 | 0 | 0 | 0 | 0 | 0 | 0 | 0 | 0 | 0 | 0 | 0 | 0 | 0 | 0 | 0 | 0 | 0 | 0 | 0 | 0 | 0 | 0 | 0 | 0 | 0 | 0 | 0 | 0 | 0
F4_Industrial_Paper and Printing_Existing_Process_Natural Gas_Strategic Energy Management_A_Technical Potential | F4 | Industrial | Paper and Printing | Existing | Process | Natural Gas | Strategic Energy Management | A | Incremental Energy Savings (MWh or mTherms) | Technical Potential | 0 | 0 | 0 | 0 | 0 | 0.25365 | 0.25307 | 0.25113 | 0.25082 | 0.25057 | 0.24691 | 0.24579 | 0.24488 | 0.24056 | 0.24115 | 0.23851 | 0.23827 | 0.23681 | 0.23444 | 0.23453 | 0.23335 | 0.23224 | 0.23121 | 0.23023 | 0.22931 | 0 | 0 | 0 | 0 | 0 | 0
F5_Industrial_Paper and Printing_Existing_Process_Natural Gas_Strategic Energy Management_A_Technical Potential | F5 | Industrial | Paper and Printing | Existing | Process | Natural Gas | Strategic Energy Management | A | Incremental Summer Peak Savings (MW) | Technical Potential | 0 | 0 | 0 | 0 | 0 | 0 | 0 | 0 | 0 | 0 | 0 | 0 | 0 | 0 | 0 | 0 | 0 | 0 | 0 | 0 | 0 | 0 | 0 | 0 | 0 | 0 | 0 | 0 | 0 | 0 | 0
F6_Industrial_Paper and Printing_Existing_Process_Natural Gas_Strategic Energy Management_A_Technical Potential | F6 | Industrial | Paper and Printing | Existing | Process | Natural Gas | Strategic Energy Management | A | Incremental Winter Peak Savings (MW) | Technical Potential | 0 | 0 | 0 | 0 | 0 | 0 | 0 | 0 | 0 | 0 | 0 | 0 | 0 | 0 | 0 | 0 | 0 | 0 | 0 | 0 | 0 | 0 | 0 | 0 | 0 | 0 | 0 | 0 | 0 | 0 | 0
F7_Industrial_Paper and Printing_Existing_Process_Natural Gas_Strategic Energy Management_A_Technical Potential | F7 | Industrial | Paper and Printing | Existing | Process | Natural Gas | Strategic Energy Management | A | Cumulative Energy Savings (MWh or mTherms) | Technical Potential | 0 | 0 | 0 | 0 | 0 | 0.25365 | 0.50627 | 0.7565 | 1.006 | 1.2547 | 1.4992 | 1.7423 | 1.9843 | 2.2213 | 2.4594 | 2.6943 | 2.9296 | 3.1632 | 3.3942 | 3.6259 | 3.856 | 4.085 | 4.3128 | 4.5395 | 4.7651 | 4.7647 | 4.7643 | 4.764 | 0 | 0 | 0
F8_Industrial_Paper and Printing_Existing_Process_Natural Gas_Strategic Energy Management_A_Technical Potential | F8 | Industrial | Paper and Printing | Existing | Process | Natural Gas | Strategic Energy Management | A | Cumulative Summer Peak Savings (MW) | Technical Potential | 0 | 0 | 0 | 0 | 0 | 0 | 0 | 0 | 0 | 0 | 0 | 0 | 0 | 0 | 0 | 0 | 0 | 0 | 0 | 0 | 0 | 0 | 0 | 0 | 0 | 0 | 0 | 0 | 0 | 0 | 0
F9_Industrial_Paper and Printing_Existing_Process_Natural Gas_Strategic Energy Management_A_Technical Potential | F9 | Industrial | Paper and Printing | Existing | Process | Natural Gas | Strategic Energy Management | A | Cumulative Winter Peak Savings (MW) | Technical Potential | 0 | 0 | 0 | 0 | 0 | 0 | 0 | 0 | 0 | 0 | 0 | 0 | 0 | 0 | 0 | 0 | 0 | 0 | 0 | 0 | 0 | 0 | 0 | 0 | 0 | 0 | 0 | 0 | 0 | 0 | 0
F10_Industrial_Paper and Printing_Existing_Process_Natural Gas_Strategic Energy Management_A_Technical Potential | F10 | Industrial | Paper and Printing | Existing | Process | Natural Gas | Strategic Energy Management | A | Purchases (Incremental) | Technical Potential | 0 | 0 | 0 | 0 | 0 | 4.4666 | 4.4642 | 4.4379 | 4.4403 | 4.4439 | 4.3875 | 4.3755 | 4.3666 | 4.2973 | 4.3137 | 4.2726 | 4.2731 | 4.2516 | 4.2137 | 4.2187 | 4.2012 | 4.1849 | 4.1696 | 4.1555 | 4.1424 | 0 | 0 | 0 | 0 | 0 | 0
F11_Industrial_Paper and Printing_Existing_Process_Natural Gas_Strategic Energy Management_A_Technical Potential | F11 | Industrial | Paper and Printing | Existing | Process | Natural Gas | Strategic Energy Management | A | Purchases (Cumulative) | Technical Potential | 0 | 0 | 0 | 0 | 0 | 4.4666 | 8.9308 | 13.3687 | 17.8089 | 22.2529 | 26.6404 | 31.0159 | 35.3825 | 39.6798 | 43.9935 | 48.266 | 52.5391 | 56.7907 | 61.0044 | 65.2231 | 69.4243 | 73.6092 | 77.7788 | 81.9343 | 86.0766 | 86.0766 | 86.0766 | 86.0766 | 86.0766 | 86.0766 | 86.0766
F1_Industrial_Paper and Printing_Existing_Miscellaneous_Natural Gas_Strategic Energy Management_A_Technical Potential | F1 | Industrial | Paper and Printing | Existing | Miscellaneous | Natural Gas | Strategic Energy Management | A | Integrated Unit Energy Savings (kWh or therms) | Technical Potential | 0 | 0 | 0 | 0 | 0 | 18.0192 | 18.0192 | 18.0192 | 18.0192 | 18.0192 | 18.0192 | 18.0192 | 18.0192 | 18.0192 | 18.0192 | 18.0192 | 18.0192 | 18.0192 | 18.0192 | 18.0192 | 18.0192 | 18.0192 | 18.0192 | 18.0192 | 18.0192 | 18.0192 | 18.0192 | 18.0192 | 0 | 0 | 0
F2_Industrial_Paper and Printing_Existing_Miscellaneous_Natural Gas_Strategic Energy Management_A_Technical Potential | F2 | Industrial | Paper and Printing | Existing | Miscellaneous | Natural Gas | Strategic Energy Management | A | Integrated Unit Summer Peak Savings (kW) | Technical Potential | 0 | 0 | 0 | 0 | 0 | 0 | 0 | 0 | 0 | 0 | 0 | 0 | 0 | 0 | 0 | 0 | 0 | 0 | 0 | 0 | 0 | 0 | 0 | 0 | 0 | 0 | 0 | 0 | 0 | 0 | 0
F3_Industrial_Paper and Printing_Existing_Miscellaneous_Natural Gas_Strategic Energy Management_A_Technical Potential | F3 | Industrial | Paper and Printing | Existing | Miscellaneous | Natural Gas | Strategic Energy Management | A | Integrated Unit Winter Peak Savings (kW) | Technical Potential | 0 | 0 | 0 | 0 | 0 | 0 | 0 | 0 | 0 | 0 | 0 | 0 | 0 | 0 | 0 | 0 | 0 | 0 | 0 | 0 | 0 | 0 | 0 | 0 | 0 | 0 | 0 | 0 | 0 | 0 | 0
F4_Industrial_Paper and Printing_Existing_Miscellaneous_Natural Gas_Strategic Energy Management_A_Technical Potential | F4 | Industrial | Paper and Printing | Existing | Miscellaneous | Natural Gas | Strategic Energy Management | A | Incremental Energy Savings (MWh or mTherms) | Technical Potential | 0 | 0 | 0 | 0 | 0 | 0.020121 | 0.02011 | 0.019992 | 0.020002 | 0.020019 | 0.019765 | 0.019711 | 0.019671 | 0.019358 | 0.019432 | 0.019247 | 0.019249 | 0.019153 | 0.018982 | 0.019004 | 0.018926 | 0.018852 | 0.018783 | 0.01872 | 0.018661 | 0 | 0 | 0 | 0 | 0 | 0
F5_Industrial_Paper and Printing_Existing_Miscellaneous_Natural Gas_Strategic Energy Management_A_Technical Potential | F5 | Industrial | Paper and Printing | Existing | Miscellaneous | Natural Gas | Strategic Energy Management | A | Incremental Summer Peak Savings (MW) | Technical Potential | 0 | 0 | 0 | 0 | 0 | 0 | 0 | 0 | 0 | 0 | 0 | 0 | 0 | 0 | 0 | 0 | 0 | 0 | 0 | 0 | 0 | 0 | 0 | 0 | 0 | 0 | 0 | 0 | 0 | 0 | 0
F6_Industrial_Paper and Printing_Existing_Miscellaneous_Natural Gas_Strategic Energy Management_A_Technical Potential | F6 | Industrial | Paper and Printing | Existing | Miscellaneous | Natural Gas | Strategic Energy Management | A | Incremental Winter Peak Savings (MW) | Technical Potential | 0 | 0 | 0 | 0 | 0 | 0 | 0 | 0 | 0 | 0 | 0 | 0 | 0 | 0 | 0 | 0 | 0 | 0 | 0 | 0 | 0 | 0 | 0 | 0 | 0 | 0 | 0 | 0 | 0 | 0 | 0
F7_Industrial_Paper and Printing_Existing_Miscellaneous_Natural Gas_Strategic Energy Management_A_Technical Potential | F7 | Industrial | Paper and Printing | Existing | Miscellaneous | Natural Gas | Strategic Energy Management | A | Cumulative Energy Savings (MWh or mTherms) | Technical Potential | 0 | 0 | 0 | 0 | 0 | 0.020121 | 0.040232 | 0.060223 | 0.080226 | 0.10024 | 0.12001 | 0.13972 | 0.15939 | 0.17875 | 0.19818 | 0.21743 | 0.23668 | 0.25583 | 0.27481 | 0.29382 | 0.31274 | 0.33159 | 0.35038 | 0.3691 | 0.38776 | 0.38776 | 0.38776 | 0.38776 | 0 | 0 | 0
F8_Industrial_Paper and Printing_Existing_Miscellaneous_Natural Gas_Strategic Energy Management_A_Technical Potential | F8 | Industrial | Paper and Printing | Existing | Miscellaneous | Natural Gas | Strategic Energy Management | A | Cumulative Summer Peak Savings (MW) | Technical Potential | 0 | 0 | 0 | 0 | 0 | 0 | 0 | 0 | 0 | 0 | 0 | 0 | 0 | 0 | 0 | 0 | 0 | 0 | 0 | 0 | 0 | 0 | 0 | 0 | 0 | 0 | 0 | 0 | 0 | 0 | 0
F9_Industrial_Paper and Printing_Existing_Miscellaneous_Natural Gas_Strategic Energy Management_A_Technical Potential | F9 | Industrial | Paper and Printing | Existing | Miscellaneous | Natural Gas | Strategic Energy Management | A | Cumulative Winter Peak Savings (MW) | Technical Potential | 0 | 0 | 0 | 0 | 0 | 0 | 0 | 0 | 0 | 0 | 0 | 0 | 0 | 0 | 0 | 0 | 0 | 0 | 0 | 0 | 0 | 0 | 0 | 0 | 0 | 0 | 0 | 0 | 0 | 0 | 0
F10_Industrial_Paper and Printing_Existing_Miscellaneous_Natural Gas_Strategic Energy Management_A_Technical Potential | F10 | Industrial | Paper and Printing | Existing | Miscellaneous | Natural Gas | Strategic Energy Management | A | Purchases (Incremental) | Technical Potential | 0 | 0 | 0 | 0 | 0 | 1.1167 | 1.116 | 1.1095 | 1.1101 | 1.111 | 1.0969 | 1.0939 | 1.0917 | 1.0743 | 1.0784 | 1.0681 | 1.0683 | 1.0629 | 1.0534 | 1.0547 | 1.0503 | 1.0462 | 1.0424 | 1.0389 | 1.0356 | 0 | 0 | 0 | 0 | 0 | 0
F11_Industrial_Paper and Printing_Existing_Miscellaneous_Natural Gas_Strategic Energy Management_A_Technical Potential | F11 | Industrial | Paper and Printing | Existing | Miscellaneous | Natural Gas | Strategic Energy Management | A | Purchases (Cumulative) | Technical Potential | 0 | 0 | 0 | 0 | 0 | 1.1167 | 2.2327 | 3.3422 | 4.4522 | 5.5632 | 6.6601 | 7.754 | 8.8456 | 9.9199 | 10.9984 | 12.0665 | 13.1348 | 14.1977 | 15.2511 | 16.3058 | 17.3561 | 18.4023 | 19.4447 | 20.4836 | 21.5192 | 21.5192 | 21.5192 | 21.5192 | 21.5192 | 21.5192 | 21.5192
F1_Industrial_Paper and Printing_Existing_Space Heating_Natural Gas_Commissioning_A_Technical Potential | F1 | Industrial | Paper and Printing | Existing | Space Heating | Natural Gas | Commissioning | A | Integrated Unit Energy Savings (kWh or therms) | Technical Potential | 0 | 0 | 0 | 0 | 0 | 67.4608 | 67.0074 | 66.4217 | 65.7881 | 65.109 | 64.3969 | 63.66 | 62.9112 | 62.1263 | 61.2867 | 60.4696 | 59.6651 | 58.9448 | 58.2684 | 57.6505 | 57.0679 | 56.4759 | 55.9563 | 55.47 | 55.0057 | 54.5703 | 54.1918 | 53.8266 | 0 | 0 | 0
F2_Industrial_Paper and Printing_Existing_Space Heating_Natural Gas_Commissioning_A_Technical Potential | F2 | Industrial | Paper and Printing | Existing | Space Heating | Natural Gas | Commissioning | A | Integrated Unit Summer Peak Savings (kW) | Technical Potential | 0 | 0 | 0 | 0 | 0 | 0 | 0 | 0 | 0 | 0 | 0 | 0 | 0 | 0 | 0 | 0 | 0 | 0 | 0 | 0 | 0 | 0 | 0 | 0 | 0 | 0 | 0 | 0 | 0 | 0 | 0
F3_Industrial_Paper and Printing_Existing_Space Heating_Natural Gas_Commissioning_A_Technical Potential | F3 | Industrial | Paper and Printing | Existing | Space Heating | Natural Gas | Commissioning | A | Integrated Unit Winter Peak Savings (kW) | Technical Potential | 0 | 0 | 0 | 0 | 0 | 0 | 0 | 0 | 0 | 0 | 0 | 0 | 0 | 0 | 0 | 0 | 0 | 0 | 0 | 0 | 0 | 0 | 0 | 0 | 0 | 0 | 0 | 0 | 0 | 0 | 0
F4_Industrial_Paper and Printing_Existing_Space Heating_Natural Gas_Commissioning_A_Technical Potential | F4 | Industrial | Paper and Printing | Existing | Space Heating | Natural Gas | Commissioning | A | Incremental Energy Savings (MWh or mTherms) | Technical Potential | 0 | 0 | 0 | 0 | 0 | 0 | 0 | 0 | 0 | 0 | 0 | 0 | 0 | 0 | 0 | 0 | 0 | 0 | 0 | 0 | 0 | 0 | 0 | 0 | 0 | 0 | 0 | 0 | 0 | 0 | 0
F5_Industrial_Paper and Printing_Existing_Space Heating_Natural Gas_Commissioning_A_Technical Potential | F5 | Industrial | Paper and Printing | Existing | Space Heating | Natural Gas | Commissioning | A | Incremental Summer Peak Savings (MW) | Technical Potential | 0 | 0 | 0 | 0 | 0 | 0 | 0 | 0 | 0 | 0 | 0 | 0 | 0 | 0 | 0 | 0 | 0 | 0 | 0 | 0 | 0 | 0 | 0 | 0 | 0 | 0 | 0 | 0 | 0 | 0 | 0
F6_Industrial_Paper and Printing_Existing_Space Heating_Natural Gas_Commissioning_A_Technical Potential | F6 | Industrial | Paper and Printing | Existing | Space Heating | Natural Gas | Commissioning | A | Incremental Winter Peak Savings (MW) | Technical Potential | 0 | 0 | 0 | 0 | 0 | 0 | 0 | 0 | 0 | 0 | 0 | 0 | 0 | 0 | 0 | 0 | 0 | 0 | 0 | 0 | 0 | 0 | 0 | 0 | 0 | 0 | 0 | 0 | 0 | 0 | 0
F7_Industrial_Paper and Printing_Existing_Space Heating_Natural Gas_Commissioning_A_Technical Potential | F7 | Industrial | Paper and Printing | Existing | Space Heating | Natural Gas | Commissioning | A | Cumulative Energy Savings (MWh or mTherms) | Technical Potential | 0 | 0 | 0 | 0 | 0 | 0 | 0 | 0 | 0 | 0 | 0 | 0 | 0 | 0 | 0 | 0 | 0 | 0 | 0 | 0 | 0 | 0 | 0 | 0 | 0 | 0 | 0 | 0 | 0 | 0 | 0
F8_Industrial_Paper and Printing_Existing_Space Heating_Natural Gas_Commissioning_A_Technical Potential | F8 | Industrial | Paper and Printing | Existing | Space Heating | Natural Gas | Commissioning | A | Cumulative Summer Peak Savings (MW) | Technical Potential | 0 | 0 | 0 | 0 | 0 | 0 | 0 | 0 | 0 | 0 | 0 | 0 | 0 | 0 | 0 | 0 | 0 | 0 | 0 | 0 | 0 | 0 | 0 | 0 | 0 | 0 | 0 | 0 | 0 | 0 | 0
F9_Industrial_Paper and Printing_Existing_Space Heating_Natural Gas_Commissioning_A_Technical Potential | F9 | Industrial | Paper and Printing | Existing | Space Heating | Natural Gas | Commissioning | A | Cumulative Winter Peak Savings (MW) | Technical Potential | 0 | 0 | 0 | 0 | 0 | 0 | 0 | 0 | 0 | 0 | 0 | 0 | 0 | 0 | 0 | 0 | 0 | 0 | 0 | 0 | 0 | 0 | 0 | 0 | 0 | 0 | 0 | 0 | 0 | 0 | 0
F10_Industrial_Paper and Printing_Existing_Space Heating_Natural Gas_Commissioning_A_Technical Potential | F10 | Industrial | Paper and Printing | Existing | Space Heating | Natural Gas | Commissioning | A | Purchases (Incremental) | Technical Potential | 0 | 0 | 0 | 0 | 0 | 0 | 0 | 0 | 0 | 0 | 0 | 0 | 0 | 0 | 0 | 0 | 0 | 0 | 0 | 0 | 0 | 0 | 0 | 0 | 0 | 0 | 0 | 0 | 0 | 0 | 0
F11_Industrial_Paper and Printing_Existing_Space Heating_Natural Gas_Commissioning_A_Technical Potential | F11 | Industrial | Paper and Printing | Existing | Space Heating | Natural Gas | Commissioning | A | Purchases (Cumulative) | Technical Potential | 0 | 0 | 0 | 0 | 0 | 0 | 0 | 0 | 0 | 0 | 0 | 0 | 0 | 0 | 0 | 0 | 0 | 0 | 0 | 0 | 0 | 0 | 0 | 0 | 0 | 0 | 0 | 0 | 0 | 0 | 0
F1_Industrial_Paper and Printing_Existing_Process_Natural Gas_Commissioning_A_Technical Potential | F1 | Industrial | Paper and Printing | Existing | Process | Natural Gas | Commissioning | A | Integrated Unit Energy Savings (kWh or therms) | Technical Potential | 0 | 0 | 0 | 0 | 0 | 317.5129 | 317.5129 | 317.5129 | 317.5129 | 317.5129 | 317.5129 | 317.5129 | 317.5129 | 317.5129 | 317.5129 | 317.5129 | 317.5129 | 317.5129 | 317.5129 | 317.5129 | 317.5129 | 317.5129 | 317.5129 | 317.5129 | 317.5129 | 317.5129 | 317.5129 | 317.5129 | 0 | 0 | 0
F2_Industrial_Paper and Printing_Existing_Process_Natural Gas_Commissioning_A_Technical Potential | F2 | Industrial | Paper and Printing | Existing | Process | Natural Gas | Commissioning | A | Integrated Unit Summer Peak Savings (kW) | Technical Potential | 0 | 0 | 0 | 0 | 0 | 0 | 0 | 0 | 0 | 0 | 0 | 0 | 0 | 0 | 0 | 0 | 0 | 0 | 0 | 0 | 0 | 0 | 0 | 0 | 0 | 0 | 0 | 0 | 0 | 0 | 0
F3_Industrial_Paper and Printing_Existing_Process_Natural Gas_Commissioning_A_Technical Potential | F3 | Industrial | Paper and Printing | Existing | Process | Natural Gas | Commissioning | A | Integrated Unit Winter Peak Savings (kW) | Technical Potential | 0 | 0 | 0 | 0 | 0 | 0 | 0 | 0 | 0 | 0 | 0 | 0 | 0 | 0 | 0 | 0 | 0 | 0 | 0 | 0 | 0 | 0 | 0 | 0 | 0 | 0 | 0 | 0 | 0 | 0 | 0
F4_Industrial_Paper and Printing_Existing_Process_Natural Gas_Commissioning_A_Technical Potential | F4 | Industrial | Paper and Printing | Existing | Process | Natural Gas | Commissioning | A | Incremental Energy Savings (MWh or mTherms) | Technical Potential | 0 | 0 | 0 | 0 | 0 | 0 | 0 | 0 | 0 | 0 | 0 | 0 | 0 | 0 | 0 | 0 | 0 | 0 | 0 | 0 | 0 | 0 | 0 | 0 | 0 | 0 | 0 | 0 | 0 | 0 | 0
F5_Industrial_Paper and Printing_Existing_Process_Natural Gas_Commissioning_A_Technical Potential | F5 | Industrial | Paper and Printing | Existing | Process | Natural Gas | Commissioning | A | Incremental Summer Peak Savings (MW) | Technical Potential | 0 | 0 | 0 | 0 | 0 | 0 | 0 | 0 | 0 | 0 | 0 | 0 | 0 | 0 | 0 | 0 | 0 | 0 | 0 | 0 | 0 | 0 | 0 | 0 | 0 | 0 | 0 | 0 | 0 | 0 | 0
F6_Industrial_Paper and Printing_Existing_Process_Natural Gas_Commissioning_A_Technical Potential | F6 | Industrial | Paper and Printing | Existing | Process | Natural Gas | Commissioning | A | Incremental Winter Peak Savings (MW) | Technical Potential | 0 | 0 | 0 | 0 | 0 | 0 | 0 | 0 | 0 | 0 | 0 | 0 | 0 | 0 | 0 | 0 | 0 | 0 | 0 | 0 | 0 | 0 | 0 | 0 | 0 | 0 | 0 | 0 | 0 | 0 | 0
F7_Industrial_Paper and Printing_Existing_Process_Natural Gas_Commissioning_A_Technical Potential | F7 | Industrial | Paper and Printing | Existing | Process | Natural Gas | Commissioning | A | Cumulative Energy Savings (MWh or mTherms) | Technical Potential | 0 | 0 | 0 | 0 | 0 | 0 | 0 | 0 | 0 | 0 | 0 | 0 | 0 | 0 | 0 | 0 | 0 | 0 | 0 | 0 | 0 | 0 | 0 | 0 | 0 | 0 | 0 | 0 | 0 | 0 | 0
F8_Industrial_Paper and Printing_Existing_Process_Natural Gas_Commissioning_A_Technical Potential | F8 | Industrial | Paper and Printing | Existing | Process | Natural Gas | Commissioning | A | Cumulative Summer Peak Savings (MW) | Technical Potential | 0 | 0 | 0 | 0 | 0 | 0 | 0 | 0 | 0 | 0 | 0 | 0 | 0 | 0 | 0 | 0 | 0 | 0 | 0 | 0 | 0 | 0 | 0 | 0 | 0 | 0 | 0 | 0 | 0 | 0 | 0
F9_Industrial_Paper and Printing_Existing_Process_Natural Gas_Commissioning_A_Technical Potential | F9 | Industrial | Paper and Printing | Existing | Process | Natural Gas | Commissioning | A | Cumulative Winter Peak Savings (MW) | Technical Potential | 0 | 0 | 0 | 0 | 0 | 0 | 0 | 0 | 0 | 0 | 0 | 0 | 0 | 0 | 0 | 0 | 0 | 0 | 0 | 0 | 0 | 0 | 0 | 0 | 0 | 0 | 0 | 0 | 0 | 0 | 0
F10_Industrial_Paper and Printing_Existing_Process_Natural Gas_Commissioning_A_Technical Potential | F10 | Industrial | Paper and Printing | Existing | Process | Natural Gas | Commissioning | A | Purchases (Incremental) | Technical Potential | 0 | 0 | 0 | 0 | 0 | 0 | 0 | 0 | 0 | 0 | 0 | 0 | 0 | 0 | 0 | 0 | 0 | 0 | 0 | 0 | 0 | 0 | 0 | 0 | 0 | 0 | 0 | 0 | 0 | 0 | 0
F11_Industrial_Paper and Printing_Existing_Process_Natural Gas_Commissioning_A_Technical Potential | F11 | Industrial | Paper and Printing | Existing | Process | Natural Gas | Commissioning | A | Purchases (Cumulative) | Technical Potential | 0 | 0 | 0 | 0 | 0 | 0 | 0 | 0 | 0 | 0 | 0 | 0 | 0 | 0 | 0 | 0 | 0 | 0 | 0 | 0 | 0 | 0 | 0 | 0 | 0 | 0 | 0 | 0 | 0 | 0 | 0
F1_Industrial_Paper and Printing_Existing_Space Heating_Natural Gas_Retrocommissioning_A_Technical Potential | F1 | Industrial | Paper and Printing | Existing | Space Heating | Natural Gas | Retrocommissioning | A | Integrated Unit Energy Savings (kWh or therms) | Technical Potential | 0 | 0 | 0 | 0 | 0 | 9.3685 | 9.3043 | 9.2218 | 9.1328 | 9.0375 | 8.9377 | 8.8347 | 8.7302 | 8.6207 | 8.5038 | 8.3901 | 8.2782 | 8.1781 | 8.084 | 7.9982 | 7.9172 | 7.835 | 7.7629 | 7.6954 | 7.631 | 7.5706 | 7.518 | 7.4674 | 0 | 0 | 0
F2_Industrial_Paper and Printing_Existing_Space Heating_Natural Gas_Retrocommissioning_A_Technical Potential | F2 | Industrial | Paper and Printing | Existing | Space Heating | Natural Gas | Retrocommissioning | A | Integrated Unit Summer Peak Savings (kW) | Technical Potential | 0 | 0 | 0 | 0 | 0 | 0 | 0 | 0 | 0 | 0 | 0 | 0 | 0 | 0 | 0 | 0 | 0 | 0 | 0 | 0 | 0 | 0 | 0 | 0 | 0 | 0 | 0 | 0 | 0 | 0 | 0
F3_Industrial_Paper and Printing_Existing_Space Heating_Natural Gas_Retrocommissioning_A_Technical Potential | F3 | Industrial | Paper and Printing | Existing | Space Heating | Natural Gas | Retrocommissioning | A | Integrated Unit Winter Peak Savings (kW) | Technical Potential | 0 | 0 | 0 | 0 | 0 | 0 | 0 | 0 | 0 | 0 | 0 | 0 | 0 | 0 | 0 | 0 | 0 | 0 | 0 | 0 | 0 | 0 | 0 | 0 | 0 | 0 | 0 | 0 | 0 | 0 | 0
F4_Industrial_Paper and Printing_Existing_Space Heating_Natural Gas_Retrocommissioning_A_Technical Potential | F4 | Industrial | Paper and Printing | Existing | Space Heating | Natural Gas | Retrocommissioning | A | Incremental Energy Savings (MWh or mTherms) | Technical Potential | 0 | 0 | 0 | 0 | 0 | 0.0081366 | 0.0080765 | 0.0079577 | 0.0078851 | 0.0078093 | 0.007625 | 0.0075165 | 0.0074125 | 0.0072033 | 0.0071328 | 0.0069703 | 0.0068782 | 0.0067608 | 0.0066234 | 0.0065609 | 0.0064676 | 0.0063756 | 0.0062939 | 0.006218 | 0.0061464 | 0 | 0 | 0 | 0 | 0 | 0
F5_Industrial_Paper and Printing_Existing_Space Heating_Natural Gas_Retrocommissioning_A_Technical Potential | F5 | Industrial | Paper and Printing | Existing | Space Heating | Natural Gas | Retrocommissioning | A | Incremental Summer Peak Savings (MW) | Technical Potential | 0 | 0 | 0 | 0 | 0 | 0 | 0 | 0 | 0 | 0 | 0 | 0 | 0 | 0 | 0 | 0 | 0 | 0 | 0 | 0 | 0 | 0 | 0 | 0 | 0 | 0 | 0 | 0 | 0 | 0 | 0
F6_Industrial_Paper and Printing_Existing_Space Heating_Natural Gas_Retrocommissioning_A_Technical Potential | F6 | Industrial | Paper and Printing | Existing | Space Heating | Natural Gas | Retrocommissioning | A | Incremental Winter Peak Savings (MW) | Technical Potential | 0 | 0 | 0 | 0 | 0 | 0 | 0 | 0 | 0 | 0 | 0 | 0 | 0 | 0 | 0 | 0 | 0 | 0 | 0 | 0 | 0 | 0 | 0 | 0 | 0 | 0 | 0 | 0 | 0 | 0 | 0
F7_Industrial_Paper and Printing_Existing_Space Heating_Natural Gas_Retrocommissioning_A_Technical Potential | F7 | Industrial | Paper and Printing | Existing | Space Heating | Natural Gas | Retrocommissioning | A | Cumulative Energy Savings (MWh or mTherms) | Technical Potential | 0 | 0 | 0 | 0 | 0 | 0.0081366 | 0.016157 | 0.023972 | 0.031626 | 0.039105 | 0.046298 | 0.053281 | 0.060063 | 0.066513 | 0.072744 | 0.078741 | 0.08457 | 0.090307 | 0.095892 | 0.10143 | 0.10688 | 0.11214 | 0.1174 | 0.1226 | 0.12772 | 0.12671 | 0.12583 | 0.12498 | 0 | 0 | 0
F8_Industrial_Paper and Printing_Existing_Space Heating_Natural Gas_Retrocommissioning_A_Technical Potential | F8 | Industrial | Paper and Printing | Existing | Space Heating | Natural Gas | Retrocommissioning | A | Cumulative Summer Peak Savings (MW) | Technical Potential | 0 | 0 | 0 | 0 | 0 | 0 | 0 | 0 | 0 | 0 | 0 | 0 | 0 | 0 | 0 | 0 | 0 | 0 | 0 | 0 | 0 | 0 | 0 | 0 | 0 | 0 | 0 | 0 | 0 | 0 | 0
F9_Industrial_Paper and Printing_Existing_Space Heating_Natural Gas_Retrocommissioning_A_Technical Potential | F9 | Industrial | Paper and Printing | Existing | Space Heating | Natural Gas | Retrocommissioning | A | Cumulative Winter Peak Savings (MW) | Technical Potential | 0 | 0 | 0 | 0 | 0 | 0 | 0 | 0 | 0 | 0 | 0 | 0 | 0 | 0 | 0 | 0 | 0 | 0 | 0 | 0 | 0 | 0 | 0 | 0 | 0 | 0 | 0 | 0 | 0 | 0 | 0
F10_Industrial_Paper and Printing_Existing_Space Heating_Natural Gas_Retrocommissioning_A_Technical Potential | F10 | Industrial | Paper and Printing | Existing | Space Heating | Natural Gas | Retrocommissioning | A | Purchases (Incremental) | Technical Potential | 0 | 0 | 0 | 0 | 0 | 0.86851 | 0.86804 | 0.86292 | 0.86338 | 0.8641 | 0.85312 | 0.85079 | 0.84907 | 0.83558 | 0.83877 | 0.83077 | 0.83088 | 0.8267 | 0.81933 | 0.8203 | 0.8169 | 0.81373 | 0.81076 | 0.80801 | 0.80546 | 0 | 0 | 0 | 0 | 0 | 0
F11_Industrial_Paper and Printing_Existing_Space Heating_Natural Gas_Retrocommissioning_A_Technical Potential | F11 | Industrial | Paper and Printing | Existing | Space Heating | Natural Gas | Retrocommissioning | A | Purchases (Cumulative) | Technical Potential | 0 | 0 | 0 | 0 | 0 | 0.86851 | 1.7365 | 2.5995 | 3.4628 | 4.3269 | 5.1801 | 6.0309 | 6.8799 | 7.7155 | 8.5543 | 9.3851 | 10.2159 | 11.0426 | 11.862 | 12.6823 | 13.4992 | 14.3129 | 15.1237 | 15.9317 | 16.7371 | 16.7371 | 16.7371 | 16.7371 | 16.7371 | 16.7371 | 16.7371
F1_Industrial_Paper and Printing_Existing_Process_Natural Gas_Retrocommissioning_A_Technical Potential | F1 | Industrial | Paper and Printing | Existing | Process | Natural Gas | Retrocommissioning | A | Integrated Unit Energy Savings (kWh or therms) | Technical Potential | 0 | 0 | 0 | 0 | 0 | 0 | 0 | 0 | 0 | 0 | 0 | 0 | 0 | 0 | 0 | 0 | 0 | 0 | 0 | 0 | 0 | 0 | 0 | 0 | 0 | 0 | 0 | 0 | 0 | 0 | 0
F2_Industrial_Paper and Printing_Existing_Process_Natural Gas_Retrocommissioning_A_Technical Potential | F2 | Industrial | Paper and Printing | Existing | Process | Natural Gas | Retrocommissioning | A | Integrated Unit Summer Peak Savings (kW) | Technical Potential | 0 | 0 | 0 | 0 | 0 | 0 | 0 | 0 | 0 | 0 | 0 | 0 | 0 | 0 | 0 | 0 | 0 | 0 | 0 | 0 | 0 | 0 | 0 | 0 | 0 | 0 | 0 | 0 | 0 | 0 | 0
F3_Industrial_Paper and Printing_Existing_Process_Natural Gas_Retrocommissioning_A_Technical Potential | F3 | Industrial | Paper and Printing | Existing | Process | Natural Gas | Retrocommissioning | A | Integrated Unit Winter Peak Savings (kW) | Technical Potential | 0 | 0 | 0 | 0 | 0 | 0 | 0 | 0 | 0 | 0 | 0 | 0 | 0 | 0 | 0 | 0 | 0 | 0 | 0 | 0 | 0 | 0 | 0 | 0 | 0 | 0 | 0 | 0 | 0 | 0 | 0
F4_Industrial_Paper and Printing_Existing_Process_Natural Gas_Retrocommissioning_A_Technical Potential | F4 | Industrial | Paper and Printing | Existing | Process | Natural Gas | Retrocommissioning | A | Incremental Energy Savings (MWh or mTherms) | Technical Potential | 0 | 0 | 0 | 0 | 0 | 0 | 0 | 0 | 0 | 0 | 0 | 0 | 0 | 0 | 0 | 0 | 0 | 0 | 0 | 0 | 0 | 0 | 0 | 0 | 0 | 0 | 0 | 0 | 0 | 0 | 0
F5_Industrial_Paper and Printing_Existing_Process_Natural Gas_Retrocommissioning_A_Technical Potential | F5 | Industrial | Paper and Printing | Existing | Process | Natural Gas | Retrocommissioning | A | Incremental Summer Peak Savings (MW) | Technical Potential | 0 | 0 | 0 | 0 | 0 | 0 | 0 | 0 | 0 | 0 | 0 | 0 | 0 | 0 | 0 | 0 | 0 | 0 | 0 | 0 | 0 | 0 | 0 | 0 | 0 | 0 | 0 | 0 | 0 | 0 | 0
F6_Industrial_Paper and Printing_Existing_Process_Natural Gas_Retrocommissioning_A_Technical Potential | F6 | Industrial | Paper and Printing | Existing | Process | Natural Gas | Retrocommissioning | A | Incremental Winter Peak Savings (MW) | Technical Potential | 0 | 0 | 0 | 0 | 0 | 0 | 0 | 0 | 0 | 0 | 0 | 0 | 0 | 0 | 0 | 0 | 0 | 0 | 0 | 0 | 0 | 0 | 0 | 0 | 0 | 0 | 0 | 0 | 0 | 0 | 0
F7_Industrial_Paper and Printing_Existing_Process_Natural Gas_Retrocommissioning_A_Technical Potential | F7 | Industrial | Paper and Printing | Existing | Process | Natural Gas | Retrocommissioning | A | Cumulative Energy Savings (MWh or mTherms) | Technical Potential | 0 | 0 | 0 | 0 | 0 | 0 | 0 | 0 | 0 | 0 | 0 | 0 | 0 | 0 | 0 | 0 | 0 | 0 | 0 | 0 | 0 | 0 | 0 | 0 | 0 | 0 | 0 | 0 | 0 | 0 | 0
F8_Industrial_Paper and Printing_Existing_Process_Natural Gas_Retrocommissioning_A_Technical Potential | F8 | Industrial | Paper and Printing | Existing | Process | Natural Gas | Retrocommissioning | A | Cumulative Summer Peak Savings (MW) | Technical Potential | 0 | 0 | 0 | 0 | 0 | 0 | 0 | 0 | 0 | 0 | 0 | 0 | 0 | 0 | 0 | 0 | 0 | 0 | 0 | 0 | 0 | 0 | 0 | 0 | 0 | 0 | 0 | 0 | 0 | 0 | 0
F9_Industrial_Paper and Printing_Existing_Process_Natural Gas_Retrocommissioning_A_Technical Potential | F9 | Industrial | Paper and Printing | Existing | Process | Natural Gas | Retrocommissioning | A | Cumulative Winter Peak Savings (MW) | Technical Potential | 0 | 0 | 0 | 0 | 0 | 0 | 0 | 0 | 0 | 0 | 0 | 0 | 0 | 0 | 0 | 0 | 0 | 0 | 0 | 0 | 0 | 0 | 0 | 0 | 0 | 0 | 0 | 0 | 0 | 0 | 0
F10_Industrial_Paper and Printing_Existing_Process_Natural Gas_Retrocommissioning_A_Technical Potential | F10 | Industrial | Paper and Printing | Existing | Process | Natural Gas | Retrocommissioning | A | Purchases (Incremental) | Technical Potential | 0 | 0 | 0 | 0 | 0 | 0.86851 | 0.86804 | 0.86292 | 0.86338 | 0.8641 | 0.85312 | 0.85079 | 0.84907 | 0.83558 | 0.83877 | 0.83077 | 0.83088 | 0.8267 | 0.81933 | 0.8203 | 0.8169 | 0.81373 | 0.81076 | 0.80801 | 0.80546 | 0 | 0 | 0 | 0 | 0 | 0
F11_Industrial_Paper and Printing_Existing_Process_Natural Gas_Retrocommissioning_A_Technical Potential | F11 | Industrial | Paper and Printing | Existing | Process | Natural Gas | Retrocommissioning | A | Purchases (Cumulative) | Technical Potential | 0 | 0 | 0 | 0 | 0 | 0.86851 | 1.7365 | 2.5995 | 3.4628 | 4.3269 | 5.1801 | 6.0309 | 6.8799 | 7.7155 | 8.5543 | 9.3851 | 10.2159 | 11.0426 | 11.862 | 12.6823 | 13.4992 | 14.3129 | 15.1237 | 15.9317 | 16.7371 | 16.7371 | 16.7371 | 16.7371 | 16.7371 | 16.7371 | 16.7371
F1_Industrial_Paper and Printing_New_Space Heating_Natural Gas_Insulation - Roof/Ceiling_A_Technical Potential | F1 | Industrial | Paper and Printing | New | Space Heating | Natural Gas | Insulation - Roof/Ceiling | A | Integrated Unit Energy Savings (kWh or therms) | Technical Potential | 0 | 0 | 0 | 0 | 0 | 0.091584 | 0.088792 | 0.086722 | 0.085112 | 0.08379 | 0.082699 | 0.081406 | 0.080014 | 0.078595 | 0.077179 | 0.075866 | 0.074657 | 0.074229 | 0.073417 | 0.072812 | 0.072387 | 0.072076 | 0.071979 | 0.072013 | 0.072131 | 0.072299 | 0.072461 | 0.072622 | 0 | 0 | 0
F2_Industrial_Paper and Printing_New_Space Heating_Natural Gas_Insulation - Roof/Ceiling_A_Technical Potential | F2 | Industrial | Paper and Printing | New | Space Heating | Natural Gas | Insulation - Roof/Ceiling | A | Integrated Unit Summer Peak Savings (kW) | Technical Potential | 0 | 0 | 0 | 0 | 0 | 0 | 0 | 0 | 0 | 0 | 0 | 0 | 0 | 0 | 0 | 0 | 0 | 0 | 0 | 0 | 0 | 0 | 0 | 0 | 0 | 0 | 0 | 0 | 0 | 0 | 0
F3_Industrial_Paper and Printing_New_Space Heating_Natural Gas_Insulation - Roof/Ceiling_A_Technical Potential | F3 | Industrial | Paper and Printing | New | Space Heating | Natural Gas | Insulation - Roof/Ceiling | A | Integrated Unit Winter Peak Savings (kW) | Technical Potential | 0 | 0 | 0 | 0 | 0 | 0 | 0 | 0 | 0 | 0 | 0 | 0 | 0 | 0 | 0 | 0 | 0 | 0 | 0 | 0 | 0 | 0 | 0 | 0 | 0 | 0 | 0 | 0 | 0 | 0 | 0
F4_Industrial_Paper and Printing_New_Space Heating_Natural Gas_Insulation - Roof/Ceiling_A_Technical Potential | F4 | Industrial | Paper and Printing | New | Space Heating | Natural Gas | Insulation - Roof/Ceiling | A | Incremental Energy Savings (MWh or mTherms) | Technical Potential | 0 | 0 | 0 | 0 | 0 | 0 | 0 | 0 | 0 | 0 | 0 | 0 | 0 | 0 | 0 | 0 | 0 | 0 | 0 | 0 | 0 | 0 | 0 | 0 | 0 | 0 | 0 | 0 | 0 | 0 | 0
F5_Industrial_Paper and Printing_New_Space Heating_Natural Gas_Insulation - Roof/Ceiling_A_Technical Potential | F5 | Industrial | Paper and Printing | New | Space Heating | Natural Gas | Insulation - Roof/Ceiling | A | Incremental Summer Peak Savings (MW) | Technical Potential | 0 | 0 | 0 | 0 | 0 | 0 | 0 | 0 | 0 | 0 | 0 | 0 | 0 | 0 | 0 | 0 | 0 | 0 | 0 | 0 | 0 | 0 | 0 | 0 | 0 | 0 | 0 | 0 | 0 | 0 | 0
F6_Industrial_Paper and Printing_New_Space Heating_Natural Gas_Insulation - Roof/Ceiling_A_Technical Potential | F6 | Industrial | Paper and Printing | New | Space Heating | Natural Gas | Insulation - Roof/Ceiling | A | Incremental Winter Peak Savings (MW) | Technical Potential | 0 | 0 | 0 | 0 | 0 | 0 | 0 | 0 | 0 | 0 | 0 | 0 | 0 | 0 | 0 | 0 | 0 | 0 | 0 | 0 | 0 | 0 | 0 | 0 | 0 | 0 | 0 | 0 | 0 | 0 | 0
F7_Industrial_Paper and Printing_New_Space Heating_Natural Gas_Insulation - Roof/Ceiling_A_Technical Potential | F7 | Industrial | Paper and Printing | New | Space Heating | Natural Gas | Insulation - Roof/Ceiling | A | Cumulative Energy Savings (MWh or mTherms) | Technical Potential | 0 | 0 | 0 | 0 | 0 | 0 | 0 | 0 | 0 | 0 | 0 | 0 | 0 | 0 | 0 | 0 | 0 | 0 | 0 | 0 | 0 | 0 | 0 | 0 | 0 | 0 | 0 | 0 | 0 | 0 | 0
F8_Industrial_Paper and Printing_New_Space Heating_Natural Gas_Insulation - Roof/Ceiling_A_Technical Potential | F8 | Industrial | Paper and Printing | New | Space Heating | Natural Gas | Insulation - Roof/Ceiling | A | Cumulative Summer Peak Savings (MW) | Technical Potential | 0 | 0 | 0 | 0 | 0 | 0 | 0 | 0 | 0 | 0 | 0 | 0 | 0 | 0 | 0 | 0 | 0 | 0 | 0 | 0 | 0 | 0 | 0 | 0 | 0 | 0 | 0 | 0 | 0 | 0 | 0
F9_Industrial_Paper and Printing_New_Space Heating_Natural Gas_Insulation - Roof/Ceiling_A_Technical Potential | F9 | Industrial | Paper and Printing | New | Space Heating | Natural Gas | Insulation - Roof/Ceiling | A | Cumulative Winter Peak Savings (MW) | Technical Potential | 0 | 0 | 0 | 0 | 0 | 0 | 0 | 0 | 0 | 0 | 0 | 0 | 0 | 0 | 0 | 0 | 0 | 0 | 0 | 0 | 0 | 0 | 0 | 0 | 0 | 0 | 0 | 0 | 0 | 0 | 0
F10_Industrial_Paper and Printing_New_Space Heating_Natural Gas_Insulation - Roof/Ceiling_A_Technical Potential | F10 | Industrial | Paper and Printing | New | Space Heating | Natural Gas | Insulation - Roof/Ceiling | A | Purchases (Incremental) | Technical Potential | 0 | 0 | 0 | 0 | 0 | 0 | 0 | 0 | 0 | 0 | 0 | 0 | 0 | 0 | 0 | 0 | 0 | 0 | 0 | 0 | 0 | 0 | 0 | 0 | 0 | 0 | 0 | 0 | 0 | 0 | 0
F11_Industrial_Paper and Printing_New_Space Heating_Natural Gas_Insulation - Roof/Ceiling_A_Technical Potential | F11 | Industrial | Paper and Printing | New | Space Heating | Natural Gas | Insulation - Roof/Ceiling | A | Purchases (Cumulative) | Technical Potential | 0 | 0 | 0 | 0 | 0 | 0 | 0 | 0 | 0 | 0 | 0 | 0 | 0 | 0 | 0 | 0 | 0 | 0 | 0 | 0 | 0 | 0 | 0 | 0 | 0 | 0 | 0 | 0 | 0 | 0 | 0
F1_Industrial_Paper and Printing_New_Space Heating_Natural Gas_Insulation - Wall Cavity_A_Technical Potential | F1 | Industrial | Paper and Printing | New | Space Heating | Natural Gas | Insulation - Wall Cavity | A | Integrated Unit Energy Savings (kWh or therms) | Technical Potential | 0 | 0 | 0 | 0 | 0 | 0.016494 | 0.015991 | 0.015618 | 0.015328 | 0.01509 | 0.014893 | 0.01466 | 0.01441 | 0.014154 | 0.013899 | 0.013663 | 0.013445 | 0.013368 | 0.013222 | 0.013113 | 0.013036 | 0.01298 | 0.012963 | 0.012969 | 0.01299 | 0.01302 | 0.01305 | 0.013079 | 0 | 0 | 0
F2_Industrial_Paper and Printing_New_Space Heating_Natural Gas_Insulation - Wall Cavity_A_Technical Potential | F2 | Industrial | Paper and Printing | New | Space Heating | Natural Gas | Insulation - Wall Cavity | A | Integrated Unit Summer Peak Savings (kW) | Technical Potential | 0 | 0 | 0 | 0 | 0 | 0 | 0 | 0 | 0 | 0 | 0 | 0 | 0 | 0 | 0 | 0 | 0 | 0 | 0 | 0 | 0 | 0 | 0 | 0 | 0 | 0 | 0 | 0 | 0 | 0 | 0
F3_Industrial_Paper and Printing_New_Space Heating_Natural Gas_Insulation - Wall Cavity_A_Technical Potential | F3 | Industrial | Paper and Printing | New | Space Heating | Natural Gas | Insulation - Wall Cavity | A | Integrated Unit Winter Peak Savings (kW) | Technical Potential | 0 | 0 | 0 | 0 | 0 | 0 | 0 | 0 | 0 | 0 | 0 | 0 | 0 | 0 | 0 | 0 | 0 | 0 | 0 | 0 | 0 | 0 | 0 | 0 | 0 | 0 | 0 | 0 | 0 | 0 | 0
F4_Industrial_Paper and Printing_New_Space Heating_Natural Gas_Insulation - Wall Cavity_A_Technical Potential | F4 | Industrial | Paper and Printing | New | Space Heating | Natural Gas | Insulation - Wall Cavity | A | Incremental Energy Savings (MWh or mTherms) | Technical Potential | 0 | 0 | 0 | 0 | 0 | 0 | 0 | 0 | 0 | 0 | 0 | 0 | 0 | 0 | 0 | 0 | 0 | 0 | 0 | 0 | 0 | 0 | 0 | 0 | 0 | 0 | 0 | 0 | 0 | 0 | 0
F5_Industrial_Paper and Printing_New_Space Heating_Natural Gas_Insulation - Wall Cavity_A_Technical Potential | F5 | Industrial | Paper and Printing | New | Space Heating | Natural Gas | Insulation - Wall Cavity | A | Incremental Summer Peak Savings (MW) | Technical Potential | 0 | 0 | 0 | 0 | 0 | 0 | 0 | 0 | 0 | 0 | 0 | 0 | 0 | 0 | 0 | 0 | 0 | 0 | 0 | 0 | 0 | 0 | 0 | 0 | 0 | 0 | 0 | 0 | 0 | 0 | 0
F6_Industrial_Paper and Printing_New_Space Heating_Natural Gas_Insulation - Wall Cavity_A_Technical Potential | F6 | Industrial | Paper and Printing | New | Space Heating | Natural Gas | Insulation - Wall Cavity | A | Incremental Winter Peak Savings (MW) | Technical Potential | 0 | 0 | 0 | 0 | 0 | 0 | 0 | 0 | 0 | 0 | 0 | 0 | 0 | 0 | 0 | 0 | 0 | 0 | 0 | 0 | 0 | 0 | 0 | 0 | 0 | 0 | 0 | 0 | 0 | 0 | 0
F7_Industrial_Paper and Printing_New_Space Heating_Natural Gas_Insulation - Wall Cavity_A_Technical Potential | F7 | Industrial | Paper and Printing | New | Space Heating | Natural Gas | Insulation - Wall Cavity | A | Cumulative Energy Savings (MWh or mTherms) | Technical Potential | 0 | 0 | 0 | 0 | 0 | 0 | 0 | 0 | 0 | 0 | 0 | 0 | 0 | 0 | 0 | 0 | 0 | 0 | 0 | 0 | 0 | 0 | 0 | 0 | 0 | 0 | 0 | 0 | 0 | 0 | 0
F8_Industrial_Paper and Printing_New_Space Heating_Natural Gas_Insulation - Wall Cavity_A_Technical Potential | F8 | Industrial | Paper and Printing | New | Space Heating | Natural Gas | Insulation - Wall Cavity | A | Cumulative Summer Peak Savings (MW) | Technical Potential | 0 | 0 | 0 | 0 | 0 | 0 | 0 | 0 | 0 | 0 | 0 | 0 | 0 | 0 | 0 | 0 | 0 | 0 | 0 | 0 | 0 | 0 | 0 | 0 | 0 | 0 | 0 | 0 | 0 | 0 | 0
F9_Industrial_Paper and Printing_New_Space Heating_Natural Gas_Insulation - Wall Cavity_A_Technical Potential | F9 | Industrial | Paper and Printing | New | Space Heating | Natural Gas | Insulation - Wall Cavity | A | Cumulative Winter Peak Savings (MW) | Technical Potential | 0 | 0 | 0 | 0 | 0 | 0 | 0 | 0 | 0 | 0 | 0 | 0 | 0 | 0 | 0 | 0 | 0 | 0 | 0 | 0 | 0 | 0 | 0 | 0 | 0 | 0 | 0 | 0 | 0 | 0 | 0
F10_Industrial_Paper and Printing_New_Space Heating_Natural Gas_Insulation - Wall Cavity_A_Technical Potential | F10 | Industrial | Paper and Printing | New | Space Heating | Natural Gas | Insulation - Wall Cavity | A | Purchases (Incremental) | Technical Potential | 0 | 0 | 0 | 0 | 0 | 0 | 0 | 0 | 0 | 0 | 0 | 0 | 0 | 0 | 0 | 0 | 0 | 0 | 0 | 0 | 0 | 0 | 0 | 0 | 0 | 0 | 0 | 0 | 0 | 0 | 0
F11_Industrial_Paper and Printing_New_Space Heating_Natural Gas_Insulation - Wall Cavity_A_Technical Potential | F11 | Industrial | Paper and Printing | New | Space Heating | Natural Gas | Insulation - Wall Cavity | A | Purchases (Cumulative) | Technical Potential | 0 | 0 | 0 | 0 | 0 | 0 | 0 | 0 | 0 | 0 | 0 | 0 | 0 | 0 | 0 | 0 | 0 | 0 | 0 | 0 | 0 | 0 | 0 | 0 | 0 | 0 | 0 | 0 | 0 | 0 | 0
F1_Industrial_Paper and Printing_New_Space Heating_Natural Gas_Insulation - Ducting_A_Technical Potential | F1 | Industrial | Paper and Printing | New | Space Heating | Natural Gas | Insulation - Ducting | A | Integrated Unit Energy Savings (kWh or therms) | Technical Potential | 0 | 0 | 0 | 0 | 0 | 0 | 0 | 0 | 0 | 0 | 0 | 0 | 0 | 0 | 0 | 0 | 0 | 0 | 0 | 0 | 0 | 0 | 0 | 0 | 0 | 0 | 0 | 0 | 0 | 0 | 0
F2_Industrial_Paper and Printing_New_Space Heating_Natural Gas_Insulation - Ducting_A_Technical Potential | F2 | Industrial | Paper and Printing | New | Space Heating | Natural Gas | Insulation - Ducting | A | Integrated Unit Summer Peak Savings (kW) | Technical Potential | 0 | 0 | 0 | 0 | 0 | 0 | 0 | 0 | 0 | 0 | 0 | 0 | 0 | 0 | 0 | 0 | 0 | 0 | 0 | 0 | 0 | 0 | 0 | 0 | 0 | 0 | 0 | 0 | 0 | 0 | 0
F3_Industrial_Paper and Printing_New_Space Heating_Natural Gas_Insulation - Ducting_A_Technical Potential | F3 | Industrial | Paper and Printing | New | Space Heating | Natural Gas | Insulation - Ducting | A | Integrated Unit Winter Peak Savings (kW) | Technical Potential | 0 | 0 | 0 | 0 | 0 | 0 | 0 | 0 | 0 | 0 | 0 | 0 | 0 | 0 | 0 | 0 | 0 | 0 | 0 | 0 | 0 | 0 | 0 | 0 | 0 | 0 | 0 | 0 | 0 | 0 | 0
F4_Industrial_Paper and Printing_New_Space Heating_Natural Gas_Insulation - Ducting_A_Technical Potential | F4 | Industrial | Paper and Printing | New | Space Heating | Natural Gas | Insulation - Ducting | A | Incremental Energy Savings (MWh or mTherms) | Technical Potential | 0 | 0 | 0 | 0 | 0 | 0 | 0 | 0 | 0 | 0 | 0 | 0 | 0 | 0 | 0 | 0 | 0 | 0 | 0 | 0 | 0 | 0 | 0 | 0 | 0 | 0 | 0 | 0 | 0 | 0 | 0
F5_Industrial_Paper and Printing_New_Space Heating_Natural Gas_Insulation - Ducting_A_Technical Potential | F5 | Industrial | Paper and Printing | New | Space Heating | Natural Gas | Insulation - Ducting | A | Incremental Summer Peak Savings (MW) | Technical Potential | 0 | 0 | 0 | 0 | 0 | 0 | 0 | 0 | 0 | 0 | 0 | 0 | 0 | 0 | 0 | 0 | 0 | 0 | 0 | 0 | 0 | 0 | 0 | 0 | 0 | 0 | 0 | 0 | 0 | 0 | 0
F6_Industrial_Paper and Printing_New_Space Heating_Natural Gas_Insulation - Ducting_A_Technical Potential | F6 | Industrial | Paper and Printing | New | Space Heating | Natural Gas | Insulation - Ducting | A | Incremental Winter Peak Savings (MW) | Technical Potential | 0 | 0 | 0 | 0 | 0 | 0 | 0 | 0 | 0 | 0 | 0 | 0 | 0 | 0 | 0 | 0 | 0 | 0 | 0 | 0 | 0 | 0 | 0 | 0 | 0 | 0 | 0 | 0 | 0 | 0 | 0
F7_Industrial_Paper and Printing_New_Space Heating_Natural Gas_Insulation - Ducting_A_Technical Potential | F7 | Industrial | Paper and Printing | New | Space Heating | Natural Gas | Insulation - Ducting | A | Cumulative Energy Savings (MWh or mTherms) | Technical Potential | 0 | 0 | 0 | 0 | 0 | 0 | 0 | 0 | 0 | 0 | 0 | 0 | 0 | 0 | 0 | 0 | 0 | 0 | 0 | 0 | 0 | 0 | 0 | 0 | 0 | 0 | 0 | 0 | 0 | 0 | 0
F8_Industrial_Paper and Printing_New_Space Heating_Natural Gas_Insulation - Ducting_A_Technical Potential | F8 | Industrial | Paper and Printing | New | Space Heating | Natural Gas | Insulation - Ducting | A | Cumulative Summer Peak Savings (MW) | Technical Potential | 0 | 0 | 0 | 0 | 0 | 0 | 0 | 0 | 0 | 0 | 0 | 0 | 0 | 0 | 0 | 0 | 0 | 0 | 0 | 0 | 0 | 0 | 0 | 0 | 0 | 0 | 0 | 0 | 0 | 0 | 0
F9_Industrial_Paper and Printing_New_Space Heating_Natural Gas_Insulation - Ducting_A_Technical Potential | F9 | Industrial | Paper and Printing | New | Space Heating | Natural Gas | Insulation - Ducting | A | Cumulative Winter Peak Savings (MW) | Technical Potential | 0 | 0 | 0 | 0 | 0 | 0 | 0 | 0 | 0 | 0 | 0 | 0 | 0 | 0 | 0 | 0 | 0 | 0 | 0 | 0 | 0 | 0 | 0 | 0 | 0 | 0 | 0 | 0 | 0 | 0 | 0
F10_Industrial_Paper and Printing_New_Space Heating_Natural Gas_Insulation - Ducting_A_Technical Potential | F10 | Industrial | Paper and Printing | New | Space Heating | Natural Gas | Insulation - Ducting | A | Purchases (Incremental) | Technical Potential | 0 | 0 | 0 | 0 | 0 | 0 | 0 | 0 | 0 | 0 | 0 | 0 | 0 | 0 | 0 | 0 | 0 | 0 | 0 | 0 | 0 | 0 | 0 | 0 | 0 | 0 | 0 | 0 | 0 | 0 | 0
F11_Industrial_Paper and Printing_New_Space Heating_Natural Gas_Insulation - Ducting_A_Technical Potential | F11 | Industrial | Paper and Printing | New | Space Heating | Natural Gas | Insulation - Ducting | A | Purchases (Cumulative) | Technical Potential | 0 | 0 | 0 | 0 | 0 | 0 | 0 | 0 | 0 | 0 | 0 | 0 | 0 | 0 | 0 | 0 | 0 | 0 | 0 | 0 | 0 | 0 | 0 | 0 | 0 | 0 | 0 | 0 | 0 | 0 | 0
F1_Industrial_Paper and Printing_New_Space Heating_Natural Gas_HVAC - Duct Repair and Sealing_A_Technical Potential | F1 | Industrial | Paper and Printing | New | Space Heating | Natural Gas | HVAC - Duct Repair and Sealing | A | Integrated Unit Energy Savings (kWh or therms) | Technical Potential | 0 | 0 | 0 | 0 | 0 | 0 | 0 | 0 | 0 | 0 | 0 | 0 | 0 | 0 | 0 | 0 | 0 | 0 | 0 | 0 | 0 | 0 | 0 | 0 | 0 | 0 | 0 | 0 | 0 | 0 | 0
F2_Industrial_Paper and Printing_New_Space Heating_Natural Gas_HVAC - Duct Repair and Sealing_A_Technical Potential | F2 | Industrial | Paper and Printing | New | Space Heating | Natural Gas | HVAC - Duct Repair and Sealing | A | Integrated Unit Summer Peak Savings (kW) | Technical Potential | 0 | 0 | 0 | 0 | 0 | 0 | 0 | 0 | 0 | 0 | 0 | 0 | 0 | 0 | 0 | 0 | 0 | 0 | 0 | 0 | 0 | 0 | 0 | 0 | 0 | 0 | 0 | 0 | 0 | 0 | 0
F3_Industrial_Paper and Printing_New_Space Heating_Natural Gas_HVAC - Duct Repair and Sealing_A_Technical Potential | F3 | Industrial | Paper and Printing | New | Space Heating | Natural Gas | HVAC - Duct Repair and Sealing | A | Integrated Unit Winter Peak Savings (kW) | Technical Potential | 0 | 0 | 0 | 0 | 0 | 0 | 0 | 0 | 0 | 0 | 0 | 0 | 0 | 0 | 0 | 0 | 0 | 0 | 0 | 0 | 0 | 0 | 0 | 0 | 0 | 0 | 0 | 0 | 0 | 0 | 0
F4_Industrial_Paper and Printing_New_Space Heating_Natural Gas_HVAC - Duct Repair and Sealing_A_Technical Potential | F4 | Industrial | Paper and Printing | New | Space Heating | Natural Gas | HVAC - Duct Repair and Sealing | A | Incremental Energy Savings (MWh or mTherms) | Technical Potential | 0 | 0 | 0 | 0 | 0 | 0 | 0 | 0 | 0 | 0 | 0 | 0 | 0 | 0 | 0 | 0 | 0 | 0 | 0 | 0 | 0 | 0 | 0 | 0 | 0 | 0 | 0 | 0 | 0 | 0 | 0
F5_Industrial_Paper and Printing_New_Space Heating_Natural Gas_HVAC - Duct Repair and Sealing_A_Technical Potential | F5 | Industrial | Paper and Printing | New | Space Heating | Natural Gas | HVAC - Duct Repair and Sealing | A | Incremental Summer Peak Savings (MW) | Technical Potential | 0 | 0 | 0 | 0 | 0 | 0 | 0 | 0 | 0 | 0 | 0 | 0 | 0 | 0 | 0 | 0 | 0 | 0 | 0 | 0 | 0 | 0 | 0 | 0 | 0 | 0 | 0 | 0 | 0 | 0 | 0
F6_Industrial_Paper and Printing_New_Space Heating_Natural Gas_HVAC - Duct Repair and Sealing_A_Technical Potential | F6 | Industrial | Paper and Printing | New | Space Heating | Natural Gas | HVAC - Duct Repair and Sealing | A | Incremental Winter Peak Savings (MW) | Technical Potential | 0 | 0 | 0 | 0 | 0 | 0 | 0 | 0 | 0 | 0 | 0 | 0 | 0 | 0 | 0 | 0 | 0 | 0 | 0 | 0 | 0 | 0 | 0 | 0 | 0 | 0 | 0 | 0 | 0 | 0 | 0
F7_Industrial_Paper and Printing_New_Space Heating_Natural Gas_HVAC - Duct Repair and Sealing_A_Technical Potential | F7 | Industrial | Paper and Printing | New | Space Heating | Natural Gas | HVAC - Duct Repair and Sealing | A | Cumulative Energy Savings (MWh or mTherms) | Technical Potential | 0 | 0 | 0 | 0 | 0 | 0 | 0 | 0 | 0 | 0 | 0 | 0 | 0 | 0 | 0 | 0 | 0 | 0 | 0 | 0 | 0 | 0 | 0 | 0 | 0 | 0 | 0 | 0 | 0 | 0 | 0
F8_Industrial_Paper and Printing_New_Space Heating_Natural Gas_HVAC - Duct Repair and Sealing_A_Technical Potential | F8 | Industrial | Paper and Printing | New | Space Heating | Natural Gas | HVAC - Duct Repair and Sealing | A | Cumulative Summer Peak Savings (MW) | Technical Potential | 0 | 0 | 0 | 0 | 0 | 0 | 0 | 0 | 0 | 0 | 0 | 0 | 0 | 0 | 0 | 0 | 0 | 0 | 0 | 0 | 0 | 0 | 0 | 0 | 0 | 0 | 0 | 0 | 0 | 0 | 0
F9_Industrial_Paper and Printing_New_Space Heating_Natural Gas_HVAC - Duct Repair and Sealing_A_Technical Potential | F9 | Industrial | Paper and Printing | New | Space Heating | Natural Gas | HVAC - Duct Repair and Sealing | A | Cumulative Winter Peak Savings (MW) | Technical Potential | 0 | 0 | 0 | 0 | 0 | 0 | 0 | 0 | 0 | 0 | 0 | 0 | 0 | 0 | 0 | 0 | 0 | 0 | 0 | 0 | 0 | 0 | 0 | 0 | 0 | 0 | 0 | 0 | 0 | 0 | 0
F10_Industrial_Paper and Printing_New_Space Heating_Natural Gas_HVAC - Duct Repair and Sealing_A_Technical Potential | F10 | Industrial | Paper and Printing | New | Space Heating | Natural Gas | HVAC - Duct Repair and Sealing | A | Purchases (Incremental) | Technical Potential | 0 | 0 | 0 | 0 | 0 | 0 | 0 | 0 | 0 | 0 | 0 | 0 | 0 | 0 | 0 | 0 | 0 | 0 | 0 | 0 | 0 | 0 | 0 | 0 | 0 | 0 | 0 | 0 | 0 | 0 | 0
F11_Industrial_Paper and Printing_New_Space Heating_Natural Gas_HVAC - Duct Repair and Sealing_A_Technical Potential | F11 | Industrial | Paper and Printing | New | Space Heating | Natural Gas | HVAC - Duct Repair and Sealing | A | Purchases (Cumulative) | Technical Potential | 0 | 0 | 0 | 0 | 0 | 0 | 0 | 0 | 0 | 0 | 0 | 0 | 0 | 0 | 0 | 0 | 0 | 0 | 0 | 0 | 0 | 0 | 0 | 0 | 0 | 0 | 0 | 0 | 0 | 0 | 0
F1_Industrial_Paper and Printing_New_Space Heating_Natural Gas_Windows - High Efficiency_A_Technical Potential | F1 | Industrial | Paper and Printing | New | Space Heating | Natural Gas | Windows - High Efficiency | A | Integrated Unit Energy Savings (kWh or therms) | Technical Potential | 0 | 0 | 0 | 0 | 0 | 0.0052334 | 0.0050729 | 0.0049539 | 0.0048612 | 0.004785 | 0.0047221 | 0.0046477 | 0.0045676 | 0.0044861 | 0.0044047 | 0.0043293 | 0.0042598 | 0.0042349 | 0.0041881 | 0.0041531 | 0.0041286 | 0.0041107 | 0.0041049 | 0.0041067 | 0.0041133 | 0.0041232 | 0.0041328 | 0.0041422 | 0 | 0 | 0
F2_Industrial_Paper and Printing_New_Space Heating_Natural Gas_Windows - High Efficiency_A_Technical Potential | F2 | Industrial | Paper and Printing | New | Space Heating | Natural Gas | Windows - High Efficiency | A | Integrated Unit Summer Peak Savings (kW) | Technical Potential | 0 | 0 | 0 | 0 | 0 | 0 | 0 | 0 | 0 | 0 | 0 | 0 | 0 | 0 | 0 | 0 | 0 | 0 | 0 | 0 | 0 | 0 | 0 | 0 | 0 | 0 | 0 | 0 | 0 | 0 | 0
F3_Industrial_Paper and Printing_New_Space Heating_Natural Gas_Windows - High Efficiency_A_Technical Potential | F3 | Industrial | Paper and Printing | New | Space Heating | Natural Gas | Windows - High Efficiency | A | Integrated Unit Winter Peak Savings (kW) | Technical Potential | 0 | 0 | 0 | 0 | 0 | 0 | 0 | 0 | 0 | 0 | 0 | 0 | 0 | 0 | 0 | 0 | 0 | 0 | 0 | 0 | 0 | 0 | 0 | 0 | 0 | 0 | 0 | 0 | 0 | 0 | 0
F4_Industrial_Paper and Printing_New_Space Heating_Natural Gas_Windows - High Efficiency_A_Technical Potential | F4 | Industrial | Paper and Printing | New | Space Heating | Natural Gas | Windows - High Efficiency | A | Incremental Energy Savings (MWh or mTherms) | Technical Potential | 0 | 0 | 0 | 0 | 0 | 0 | 0 | 0 | 0 | 0 | 0 | 0 | 0 | 0 | 0 | 0 | 0 | 0 | 0 | 0 | 0 | 0 | 0 | 0 | 0 | 0 | 0 | 0 | 0 | 0 | 0
F5_Industrial_Paper and Printing_New_Space Heating_Natural Gas_Windows - High Efficiency_A_Technical Potential | F5 | Industrial | Paper and Printing | New | Space Heating | Natural Gas | Windows - High Efficiency | A | Incremental Summer Peak Savings (MW) | Technical Potential | 0 | 0 | 0 | 0 | 0 | 0 | 0 | 0 | 0 | 0 | 0 | 0 | 0 | 0 | 0 | 0 | 0 | 0 | 0 | 0 | 0 | 0 | 0 | 0 | 0 | 0 | 0 | 0 | 0 | 0 | 0
F6_Industrial_Paper and Printing_New_Space Heating_Natural Gas_Windows - High Efficiency_A_Technical Potential | F6 | Industrial | Paper and Printing | New | Space Heating | Natural Gas | Windows - High Efficiency | A | Incremental Winter Peak Savings (MW) | Technical Potential | 0 | 0 | 0 | 0 | 0 | 0 | 0 | 0 | 0 | 0 | 0 | 0 | 0 | 0 | 0 | 0 | 0 | 0 | 0 | 0 | 0 | 0 | 0 | 0 | 0 | 0 | 0 | 0 | 0 | 0 | 0
F7_Industrial_Paper and Printing_New_Space Heating_Natural Gas_Windows - High Efficiency_A_Technical Potential | F7 | Industrial | Paper and Printing | New | Space Heating | Natural Gas | Windows - High Efficiency | A | Cumulative Energy Savings (MWh or mTherms) | Technical Potential | 0 | 0 | 0 | 0 | 0 | 0 | 0 | 0 | 0 | 0 | 0 | 0 | 0 | 0 | 0 | 0 | 0 | 0 | 0 | 0 | 0 | 0 | 0 | 0 | 0 | 0 | 0 | 0 | 0 | 0 | 0
F8_Industrial_Paper and Printing_New_Space Heating_Natural Gas_Windows - High Efficiency_A_Technical Potential | F8 | Industrial | Paper and Printing | New | Space Heating | Natural Gas | Windows - High Efficiency | A | Cumulative Summer Peak Savings (MW) | Technical Potential | 0 | 0 | 0 | 0 | 0 | 0 | 0 | 0 | 0 | 0 | 0 | 0 | 0 | 0 | 0 | 0 | 0 | 0 | 0 | 0 | 0 | 0 | 0 | 0 | 0 | 0 | 0 | 0 | 0 | 0 | 0
F9_Industrial_Paper and Printing_New_Space Heating_Natural Gas_Windows - High Efficiency_A_Technical Potential | F9 | Industrial | Paper and Printing | New | Space Heating | Natural Gas | Windows - High Efficiency | A | Cumulative Winter Peak Savings (MW) | Technical Potential | 0 | 0 | 0 | 0 | 0 | 0 | 0 | 0 | 0 | 0 | 0 | 0 | 0 | 0 | 0 | 0 | 0 | 0 | 0 | 0 | 0 | 0 | 0 | 0 | 0 | 0 | 0 | 0 | 0 | 0 | 0
F10_Industrial_Paper and Printing_New_Space Heating_Natural Gas_Windows - High Efficiency_A_Technical Potential | F10 | Industrial | Paper and Printing | New | Space Heating | Natural Gas | Windows - High Efficiency | A | Purchases (Incremental) | Technical Potential | 0 | 0 | 0 | 0 | 0 | 0 | 0 | 0 | 0 | 0 | 0 | 0 | 0 | 0 | 0 | 0 | 0 | 0 | 0 | 0 | 0 | 0 | 0 | 0 | 0 | 0 | 0 | 0 | 0 | 0 | 0
F11_Industrial_Paper and Printing_New_Space Heating_Natural Gas_Windows - High Efficiency_A_Technical Potential | F11 | Industrial | Paper and Printing | New | Space Heating | Natural Gas | Windows - High Efficiency | A | Purchases (Cumulative) | Technical Potential | 0 | 0 | 0 | 0 | 0 | 0 | 0 | 0 | 0 | 0 | 0 | 0 | 0 | 0 | 0 | 0 | 0 | 0 | 0 | 0 | 0 | 0 | 0 | 0 | 0 | 0 | 0 | 0 | 0 | 0 | 0
F1_Industrial_Paper and Printing_New_Space Heating_Natural Gas_Gas Boiler - Maintenance_A_Technical Potential | F1 | Industrial | Paper and Printing | New | Space Heating | Natural Gas | Gas Boiler - Maintenance | A | Integrated Unit Energy Savings (kWh or therms) | Technical Potential | 0 | 0 | 0 | 0 | 0 | 0 | 0 | 0 | 0 | 0 | 0 | 0 | 0 | 0 | 0 | 0 | 0 | 0 | 0 | 0 | 0 | 0 | 0 | 0 | 0 | 0 | 0 | 0 | 0 | 0 | 0
F2_Industrial_Paper and Printing_New_Space Heating_Natural Gas_Gas Boiler - Maintenance_A_Technical Potential | F2 | Industrial | Paper and Printing | New | Space Heating | Natural Gas | Gas Boiler - Maintenance | A | Integrated Unit Summer Peak Savings (kW) | Technical Potential | 0 | 0 | 0 | 0 | 0 | 0 | 0 | 0 | 0 | 0 | 0 | 0 | 0 | 0 | 0 | 0 | 0 | 0 | 0 | 0 | 0 | 0 | 0 | 0 | 0 | 0 | 0 | 0 | 0 | 0 | 0
F3_Industrial_Paper and Printing_New_Space Heating_Natural Gas_Gas Boiler - Maintenance_A_Technical Potential | F3 | Industrial | Paper and Printing | New | Space Heating | Natural Gas | Gas Boiler - Maintenance | A | Integrated Unit Winter Peak Savings (kW) | Technical Potential | 0 | 0 | 0 | 0 | 0 | 0 | 0 | 0 | 0 | 0 | 0 | 0 | 0 | 0 | 0 | 0 | 0 | 0 | 0 | 0 | 0 | 0 | 0 | 0 | 0 | 0 | 0 | 0 | 0 | 0 | 0
F4_Industrial_Paper and Printing_New_Space Heating_Natural Gas_Gas Boiler - Maintenance_A_Technical Potential | F4 | Industrial | Paper and Printing | New | Space Heating | Natural Gas | Gas Boiler - Maintenance | A | Incremental Energy Savings (MWh or mTherms) | Technical Potential | 0 | 0 | 0 | 0 | 0 | 0 | 0 | 0 | 0 | 0 | 0 | 0 | 0 | 0 | 0 | 0 | 0 | 0 | 0 | 0 | 0 | 0 | 0 | 0 | 0 | 0 | 0 | 0 | 0 | 0 | 0
F5_Industrial_Paper and Printing_New_Space Heating_Natural Gas_Gas Boiler - Maintenance_A_Technical Potential | F5 | Industrial | Paper and Printing | New | Space Heating | Natural Gas | Gas Boiler - Maintenance | A | Incremental Summer Peak Savings (MW) | Technical Potential | 0 | 0 | 0 | 0 | 0 | 0 | 0 | 0 | 0 | 0 | 0 | 0 | 0 | 0 | 0 | 0 | 0 | 0 | 0 | 0 | 0 | 0 | 0 | 0 | 0 | 0 | 0 | 0 | 0 | 0 | 0
F6_Industrial_Paper and Printing_New_Space Heating_Natural Gas_Gas Boiler - Maintenance_A_Technical Potential | F6 | Industrial | Paper and Printing | New | Space Heating | Natural Gas | Gas Boiler - Maintenance | A | Incremental Winter Peak Savings (MW) | Technical Potential | 0 | 0 | 0 | 0 | 0 | 0 | 0 | 0 | 0 | 0 | 0 | 0 | 0 | 0 | 0 | 0 | 0 | 0 | 0 | 0 | 0 | 0 | 0 | 0 | 0 | 0 | 0 | 0 | 0 | 0 | 0
F7_Industrial_Paper and Printing_New_Space Heating_Natural Gas_Gas Boiler - Maintenance_A_Technical Potential | F7 | Industrial | Paper and Printing | New | Space Heating | Natural Gas | Gas Boiler - Maintenance | A | Cumulative Energy Savings (MWh or mTherms) | Technical Potential | 0 | 0 | 0 | 0 | 0 | 0 | 0 | 0 | 0 | 0 | 0 | 0 | 0 | 0 | 0 | 0 | 0 | 0 | 0 | 0 | 0 | 0 | 0 | 0 | 0 | 0 | 0 | 0 | 0 | 0 | 0
F8_Industrial_Paper and Printing_New_Space Heating_Natural Gas_Gas Boiler - Maintenance_A_Technical Potential | F8 | Industrial | Paper and Printing | New | Space Heating | Natural Gas | Gas Boiler - Maintenance | A | Cumulative Summer Peak Savings (MW) | Technical Potential | 0 | 0 | 0 | 0 | 0 | 0 | 0 | 0 | 0 | 0 | 0 | 0 | 0 | 0 | 0 | 0 | 0 | 0 | 0 | 0 | 0 | 0 | 0 | 0 | 0 | 0 | 0 | 0 | 0 | 0 | 0
F9_Industrial_Paper and Printing_New_Space Heating_Natural Gas_Gas Boiler - Maintenance_A_Technical Potential | F9 | Industrial | Paper and Printing | New | Space Heating | Natural Gas | Gas Boiler - Maintenance | A | Cumulative Winter Peak Savings (MW) | Technical Potential | 0 | 0 | 0 | 0 | 0 | 0 | 0 | 0 | 0 | 0 | 0 | 0 | 0 | 0 | 0 | 0 | 0 | 0 | 0 | 0 | 0 | 0 | 0 | 0 | 0 | 0 | 0 | 0 | 0 | 0 | 0
F10_Industrial_Paper and Printing_New_Space Heating_Natural Gas_Gas Boiler - Maintenance_A_Technical Potential | F10 | Industrial | Paper and Printing | New | Space Heating | Natural Gas | Gas Boiler - Maintenance | A | Purchases (Incremental) | Technical Potential | 0 | 0 | 0 | 0 | 0 | 0 | 0 | 0 | 0 | 0 | 0 | 0 | 0 | 0 | 0 | 0 | 0 | 0 | 0 | 0 | 0 | 0 | 0 | 0 | 0 | 0 | 0 | 0 | 0 | 0 | 0
F11_Industrial_Paper and Printing_New_Space Heating_Natural Gas_Gas Boiler - Maintenance_A_Technical Potential | F11 | Industrial | Paper and Printing | New | Space Heating | Natural Gas | Gas Boiler - Maintenance | A | Purchases (Cumulative) | Technical Potential | 0 | 0 | 0 | 0 | 0 | 0 | 0 | 0 | 0 | 0 | 0 | 0 | 0 | 0 | 0 | 0 | 0 | 0 | 0 | 0 | 0 | 0 | 0 | 0 | 0 | 0 | 0 | 0 | 0 | 0 | 0
F1_Industrial_Paper and Printing_New_Process_Natural Gas_Gas Boiler - Maintenance_A_Technical Potential | F1 | Industrial | Paper and Printing | New | Process | Natural Gas | Gas Boiler - Maintenance | A | Integrated Unit Energy Savings (kWh or therms) | Technical Potential | 0 | 0 | 0 | 0 | 0 | 55.8015 | 55.8015 | 55.8015 | 55.8015 | 55.8015 | 55.8015 | 55.8015 | 55.8015 | 55.8015 | 55.8015 | 55.8015 | 55.8015 | 55.8015 | 55.8015 | 55.8015 | 55.8015 | 55.8015 | 55.8015 | 55.8015 | 55.8015 | 55.8015 | 55.8015 | 55.8015 | 55.8015 | 55.8015 | 55.8015
F2_Industrial_Paper and Printing_New_Process_Natural Gas_Gas Boiler - Maintenance_A_Technical Potential | F2 | Industrial | Paper and Printing | New | Process | Natural Gas | Gas Boiler - Maintenance | A | Integrated Unit Summer Peak Savings (kW) | Technical Potential | 0 | 0 | 0 | 0 | 0 | 0 | 0 | 0 | 0 | 0 | 0 | 0 | 0 | 0 | 0 | 0 | 0 | 0 | 0 | 0 | 0 | 0 | 0 | 0 | 0 | 0 | 0 | 0 | 0 | 0 | 0
F3_Industrial_Paper and Printing_New_Process_Natural Gas_Gas Boiler - Maintenance_A_Technical Potential | F3 | Industrial | Paper and Printing | New | Process | Natural Gas | Gas Boiler - Maintenance | A | Integrated Unit Winter Peak Savings (kW) | Technical Potential | 0 | 0 | 0 | 0 | 0 | 0 | 0 | 0 | 0 | 0 | 0 | 0 | 0 | 0 | 0 | 0 | 0 | 0 | 0 | 0 | 0 | 0 | 0 | 0 | 0 | 0 | 0 | 0 | 0 | 0 | 0
F4_Industrial_Paper and Printing_New_Process_Natural Gas_Gas Boiler - Maintenance_A_Technical Potential | F4 | Industrial | Paper and Printing | New | Process | Natural Gas | Gas Boiler - Maintenance | A | Incremental Energy Savings (MWh or mTherms) | Technical Potential | 0 | 0 | 0 | 0 | 0 | 0.0033162 | 0.0027537 | 0.0022034 | 0.0033162 | 0.0027537 | 0.0022034 | 0.0033162 | 0.0027537 | 0.0022034 | 0.0033162 | 0.0027537 | 0.0022034 | 0.0033162 | 0.0027537 | 0.0022034 | 0.0033162 | 0.0027537 | 0.0022034 | 0.0033162 | 0.0027537 | 0.0022034 | 0.0033162 | 0.0027537 | 0.0022034 | 0.0033162 | 0.0027537
F5_Industrial_Paper and Printing_New_Process_Natural Gas_Gas Boiler - Maintenance_A_Technical Potential | F5 | Industrial | Paper and Printing | New | Process | Natural Gas | Gas Boiler - Maintenance | A | Incremental Summer Peak Savings (MW) | Technical Potential | 0 | 0 | 0 | 0 | 0 | 0 | 0 | 0 | 0 | 0 | 0 | 0 | 0 | 0 | 0 | 0 | 0 | 0 | 0 | 0 | 0 | 0 | 0 | 0 | 0 | 0 | 0 | 0 | 0 | 0 | 0
F6_Industrial_Paper and Printing_New_Process_Natural Gas_Gas Boiler - Maintenance_A_Technical Potential | F6 | Industrial | Paper and Printing | New | Process | Natural Gas | Gas Boiler - Maintenance | A | Incremental Winter Peak Savings (MW) | Technical Potential | 0 | 0 | 0 | 0 | 0 | 0 | 0 | 0 | 0 | 0 | 0 | 0 | 0 | 0 | 0 | 0 | 0 | 0 | 0 | 0 | 0 | 0 | 0 | 0 | 0 | 0 | 0 | 0 | 0 | 0 | 0
F7_Industrial_Paper and Printing_New_Process_Natural Gas_Gas Boiler - Maintenance_A_Technical Potential | F7 | Industrial | Paper and Printing | New | Process | Natural Gas | Gas Boiler - Maintenance | A | Cumulative Energy Savings (MWh or mTherms) | Technical Potential | 0 | 0 | 0 | 0 | 0 | 0.0033162 | 0.0060699 | 0.0082733 | 0.0082733 | 0.0082733 | 0.0082733 | 0.0082733 | 0.0082733 | 0.0082733 | 0.0082733 | 0.0082733 | 0.0082733 | 0.0082733 | 0.0082733 | 0.0082733 | 0.0082733 | 0.0082733 | 0.0082733 | 0.0082733 | 0.0082733 | 0.0082733 | 0.0082733 | 0.0082733 | 0 | 0 | 0
F8_Industrial_Paper and Printing_New_Process_Natural Gas_Gas Boiler - Maintenance_A_Technical Potential | F8 | Industrial | Paper and Printing | New | Process | Natural Gas | Gas Boiler - Maintenance | A | Cumulative Summer Peak Savings (MW) | Technical Potential | 0 | 0 | 0 | 0 | 0 | 0 | 0 | 0 | 0 | 0 | 0 | 0 | 0 | 0 | 0 | 0 | 0 | 0 | 0 | 0 | 0 | 0 | 0 | 0 | 0 | 0 | 0 | 0 | 0 | 0 | 0
F9_Industrial_Paper and Printing_New_Process_Natural Gas_Gas Boiler - Maintenance_A_Technical Potential | F9 | Industrial | Paper and Printing | New | Process | Natural Gas | Gas Boiler - Maintenance | A | Cumulative Winter Peak Savings (MW) | Technical Potential | 0 | 0 | 0 | 0 | 0 | 0 | 0 | 0 | 0 | 0 | 0 | 0 | 0 | 0 | 0 | 0 | 0 | 0 | 0 | 0 | 0 | 0 | 0 | 0 | 0 | 0 | 0 | 0 | 0 | 0 | 0
F10_Industrial_Paper and Printing_New_Process_Natural Gas_Gas Boiler - Maintenance_A_Technical Potential | F10 | Industrial | Paper and Printing | New | Process | Natural Gas | Gas Boiler - Maintenance | A | Purchases (Incremental) | Technical Potential | 0 | 0 | 0 | 0 | 0 | 0.059428 | 0.049349 | 0.039487 | 0.059428 | 0.049349 | 0.039487 | 0.059428 | 0.049349 | 0.039487 | 0.059428 | 0.049349 | 0.039487 | 0.059428 | 0.049349 | 0.039487 | 0.059428 | 0.049349 | 0.039487 | 0.059428 | 0.049349 | 0.039487 | 0.059428 | 0.049349 | 0.039487 | 0.059428 | 0.049349
F11_Industrial_Paper and Printing_New_Process_Natural Gas_Gas Boiler - Maintenance_A_Technical Potential | F11 | Industrial | Paper and Printing | New | Process | Natural Gas | Gas Boiler - Maintenance | A | Purchases (Cumulative) | Technical Potential | 0 | 0 | 0 | 0 | 0 | 0.059428 | 0.10878 | 0.14826 | 0.14826 | 0.14826 | 0.14826 | 0.14826 | 0.14826 | 0.14826 | 0.14826 | 0.14826 | 0.14826 | 0.14826 | 0.14826 | 0.14826 | 0.14826 | 0.14826 | 0.14826 | 0.14826 | 0.14826 | 0.14826 | 0.14826 | 0.14826 | 0.14826 | 0.14826 | 0.14826
F1_Industrial_Paper and Printing_New_Space Heating_Natural Gas_Gas Furnace - Maintenance_A_Technical Potential | F1 | Industrial | Paper and Printing | New | Space Heating | Natural Gas | Gas Furnace - Maintenance | A | Integrated Unit Energy Savings (kWh or therms) | Technical Potential | 0 | 0 | 0 | 0 | 0 | 0 | 0 | 0 | 0 | 0 | 0 | 0 | 0 | 0 | 0 | 0 | 0 | 0 | 0 | 0 | 0 | 0 | 0 | 0 | 0 | 0 | 0 | 0 | 0 | 0 | 0
F2_Industrial_Paper and Printing_New_Space Heating_Natural Gas_Gas Furnace - Maintenance_A_Technical Potential | F2 | Industrial | Paper and Printing | New | Space Heating | Natural Gas | Gas Furnace - Maintenance | A | Integrated Unit Summer Peak Savings (kW) | Technical Potential | 0 | 0 | 0 | 0 | 0 | 0 | 0 | 0 | 0 | 0 | 0 | 0 | 0 | 0 | 0 | 0 | 0 | 0 | 0 | 0 | 0 | 0 | 0 | 0 | 0 | 0 | 0 | 0 | 0 | 0 | 0
F3_Industrial_Paper and Printing_New_Space Heating_Natural Gas_Gas Furnace - Maintenance_A_Technical Potential | F3 | Industrial | Paper and Printing | New | Space Heating | Natural Gas | Gas Furnace - Maintenance | A | Integrated Unit Winter Peak Savings (kW) | Technical Potential | 0 | 0 | 0 | 0 | 0 | 0 | 0 | 0 | 0 | 0 | 0 | 0 | 0 | 0 | 0 | 0 | 0 | 0 | 0 | 0 | 0 | 0 | 0 | 0 | 0 | 0 | 0 | 0 | 0 | 0 | 0
F4_Industrial_Paper and Printing_New_Space Heating_Natural Gas_Gas Furnace - Maintenance_A_Technical Potential | F4 | Industrial | Paper and Printing | New | Space Heating | Natural Gas | Gas Furnace - Maintenance | A | Incremental Energy Savings (MWh or mTherms) | Technical Potential | 0 | 0 | 0 | 0 | 0 | 0 | 0 | 0 | 0 | 0 | 0 | 0 | 0 | 0 | 0 | 0 | 0 | 0 | 0 | 0 | 0 | 0 | 0 | 0 | 0 | 0 | 0 | 0 | 0 | 0 | 0
F5_Industrial_Paper and Printing_New_Space Heating_Natural Gas_Gas Furnace - Maintenance_A_Technical Potential | F5 | Industrial | Paper and Printing | New | Space Heating | Natural Gas | Gas Furnace - Maintenance | A | Incremental Summer Peak Savings (MW) | Technical Potential | 0 | 0 | 0 | 0 | 0 | 0 | 0 | 0 | 0 | 0 | 0 | 0 | 0 | 0 | 0 | 0 | 0 | 0 | 0 | 0 | 0 | 0 | 0 | 0 | 0 | 0 | 0 | 0 | 0 | 0 | 0
F6_Industrial_Paper and Printing_New_Space Heating_Natural Gas_Gas Furnace - Maintenance_A_Technical Potential | F6 | Industrial | Paper and Printing | New | Space Heating | Natural Gas | Gas Furnace - Maintenance | A | Incremental Winter Peak Savings (MW) | Technical Potential | 0 | 0 | 0 | 0 | 0 | 0 | 0 | 0 | 0 | 0 | 0 | 0 | 0 | 0 | 0 | 0 | 0 | 0 | 0 | 0 | 0 | 0 | 0 | 0 | 0 | 0 | 0 | 0 | 0 | 0 | 0
F7_Industrial_Paper and Printing_New_Space Heating_Natural Gas_Gas Furnace - Maintenance_A_Technical Potential | F7 | Industrial | Paper and Printing | New | Space Heating | Natural Gas | Gas Furnace - Maintenance | A | Cumulative Energy Savings (MWh or mTherms) | Technical Potential | 0 | 0 | 0 | 0 | 0 | 0 | 0 | 0 | 0 | 0 | 0 | 0 | 0 | 0 | 0 | 0 | 0 | 0 | 0 | 0 | 0 | 0 | 0 | 0 | 0 | 0 | 0 | 0 | 0 | 0 | 0
F8_Industrial_Paper and Printing_New_Space Heating_Natural Gas_Gas Furnace - Maintenance_A_Technical Potential | F8 | Industrial | Paper and Printing | New | Space Heating | Natural Gas | Gas Furnace - Maintenance | A | Cumulative Summer Peak Savings (MW) | Technical Potential | 0 | 0 | 0 | 0 | 0 | 0 | 0 | 0 | 0 | 0 | 0 | 0 | 0 | 0 | 0 | 0 | 0 | 0 | 0 | 0 | 0 | 0 | 0 | 0 | 0 | 0 | 0 | 0 | 0 | 0 | 0
F9_Industrial_Paper and Printing_New_Space Heating_Natural Gas_Gas Furnace - Maintenance_A_Technical Potential | F9 | Industrial | Paper and Printing | New | Space Heating | Natural Gas | Gas Furnace - Maintenance | A | Cumulative Winter Peak Savings (MW) | Technical Potential | 0 | 0 | 0 | 0 | 0 | 0 | 0 | 0 | 0 | 0 | 0 | 0 | 0 | 0 | 0 | 0 | 0 | 0 | 0 | 0 | 0 | 0 | 0 | 0 | 0 | 0 | 0 | 0 | 0 | 0 | 0
F10_Industrial_Paper and Printing_New_Space Heating_Natural Gas_Gas Furnace - Maintenance_A_Technical Potential | F10 | Industrial | Paper and Printing | New | Space Heating | Natural Gas | Gas Furnace - Maintenance | A | Purchases (Incremental) | Technical Potential | 0 | 0 | 0 | 0 | 0 | 0 | 0 | 0 | 0 | 0 | 0 | 0 | 0 | 0 | 0 | 0 | 0 | 0 | 0 | 0 | 0 | 0 | 0 | 0 | 0 | 0 | 0 | 0 | 0 | 0 | 0
F11_Industrial_Paper and Printing_New_Space Heating_Natural Gas_Gas Furnace - Maintenance_A_Technical Potential | F11 | Industrial | Paper and Printing | New | Space Heating | Natural Gas | Gas Furnace - Maintenance | A | Purchases (Cumulative) | Technical Potential | 0 | 0 | 0 | 0 | 0 | 0 | 0 | 0 | 0 | 0 | 0 | 0 | 0 | 0 | 0 | 0 | 0 | 0 | 0 | 0 | 0 | 0 | 0 | 0 | 0 | 0 | 0 | 0 | 0 | 0 | 0
F1_Industrial_Paper and Printing_New_Space Heating_Natural Gas_Gas Boiler - Hot Water Reset_A_Technical Potential | F1 | Industrial | Paper and Printing | New | Space Heating | Natural Gas | Gas Boiler - Hot Water Reset | A | Integrated Unit Energy Savings (kWh or therms) | Technical Potential | 0 | 0 | 0 | 0 | 0 | 0 | 0 | 0 | 0 | 0 | 0 | 0 | 0 | 0 | 0 | 0 | 0 | 0 | 0 | 0 | 0 | 0 | 0 | 0 | 0 | 0 | 0 | 0 | 0 | 0 | 0
F2_Industrial_Paper and Printing_New_Space Heating_Natural Gas_Gas Boiler - Hot Water Reset_A_Technical Potential | F2 | Industrial | Paper and Printing | New | Space Heating | Natural Gas | Gas Boiler - Hot Water Reset | A | Integrated Unit Summer Peak Savings (kW) | Technical Potential | 0 | 0 | 0 | 0 | 0 | 0 | 0 | 0 | 0 | 0 | 0 | 0 | 0 | 0 | 0 | 0 | 0 | 0 | 0 | 0 | 0 | 0 | 0 | 0 | 0 | 0 | 0 | 0 | 0 | 0 | 0
F3_Industrial_Paper and Printing_New_Space Heating_Natural Gas_Gas Boiler - Hot Water Reset_A_Technical Potential | F3 | Industrial | Paper and Printing | New | Space Heating | Natural Gas | Gas Boiler - Hot Water Reset | A | Integrated Unit Winter Peak Savings (kW) | Technical Potential | 0 | 0 | 0 | 0 | 0 | 0 | 0 | 0 | 0 | 0 | 0 | 0 | 0 | 0 | 0 | 0 | 0 | 0 | 0 | 0 | 0 | 0 | 0 | 0 | 0 | 0 | 0 | 0 | 0 | 0 | 0
F4_Industrial_Paper and Printing_New_Space Heating_Natural Gas_Gas Boiler - Hot Water Reset_A_Technical Potential | F4 | Industrial | Paper and Printing | New | Space Heating | Natural Gas | Gas Boiler - Hot Water Reset | A | Incremental Energy Savings (MWh or mTherms) | Technical Potential | 0 | 0 | 0 | 0 | 0 | 0 | 0 | 0 | 0 | 0 | 0 | 0 | 0 | 0 | 0 | 0 | 0 | 0 | 0 | 0 | 0 | 0 | 0 | 0 | 0 | 0 | 0 | 0 | 0 | 0 | 0
F5_Industrial_Paper and Printing_New_Space Heating_Natural Gas_Gas Boiler - Hot Water Reset_A_Technical Potential | F5 | Industrial | Paper and Printing | New | Space Heating | Natural Gas | Gas Boiler - Hot Water Reset | A | Incremental Summer Peak Savings (MW) | Technical Potential | 0 | 0 | 0 | 0 | 0 | 0 | 0 | 0 | 0 | 0 | 0 | 0 | 0 | 0 | 0 | 0 | 0 | 0 | 0 | 0 | 0 | 0 | 0 | 0 | 0 | 0 | 0 | 0 | 0 | 0 | 0
F6_Industrial_Paper and Printing_New_Space Heating_Natural Gas_Gas Boiler - Hot Water Reset_A_Technical Potential | F6 | Industrial | Paper and Printing | New | Space Heating | Natural Gas | Gas Boiler - Hot Water Reset | A | Incremental Winter Peak Savings (MW) | Technical Potential | 0 | 0 | 0 | 0 | 0 | 0 | 0 | 0 | 0 | 0 | 0 | 0 | 0 | 0 | 0 | 0 | 0 | 0 | 0 | 0 | 0 | 0 | 0 | 0 | 0 | 0 | 0 | 0 | 0 | 0 | 0
F7_Industrial_Paper and Printing_New_Space Heating_Natural Gas_Gas Boiler - Hot Water Reset_A_Technical Potential | F7 | Industrial | Paper and Printing | New | Space Heating | Natural Gas | Gas Boiler - Hot Water Reset | A | Cumulative Energy Savings (MWh or mTherms) | Technical Potential | 0 | 0 | 0 | 0 | 0 | 0 | 0 | 0 | 0 | 0 | 0 | 0 | 0 | 0 | 0 | 0 | 0 | 0 | 0 | 0 | 0 | 0 | 0 | 0 | 0 | 0 | 0 | 0 | 0 | 0 | 0
F8_Industrial_Paper and Printing_New_Space Heating_Natural Gas_Gas Boiler - Hot Water Reset_A_Technical Potential | F8 | Industrial | Paper and Printing | New | Space Heating | Natural Gas | Gas Boiler - Hot Water Reset | A | Cumulative Summer Peak Savings (MW) | Technical Potential | 0 | 0 | 0 | 0 | 0 | 0 | 0 | 0 | 0 | 0 | 0 | 0 | 0 | 0 | 0 | 0 | 0 | 0 | 0 | 0 | 0 | 0 | 0 | 0 | 0 | 0 | 0 | 0 | 0 | 0 | 0
F9_Industrial_Paper and Printing_New_Space Heating_Natural Gas_Gas Boiler - Hot Water Reset_A_Technical Potential | F9 | Industrial | Paper and Printing | New | Space Heating | Natural Gas | Gas Boiler - Hot Water Reset | A | Cumulative Winter Peak Savings (MW) | Technical Potential | 0 | 0 | 0 | 0 | 0 | 0 | 0 | 0 | 0 | 0 | 0 | 0 | 0 | 0 | 0 | 0 | 0 | 0 | 0 | 0 | 0 | 0 | 0 | 0 | 0 | 0 | 0 | 0 | 0 | 0 | 0
F10_Industrial_Paper and Printing_New_Space Heating_Natural Gas_Gas Boiler - Hot Water Reset_A_Technical Potential | F10 | Industrial | Paper and Printing | New | Space Heating | Natural Gas | Gas Boiler - Hot Water Reset | A | Purchases (Incremental) | Technical Potential | 0 | 0 | 0 | 0 | 0 | 0 | 0 | 0 | 0 | 0 | 0 | 0 | 0 | 0 | 0 | 0 | 0 | 0 | 0 | 0 | 0 | 0 | 0 | 0 | 0 | 0 | 0 | 0 | 0 | 0 | 0
F11_Industrial_Paper and Printing_New_Space Heating_Natural Gas_Gas Boiler - Hot Water Reset_A_Technical Potential | F11 | Industrial | Paper and Printing | New | Space Heating | Natural Gas | Gas Boiler - Hot Water Reset | A | Purchases (Cumulative) | Technical Potential | 0 | 0 | 0 | 0 | 0 | 0 | 0 | 0 | 0 | 0 | 0 | 0 | 0 | 0 | 0 | 0 | 0 | 0 | 0 | 0 | 0 | 0 | 0 | 0 | 0 | 0 | 0 | 0 | 0 | 0 | 0
F1_Industrial_Paper and Printing_New_Process_Natural Gas_Gas Boiler - Hot Water Reset_A_Technical Potential | F1 | Industrial | Paper and Printing | New | Process | Natural Gas | Gas Boiler - Hot Water Reset | A | Integrated Unit Energy Savings (kWh or therms) | Technical Potential | 0 | 0 | 0 | 0 | 0 | 101.3842 | 101.326 | 101.2767 | 101.2368 | 101.1989 | 101.1685 | 101.1493 | 101.1384 | 101.1336 | 101.1328 | 101.1352 | 101.1398 | 101.1459 | 101.153 | 101.1606 | 101.1746 | 101.1873 | 101.1989 | 101.2094 | 101.2191 | 101.2281 | 101.2364 | 101.244 | 101.4573 | 101.4573 | 101.4573
F2_Industrial_Paper and Printing_New_Process_Natural Gas_Gas Boiler - Hot Water Reset_A_Technical Potential | F2 | Industrial | Paper and Printing | New | Process | Natural Gas | Gas Boiler - Hot Water Reset | A | Integrated Unit Summer Peak Savings (kW) | Technical Potential | 0 | 0 | 0 | 0 | 0 | 0 | 0 | 0 | 0 | 0 | 0 | 0 | 0 | 0 | 0 | 0 | 0 | 0 | 0 | 0 | 0 | 0 | 0 | 0 | 0 | 0 | 0 | 0 | 0 | 0 | 0
F3_Industrial_Paper and Printing_New_Process_Natural Gas_Gas Boiler - Hot Water Reset_A_Technical Potential | F3 | Industrial | Paper and Printing | New | Process | Natural Gas | Gas Boiler - Hot Water Reset | A | Integrated Unit Winter Peak Savings (kW) | Technical Potential | 0 | 0 | 0 | 0 | 0 | 0 | 0 | 0 | 0 | 0 | 0 | 0 | 0 | 0 | 0 | 0 | 0 | 0 | 0 | 0 | 0 | 0 | 0 | 0 | 0 | 0 | 0 | 0 | 0 | 0 | 0
F4_Industrial_Paper and Printing_New_Process_Natural Gas_Gas Boiler - Hot Water Reset_A_Technical Potential | F4 | Industrial | Paper and Printing | New | Process | Natural Gas | Gas Boiler - Hot Water Reset | A | Incremental Energy Savings (MWh or mTherms) | Technical Potential | 0 | 0 | 0 | 0 | 0 | 0.0058562 | 0.0085139 | 0.012036 | 0.015839 | 0.020195 | 0.026101 | 0.031333 | 0.034761 | 0.035348 | 0.032576 | 0.026913 | 0.018928 | 0.01164 | 0.0059153 | 0.0026331 | 0.001005 | 0.0058448 | 0.0085032 | 0.012028 | 0.015836 | 0.020201 | 0.026119 | 0.031362 | 0.034871 | 0.035461 | 0.032681
F5_Industrial_Paper and Printing_New_Process_Natural Gas_Gas Boiler - Hot Water Reset_A_Technical Potential | F5 | Industrial | Paper and Printing | New | Process | Natural Gas | Gas Boiler - Hot Water Reset | A | Incremental Summer Peak Savings (MW) | Technical Potential | 0 | 0 | 0 | 0 | 0 | 0 | 0 | 0 | 0 | 0 | 0 | 0 | 0 | 0 | 0 | 0 | 0 | 0 | 0 | 0 | 0 | 0 | 0 | 0 | 0 | 0 | 0 | 0 | 0 | 0 | 0
F6_Industrial_Paper and Printing_New_Process_Natural Gas_Gas Boiler - Hot Water Reset_A_Technical Potential | F6 | Industrial | Paper and Printing | New | Process | Natural Gas | Gas Boiler - Hot Water Reset | A | Incremental Winter Peak Savings (MW) | Technical Potential | 0 | 0 | 0 | 0 | 0 | 0 | 0 | 0 | 0 | 0 | 0 | 0 | 0 | 0 | 0 | 0 | 0 | 0 | 0 | 0 | 0 | 0 | 0 | 0 | 0 | 0 | 0 | 0 | 0 | 0 | 0
F7_Industrial_Paper and Printing_New_Process_Natural Gas_Gas Boiler - Hot Water Reset_A_Technical Potential | F7 | Industrial | Paper and Printing | New | Process | Natural Gas | Gas Boiler - Hot Water Reset | A | Cumulative Energy Savings (MWh or mTherms) | Technical Potential | 0 | 0 | 0 | 0 | 0 | 0.0058562 | 0.014367 | 0.026396 | 0.042224 | 0.062403 | 0.088485 | 0.1198 | 0.15455 | 0.18989 | 0.22247 | 0.24938 | 0.26832 | 0.27998 | 0.28591 | 0.28857 | 0.28961 | 0.28965 | 0.28968 | 0.28971 | 0.28974 | 0.28977 | 0.28979 | 0.28981 | 0 | 0 | 0
F8_Industrial_Paper and Printing_New_Process_Natural Gas_Gas Boiler - Hot Water Reset_A_Technical Potential | F8 | Industrial | Paper and Printing | New | Process | Natural Gas | Gas Boiler - Hot Water Reset | A | Cumulative Summer Peak Savings (MW) | Technical Potential | 0 | 0 | 0 | 0 | 0 | 0 | 0 | 0 | 0 | 0 | 0 | 0 | 0 | 0 | 0 | 0 | 0 | 0 | 0 | 0 | 0 | 0 | 0 | 0 | 0 | 0 | 0 | 0 | 0 | 0 | 0
F9_Industrial_Paper and Printing_New_Process_Natural Gas_Gas Boiler - Hot Water Reset_A_Technical Potential | F9 | Industrial | Paper and Printing | New | Process | Natural Gas | Gas Boiler - Hot Water Reset | A | Cumulative Winter Peak Savings (MW) | Technical Potential | 0 | 0 | 0 | 0 | 0 | 0 | 0 | 0 | 0 | 0 | 0 | 0 | 0 | 0 | 0 | 0 | 0 | 0 | 0 | 0 | 0 | 0 | 0 | 0 | 0 | 0 | 0 | 0 | 0 | 0 | 0
F10_Industrial_Paper and Printing_New_Process_Natural Gas_Gas Boiler - Hot Water Reset_A_Technical Potential | F10 | Industrial | Paper and Printing | New | Process | Natural Gas | Gas Boiler - Hot Water Reset | A | Purchases (Incremental) | Technical Potential | 0 | 0 | 0 | 0 | 0 | 0.057762 | 0.084025 | 0.11884 | 0.15645 | 0.19956 | 0.258 | 0.30977 | 0.3437 | 0.34952 | 0.32212 | 0.2661 | 0.18715 | 0.11508 | 0.058479 | 0.026028 | 0.0099336 | 0.057762 | 0.084025 | 0.11884 | 0.15645 | 0.19956 | 0.258 | 0.30977 | 0.3437 | 0.34952 | 0.32212
F11_Industrial_Paper and Printing_New_Process_Natural Gas_Gas Boiler - Hot Water Reset_A_Technical Potential | F11 | Industrial | Paper and Printing | New | Process | Natural Gas | Gas Boiler - Hot Water Reset | A | Purchases (Cumulative) | Technical Potential | 0 | 0 | 0 | 0 | 0 | 0.057762 | 0.14179 | 0.26063 | 0.41708 | 0.61664 | 0.87464 | 1.1844 | 1.5281 | 1.8776 | 2.1997 | 2.4658 | 2.653 | 2.7681 | 2.8265 | 2.8526 | 2.8625 | 2.8625 | 2.8625 | 2.8625 | 2.8625 | 2.8625 | 2.8625 | 2.8625 | 2.8625 | 2.8625 | 2.8625
F1_Industrial_Paper and Printing_New_Space Heating_Natural Gas_Steam Trap Maintenance_A_Technical Potential | F1 | Industrial | Paper and Printing | New | Space Heating | Natural Gas | Steam Trap Maintenance | A | Integrated Unit Energy Savings (kWh or therms) | Technical Potential | 0 | 0 | 0 | 0 | 0 | 0 | 0 | 0 | 0 | 0 | 0 | 0 | 0 | 0 | 0 | 0 | 0 | 0 | 0 | 0 | 0 | 0 | 0 | 0 | 0 | 0 | 0 | 0 | 0 | 0 | 0
F2_Industrial_Paper and Printing_New_Space Heating_Natural Gas_Steam Trap Maintenance_A_Technical Potential | F2 | Industrial | Paper and Printing | New | Space Heating | Natural Gas | Steam Trap Maintenance | A | Integrated Unit Summer Peak Savings (kW) | Technical Potential | 0 | 0 | 0 | 0 | 0 | 0 | 0 | 0 | 0 | 0 | 0 | 0 | 0 | 0 | 0 | 0 | 0 | 0 | 0 | 0 | 0 | 0 | 0 | 0 | 0 | 0 | 0 | 0 | 0 | 0 | 0
F3_Industrial_Paper and Printing_New_Space Heating_Natural Gas_Steam Trap Maintenance_A_Technical Potential | F3 | Industrial | Paper and Printing | New | Space Heating | Natural Gas | Steam Trap Maintenance | A | Integrated Unit Winter Peak Savings (kW) | Technical Potential | 0 | 0 | 0 | 0 | 0 | 0 | 0 | 0 | 0 | 0 | 0 | 0 | 0 | 0 | 0 | 0 | 0 | 0 | 0 | 0 | 0 | 0 | 0 | 0 | 0 | 0 | 0 | 0 | 0 | 0 | 0
F4_Industrial_Paper and Printing_New_Space Heating_Natural Gas_Steam Trap Maintenance_A_Technical Potential | F4 | Industrial | Paper and Printing | New | Space Heating | Natural Gas | Steam Trap Maintenance | A | Incremental Energy Savings (MWh or mTherms) | Technical Potential | 0 | 0 | 0 | 0 | 0 | 0 | 0 | 0 | 0 | 0 | 0 | 0 | 0 | 0 | 0 | 0 | 0 | 0 | 0 | 0 | 0 | 0 | 0 | 0 | 0 | 0 | 0 | 0 | 0 | 0 | 0
F5_Industrial_Paper and Printing_New_Space Heating_Natural Gas_Steam Trap Maintenance_A_Technical Potential | F5 | Industrial | Paper and Printing | New | Space Heating | Natural Gas | Steam Trap Maintenance | A | Incremental Summer Peak Savings (MW) | Technical Potential | 0 | 0 | 0 | 0 | 0 | 0 | 0 | 0 | 0 | 0 | 0 | 0 | 0 | 0 | 0 | 0 | 0 | 0 | 0 | 0 | 0 | 0 | 0 | 0 | 0 | 0 | 0 | 0 | 0 | 0 | 0
F6_Industrial_Paper and Printing_New_Space Heating_Natural Gas_Steam Trap Maintenance_A_Technical Potential | F6 | Industrial | Paper and Printing | New | Space Heating | Natural Gas | Steam Trap Maintenance | A | Incremental Winter Peak Savings (MW) | Technical Potential | 0 | 0 | 0 | 0 | 0 | 0 | 0 | 0 | 0 | 0 | 0 | 0 | 0 | 0 | 0 | 0 | 0 | 0 | 0 | 0 | 0 | 0 | 0 | 0 | 0 | 0 | 0 | 0 | 0 | 0 | 0
F7_Industrial_Paper and Printing_New_Space Heating_Natural Gas_Steam Trap Maintenance_A_Technical Potential | F7 | Industrial | Paper and Printing | New | Space Heating | Natural Gas | Steam Trap Maintenance | A | Cumulative Energy Savings (MWh or mTherms) | Technical Potential | 0 | 0 | 0 | 0 | 0 | 0 | 0 | 0 | 0 | 0 | 0 | 0 | 0 | 0 | 0 | 0 | 0 | 0 | 0 | 0 | 0 | 0 | 0 | 0 | 0 | 0 | 0 | 0 | 0 | 0 | 0
F8_Industrial_Paper and Printing_New_Space Heating_Natural Gas_Steam Trap Maintenance_A_Technical Potential | F8 | Industrial | Paper and Printing | New | Space Heating | Natural Gas | Steam Trap Maintenance | A | Cumulative Summer Peak Savings (MW) | Technical Potential | 0 | 0 | 0 | 0 | 0 | 0 | 0 | 0 | 0 | 0 | 0 | 0 | 0 | 0 | 0 | 0 | 0 | 0 | 0 | 0 | 0 | 0 | 0 | 0 | 0 | 0 | 0 | 0 | 0 | 0 | 0
F9_Industrial_Paper and Printing_New_Space Heating_Natural Gas_Steam Trap Maintenance_A_Technical Potential | F9 | Industrial | Paper and Printing | New | Space Heating | Natural Gas | Steam Trap Maintenance | A | Cumulative Winter Peak Savings (MW) | Technical Potential | 0 | 0 | 0 | 0 | 0 | 0 | 0 | 0 | 0 | 0 | 0 | 0 | 0 | 0 | 0 | 0 | 0 | 0 | 0 | 0 | 0 | 0 | 0 | 0 | 0 | 0 | 0 | 0 | 0 | 0 | 0
F10_Industrial_Paper and Printing_New_Space Heating_Natural Gas_Steam Trap Maintenance_A_Technical Potential | F10 | Industrial | Paper and Printing | New | Space Heating | Natural Gas | Steam Trap Maintenance | A | Purchases (Incremental) | Technical Potential | 0 | 0 | 0 | 0 | 0 | 0 | 0 | 0 | 0 | 0 | 0 | 0 | 0 | 0 | 0 | 0 | 0 | 0 | 0 | 0 | 0 | 0 | 0 | 0 | 0 | 0 | 0 | 0 | 0 | 0 | 0
F11_Industrial_Paper and Printing_New_Space Heating_Natural Gas_Steam Trap Maintenance_A_Technical Potential | F11 | Industrial | Paper and Printing | New | Space Heating | Natural Gas | Steam Trap Maintenance | A | Purchases (Cumulative) | Technical Potential | 0 | 0 | 0 | 0 | 0 | 0 | 0 | 0 | 0 | 0 | 0 | 0 | 0 | 0 | 0 | 0 | 0 | 0 | 0 | 0 | 0 | 0 | 0 | 0 | 0 | 0 | 0 | 0 | 0 | 0 | 0
F1_Industrial_Paper and Printing_New_Process_Natural Gas_Steam Trap Maintenance_A_Technical Potential | F1 | Industrial | Paper and Printing | New | Process | Natural Gas | Steam Trap Maintenance | A | Integrated Unit Energy Savings (kWh or therms) | Technical Potential | 0 | 0 | 0 | 0 | 0 | 71.6338 | 71.5927 | 71.5579 | 71.5297 | 71.5029 | 71.4814 | 71.4678 | 71.4602 | 71.4567 | 71.4562 | 71.4579 | 71.4611 | 71.4654 | 71.4704 | 71.4759 | 71.4857 | 71.4947 | 71.5029 | 71.5103 | 71.5172 | 71.5235 | 71.5294 | 71.5348 | 71.6855 | 71.6855 | 71.6855
F2_Industrial_Paper and Printing_New_Process_Natural Gas_Steam Trap Maintenance_A_Technical Potential | F2 | Industrial | Paper and Printing | New | Process | Natural Gas | Steam Trap Maintenance | A | Integrated Unit Summer Peak Savings (kW) | Technical Potential | 0 | 0 | 0 | 0 | 0 | 0 | 0 | 0 | 0 | 0 | 0 | 0 | 0 | 0 | 0 | 0 | 0 | 0 | 0 | 0 | 0 | 0 | 0 | 0 | 0 | 0 | 0 | 0 | 0 | 0 | 0
F3_Industrial_Paper and Printing_New_Process_Natural Gas_Steam Trap Maintenance_A_Technical Potential | F3 | Industrial | Paper and Printing | New | Process | Natural Gas | Steam Trap Maintenance | A | Integrated Unit Winter Peak Savings (kW) | Technical Potential | 0 | 0 | 0 | 0 | 0 | 0 | 0 | 0 | 0 | 0 | 0 | 0 | 0 | 0 | 0 | 0 | 0 | 0 | 0 | 0 | 0 | 0 | 0 | 0 | 0 | 0 | 0 | 0 | 0 | 0 | 0
F4_Industrial_Paper and Printing_New_Process_Natural Gas_Steam Trap Maintenance_A_Technical Potential | F4 | Industrial | Paper and Printing | New | Process | Natural Gas | Steam Trap Maintenance | A | Incremental Energy Savings (MWh or mTherms) | Technical Potential | 0 | 0 | 0 | 0 | 0 | 0 | 0 | 0 | 0 | 0 | 0 | 0 | 0 | 0 | 0 | 0 | 0 | 0 | 0 | 0 | 0 | 0 | 0 | 0 | 0 | 0 | 0 | 0 | 0 | 0 | 0
F5_Industrial_Paper and Printing_New_Process_Natural Gas_Steam Trap Maintenance_A_Technical Potential | F5 | Industrial | Paper and Printing | New | Process | Natural Gas | Steam Trap Maintenance | A | Incremental Summer Peak Savings (MW) | Technical Potential | 0 | 0 | 0 | 0 | 0 | 0 | 0 | 0 | 0 | 0 | 0 | 0 | 0 | 0 | 0 | 0 | 0 | 0 | 0 | 0 | 0 | 0 | 0 | 0 | 0 | 0 | 0 | 0 | 0 | 0 | 0
F6_Industrial_Paper and Printing_New_Process_Natural Gas_Steam Trap Maintenance_A_Technical Potential | F6 | Industrial | Paper and Printing | New | Process | Natural Gas | Steam Trap Maintenance | A | Incremental Winter Peak Savings (MW) | Technical Potential | 0 | 0 | 0 | 0 | 0 | 0 | 0 | 0 | 0 | 0 | 0 | 0 | 0 | 0 | 0 | 0 | 0 | 0 | 0 | 0 | 0 | 0 | 0 | 0 | 0 | 0 | 0 | 0 | 0 | 0 | 0
F7_Industrial_Paper and Printing_New_Process_Natural Gas_Steam Trap Maintenance_A_Technical Potential | F7 | Industrial | Paper and Printing | New | Process | Natural Gas | Steam Trap Maintenance | A | Cumulative Energy Savings (MWh or mTherms) | Technical Potential | 0 | 0 | 0 | 0 | 0 | 0 | 0 | 0 | 0 | 0 | 0 | 0 | 0 | 0 | 0 | 0 | 0 | 0 | 0 | 0 | 0 | 0 | 0 | 0 | 0 | 0 | 0 | 0 | 0 | 0 | 0
F8_Industrial_Paper and Printing_New_Process_Natural Gas_Steam Trap Maintenance_A_Technical Potential | F8 | Industrial | Paper and Printing | New | Process | Natural Gas | Steam Trap Maintenance | A | Cumulative Summer Peak Savings (MW) | Technical Potential | 0 | 0 | 0 | 0 | 0 | 0 | 0 | 0 | 0 | 0 | 0 | 0 | 0 | 0 | 0 | 0 | 0 | 0 | 0 | 0 | 0 | 0 | 0 | 0 | 0 | 0 | 0 | 0 | 0 | 0 | 0
F9_Industrial_Paper and Printing_New_Process_Natural Gas_Steam Trap Maintenance_A_Technical Potential | F9 | Industrial | Paper and Printing | New | Process | Natural Gas | Steam Trap Maintenance | A | Cumulative Winter Peak Savings (MW) | Technical Potential | 0 | 0 | 0 | 0 | 0 | 0 | 0 | 0 | 0 | 0 | 0 | 0 | 0 | 0 | 0 | 0 | 0 | 0 | 0 | 0 | 0 | 0 | 0 | 0 | 0 | 0 | 0 | 0 | 0 | 0 | 0
F10_Industrial_Paper and Printing_New_Process_Natural Gas_Steam Trap Maintenance_A_Technical Potential | F10 | Industrial | Paper and Printing | New | Process | Natural Gas | Steam Trap Maintenance | A | Purchases (Incremental) | Technical Potential | 0 | 0 | 0 | 0 | 0 | 0 | 0 | 0 | 0 | 0 | 0 | 0 | 0 | 0 | 0 | 0 | 0 | 0 | 0 | 0 | 0 | 0 | 0 | 0 | 0 | 0 | 0 | 0 | 0 | 0 | 0
F11_Industrial_Paper and Printing_New_Process_Natural Gas_Steam Trap Maintenance_A_Technical Potential | F11 | Industrial | Paper and Printing | New | Process | Natural Gas | Steam Trap Maintenance | A | Purchases (Cumulative) | Technical Potential | 0 | 0 | 0 | 0 | 0 | 0 | 0 | 0 | 0 | 0 | 0 | 0 | 0 | 0 | 0 | 0 | 0 | 0 | 0 | 0 | 0 | 0 | 0 | 0 | 0 | 0 | 0 | 0 | 0 | 0 | 0
F1_Industrial_Paper and Printing_New_Space Heating_Natural Gas_Gas Boiler - High Turndown_A_Technical Potential | F1 | Industrial | Paper and Printing | New | Space Heating | Natural Gas | Gas Boiler - High Turndown | A | Integrated Unit Energy Savings (kWh or therms) | Technical Potential | 0 | 0 | 0 | 0 | 0 | 0 | 0 | 0 | 0 | 0 | 0 | 0 | 0 | 0 | 0 | 0 | 0 | 0 | 0 | 0 | 0 | 0 | 0 | 0 | 0 | 0 | 0 | 0 | 0 | 0 | 0
F2_Industrial_Paper and Printing_New_Space Heating_Natural Gas_Gas Boiler - High Turndown_A_Technical Potential | F2 | Industrial | Paper and Printing | New | Space Heating | Natural Gas | Gas Boiler - High Turndown | A | Integrated Unit Summer Peak Savings (kW) | Technical Potential | 0 | 0 | 0 | 0 | 0 | 0 | 0 | 0 | 0 | 0 | 0 | 0 | 0 | 0 | 0 | 0 | 0 | 0 | 0 | 0 | 0 | 0 | 0 | 0 | 0 | 0 | 0 | 0 | 0 | 0 | 0
F3_Industrial_Paper and Printing_New_Space Heating_Natural Gas_Gas Boiler - High Turndown_A_Technical Potential | F3 | Industrial | Paper and Printing | New | Space Heating | Natural Gas | Gas Boiler - High Turndown | A | Integrated Unit Winter Peak Savings (kW) | Technical Potential | 0 | 0 | 0 | 0 | 0 | 0 | 0 | 0 | 0 | 0 | 0 | 0 | 0 | 0 | 0 | 0 | 0 | 0 | 0 | 0 | 0 | 0 | 0 | 0 | 0 | 0 | 0 | 0 | 0 | 0 | 0
F4_Industrial_Paper and Printing_New_Space Heating_Natural Gas_Gas Boiler - High Turndown_A_Technical Potential | F4 | Industrial | Paper and Printing | New | Space Heating | Natural Gas | Gas Boiler - High Turndown | A | Incremental Energy Savings (MWh or mTherms) | Technical Potential | 0 | 0 | 0 | 0 | 0 | 0 | 0 | 0 | 0 | 0 | 0 | 0 | 0 | 0 | 0 | 0 | 0 | 0 | 0 | 0 | 0 | 0 | 0 | 0 | 0 | 0 | 0 | 0 | 0 | 0 | 0
F5_Industrial_Paper and Printing_New_Space Heating_Natural Gas_Gas Boiler - High Turndown_A_Technical Potential | F5 | Industrial | Paper and Printing | New | Space Heating | Natural Gas | Gas Boiler - High Turndown | A | Incremental Summer Peak Savings (MW) | Technical Potential | 0 | 0 | 0 | 0 | 0 | 0 | 0 | 0 | 0 | 0 | 0 | 0 | 0 | 0 | 0 | 0 | 0 | 0 | 0 | 0 | 0 | 0 | 0 | 0 | 0 | 0 | 0 | 0 | 0 | 0 | 0
F6_Industrial_Paper and Printing_New_Space Heating_Natural Gas_Gas Boiler - High Turndown_A_Technical Potential | F6 | Industrial | Paper and Printing | New | Space Heating | Natural Gas | Gas Boiler - High Turndown | A | Incremental Winter Peak Savings (MW) | Technical Potential | 0 | 0 | 0 | 0 | 0 | 0 | 0 | 0 | 0 | 0 | 0 | 0 | 0 | 0 | 0 | 0 | 0 | 0 | 0 | 0 | 0 | 0 | 0 | 0 | 0 | 0 | 0 | 0 | 0 | 0 | 0
F7_Industrial_Paper and Printing_New_Space Heating_Natural Gas_Gas Boiler - High Turndown_A_Technical Potential | F7 | Industrial | Paper and Printing | New | Space Heating | Natural Gas | Gas Boiler - High Turndown | A | Cumulative Energy Savings (MWh or mTherms) | Technical Potential | 0 | 0 | 0 | 0 | 0 | 0 | 0 | 0 | 0 | 0 | 0 | 0 | 0 | 0 | 0 | 0 | 0 | 0 | 0 | 0 | 0 | 0 | 0 | 0 | 0 | 0 | 0 | 0 | 0 | 0 | 0
F8_Industrial_Paper and Printing_New_Space Heating_Natural Gas_Gas Boiler - High Turndown_A_Technical Potential | F8 | Industrial | Paper and Printing | New | Space Heating | Natural Gas | Gas Boiler - High Turndown | A | Cumulative Summer Peak Savings (MW) | Technical Potential | 0 | 0 | 0 | 0 | 0 | 0 | 0 | 0 | 0 | 0 | 0 | 0 | 0 | 0 | 0 | 0 | 0 | 0 | 0 | 0 | 0 | 0 | 0 | 0 | 0 | 0 | 0 | 0 | 0 | 0 | 0
F9_Industrial_Paper and Printing_New_Space Heating_Natural Gas_Gas Boiler - High Turndown_A_Technical Potential | F9 | Industrial | Paper and Printing | New | Space Heating | Natural Gas | Gas Boiler - High Turndown | A | Cumulative Winter Peak Savings (MW) | Technical Potential | 0 | 0 | 0 | 0 | 0 | 0 | 0 | 0 | 0 | 0 | 0 | 0 | 0 | 0 | 0 | 0 | 0 | 0 | 0 | 0 | 0 | 0 | 0 | 0 | 0 | 0 | 0 | 0 | 0 | 0 | 0
F10_Industrial_Paper and Printing_New_Space Heating_Natural Gas_Gas Boiler - High Turndown_A_Technical Potential | F10 | Industrial | Paper and Printing | New | Space Heating | Natural Gas | Gas Boiler - High Turndown | A | Purchases (Incremental) | Technical Potential | 0 | 0 | 0 | 0 | 0 | 0 | 0 | 0 | 0 | 0 | 0 | 0 | 0 | 0 | 0 | 0 | 0 | 0 | 0 | 0 | 0 | 0 | 0 | 0 | 0 | 0 | 0 | 0 | 0 | 0 | 0
F11_Industrial_Paper and Printing_New_Space Heating_Natural Gas_Gas Boiler - High Turndown_A_Technical Potential | F11 | Industrial | Paper and Printing | New | Space Heating | Natural Gas | Gas Boiler - High Turndown | A | Purchases (Cumulative) | Technical Potential | 0 | 0 | 0 | 0 | 0 | 0 | 0 | 0 | 0 | 0 | 0 | 0 | 0 | 0 | 0 | 0 | 0 | 0 | 0 | 0 | 0 | 0 | 0 | 0 | 0 | 0 | 0 | 0 | 0 | 0 | 0
F1_Industrial_Paper and Printing_New_Process_Natural Gas_Gas Boiler - High Turndown_A_Technical Potential | F1 | Industrial | Paper and Printing | New | Process | Natural Gas | Gas Boiler - High Turndown | A | Integrated Unit Energy Savings (kWh or therms) | Technical Potential | 0 | 0 | 0 | 0 | 0 | 75.6518 | 75.2799 | 74.9476 | 74.6426 | 74.3528 | 74.1386 | 73.9794 | 73.8633 | 73.7815 | 73.726 | 73.6953 | 73.6835 | 73.6865 | 73.6989 | 73.7158 | 73.7598 | 73.802 | 73.8384 | 73.8697 | 73.8964 | 73.978 | 74.0536 | 74.1237 | 76.093 | 76.093 | 76.093
F2_Industrial_Paper and Printing_New_Process_Natural Gas_Gas Boiler - High Turndown_A_Technical Potential | F2 | Industrial | Paper and Printing | New | Process | Natural Gas | Gas Boiler - High Turndown | A | Integrated Unit Summer Peak Savings (kW) | Technical Potential | 0 | 0 | 0 | 0 | 0 | 0 | 0 | 0 | 0 | 0 | 0 | 0 | 0 | 0 | 0 | 0 | 0 | 0 | 0 | 0 | 0 | 0 | 0 | 0 | 0 | 0 | 0 | 0 | 0 | 0 | 0
F3_Industrial_Paper and Printing_New_Process_Natural Gas_Gas Boiler - High Turndown_A_Technical Potential | F3 | Industrial | Paper and Printing | New | Process | Natural Gas | Gas Boiler - High Turndown | A | Integrated Unit Winter Peak Savings (kW) | Technical Potential | 0 | 0 | 0 | 0 | 0 | 0 | 0 | 0 | 0 | 0 | 0 | 0 | 0 | 0 | 0 | 0 | 0 | 0 | 0 | 0 | 0 | 0 | 0 | 0 | 0 | 0 | 0 | 0 | 0 | 0 | 0
F4_Industrial_Paper and Printing_New_Process_Natural Gas_Gas Boiler - High Turndown_A_Technical Potential | F4 | Industrial | Paper and Printing | New | Process | Natural Gas | Gas Boiler - High Turndown | A | Incremental Energy Savings (MWh or mTherms) | Technical Potential | 0 | 0 | 0 | 0 | 0 | 0.0066691 | 0.0078622 | 0.0090473 | 0.010218 | 0.011382 | 0.011295 | 0.009869 | 0.0085615 | 0.0073829 | 0.0063277 | 0.0054018 | 0.0045916 | 0.0038901 | 0.0032851 | 0.0027655 | 0.0065023 | 0.0077078 | 0.0089134 | 0.010112 | 0.011312 | 0.011271 | 0.0098789 | 0.0085917 | 0.0076142 | 0.0065308 | 0.0055776
F5_Industrial_Paper and Printing_New_Process_Natural Gas_Gas Boiler - High Turndown_A_Technical Potential | F5 | Industrial | Paper and Printing | New | Process | Natural Gas | Gas Boiler - High Turndown | A | Incremental Summer Peak Savings (MW) | Technical Potential | 0 | 0 | 0 | 0 | 0 | 0 | 0 | 0 | 0 | 0 | 0 | 0 | 0 | 0 | 0 | 0 | 0 | 0 | 0 | 0 | 0 | 0 | 0 | 0 | 0 | 0 | 0 | 0 | 0 | 0 | 0
F6_Industrial_Paper and Printing_New_Process_Natural Gas_Gas Boiler - High Turndown_A_Technical Potential | F6 | Industrial | Paper and Printing | New | Process | Natural Gas | Gas Boiler - High Turndown | A | Incremental Winter Peak Savings (MW) | Technical Potential | 0 | 0 | 0 | 0 | 0 | 0 | 0 | 0 | 0 | 0 | 0 | 0 | 0 | 0 | 0 | 0 | 0 | 0 | 0 | 0 | 0 | 0 | 0 | 0 | 0 | 0 | 0 | 0 | 0 | 0 | 0
F7_Industrial_Paper and Printing_New_Process_Natural Gas_Gas Boiler - High Turndown_A_Technical Potential | F7 | Industrial | Paper and Printing | New | Process | Natural Gas | Gas Boiler - High Turndown | A | Cumulative Energy Savings (MWh or mTherms) | Technical Potential | 0 | 0 | 0 | 0 | 0 | 0.0066691 | 0.014498 | 0.023482 | 0.033604 | 0.044856 | 0.056022 | 0.065771 | 0.074229 | 0.08153 | 0.087796 | 0.093162 | 0.097738 | 0.10163 | 0.10493 | 0.10772 | 0.10779 | 0.10785 | 0.1079 | 0.10795 | 0.10799 | 0.10811 | 0.10822 | 0.10832 | 0 | 0 | 0
F8_Industrial_Paper and Printing_New_Process_Natural Gas_Gas Boiler - High Turndown_A_Technical Potential | F8 | Industrial | Paper and Printing | New | Process | Natural Gas | Gas Boiler - High Turndown | A | Cumulative Summer Peak Savings (MW) | Technical Potential | 0 | 0 | 0 | 0 | 0 | 0 | 0 | 0 | 0 | 0 | 0 | 0 | 0 | 0 | 0 | 0 | 0 | 0 | 0 | 0 | 0 | 0 | 0 | 0 | 0 | 0 | 0 | 0 | 0 | 0 | 0
F9_Industrial_Paper and Printing_New_Process_Natural Gas_Gas Boiler - High Turndown_A_Technical Potential | F9 | Industrial | Paper and Printing | New | Process | Natural Gas | Gas Boiler - High Turndown | A | Cumulative Winter Peak Savings (MW) | Technical Potential | 0 | 0 | 0 | 0 | 0 | 0 | 0 | 0 | 0 | 0 | 0 | 0 | 0 | 0 | 0 | 0 | 0 | 0 | 0 | 0 | 0 | 0 | 0 | 0 | 0 | 0 | 0 | 0 | 0 | 0 | 0
F10_Industrial_Paper and Printing_New_Process_Natural Gas_Gas Boiler - High Turndown_A_Technical Potential | F10 | Industrial | Paper and Printing | New | Process | Natural Gas | Gas Boiler - High Turndown | A | Purchases (Incremental) | Technical Potential | 0 | 0 | 0 | 0 | 0 | 0.088155 | 0.10444 | 0.12071 | 0.13689 | 0.15308 | 0.15236 | 0.1334 | 0.11591 | 0.10006 | 0.085827 | 0.073299 | 0.062315 | 0.052792 | 0.044574 | 0.037515 | 0.088155 | 0.10444 | 0.12071 | 0.13689 | 0.15308 | 0.15236 | 0.1334 | 0.11591 | 0.10006 | 0.085827 | 0.073299
F11_Industrial_Paper and Printing_New_Process_Natural Gas_Gas Boiler - High Turndown_A_Technical Potential | F11 | Industrial | Paper and Printing | New | Process | Natural Gas | Gas Boiler - High Turndown | A | Purchases (Cumulative) | Technical Potential | 0 | 0 | 0 | 0 | 0 | 0.088155 | 0.19259 | 0.31331 | 0.4502 | 0.60329 | 0.75564 | 0.88904 | 1.005 | 1.105 | 1.1908 | 1.2641 | 1.3265 | 1.3793 | 1.4238 | 1.4613 | 1.4613 | 1.4613 | 1.4613 | 1.4613 | 1.4613 | 1.4613 | 1.4613 | 1.4613 | 1.4613 | 1.4613 | 1.4613
F1_Industrial_Paper and Printing_New_Space Heating_Natural Gas_Gas Boiler - Burner Control Optimization_A_Technical Potential | F1 | Industrial | Paper and Printing | New | Space Heating | Natural Gas | Gas Boiler - Burner Control Optimization | A | Integrated Unit Energy Savings (kWh or therms) | Technical Potential | 0 | 0 | 0 | 0 | 0 | 0 | 0 | 0 | 0 | 0 | 0 | 0 | 0 | 0 | 0 | 0 | 0 | 0 | 0 | 0 | 0 | 0 | 0 | 0 | 0 | 0 | 0 | 0 | 0 | 0 | 0
F2_Industrial_Paper and Printing_New_Space Heating_Natural Gas_Gas Boiler - Burner Control Optimization_A_Technical Potential | F2 | Industrial | Paper and Printing | New | Space Heating | Natural Gas | Gas Boiler - Burner Control Optimization | A | Integrated Unit Summer Peak Savings (kW) | Technical Potential | 0 | 0 | 0 | 0 | 0 | 0 | 0 | 0 | 0 | 0 | 0 | 0 | 0 | 0 | 0 | 0 | 0 | 0 | 0 | 0 | 0 | 0 | 0 | 0 | 0 | 0 | 0 | 0 | 0 | 0 | 0
F3_Industrial_Paper and Printing_New_Space Heating_Natural Gas_Gas Boiler - Burner Control Optimization_A_Technical Potential | F3 | Industrial | Paper and Printing | New | Space Heating | Natural Gas | Gas Boiler - Burner Control Optimization | A | Integrated Unit Winter Peak Savings (kW) | Technical Potential | 0 | 0 | 0 | 0 | 0 | 0 | 0 | 0 | 0 | 0 | 0 | 0 | 0 | 0 | 0 | 0 | 0 | 0 | 0 | 0 | 0 | 0 | 0 | 0 | 0 | 0 | 0 | 0 | 0 | 0 | 0
F4_Industrial_Paper and Printing_New_Space Heating_Natural Gas_Gas Boiler - Burner Control Optimization_A_Technical Potential | F4 | Industrial | Paper and Printing | New | Space Heating | Natural Gas | Gas Boiler - Burner Control Optimization | A | Incremental Energy Savings (MWh or mTherms) | Technical Potential | 0 | 0 | 0 | 0 | 0 | 0 | 0 | 0 | 0 | 0 | 0 | 0 | 0 | 0 | 0 | 0 | 0 | 0 | 0 | 0 | 0 | 0 | 0 | 0 | 0 | 0 | 0 | 0 | 0 | 0 | 0
F5_Industrial_Paper and Printing_New_Space Heating_Natural Gas_Gas Boiler - Burner Control Optimization_A_Technical Potential | F5 | Industrial | Paper and Printing | New | Space Heating | Natural Gas | Gas Boiler - Burner Control Optimization | A | Incremental Summer Peak Savings (MW) | Technical Potential | 0 | 0 | 0 | 0 | 0 | 0 | 0 | 0 | 0 | 0 | 0 | 0 | 0 | 0 | 0 | 0 | 0 | 0 | 0 | 0 | 0 | 0 | 0 | 0 | 0 | 0 | 0 | 0 | 0 | 0 | 0
F6_Industrial_Paper and Printing_New_Space Heating_Natural Gas_Gas Boiler - Burner Control Optimization_A_Technical Potential | F6 | Industrial | Paper and Printing | New | Space Heating | Natural Gas | Gas Boiler - Burner Control Optimization | A | Incremental Winter Peak Savings (MW) | Technical Potential | 0 | 0 | 0 | 0 | 0 | 0 | 0 | 0 | 0 | 0 | 0 | 0 | 0 | 0 | 0 | 0 | 0 | 0 | 0 | 0 | 0 | 0 | 0 | 0 | 0 | 0 | 0 | 0 | 0 | 0 | 0
F7_Industrial_Paper and Printing_New_Space Heating_Natural Gas_Gas Boiler - Burner Control Optimization_A_Technical Potential | F7 | Industrial | Paper and Printing | New | Space Heating | Natural Gas | Gas Boiler - Burner Control Optimization | A | Cumulative Energy Savings (MWh or mTherms) | Technical Potential | 0 | 0 | 0 | 0 | 0 | 0 | 0 | 0 | 0 | 0 | 0 | 0 | 0 | 0 | 0 | 0 | 0 | 0 | 0 | 0 | 0 | 0 | 0 | 0 | 0 | 0 | 0 | 0 | 0 | 0 | 0
F8_Industrial_Paper and Printing_New_Space Heating_Natural Gas_Gas Boiler - Burner Control Optimization_A_Technical Potential | F8 | Industrial | Paper and Printing | New | Space Heating | Natural Gas | Gas Boiler - Burner Control Optimization | A | Cumulative Summer Peak Savings (MW) | Technical Potential | 0 | 0 | 0 | 0 | 0 | 0 | 0 | 0 | 0 | 0 | 0 | 0 | 0 | 0 | 0 | 0 | 0 | 0 | 0 | 0 | 0 | 0 | 0 | 0 | 0 | 0 | 0 | 0 | 0 | 0 | 0
F9_Industrial_Paper and Printing_New_Space Heating_Natural Gas_Gas Boiler - Burner Control Optimization_A_Technical Potential | F9 | Industrial | Paper and Printing | New | Space Heating | Natural Gas | Gas Boiler - Burner Control Optimization | A | Cumulative Winter Peak Savings (MW) | Technical Potential | 0 | 0 | 0 | 0 | 0 | 0 | 0 | 0 | 0 | 0 | 0 | 0 | 0 | 0 | 0 | 0 | 0 | 0 | 0 | 0 | 0 | 0 | 0 | 0 | 0 | 0 | 0 | 0 | 0 | 0 | 0
F10_Industrial_Paper and Printing_New_Space Heating_Natural Gas_Gas Boiler - Burner Control Optimization_A_Technical Potential | F10 | Industrial | Paper and Printing | New | Space Heating | Natural Gas | Gas Boiler - Burner Control Optimization | A | Purchases (Incremental) | Technical Potential | 0 | 0 | 0 | 0 | 0 | 0 | 0 | 0 | 0 | 0 | 0 | 0 | 0 | 0 | 0 | 0 | 0 | 0 | 0 | 0 | 0 | 0 | 0 | 0 | 0 | 0 | 0 | 0 | 0 | 0 | 0
F11_Industrial_Paper and Printing_New_Space Heating_Natural Gas_Gas Boiler - Burner Control Optimization_A_Technical Potential | F11 | Industrial | Paper and Printing | New | Space Heating | Natural Gas | Gas Boiler - Burner Control Optimization | A | Purchases (Cumulative) | Technical Potential | 0 | 0 | 0 | 0 | 0 | 0 | 0 | 0 | 0 | 0 | 0 | 0 | 0 | 0 | 0 | 0 | 0 | 0 | 0 | 0 | 0 | 0 | 0 | 0 | 0 | 0 | 0 | 0 | 0 | 0 | 0
F1_Industrial_Paper and Printing_New_Process_Natural Gas_Gas Boiler - Burner Control Optimization_A_Technical Potential | F1 | Industrial | Paper and Printing | New | Process | Natural Gas | Gas Boiler - Burner Control Optimization | A | Integrated Unit Energy Savings (kWh or therms) | Technical Potential | 0 | 0 | 0 | 0 | 0 | 21.9338 | 21.8217 | 21.7215 | 21.6296 | 21.5423 | 21.4776 | 21.4298 | 21.3951 | 21.3709 | 21.3547 | 21.346 | 21.3429 | 21.3442 | 21.3484 | 21.3539 | 21.3677 | 21.381 | 21.3924 | 21.4023 | 21.4109 | 21.4352 | 21.4578 | 21.4787 | 22.067 | 22.067 | 22.067
F2_Industrial_Paper and Printing_New_Process_Natural Gas_Gas Boiler - Burner Control Optimization_A_Technical Potential | F2 | Industrial | Paper and Printing | New | Process | Natural Gas | Gas Boiler - Burner Control Optimization | A | Integrated Unit Summer Peak Savings (kW) | Technical Potential | 0 | 0 | 0 | 0 | 0 | 0 | 0 | 0 | 0 | 0 | 0 | 0 | 0 | 0 | 0 | 0 | 0 | 0 | 0 | 0 | 0 | 0 | 0 | 0 | 0 | 0 | 0 | 0 | 0 | 0 | 0
F3_Industrial_Paper and Printing_New_Process_Natural Gas_Gas Boiler - Burner Control Optimization_A_Technical Potential | F3 | Industrial | Paper and Printing | New | Process | Natural Gas | Gas Boiler - Burner Control Optimization | A | Integrated Unit Winter Peak Savings (kW) | Technical Potential | 0 | 0 | 0 | 0 | 0 | 0 | 0 | 0 | 0 | 0 | 0 | 0 | 0 | 0 | 0 | 0 | 0 | 0 | 0 | 0 | 0 | 0 | 0 | 0 | 0 | 0 | 0 | 0 | 0 | 0 | 0
F4_Industrial_Paper and Printing_New_Process_Natural Gas_Gas Boiler - Burner Control Optimization_A_Technical Potential | F4 | Industrial | Paper and Printing | New | Process | Natural Gas | Gas Boiler - Burner Control Optimization | A | Incremental Energy Savings (MWh or mTherms) | Technical Potential | 0 | 0 | 0 | 0 | 0 | 0.00052159 | 0.00096638 | 0.0022237 | 0.0043944 | 0.0076132 | 0.011751 | 0.016333 | 0.020662 | 0.023985 | 0.025696 | 0.025592 | 0.023793 | 0.020751 | 0.017038 | 0.013211 | 0.0097118 | 0.006783 | 0.0045118 | 0.0028648 | 0.0020195 | 0.0021944 | 0.0043595 | 0.0075907 | 0.012074 | 0.016818 | 0.021311
F5_Industrial_Paper and Printing_New_Process_Natural Gas_Gas Boiler - Burner Control Optimization_A_Technical Potential | F5 | Industrial | Paper and Printing | New | Process | Natural Gas | Gas Boiler - Burner Control Optimization | A | Incremental Summer Peak Savings (MW) | Technical Potential | 0 | 0 | 0 | 0 | 0 | 0 | 0 | 0 | 0 | 0 | 0 | 0 | 0 | 0 | 0 | 0 | 0 | 0 | 0 | 0 | 0 | 0 | 0 | 0 | 0 | 0 | 0 | 0 | 0 | 0 | 0
F6_Industrial_Paper and Printing_New_Process_Natural Gas_Gas Boiler - Burner Control Optimization_A_Technical Potential | F6 | Industrial | Paper and Printing | New | Process | Natural Gas | Gas Boiler - Burner Control Optimization | A | Incremental Winter Peak Savings (MW) | Technical Potential | 0 | 0 | 0 | 0 | 0 | 0 | 0 | 0 | 0 | 0 | 0 | 0 | 0 | 0 | 0 | 0 | 0 | 0 | 0 | 0 | 0 | 0 | 0 | 0 | 0 | 0 | 0 | 0 | 0 | 0 | 0
F7_Industrial_Paper and Printing_New_Process_Natural Gas_Gas Boiler - Burner Control Optimization_A_Technical Potential | F7 | Industrial | Paper and Printing | New | Process | Natural Gas | Gas Boiler - Burner Control Optimization | A | Cumulative Energy Savings (MWh or mTherms) | Technical Potential | 0 | 0 | 0 | 0 | 0 | 0.00052159 | 0.0014853 | 0.0037022 | 0.0080809 | 0.015661 | 0.027366 | 0.043637 | 0.064229 | 0.088141 | 0.11377 | 0.13932 | 0.16309 | 0.18385 | 0.20092 | 0.21419 | 0.22404 | 0.23096 | 0.23559 | 0.23806 | 0.23922 | 0.2395 | 0.23975 | 0.23998 | 0 | 0 | 0
F8_Industrial_Paper and Printing_New_Process_Natural Gas_Gas Boiler - Burner Control Optimization_A_Technical Potential | F8 | Industrial | Paper and Printing | New | Process | Natural Gas | Gas Boiler - Burner Control Optimization | A | Cumulative Summer Peak Savings (MW) | Technical Potential | 0 | 0 | 0 | 0 | 0 | 0 | 0 | 0 | 0 | 0 | 0 | 0 | 0 | 0 | 0 | 0 | 0 | 0 | 0 | 0 | 0 | 0 | 0 | 0 | 0 | 0 | 0 | 0 | 0 | 0 | 0
F9_Industrial_Paper and Printing_New_Process_Natural Gas_Gas Boiler - Burner Control Optimization_A_Technical Potential | F9 | Industrial | Paper and Printing | New | Process | Natural Gas | Gas Boiler - Burner Control Optimization | A | Cumulative Winter Peak Savings (MW) | Technical Potential | 0 | 0 | 0 | 0 | 0 | 0 | 0 | 0 | 0 | 0 | 0 | 0 | 0 | 0 | 0 | 0 | 0 | 0 | 0 | 0 | 0 | 0 | 0 | 0 | 0 | 0 | 0 | 0 | 0 | 0 | 0
F10_Industrial_Paper and Printing_New_Process_Natural Gas_Gas Boiler - Burner Control Optimization_A_Technical Potential | F10 | Industrial | Paper and Printing | New | Process | Natural Gas | Gas Boiler - Burner Control Optimization | A | Purchases (Incremental) | Technical Potential | 0 | 0 | 0 | 0 | 0 | 0.02378 | 0.044285 | 0.10237 | 0.20317 | 0.35341 | 0.54713 | 0.76215 | 0.96574 | 1.1223 | 1.2033 | 1.1989 | 1.1148 | 0.97222 | 0.79808 | 0.61866 | 0.45451 | 0.31724 | 0.21091 | 0.13385 | 0.094323 | 0.10237 | 0.20317 | 0.35341 | 0.54713 | 0.76215 | 0.96574
F11_Industrial_Paper and Printing_New_Process_Natural Gas_Gas Boiler - Burner Control Optimization_A_Technical Potential | F11 | Industrial | Paper and Printing | New | Process | Natural Gas | Gas Boiler - Burner Control Optimization | A | Purchases (Cumulative) | Technical Potential | 0 | 0 | 0 | 0 | 0 | 0.02378 | 0.068065 | 0.17044 | 0.3736 | 0.72701 | 1.2741 | 2.0363 | 3.002 | 4.1243 | 5.3276 | 6.5265 | 7.6413 | 8.6135 | 9.4116 | 10.0303 | 10.4848 | 10.802 | 11.0129 | 11.123 | 11.173 | 11.173 | 11.173 | 11.173 | 11.173 | 11.173 | 11.173
F1_Industrial_Paper and Printing_New_Space Heating_Natural Gas_HVAC - Demand Controlled Ventilation_A_Technical Potential | F1 | Industrial | Paper and Printing | New | Space Heating | Natural Gas | HVAC - Demand Controlled Ventilation | A | Integrated Unit Energy Savings (kWh or therms) | Technical Potential | 0 | 0 | 0 | 0 | 0 | 0 | 0 | 0 | 0 | 0 | 0 | 0 | 0 | 0 | 0 | 0 | 0 | 0 | 0 | 0 | 0 | 0 | 0 | 0 | 0 | 0 | 0 | 0 | 0 | 0 | 0
F2_Industrial_Paper and Printing_New_Space Heating_Natural Gas_HVAC - Demand Controlled Ventilation_A_Technical Potential | F2 | Industrial | Paper and Printing | New | Space Heating | Natural Gas | HVAC - Demand Controlled Ventilation | A | Integrated Unit Summer Peak Savings (kW) | Technical Potential | 0 | 0 | 0 | 0 | 0 | 0 | 0 | 0 | 0 | 0 | 0 | 0 | 0 | 0 | 0 | 0 | 0 | 0 | 0 | 0 | 0 | 0 | 0 | 0 | 0 | 0 | 0 | 0 | 0 | 0 | 0
F3_Industrial_Paper and Printing_New_Space Heating_Natural Gas_HVAC - Demand Controlled Ventilation_A_Technical Potential | F3 | Industrial | Paper and Printing | New | Space Heating | Natural Gas | HVAC - Demand Controlled Ventilation | A | Integrated Unit Winter Peak Savings (kW) | Technical Potential | 0 | 0 | 0 | 0 | 0 | 0 | 0 | 0 | 0 | 0 | 0 | 0 | 0 | 0 | 0 | 0 | 0 | 0 | 0 | 0 | 0 | 0 | 0 | 0 | 0 | 0 | 0 | 0 | 0 | 0 | 0
F4_Industrial_Paper and Printing_New_Space Heating_Natural Gas_HVAC - Demand Controlled Ventilation_A_Technical Potential | F4 | Industrial | Paper and Printing | New | Space Heating | Natural Gas | HVAC - Demand Controlled Ventilation | A | Incremental Energy Savings (MWh or mTherms) | Technical Potential | 0 | 0 | 0 | 0 | 0 | 0 | 0 | 0 | 0 | 0 | 0 | 0 | 0 | 0 | 0 | 0 | 0 | 0 | 0 | 0 | 0 | 0 | 0 | 0 | 0 | 0 | 0 | 0 | 0 | 0 | 0
F5_Industrial_Paper and Printing_New_Space Heating_Natural Gas_HVAC - Demand Controlled Ventilation_A_Technical Potential | F5 | Industrial | Paper and Printing | New | Space Heating | Natural Gas | HVAC - Demand Controlled Ventilation | A | Incremental Summer Peak Savings (MW) | Technical Potential | 0 | 0 | 0 | 0 | 0 | 0 | 0 | 0 | 0 | 0 | 0 | 0 | 0 | 0 | 0 | 0 | 0 | 0 | 0 | 0 | 0 | 0 | 0 | 0 | 0 | 0 | 0 | 0 | 0 | 0 | 0
F6_Industrial_Paper and Printing_New_Space Heating_Natural Gas_HVAC - Demand Controlled Ventilation_A_Technical Potential | F6 | Industrial | Paper and Printing | New | Space Heating | Natural Gas | HVAC - Demand Controlled Ventilation | A | Incremental Winter Peak Savings (MW) | Technical Potential | 0 | 0 | 0 | 0 | 0 | 0 | 0 | 0 | 0 | 0 | 0 | 0 | 0 | 0 | 0 | 0 | 0 | 0 | 0 | 0 | 0 | 0 | 0 | 0 | 0 | 0 | 0 | 0 | 0 | 0 | 0
F7_Industrial_Paper and Printing_New_Space Heating_Natural Gas_HVAC - Demand Controlled Ventilation_A_Technical Potential | F7 | Industrial | Paper and Printing | New | Space Heating | Natural Gas | HVAC - Demand Controlled Ventilation | A | Cumulative Energy Savings (MWh or mTherms) | Technical Potential | 0 | 0 | 0 | 0 | 0 | 0 | 0 | 0 | 0 | 0 | 0 | 0 | 0 | 0 | 0 | 0 | 0 | 0 | 0 | 0 | 0 | 0 | 0 | 0 | 0 | 0 | 0 | 0 | 0 | 0 | 0
F8_Industrial_Paper and Printing_New_Space Heating_Natural Gas_HVAC - Demand Controlled Ventilation_A_Technical Potential | F8 | Industrial | Paper and Printing | New | Space Heating | Natural Gas | HVAC - Demand Controlled Ventilation | A | Cumulative Summer Peak Savings (MW) | Technical Potential | 0 | 0 | 0 | 0 | 0 | 0 | 0 | 0 | 0 | 0 | 0 | 0 | 0 | 0 | 0 | 0 | 0 | 0 | 0 | 0 | 0 | 0 | 0 | 0 | 0 | 0 | 0 | 0 | 0 | 0 | 0
F9_Industrial_Paper and Printing_New_Space Heating_Natural Gas_HVAC - Demand Controlled Ventilation_A_Technical Potential | F9 | Industrial | Paper and Printing | New | Space Heating | Natural Gas | HVAC - Demand Controlled Ventilation | A | Cumulative Winter Peak Savings (MW) | Technical Potential | 0 | 0 | 0 | 0 | 0 | 0 | 0 | 0 | 0 | 0 | 0 | 0 | 0 | 0 | 0 | 0 | 0 | 0 | 0 | 0 | 0 | 0 | 0 | 0 | 0 | 0 | 0 | 0 | 0 | 0 | 0
F10_Industrial_Paper and Printing_New_Space Heating_Natural Gas_HVAC - Demand Controlled Ventilation_A_Technical Potential | F10 | Industrial | Paper and Printing | New | Space Heating | Natural Gas | HVAC - Demand Controlled Ventilation | A | Purchases (Incremental) | Technical Potential | 0 | 0 | 0 | 0 | 0 | 0 | 0 | 0 | 0 | 0 | 0 | 0 | 0 | 0 | 0 | 0 | 0 | 0 | 0 | 0 | 0 | 0 | 0 | 0 | 0 | 0 | 0 | 0 | 0 | 0 | 0
F11_Industrial_Paper and Printing_New_Space Heating_Natural Gas_HVAC - Demand Controlled Ventilation_A_Technical Potential | F11 | Industrial | Paper and Printing | New | Space Heating | Natural Gas | HVAC - Demand Controlled Ventilation | A | Purchases (Cumulative) | Technical Potential | 0 | 0 | 0 | 0 | 0 | 0 | 0 | 0 | 0 | 0 | 0 | 0 | 0 | 0 | 0 | 0 | 0 | 0 | 0 | 0 | 0 | 0 | 0 | 0 | 0 | 0 | 0 | 0 | 0 | 0 | 0
F1_Industrial_Paper and Printing_New_Space Heating_Natural Gas_Gas Boiler - Stack Economizer_A_Technical Potential | F1 | Industrial | Paper and Printing | New | Space Heating | Natural Gas | Gas Boiler - Stack Economizer | A | Integrated Unit Energy Savings (kWh or therms) | Technical Potential | 0 | 0 | 0 | 0 | 0 | 0 | 0 | 0 | 0 | 0 | 0 | 0 | 0 | 0 | 0 | 0 | 0 | 0 | 0 | 0 | 0 | 0 | 0 | 0 | 0 | 0 | 0 | 0 | 0 | 0 | 0
F2_Industrial_Paper and Printing_New_Space Heating_Natural Gas_Gas Boiler - Stack Economizer_A_Technical Potential | F2 | Industrial | Paper and Printing | New | Space Heating | Natural Gas | Gas Boiler - Stack Economizer | A | Integrated Unit Summer Peak Savings (kW) | Technical Potential | 0 | 0 | 0 | 0 | 0 | 0 | 0 | 0 | 0 | 0 | 0 | 0 | 0 | 0 | 0 | 0 | 0 | 0 | 0 | 0 | 0 | 0 | 0 | 0 | 0 | 0 | 0 | 0 | 0 | 0 | 0
F3_Industrial_Paper and Printing_New_Space Heating_Natural Gas_Gas Boiler - Stack Economizer_A_Technical Potential | F3 | Industrial | Paper and Printing | New | Space Heating | Natural Gas | Gas Boiler - Stack Economizer | A | Integrated Unit Winter Peak Savings (kW) | Technical Potential | 0 | 0 | 0 | 0 | 0 | 0 | 0 | 0 | 0 | 0 | 0 | 0 | 0 | 0 | 0 | 0 | 0 | 0 | 0 | 0 | 0 | 0 | 0 | 0 | 0 | 0 | 0 | 0 | 0 | 0 | 0
F4_Industrial_Paper and Printing_New_Space Heating_Natural Gas_Gas Boiler - Stack Economizer_A_Technical Potential | F4 | Industrial | Paper and Printing | New | Space Heating | Natural Gas | Gas Boiler - Stack Economizer | A | Incremental Energy Savings (MWh or mTherms) | Technical Potential | 0 | 0 | 0 | 0 | 0 | 0 | 0 | 0 | 0 | 0 | 0 | 0 | 0 | 0 | 0 | 0 | 0 | 0 | 0 | 0 | 0 | 0 | 0 | 0 | 0 | 0 | 0 | 0 | 0 | 0 | 0
F5_Industrial_Paper and Printing_New_Space Heating_Natural Gas_Gas Boiler - Stack Economizer_A_Technical Potential | F5 | Industrial | Paper and Printing | New | Space Heating | Natural Gas | Gas Boiler - Stack Economizer | A | Incremental Summer Peak Savings (MW) | Technical Potential | 0 | 0 | 0 | 0 | 0 | 0 | 0 | 0 | 0 | 0 | 0 | 0 | 0 | 0 | 0 | 0 | 0 | 0 | 0 | 0 | 0 | 0 | 0 | 0 | 0 | 0 | 0 | 0 | 0 | 0 | 0
F6_Industrial_Paper and Printing_New_Space Heating_Natural Gas_Gas Boiler - Stack Economizer_A_Technical Potential | F6 | Industrial | Paper and Printing | New | Space Heating | Natural Gas | Gas Boiler - Stack Economizer | A | Incremental Winter Peak Savings (MW) | Technical Potential | 0 | 0 | 0 | 0 | 0 | 0 | 0 | 0 | 0 | 0 | 0 | 0 | 0 | 0 | 0 | 0 | 0 | 0 | 0 | 0 | 0 | 0 | 0 | 0 | 0 | 0 | 0 | 0 | 0 | 0 | 0
F7_Industrial_Paper and Printing_New_Space Heating_Natural Gas_Gas Boiler - Stack Economizer_A_Technical Potential | F7 | Industrial | Paper and Printing | New | Space Heating | Natural Gas | Gas Boiler - Stack Economizer | A | Cumulative Energy Savings (MWh or mTherms) | Technical Potential | 0 | 0 | 0 | 0 | 0 | 0 | 0 | 0 | 0 | 0 | 0 | 0 | 0 | 0 | 0 | 0 | 0 | 0 | 0 | 0 | 0 | 0 | 0 | 0 | 0 | 0 | 0 | 0 | 0 | 0 | 0
F8_Industrial_Paper and Printing_New_Space Heating_Natural Gas_Gas Boiler - Stack Economizer_A_Technical Potential | F8 | Industrial | Paper and Printing | New | Space Heating | Natural Gas | Gas Boiler - Stack Economizer | A | Cumulative Summer Peak Savings (MW) | Technical Potential | 0 | 0 | 0 | 0 | 0 | 0 | 0 | 0 | 0 | 0 | 0 | 0 | 0 | 0 | 0 | 0 | 0 | 0 | 0 | 0 | 0 | 0 | 0 | 0 | 0 | 0 | 0 | 0 | 0 | 0 | 0
F9_Industrial_Paper and Printing_New_Space Heating_Natural Gas_Gas Boiler - Stack Economizer_A_Technical Potential | F9 | Industrial | Paper and Printing | New | Space Heating | Natural Gas | Gas Boiler - Stack Economizer | A | Cumulative Winter Peak Savings (MW) | Technical Potential | 0 | 0 | 0 | 0 | 0 | 0 | 0 | 0 | 0 | 0 | 0 | 0 | 0 | 0 | 0 | 0 | 0 | 0 | 0 | 0 | 0 | 0 | 0 | 0 | 0 | 0 | 0 | 0 | 0 | 0 | 0
F10_Industrial_Paper and Printing_New_Space Heating_Natural Gas_Gas Boiler - Stack Economizer_A_Technical Potential | F10 | Industrial | Paper and Printing | New | Space Heating | Natural Gas | Gas Boiler - Stack Economizer | A | Purchases (Incremental) | Technical Potential | 0 | 0 | 0 | 0 | 0 | 0 | 0 | 0 | 0 | 0 | 0 | 0 | 0 | 0 | 0 | 0 | 0 | 0 | 0 | 0 | 0 | 0 | 0 | 0 | 0 | 0 | 0 | 0 | 0 | 0 | 0
F11_Industrial_Paper and Printing_New_Space Heating_Natural Gas_Gas Boiler - Stack Economizer_A_Technical Potential | F11 | Industrial | Paper and Printing | New | Space Heating | Natural Gas | Gas Boiler - Stack Economizer | A | Purchases (Cumulative) | Technical Potential | 0 | 0 | 0 | 0 | 0 | 0 | 0 | 0 | 0 | 0 | 0 | 0 | 0 | 0 | 0 | 0 | 0 | 0 | 0 | 0 | 0 | 0 | 0 | 0 | 0 | 0 | 0 | 0 | 0 | 0 | 0
F1_Industrial_Paper and Printing_New_Process_Natural Gas_Gas Boiler - Stack Economizer_A_Technical Potential | F1 | Industrial | Paper and Printing | New | Process | Natural Gas | Gas Boiler - Stack Economizer | A | Integrated Unit Energy Savings (kWh or therms) | Technical Potential | 0 | 0 | 0 | 0 | 0 | 73.0407 | 73.0361 | 73.0337 | 73.0356 | 73.037 | 73.0382 | 73.0391 | 73.0399 | 73.0406 | 73.0412 | 73.0417 | 73.0422 | 73.0426 | 73.0429 | 73.0432 | 73.0435 | 73.0438 | 73.044 | 73.0442 | 73.0444 | 73.0446 | 73.0448 | 73.0449 | 73.0493 | 73.0493 | 73.0493
F2_Industrial_Paper and Printing_New_Process_Natural Gas_Gas Boiler - Stack Economizer_A_Technical Potential | F2 | Industrial | Paper and Printing | New | Process | Natural Gas | Gas Boiler - Stack Economizer | A | Integrated Unit Summer Peak Savings (kW) | Technical Potential | 0 | 0 | 0 | 0 | 0 | 0 | 0 | 0 | 0 | 0 | 0 | 0 | 0 | 0 | 0 | 0 | 0 | 0 | 0 | 0 | 0 | 0 | 0 | 0 | 0 | 0 | 0 | 0 | 0 | 0 | 0
F3_Industrial_Paper and Printing_New_Process_Natural Gas_Gas Boiler - Stack Economizer_A_Technical Potential | F3 | Industrial | Paper and Printing | New | Process | Natural Gas | Gas Boiler - Stack Economizer | A | Integrated Unit Winter Peak Savings (kW) | Technical Potential | 0 | 0 | 0 | 0 | 0 | 0 | 0 | 0 | 0 | 0 | 0 | 0 | 0 | 0 | 0 | 0 | 0 | 0 | 0 | 0 | 0 | 0 | 0 | 0 | 0 | 0 | 0 | 0 | 0 | 0 | 0
F4_Industrial_Paper and Printing_New_Process_Natural Gas_Gas Boiler - Stack Economizer_A_Technical Potential | F4 | Industrial | Paper and Printing | New | Process | Natural Gas | Gas Boiler - Stack Economizer | A | Incremental Energy Savings (MWh or mTherms) | Technical Potential | 0 | 0 | 0 | 0 | 0 | 0.01717 | 0.020341 | 0.02351 | 0.026662 | 0.029815 | 0.029674 | 0.025983 | 0.022576 | 0.01949 | 0.016717 | 0.014277 | 0.012138 | 0.010283 | 0.0086822 | 0.0073073 | 0.017171 | 0.020343 | 0.023513 | 0.026665 | 0.029818 | 0.029677 | 0.025985 | 0.022578 | 0.019492 | 0.016719 | 0.014279
F5_Industrial_Paper and Printing_New_Process_Natural Gas_Gas Boiler - Stack Economizer_A_Technical Potential | F5 | Industrial | Paper and Printing | New | Process | Natural Gas | Gas Boiler - Stack Economizer | A | Incremental Summer Peak Savings (MW) | Technical Potential | 0 | 0 | 0 | 0 | 0 | 0 | 0 | 0 | 0 | 0 | 0 | 0 | 0 | 0 | 0 | 0 | 0 | 0 | 0 | 0 | 0 | 0 | 0 | 0 | 0 | 0 | 0 | 0 | 0 | 0 | 0
F6_Industrial_Paper and Printing_New_Process_Natural Gas_Gas Boiler - Stack Economizer_A_Technical Potential | F6 | Industrial | Paper and Printing | New | Process | Natural Gas | Gas Boiler - Stack Economizer | A | Incremental Winter Peak Savings (MW) | Technical Potential | 0 | 0 | 0 | 0 | 0 | 0 | 0 | 0 | 0 | 0 | 0 | 0 | 0 | 0 | 0 | 0 | 0 | 0 | 0 | 0 | 0 | 0 | 0 | 0 | 0 | 0 | 0 | 0 | 0 | 0 | 0
F7_Industrial_Paper and Printing_New_Process_Natural Gas_Gas Boiler - Stack Economizer_A_Technical Potential | F7 | Industrial | Paper and Printing | New | Process | Natural Gas | Gas Boiler - Stack Economizer | A | Cumulative Energy Savings (MWh or mTherms) | Technical Potential | 0 | 0 | 0 | 0 | 0 | 0.01717 | 0.03751 | 0.061019 | 0.087682 | 0.1175 | 0.14718 | 0.17316 | 0.19574 | 0.21523 | 0.23195 | 0.24623 | 0.25837 | 0.26865 | 0.27733 | 0.28464 | 0.28464 | 0.28464 | 0.28465 | 0.28465 | 0.28465 | 0.28465 | 0.28465 | 0.28465 | 0 | 0 | 0
F8_Industrial_Paper and Printing_New_Process_Natural Gas_Gas Boiler - Stack Economizer_A_Technical Potential | F8 | Industrial | Paper and Printing | New | Process | Natural Gas | Gas Boiler - Stack Economizer | A | Cumulative Summer Peak Savings (MW) | Technical Potential | 0 | 0 | 0 | 0 | 0 | 0 | 0 | 0 | 0 | 0 | 0 | 0 | 0 | 0 | 0 | 0 | 0 | 0 | 0 | 0 | 0 | 0 | 0 | 0 | 0 | 0 | 0 | 0 | 0 | 0 | 0
F9_Industrial_Paper and Printing_New_Process_Natural Gas_Gas Boiler - Stack Economizer_A_Technical Potential | F9 | Industrial | Paper and Printing | New | Process | Natural Gas | Gas Boiler - Stack Economizer | A | Cumulative Winter Peak Savings (MW) | Technical Potential | 0 | 0 | 0 | 0 | 0 | 0 | 0 | 0 | 0 | 0 | 0 | 0 | 0 | 0 | 0 | 0 | 0 | 0 | 0 | 0 | 0 | 0 | 0 | 0 | 0 | 0 | 0 | 0 | 0 | 0 | 0
F10_Industrial_Paper and Printing_New_Process_Natural Gas_Gas Boiler - Stack Economizer_A_Technical Potential | F10 | Industrial | Paper and Printing | New | Process | Natural Gas | Gas Boiler - Stack Economizer | A | Purchases (Incremental) | Technical Potential | 0 | 0 | 0 | 0 | 0 | 0.23508 | 0.2785 | 0.32191 | 0.36505 | 0.40822 | 0.40628 | 0.35574 | 0.30909 | 0.26684 | 0.22887 | 0.19547 | 0.16617 | 0.14078 | 0.11886 | 0.10004 | 0.23508 | 0.2785 | 0.32191 | 0.36505 | 0.40822 | 0.40628 | 0.35574 | 0.30909 | 0.26684 | 0.22887 | 0.19547
F11_Industrial_Paper and Printing_New_Process_Natural Gas_Gas Boiler - Stack Economizer_A_Technical Potential | F11 | Industrial | Paper and Printing | New | Process | Natural Gas | Gas Boiler - Stack Economizer | A | Purchases (Cumulative) | Technical Potential | 0 | 0 | 0 | 0 | 0 | 0.23508 | 0.51358 | 0.83549 | 1.2005 | 1.6088 | 2.015 | 2.3708 | 2.6799 | 2.9467 | 3.1756 | 3.3711 | 3.5372 | 3.678 | 3.7969 | 3.8969 | 3.8969 | 3.8969 | 3.8969 | 3.8969 | 3.8969 | 3.8969 | 3.8969 | 3.8969 | 3.8969 | 3.8969 | 3.8969
F1_Industrial_Paper and Printing_New_Space Heating_Natural Gas_Gas Furnace Tube Inserts_A_Technical Potential | F1 | Industrial | Paper and Printing | New | Space Heating | Natural Gas | Gas Furnace Tube Inserts | A | Integrated Unit Energy Savings (kWh or therms) | Technical Potential | 0 | 0 | 0 | 0 | 0 | 0 | 0 | 0 | 0 | 0 | 0 | 0 | 0 | 0 | 0 | 0 | 0 | 0 | 0 | 0 | 0 | 0 | 0 | 0 | 0 | 0 | 0 | 0 | 0 | 0 | 0
F2_Industrial_Paper and Printing_New_Space Heating_Natural Gas_Gas Furnace Tube Inserts_A_Technical Potential | F2 | Industrial | Paper and Printing | New | Space Heating | Natural Gas | Gas Furnace Tube Inserts | A | Integrated Unit Summer Peak Savings (kW) | Technical Potential | 0 | 0 | 0 | 0 | 0 | 0 | 0 | 0 | 0 | 0 | 0 | 0 | 0 | 0 | 0 | 0 | 0 | 0 | 0 | 0 | 0 | 0 | 0 | 0 | 0 | 0 | 0 | 0 | 0 | 0 | 0
F3_Industrial_Paper and Printing_New_Space Heating_Natural Gas_Gas Furnace Tube Inserts_A_Technical Potential | F3 | Industrial | Paper and Printing | New | Space Heating | Natural Gas | Gas Furnace Tube Inserts | A | Integrated Unit Winter Peak Savings (kW) | Technical Potential | 0 | 0 | 0 | 0 | 0 | 0 | 0 | 0 | 0 | 0 | 0 | 0 | 0 | 0 | 0 | 0 | 0 | 0 | 0 | 0 | 0 | 0 | 0 | 0 | 0 | 0 | 0 | 0 | 0 | 0 | 0
F4_Industrial_Paper and Printing_New_Space Heating_Natural Gas_Gas Furnace Tube Inserts_A_Technical Potential | F4 | Industrial | Paper and Printing | New | Space Heating | Natural Gas | Gas Furnace Tube Inserts | A | Incremental Energy Savings (MWh or mTherms) | Technical Potential | 0 | 0 | 0 | 0 | 0 | 0 | 0 | 0 | 0 | 0 | 0 | 0 | 0 | 0 | 0 | 0 | 0 | 0 | 0 | 0 | 0 | 0 | 0 | 0 | 0 | 0 | 0 | 0 | 0 | 0 | 0
F5_Industrial_Paper and Printing_New_Space Heating_Natural Gas_Gas Furnace Tube Inserts_A_Technical Potential | F5 | Industrial | Paper and Printing | New | Space Heating | Natural Gas | Gas Furnace Tube Inserts | A | Incremental Summer Peak Savings (MW) | Technical Potential | 0 | 0 | 0 | 0 | 0 | 0 | 0 | 0 | 0 | 0 | 0 | 0 | 0 | 0 | 0 | 0 | 0 | 0 | 0 | 0 | 0 | 0 | 0 | 0 | 0 | 0 | 0 | 0 | 0 | 0 | 0
F6_Industrial_Paper and Printing_New_Space Heating_Natural Gas_Gas Furnace Tube Inserts_A_Technical Potential | F6 | Industrial | Paper and Printing | New | Space Heating | Natural Gas | Gas Furnace Tube Inserts | A | Incremental Winter Peak Savings (MW) | Technical Potential | 0 | 0 | 0 | 0 | 0 | 0 | 0 | 0 | 0 | 0 | 0 | 0 | 0 | 0 | 0 | 0 | 0 | 0 | 0 | 0 | 0 | 0 | 0 | 0 | 0 | 0 | 0 | 0 | 0 | 0 | 0
F7_Industrial_Paper and Printing_New_Space Heating_Natural Gas_Gas Furnace Tube Inserts_A_Technical Potential | F7 | Industrial | Paper and Printing | New | Space Heating | Natural Gas | Gas Furnace Tube Inserts | A | Cumulative Energy Savings (MWh or mTherms) | Technical Potential | 0 | 0 | 0 | 0 | 0 | 0 | 0 | 0 | 0 | 0 | 0 | 0 | 0 | 0 | 0 | 0 | 0 | 0 | 0 | 0 | 0 | 0 | 0 | 0 | 0 | 0 | 0 | 0 | 0 | 0 | 0
F8_Industrial_Paper and Printing_New_Space Heating_Natural Gas_Gas Furnace Tube Inserts_A_Technical Potential | F8 | Industrial | Paper and Printing | New | Space Heating | Natural Gas | Gas Furnace Tube Inserts | A | Cumulative Summer Peak Savings (MW) | Technical Potential | 0 | 0 | 0 | 0 | 0 | 0 | 0 | 0 | 0 | 0 | 0 | 0 | 0 | 0 | 0 | 0 | 0 | 0 | 0 | 0 | 0 | 0 | 0 | 0 | 0 | 0 | 0 | 0 | 0 | 0 | 0
F9_Industrial_Paper and Printing_New_Space Heating_Natural Gas_Gas Furnace Tube Inserts_A_Technical Potential | F9 | Industrial | Paper and Printing | New | Space Heating | Natural Gas | Gas Furnace Tube Inserts | A | Cumulative Winter Peak Savings (MW) | Technical Potential | 0 | 0 | 0 | 0 | 0 | 0 | 0 | 0 | 0 | 0 | 0 | 0 | 0 | 0 | 0 | 0 | 0 | 0 | 0 | 0 | 0 | 0 | 0 | 0 | 0 | 0 | 0 | 0 | 0 | 0 | 0
F10_Industrial_Paper and Printing_New_Space Heating_Natural Gas_Gas Furnace Tube Inserts_A_Technical Potential | F10 | Industrial | Paper and Printing | New | Space Heating | Natural Gas | Gas Furnace Tube Inserts | A | Purchases (Incremental) | Technical Potential | 0 | 0 | 0 | 0 | 0 | 0 | 0 | 0 | 0 | 0 | 0 | 0 | 0 | 0 | 0 | 0 | 0 | 0 | 0 | 0 | 0 | 0 | 0 | 0 | 0 | 0 | 0 | 0 | 0 | 0 | 0
F11_Industrial_Paper and Printing_New_Space Heating_Natural Gas_Gas Furnace Tube Inserts_A_Technical Potential | F11 | Industrial | Paper and Printing | New | Space Heating | Natural Gas | Gas Furnace Tube Inserts | A | Purchases (Cumulative) | Technical Potential | 0 | 0 | 0 | 0 | 0 | 0 | 0 | 0 | 0 | 0 | 0 | 0 | 0 | 0 | 0 | 0 | 0 | 0 | 0 | 0 | 0 | 0 | 0 | 0 | 0 | 0 | 0 | 0 | 0 | 0 | 0
F1_Industrial_Paper and Printing_New_Space Heating_Natural Gas_Space Heating - Heat Recovery Ventilator_A_Technical Potential | F1 | Industrial | Paper and Printing | New | Space Heating | Natural Gas | Space Heating - Heat Recovery Ventilator | A | Integrated Unit Energy Savings (kWh or therms) | Technical Potential | 0 | 0 | 0 | 0 | 0 | 0.012162 | 0.011791 | 0.011516 | 0.011302 | 0.011127 | 0.010982 | 0.01081 | 0.010625 | 0.010437 | 0.010249 | 0.010074 | 0.0099139 | 0.0098571 | 0.0097493 | 0.0096689 | 0.0096125 | 0.0095712 | 0.0095583 | 0.0095628 | 0.0095785 | 0.0096008 | 0.0096223 | 0.0096436 | 0 | 0 | 0
F2_Industrial_Paper and Printing_New_Space Heating_Natural Gas_Space Heating - Heat Recovery Ventilator_A_Technical Potential | F2 | Industrial | Paper and Printing | New | Space Heating | Natural Gas | Space Heating - Heat Recovery Ventilator | A | Integrated Unit Summer Peak Savings (kW) | Technical Potential | 0 | 0 | 0 | 0 | 0 | 0 | 0 | 0 | 0 | 0 | 0 | 0 | 0 | 0 | 0 | 0 | 0 | 0 | 0 | 0 | 0 | 0 | 0 | 0 | 0 | 0 | 0 | 0 | 0 | 0 | 0
F3_Industrial_Paper and Printing_New_Space Heating_Natural Gas_Space Heating - Heat Recovery Ventilator_A_Technical Potential | F3 | Industrial | Paper and Printing | New | Space Heating | Natural Gas | Space Heating - Heat Recovery Ventilator | A | Integrated Unit Winter Peak Savings (kW) | Technical Potential | 0 | 0 | 0 | 0 | 0 | 0 | 0 | 0 | 0 | 0 | 0 | 0 | 0 | 0 | 0 | 0 | 0 | 0 | 0 | 0 | 0 | 0 | 0 | 0 | 0 | 0 | 0 | 0 | 0 | 0 | 0
F4_Industrial_Paper and Printing_New_Space Heating_Natural Gas_Space Heating - Heat Recovery Ventilator_A_Technical Potential | F4 | Industrial | Paper and Printing | New | Space Heating | Natural Gas | Space Heating - Heat Recovery Ventilator | A | Incremental Energy Savings (MWh or mTherms) | Technical Potential | 0 | 0 | 0 | 0 | 0 | 0.00012617 | 0.00014491 | 0.00016359 | 0.00018208 | 0.00020044 | 0.00021877 | 0.0002357 | 0.00025162 | 0.00026671 | 0.0002808 | 0.00029467 | 0.00030815 | 0.00032445 | 0.00033869 | 0.00035337 | 0.00036871 | 0.00038438 | 0.00040102 | 0.00041832 | 0.00043608 | 0.00019126 | 0.0002098 | 0.00022837 | 0 | 0 | 0
F5_Industrial_Paper and Printing_New_Space Heating_Natural Gas_Space Heating - Heat Recovery Ventilator_A_Technical Potential | F5 | Industrial | Paper and Printing | New | Space Heating | Natural Gas | Space Heating - Heat Recovery Ventilator | A | Incremental Summer Peak Savings (MW) | Technical Potential | 0 | 0 | 0 | 0 | 0 | 0 | 0 | 0 | 0 | 0 | 0 | 0 | 0 | 0 | 0 | 0 | 0 | 0 | 0 | 0 | 0 | 0 | 0 | 0 | 0 | 0 | 0 | 0 | 0 | 0 | 0
F6_Industrial_Paper and Printing_New_Space Heating_Natural Gas_Space Heating - Heat Recovery Ventilator_A_Technical Potential | F6 | Industrial | Paper and Printing | New | Space Heating | Natural Gas | Space Heating - Heat Recovery Ventilator | A | Incremental Winter Peak Savings (MW) | Technical Potential | 0 | 0 | 0 | 0 | 0 | 0 | 0 | 0 | 0 | 0 | 0 | 0 | 0 | 0 | 0 | 0 | 0 | 0 | 0 | 0 | 0 | 0 | 0 | 0 | 0 | 0 | 0 | 0 | 0 | 0 | 0
F7_Industrial_Paper and Printing_New_Space Heating_Natural Gas_Space Heating - Heat Recovery Ventilator_A_Technical Potential | F7 | Industrial | Paper and Printing | New | Space Heating | Natural Gas | Space Heating - Heat Recovery Ventilator | A | Cumulative Energy Savings (MWh or mTherms) | Technical Potential | 0 | 0 | 0 | 0 | 0 | 0.00012617 | 0.00026723 | 0.0004246 | 0.00059879 | 0.00078993 | 0.00099842 | 0.0012185 | 0.0014493 | 0.0016903 | 0.0019406 | 0.0022023 | 0.0024754 | 0.0027856 | 0.0030938 | 0.0034217 | 0.0036707 | 0.0039217 | 0.0041816 | 0.0044479 | 0.0047187 | 0.0047297 | 0.0047403 | 0.0047508 | 0 | 0 | 0
F8_Industrial_Paper and Printing_New_Space Heating_Natural Gas_Space Heating - Heat Recovery Ventilator_A_Technical Potential | F8 | Industrial | Paper and Printing | New | Space Heating | Natural Gas | Space Heating - Heat Recovery Ventilator | A | Cumulative Summer Peak Savings (MW) | Technical Potential | 0 | 0 | 0 | 0 | 0 | 0 | 0 | 0 | 0 | 0 | 0 | 0 | 0 | 0 | 0 | 0 | 0 | 0 | 0 | 0 | 0 | 0 | 0 | 0 | 0 | 0 | 0 | 0 | 0 | 0 | 0
F9_Industrial_Paper and Printing_New_Space Heating_Natural Gas_Space Heating - Heat Recovery Ventilator_A_Technical Potential | F9 | Industrial | Paper and Printing | New | Space Heating | Natural Gas | Space Heating - Heat Recovery Ventilator | A | Cumulative Winter Peak Savings (MW) | Technical Potential | 0 | 0 | 0 | 0 | 0 | 0 | 0 | 0 | 0 | 0 | 0 | 0 | 0 | 0 | 0 | 0 | 0 | 0 | 0 | 0 | 0 | 0 | 0 | 0 | 0 | 0 | 0 | 0 | 0 | 0 | 0
F10_Industrial_Paper and Printing_New_Space Heating_Natural Gas_Space Heating - Heat Recovery Ventilator_A_Technical Potential | F10 | Industrial | Paper and Printing | New | Space Heating | Natural Gas | Space Heating - Heat Recovery Ventilator | A | Purchases (Incremental) | Technical Potential | 0 | 0 | 0 | 0 | 0 | 10.374 | 12.2904 | 14.2057 | 16.1097 | 18.0147 | 19.9214 | 21.8038 | 23.681 | 25.5545 | 27.3982 | 29.2489 | 31.082 | 32.9153 | 34.7394 | 36.5473 | 38.3572 | 40.1597 | 41.9552 | 43.7441 | 45.527 | 19.9214 | 21.8038 | 23.681 | 25.5545 | 27.3982 | 29.2489
F11_Industrial_Paper and Printing_New_Space Heating_Natural Gas_Space Heating - Heat Recovery Ventilator_A_Technical Potential | F11 | Industrial | Paper and Printing | New | Space Heating | Natural Gas | Space Heating - Heat Recovery Ventilator | A | Purchases (Cumulative) | Technical Potential | 0 | 0 | 0 | 0 | 0 | 10.374 | 22.6644 | 36.8701 | 52.9798 | 70.9945 | 90.9159 | 112.7196 | 136.4006 | 161.9551 | 189.3533 | 218.6022 | 249.6842 | 282.5996 | 317.339 | 353.8863 | 381.8695 | 409.7389 | 437.4884 | 465.1229 | 492.6351 | 492.6351 | 492.6351 | 492.6351 | 492.6351 | 492.6351 | 492.6351
F1_Industrial_Paper and Printing_New_Space Heating_Natural Gas_Thermostat - Programmable_A_Technical Potential | F1 | Industrial | Paper and Printing | New | Space Heating | Natural Gas | Thermostat - Programmable | A | Integrated Unit Energy Savings (kWh or therms) | Technical Potential | 0 | 0 | 0 | 0 | 0 | 0.0060405 | 0.0058553 | 0.0057179 | 0.0056109 | 0.005523 | 0.0054504 | 0.0053645 | 0.0052721 | 0.005178 | 0.0050841 | 0.004997 | 0.0049168 | 0.0048881 | 0.0048341 | 0.0047937 | 0.0047654 | 0.0047447 | 0.004738 | 0.0047401 | 0.0047477 | 0.0047592 | 0.0047702 | 0.0047811 | 0 | 0 | 0
F2_Industrial_Paper and Printing_New_Space Heating_Natural Gas_Thermostat - Programmable_A_Technical Potential | F2 | Industrial | Paper and Printing | New | Space Heating | Natural Gas | Thermostat - Programmable | A | Integrated Unit Summer Peak Savings (kW) | Technical Potential | 0 | 0 | 0 | 0 | 0 | 0 | 0 | 0 | 0 | 0 | 0 | 0 | 0 | 0 | 0 | 0 | 0 | 0 | 0 | 0 | 0 | 0 | 0 | 0 | 0 | 0 | 0 | 0 | 0 | 0 | 0
F3_Industrial_Paper and Printing_New_Space Heating_Natural Gas_Thermostat - Programmable_A_Technical Potential | F3 | Industrial | Paper and Printing | New | Space Heating | Natural Gas | Thermostat - Programmable | A | Integrated Unit Winter Peak Savings (kW) | Technical Potential | 0 | 0 | 0 | 0 | 0 | 0 | 0 | 0 | 0 | 0 | 0 | 0 | 0 | 0 | 0 | 0 | 0 | 0 | 0 | 0 | 0 | 0 | 0 | 0 | 0 | 0 | 0 | 0 | 0 | 0 | 0
F4_Industrial_Paper and Printing_New_Space Heating_Natural Gas_Thermostat - Programmable_A_Technical Potential | F4 | Industrial | Paper and Printing | New | Space Heating | Natural Gas | Thermostat - Programmable | A | Incremental Energy Savings (MWh or mTherms) | Technical Potential | 0 | 0 | 0 | 0 | 0 | 0.00018799 | 0.00021589 | 0.00024368 | 0.00027117 | 0.00029849 | 0.00032574 | 0.0003509 | 0.00037455 | 0.00039697 | 0.00041788 | 0.00043847 | 0.00045847 | 0.00048268 | 0.0005038 | 0.00052559 | 0.00054836 | 0.00057163 | 0.00059636 | 0.00062206 | 0.00064845 | 0.00039118 | 0.00041857 | 0.00044582 | 0 | 0 | 0
F5_Industrial_Paper and Printing_New_Space Heating_Natural Gas_Thermostat - Programmable_A_Technical Potential | F5 | Industrial | Paper and Printing | New | Space Heating | Natural Gas | Thermostat - Programmable | A | Incremental Summer Peak Savings (MW) | Technical Potential | 0 | 0 | 0 | 0 | 0 | 0 | 0 | 0 | 0 | 0 | 0 | 0 | 0 | 0 | 0 | 0 | 0 | 0 | 0 | 0 | 0 | 0 | 0 | 0 | 0 | 0 | 0 | 0 | 0 | 0 | 0
F6_Industrial_Paper and Printing_New_Space Heating_Natural Gas_Thermostat - Programmable_A_Technical Potential | F6 | Industrial | Paper and Printing | New | Space Heating | Natural Gas | Thermostat - Programmable | A | Incremental Winter Peak Savings (MW) | Technical Potential | 0 | 0 | 0 | 0 | 0 | 0 | 0 | 0 | 0 | 0 | 0 | 0 | 0 | 0 | 0 | 0 | 0 | 0 | 0 | 0 | 0 | 0 | 0 | 0 | 0 | 0 | 0 | 0 | 0 | 0 | 0
F7_Industrial_Paper and Printing_New_Space Heating_Natural Gas_Thermostat - Programmable_A_Technical Potential | F7 | Industrial | Paper and Printing | New | Space Heating | Natural Gas | Thermostat - Programmable | A | Cumulative Energy Savings (MWh or mTherms) | Technical Potential | 0 | 0 | 0 | 0 | 0 | 0.00018799 | 0.00039812 | 0.00063246 | 0.00089179 | 0.0011763 | 0.0014866 | 0.001814 | 0.0021574 | 0.0025158 | 0.0028881 | 0.0032771 | 0.0035299 | 0.0038117 | 0.0040674 | 0.0043273 | 0.0045926 | 0.0048607 | 0.0051404 | 0.0054279 | 0.0057211 | 0.0057349 | 0.0057482 | 0.0057613 | 0 | 0 | 0
F8_Industrial_Paper and Printing_New_Space Heating_Natural Gas_Thermostat - Programmable_A_Technical Potential | F8 | Industrial | Paper and Printing | New | Space Heating | Natural Gas | Thermostat - Programmable | A | Cumulative Summer Peak Savings (MW) | Technical Potential | 0 | 0 | 0 | 0 | 0 | 0 | 0 | 0 | 0 | 0 | 0 | 0 | 0 | 0 | 0 | 0 | 0 | 0 | 0 | 0 | 0 | 0 | 0 | 0 | 0 | 0 | 0 | 0 | 0 | 0 | 0
F9_Industrial_Paper and Printing_New_Space Heating_Natural Gas_Thermostat - Programmable_A_Technical Potential | F9 | Industrial | Paper and Printing | New | Space Heating | Natural Gas | Thermostat - Programmable | A | Cumulative Winter Peak Savings (MW) | Technical Potential | 0 | 0 | 0 | 0 | 0 | 0 | 0 | 0 | 0 | 0 | 0 | 0 | 0 | 0 | 0 | 0 | 0 | 0 | 0 | 0 | 0 | 0 | 0 | 0 | 0 | 0 | 0 | 0 | 0 | 0 | 0
F10_Industrial_Paper and Printing_New_Space Heating_Natural Gas_Thermostat - Programmable_A_Technical Potential | F10 | Industrial | Paper and Printing | New | Space Heating | Natural Gas | Thermostat - Programmable | A | Purchases (Incremental) | Technical Potential | 0 | 0 | 0 | 0 | 0 | 31.122 | 36.8711 | 42.617 | 48.3291 | 54.0442 | 59.7641 | 65.4113 | 71.0431 | 76.6634 | 82.1945 | 87.7468 | 93.246 | 98.746 | 104.2183 | 109.6418 | 115.0717 | 120.4792 | 125.8656 | 131.2324 | 136.581 | 82.1945 | 87.7468 | 93.246 | 98.746 | 104.2183 | 109.6418
F11_Industrial_Paper and Printing_New_Space Heating_Natural Gas_Thermostat - Programmable_A_Technical Potential | F11 | Industrial | Paper and Printing | New | Space Heating | Natural Gas | Thermostat - Programmable | A | Purchases (Cumulative) | Technical Potential | 0 | 0 | 0 | 0 | 0 | 31.122 | 67.9931 | 110.6102 | 158.9393 | 212.9835 | 272.7476 | 338.1589 | 409.2019 | 485.8654 | 568.0599 | 655.8067 | 717.9307 | 779.8056 | 841.4069 | 902.7196 | 963.7471 | 1024.4623 | 1084.9166 | 1145.106 | 1205.0236 | 1205.0236 | 1205.0236 | 1205.0236 | 1205.0236 | 1205.0236 | 1205.0236
F1_Industrial_Paper and Printing_New_Space Heating_Natural Gas_ENERGY STAR Connected Thermostat_A_Technical Potential | F1 | Industrial | Paper and Printing | New | Space Heating | Natural Gas | ENERGY STAR Connected Thermostat | A | Integrated Unit Energy Savings (kWh or therms) | Technical Potential | 0 | 0 | 0 | 0 | 0 | 0.014215 | 0.013776 | 0.013449 | 0.013195 | 0.012985 | 0.012812 | 0.012608 | 0.012388 | 0.012165 | 0.011942 | 0.011736 | 0.011546 | 0.011478 | 0.011351 | 0.011255 | 0.011189 | 0.011139 | 0.011123 | 0.011128 | 0.011145 | 0.011173 | 0.0112 | 0.011227 | 0 | 0 | 0
F2_Industrial_Paper and Printing_New_Space Heating_Natural Gas_ENERGY STAR Connected Thermostat_A_Technical Potential | F2 | Industrial | Paper and Printing | New | Space Heating | Natural Gas | ENERGY STAR Connected Thermostat | A | Integrated Unit Summer Peak Savings (kW) | Technical Potential | 0 | 0 | 0 | 0 | 0 | 0 | 0 | 0 | 0 | 0 | 0 | 0 | 0 | 0 | 0 | 0 | 0 | 0 | 0 | 0 | 0 | 0 | 0 | 0 | 0 | 0 | 0 | 0 | 0 | 0 | 0
F3_Industrial_Paper and Printing_New_Space Heating_Natural Gas_ENERGY STAR Connected Thermostat_A_Technical Potential | F3 | Industrial | Paper and Printing | New | Space Heating | Natural Gas | ENERGY STAR Connected Thermostat | A | Integrated Unit Winter Peak Savings (kW) | Technical Potential | 0 | 0 | 0 | 0 | 0 | 0 | 0 | 0 | 0 | 0 | 0 | 0 | 0 | 0 | 0 | 0 | 0 | 0 | 0 | 0 | 0 | 0 | 0 | 0 | 0 | 0 | 0 | 0 | 0 | 0 | 0
F4_Industrial_Paper and Printing_New_Space Heating_Natural Gas_ENERGY STAR Connected Thermostat_A_Technical Potential | F4 | Industrial | Paper and Printing | New | Space Heating | Natural Gas | ENERGY STAR Connected Thermostat | A | Incremental Energy Savings (MWh or mTherms) | Technical Potential | 0 | 0 | 0 | 0 | 0 | 0.0004424 | 0.00050792 | 0.00057316 | 0.00063768 | 0.00070178 | 0.0007657 | 0.00082469 | 0.0008801 | 0.00093261 | 0.00098158 | 0.0010298 | 0.0010767 | 0.0011334 | 0.001183 | 0.0012341 | 0.0012875 | 0.0013421 | 0.0014001 | 0.0014603 | 0.0015222 | 0.0012857 | 0.0013494 | 0.0014131 | 0 | 0 | 0
F5_Industrial_Paper and Printing_New_Space Heating_Natural Gas_ENERGY STAR Connected Thermostat_A_Technical Potential | F5 | Industrial | Paper and Printing | New | Space Heating | Natural Gas | ENERGY STAR Connected Thermostat | A | Incremental Summer Peak Savings (MW) | Technical Potential | 0 | 0 | 0 | 0 | 0 | 0 | 0 | 0 | 0 | 0 | 0 | 0 | 0 | 0 | 0 | 0 | 0 | 0 | 0 | 0 | 0 | 0 | 0 | 0 | 0 | 0 | 0 | 0 | 0 | 0 | 0
F6_Industrial_Paper and Printing_New_Space Heating_Natural Gas_ENERGY STAR Connected Thermostat_A_Technical Potential | F6 | Industrial | Paper and Printing | New | Space Heating | Natural Gas | ENERGY STAR Connected Thermostat | A | Incremental Winter Peak Savings (MW) | Technical Potential | 0 | 0 | 0 | 0 | 0 | 0 | 0 | 0 | 0 | 0 | 0 | 0 | 0 | 0 | 0 | 0 | 0 | 0 | 0 | 0 | 0 | 0 | 0 | 0 | 0 | 0 | 0 | 0 | 0 | 0 | 0
F7_Industrial_Paper and Printing_New_Space Heating_Natural Gas_ENERGY STAR Connected Thermostat_A_Technical Potential | F7 | Industrial | Paper and Printing | New | Space Heating | Natural Gas | ENERGY STAR Connected Thermostat | A | Cumulative Energy Savings (MWh or mTherms) | Technical Potential | 0 | 0 | 0 | 0 | 0 | 0.0004424 | 0.00093664 | 0.0014876 | 0.0020971 | 0.0027657 | 0.0030957 | 0.0034062 | 0.003699 | 0.0039771 | 0.0042404 | 0.0044954 | 0.0047444 | 0.0050343 | 0.0052912 | 0.0055556 | 0.0058284 | 0.0061061 | 0.006399 | 0.0067022 | 0.007013 | 0.0070307 | 0.0070476 | 0.0070644 | 0 | 0 | 0
F8_Industrial_Paper and Printing_New_Space Heating_Natural Gas_ENERGY STAR Connected Thermostat_A_Technical Potential | F8 | Industrial | Paper and Printing | New | Space Heating | Natural Gas | ENERGY STAR Connected Thermostat | A | Cumulative Summer Peak Savings (MW) | Technical Potential | 0 | 0 | 0 | 0 | 0 | 0 | 0 | 0 | 0 | 0 | 0 | 0 | 0 | 0 | 0 | 0 | 0 | 0 | 0 | 0 | 0 | 0 | 0 | 0 | 0 | 0 | 0 | 0 | 0 | 0 | 0
F9_Industrial_Paper and Printing_New_Space Heating_Natural Gas_ENERGY STAR Connected Thermostat_A_Technical Potential | F9 | Industrial | Paper and Printing | New | Space Heating | Natural Gas | ENERGY STAR Connected Thermostat | A | Cumulative Winter Peak Savings (MW) | Technical Potential | 0 | 0 | 0 | 0 | 0 | 0 | 0 | 0 | 0 | 0 | 0 | 0 | 0 | 0 | 0 | 0 | 0 | 0 | 0 | 0 | 0 | 0 | 0 | 0 | 0 | 0 | 0 | 0 | 0 | 0 | 0
F10_Industrial_Paper and Printing_New_Space Heating_Natural Gas_ENERGY STAR Connected Thermostat_A_Technical Potential | F10 | Industrial | Paper and Printing | New | Space Heating | Natural Gas | ENERGY STAR Connected Thermostat | A | Purchases (Incremental) | Technical Potential | 0 | 0 | 0 | 0 | 0 | 31.122 | 36.8711 | 42.617 | 48.3291 | 54.0442 | 59.7641 | 65.4113 | 71.0431 | 76.6634 | 82.1945 | 87.7468 | 93.246 | 98.746 | 104.2183 | 109.6418 | 115.0717 | 120.4792 | 125.8656 | 131.2324 | 136.581 | 115.0717 | 120.4792 | 125.8656 | 131.2324 | 136.581 | 115.0717
F11_Industrial_Paper and Printing_New_Space Heating_Natural Gas_ENERGY STAR Connected Thermostat_A_Technical Potential | F11 | Industrial | Paper and Printing | New | Space Heating | Natural Gas | ENERGY STAR Connected Thermostat | A | Purchases (Cumulative) | Technical Potential | 0 | 0 | 0 | 0 | 0 | 31.122 | 67.9931 | 110.6102 | 158.9393 | 212.9835 | 241.6255 | 270.1657 | 298.5917 | 326.9261 | 355.0764 | 383.0591 | 410.8939 | 438.5968 | 466.1517 | 493.599 | 520.924 | 548.1571 | 575.2767 | 602.2909 | 629.23 | 629.23 | 629.23 | 629.23 | 629.23 | 629.23 | 629.23
F1_Industrial_Paper and Printing_New_Space Heating_Natural Gas_Destratification Fans (HVLS)_A_Technical Potential | F1 | Industrial | Paper and Printing | New | Space Heating | Natural Gas | Destratification Fans (HVLS) | A | Integrated Unit Energy Savings (kWh or therms) | Technical Potential | 0 | 0 | 0 | 0 | 0 | 0.014205 | 0.013757 | 0.013424 | 0.013163 | 0.012948 | 0.012774 | 0.012569 | 0.01235 | 0.012127 | 0.011904 | 0.011698 | 0.011509 | 0.011441 | 0.011313 | 0.011218 | 0.011151 | 0.011102 | 0.011086 | 0.01109 | 0.011108 | 0.011137 | 0.011165 | 0.011193 | 0 | 0 | 0
F2_Industrial_Paper and Printing_New_Space Heating_Natural Gas_Destratification Fans (HVLS)_A_Technical Potential | F2 | Industrial | Paper and Printing | New | Space Heating | Natural Gas | Destratification Fans (HVLS) | A | Integrated Unit Summer Peak Savings (kW) | Technical Potential | 0 | 0 | 0 | 0 | 0 | 0 | 0 | 0 | 0 | 0 | 0 | 0 | 0 | 0 | 0 | 0 | 0 | 0 | 0 | 0 | 0 | 0 | 0 | 0 | 0 | 0 | 0 | 0 | 0 | 0 | 0
F3_Industrial_Paper and Printing_New_Space Heating_Natural Gas_Destratification Fans (HVLS)_A_Technical Potential | F3 | Industrial | Paper and Printing | New | Space Heating | Natural Gas | Destratification Fans (HVLS) | A | Integrated Unit Winter Peak Savings (kW) | Technical Potential | 0 | 0 | 0 | 0 | 0 | 0 | 0 | 0 | 0 | 0 | 0 | 0 | 0 | 0 | 0 | 0 | 0 | 0 | 0 | 0 | 0 | 0 | 0 | 0 | 0 | 0 | 0 | 0 | 0 | 0 | 0
F4_Industrial_Paper and Printing_New_Space Heating_Natural Gas_Destratification Fans (HVLS)_A_Technical Potential | F4 | Industrial | Paper and Printing | New | Space Heating | Natural Gas | Destratification Fans (HVLS) | A | Incremental Energy Savings (MWh or mTherms) | Technical Potential | 0 | 0 | 0 | 0 | 0 | 0.00044208 | 0.00050723 | 0.00057207 | 0.00063614 | 0.00069975 | 0.00076343 | 0.00082218 | 0.00087739 | 0.00092969 | 0.00097847 | 0.0010265 | 0.0010732 | 0.0011297 | 0.0011791 | 0.00123 | 0.0012832 | 0.0013376 | 0.0013954 | 0.0014554 | 0.0015171 | 0.00097724 | 0.0010411 | 0.0011053 | 0 | 0 | 0
F5_Industrial_Paper and Printing_New_Space Heating_Natural Gas_Destratification Fans (HVLS)_A_Technical Potential | F5 | Industrial | Paper and Printing | New | Space Heating | Natural Gas | Destratification Fans (HVLS) | A | Incremental Summer Peak Savings (MW) | Technical Potential | 0 | 0 | 0 | 0 | 0 | 0 | 0 | 0 | 0 | 0 | 0 | 0 | 0 | 0 | 0 | 0 | 0 | 0 | 0 | 0 | 0 | 0 | 0 | 0 | 0 | 0 | 0 | 0 | 0 | 0 | 0
F6_Industrial_Paper and Printing_New_Space Heating_Natural Gas_Destratification Fans (HVLS)_A_Technical Potential | F6 | Industrial | Paper and Printing | New | Space Heating | Natural Gas | Destratification Fans (HVLS) | A | Incremental Winter Peak Savings (MW) | Technical Potential | 0 | 0 | 0 | 0 | 0 | 0 | 0 | 0 | 0 | 0 | 0 | 0 | 0 | 0 | 0 | 0 | 0 | 0 | 0 | 0 | 0 | 0 | 0 | 0 | 0 | 0 | 0 | 0 | 0 | 0 | 0
F7_Industrial_Paper and Printing_New_Space Heating_Natural Gas_Destratification Fans (HVLS)_A_Technical Potential | F7 | Industrial | Paper and Printing | New | Space Heating | Natural Gas | Destratification Fans (HVLS) | A | Cumulative Energy Savings (MWh or mTherms) | Technical Potential | 0 | 0 | 0 | 0 | 0 | 0.00044208 | 0.00093537 | 0.0014848 | 0.0020921 | 0.0027576 | 0.0034841 | 0.0042505 | 0.0050537 | 0.0058921 | 0.0067623 | 0.0073075 | 0.0078384 | 0.008434 | 0.0089725 | 0.0095205 | 0.010081 | 0.010648 | 0.01124 | 0.011849 | 0.012472 | 0.012505 | 0.012537 | 0.012568 | 0 | 0 | 0
F8_Industrial_Paper and Printing_New_Space Heating_Natural Gas_Destratification Fans (HVLS)_A_Technical Potential | F8 | Industrial | Paper and Printing | New | Space Heating | Natural Gas | Destratification Fans (HVLS) | A | Cumulative Summer Peak Savings (MW) | Technical Potential | 0 | 0 | 0 | 0 | 0 | 0 | 0 | 0 | 0 | 0 | 0 | 0 | 0 | 0 | 0 | 0 | 0 | 0 | 0 | 0 | 0 | 0 | 0 | 0 | 0 | 0 | 0 | 0 | 0 | 0 | 0
F9_Industrial_Paper and Printing_New_Space Heating_Natural Gas_Destratification Fans (HVLS)_A_Technical Potential | F9 | Industrial | Paper and Printing | New | Space Heating | Natural Gas | Destratification Fans (HVLS) | A | Cumulative Winter Peak Savings (MW) | Technical Potential | 0 | 0 | 0 | 0 | 0 | 0 | 0 | 0 | 0 | 0 | 0 | 0 | 0 | 0 | 0 | 0 | 0 | 0 | 0 | 0 | 0 | 0 | 0 | 0 | 0 | 0 | 0 | 0 | 0 | 0 | 0
F10_Industrial_Paper and Printing_New_Space Heating_Natural Gas_Destratification Fans (HVLS)_A_Technical Potential | F10 | Industrial | Paper and Printing | New | Space Heating | Natural Gas | Destratification Fans (HVLS) | A | Purchases (Incremental) | Technical Potential | 0 | 0 | 0 | 0 | 0 | 31.122 | 36.8711 | 42.617 | 48.3291 | 54.0442 | 59.7641 | 65.4113 | 71.0431 | 76.6634 | 82.1945 | 87.7468 | 93.246 | 98.746 | 104.2183 | 109.6418 | 115.0717 | 120.4792 | 125.8656 | 131.2324 | 136.581 | 87.7468 | 93.246 | 98.746 | 104.2183 | 109.6418 | 115.0717
F11_Industrial_Paper and Printing_New_Space Heating_Natural Gas_Destratification Fans (HVLS)_A_Technical Potential | F11 | Industrial | Paper and Printing | New | Space Heating | Natural Gas | Destratification Fans (HVLS) | A | Purchases (Cumulative) | Technical Potential | 0 | 0 | 0 | 0 | 0 | 31.122 | 67.9931 | 110.6102 | 158.9393 | 212.9835 | 272.7476 | 338.1589 | 409.2019 | 485.8654 | 568.0599 | 624.6846 | 681.0596 | 737.1885 | 793.0778 | 848.6754 | 903.9831 | 959.051 | 1013.8735 | 1068.4425 | 1122.829 | 1122.829 | 1122.829 | 1122.829 | 1122.829 | 1122.829 | 1122.829
F1_Industrial_Paper and Printing_New_Space Heating_Natural Gas_Gas Boiler - Insulate Steam Lines/Condensate Tank_A_Technical Potential | F1 | Industrial | Paper and Printing | New | Space Heating | Natural Gas | Gas Boiler - Insulate Steam Lines/Condensate Tank | A | Integrated Unit Energy Savings (kWh or therms) | Technical Potential | 0 | 0 | 0 | 0 | 0 | 0 | 0 | 0 | 0 | 0 | 0 | 0 | 0 | 0 | 0 | 0 | 0 | 0 | 0 | 0 | 0 | 0 | 0 | 0 | 0 | 0 | 0 | 0 | 0 | 0 | 0
F2_Industrial_Paper and Printing_New_Space Heating_Natural Gas_Gas Boiler - Insulate Steam Lines/Condensate Tank_A_Technical Potential | F2 | Industrial | Paper and Printing | New | Space Heating | Natural Gas | Gas Boiler - Insulate Steam Lines/Condensate Tank | A | Integrated Unit Summer Peak Savings (kW) | Technical Potential | 0 | 0 | 0 | 0 | 0 | 0 | 0 | 0 | 0 | 0 | 0 | 0 | 0 | 0 | 0 | 0 | 0 | 0 | 0 | 0 | 0 | 0 | 0 | 0 | 0 | 0 | 0 | 0 | 0 | 0 | 0
F3_Industrial_Paper and Printing_New_Space Heating_Natural Gas_Gas Boiler - Insulate Steam Lines/Condensate Tank_A_Technical Potential | F3 | Industrial | Paper and Printing | New | Space Heating | Natural Gas | Gas Boiler - Insulate Steam Lines/Condensate Tank | A | Integrated Unit Winter Peak Savings (kW) | Technical Potential | 0 | 0 | 0 | 0 | 0 | 0 | 0 | 0 | 0 | 0 | 0 | 0 | 0 | 0 | 0 | 0 | 0 | 0 | 0 | 0 | 0 | 0 | 0 | 0 | 0 | 0 | 0 | 0 | 0 | 0 | 0
F4_Industrial_Paper and Printing_New_Space Heating_Natural Gas_Gas Boiler - Insulate Steam Lines/Condensate Tank_A_Technical Potential | F4 | Industrial | Paper and Printing | New | Space Heating | Natural Gas | Gas Boiler - Insulate Steam Lines/Condensate Tank | A | Incremental Energy Savings (MWh or mTherms) | Technical Potential | 0 | 0 | 0 | 0 | 0 | 0 | 0 | 0 | 0 | 0 | 0 | 0 | 0 | 0 | 0 | 0 | 0 | 0 | 0 | 0 | 0 | 0 | 0 | 0 | 0 | 0 | 0 | 0 | 0 | 0 | 0
F5_Industrial_Paper and Printing_New_Space Heating_Natural Gas_Gas Boiler - Insulate Steam Lines/Condensate Tank_A_Technical Potential | F5 | Industrial | Paper and Printing | New | Space Heating | Natural Gas | Gas Boiler - Insulate Steam Lines/Condensate Tank | A | Incremental Summer Peak Savings (MW) | Technical Potential | 0 | 0 | 0 | 0 | 0 | 0 | 0 | 0 | 0 | 0 | 0 | 0 | 0 | 0 | 0 | 0 | 0 | 0 | 0 | 0 | 0 | 0 | 0 | 0 | 0 | 0 | 0 | 0 | 0 | 0 | 0
F6_Industrial_Paper and Printing_New_Space Heating_Natural Gas_Gas Boiler - Insulate Steam Lines/Condensate Tank_A_Technical Potential | F6 | Industrial | Paper and Printing | New | Space Heating | Natural Gas | Gas Boiler - Insulate Steam Lines/Condensate Tank | A | Incremental Winter Peak Savings (MW) | Technical Potential | 0 | 0 | 0 | 0 | 0 | 0 | 0 | 0 | 0 | 0 | 0 | 0 | 0 | 0 | 0 | 0 | 0 | 0 | 0 | 0 | 0 | 0 | 0 | 0 | 0 | 0 | 0 | 0 | 0 | 0 | 0
F7_Industrial_Paper and Printing_New_Space Heating_Natural Gas_Gas Boiler - Insulate Steam Lines/Condensate Tank_A_Technical Potential | F7 | Industrial | Paper and Printing | New | Space Heating | Natural Gas | Gas Boiler - Insulate Steam Lines/Condensate Tank | A | Cumulative Energy Savings (MWh or mTherms) | Technical Potential | 0 | 0 | 0 | 0 | 0 | 0 | 0 | 0 | 0 | 0 | 0 | 0 | 0 | 0 | 0 | 0 | 0 | 0 | 0 | 0 | 0 | 0 | 0 | 0 | 0 | 0 | 0 | 0 | 0 | 0 | 0
F8_Industrial_Paper and Printing_New_Space Heating_Natural Gas_Gas Boiler - Insulate Steam Lines/Condensate Tank_A_Technical Potential | F8 | Industrial | Paper and Printing | New | Space Heating | Natural Gas | Gas Boiler - Insulate Steam Lines/Condensate Tank | A | Cumulative Summer Peak Savings (MW) | Technical Potential | 0 | 0 | 0 | 0 | 0 | 0 | 0 | 0 | 0 | 0 | 0 | 0 | 0 | 0 | 0 | 0 | 0 | 0 | 0 | 0 | 0 | 0 | 0 | 0 | 0 | 0 | 0 | 0 | 0 | 0 | 0
F9_Industrial_Paper and Printing_New_Space Heating_Natural Gas_Gas Boiler - Insulate Steam Lines/Condensate Tank_A_Technical Potential | F9 | Industrial | Paper and Printing | New | Space Heating | Natural Gas | Gas Boiler - Insulate Steam Lines/Condensate Tank | A | Cumulative Winter Peak Savings (MW) | Technical Potential | 0 | 0 | 0 | 0 | 0 | 0 | 0 | 0 | 0 | 0 | 0 | 0 | 0 | 0 | 0 | 0 | 0 | 0 | 0 | 0 | 0 | 0 | 0 | 0 | 0 | 0 | 0 | 0 | 0 | 0 | 0
F10_Industrial_Paper and Printing_New_Space Heating_Natural Gas_Gas Boiler - Insulate Steam Lines/Condensate Tank_A_Technical Potential | F10 | Industrial | Paper and Printing | New | Space Heating | Natural Gas | Gas Boiler - Insulate Steam Lines/Condensate Tank | A | Purchases (Incremental) | Technical Potential | 0 | 0 | 0 | 0 | 0 | 0 | 0 | 0 | 0 | 0 | 0 | 0 | 0 | 0 | 0 | 0 | 0 | 0 | 0 | 0 | 0 | 0 | 0 | 0 | 0 | 0 | 0 | 0 | 0 | 0 | 0
F11_Industrial_Paper and Printing_New_Space Heating_Natural Gas_Gas Boiler - Insulate Steam Lines/Condensate Tank_A_Technical Potential | F11 | Industrial | Paper and Printing | New | Space Heating | Natural Gas | Gas Boiler - Insulate Steam Lines/Condensate Tank | A | Purchases (Cumulative) | Technical Potential | 0 | 0 | 0 | 0 | 0 | 0 | 0 | 0 | 0 | 0 | 0 | 0 | 0 | 0 | 0 | 0 | 0 | 0 | 0 | 0 | 0 | 0 | 0 | 0 | 0 | 0 | 0 | 0 | 0 | 0 | 0
F1_Industrial_Paper and Printing_New_Process_Natural Gas_Gas Boiler - Insulate Steam Lines/Condensate Tank_A_Technical Potential | F1 | Industrial | Paper and Printing | New | Process | Natural Gas | Gas Boiler - Insulate Steam Lines/Condensate Tank | A | Integrated Unit Energy Savings (kWh or therms) | Technical Potential | 0 | 0 | 0 | 0 | 0 | 602.9837 | 601.8482 | 600.8198 | 599.8771 | 598.9612 | 598.3868 | 597.8745 | 597.4277 | 597.0535 | 596.7549 | 596.5455 | 596.4173 | 596.3543 | 596.3326 | 596.3284 | 596.3673 | 596.3985 | 596.4179 | 596.4271 | 596.4273 | 596.7225 | 596.9957 | 597.2493 | 604.3224 | 604.3224 | 604.3224
F2_Industrial_Paper and Printing_New_Process_Natural Gas_Gas Boiler - Insulate Steam Lines/Condensate Tank_A_Technical Potential | F2 | Industrial | Paper and Printing | New | Process | Natural Gas | Gas Boiler - Insulate Steam Lines/Condensate Tank | A | Integrated Unit Summer Peak Savings (kW) | Technical Potential | 0 | 0 | 0 | 0 | 0 | 0 | 0 | 0 | 0 | 0 | 0 | 0 | 0 | 0 | 0 | 0 | 0 | 0 | 0 | 0 | 0 | 0 | 0 | 0 | 0 | 0 | 0 | 0 | 0 | 0 | 0
F3_Industrial_Paper and Printing_New_Process_Natural Gas_Gas Boiler - Insulate Steam Lines/Condensate Tank_A_Technical Potential | F3 | Industrial | Paper and Printing | New | Process | Natural Gas | Gas Boiler - Insulate Steam Lines/Condensate Tank | A | Integrated Unit Winter Peak Savings (kW) | Technical Potential | 0 | 0 | 0 | 0 | 0 | 0 | 0 | 0 | 0 | 0 | 0 | 0 | 0 | 0 | 0 | 0 | 0 | 0 | 0 | 0 | 0 | 0 | 0 | 0 | 0 | 0 | 0 | 0 | 0 | 0 | 0
F4_Industrial_Paper and Printing_New_Process_Natural Gas_Gas Boiler - Insulate Steam Lines/Condensate Tank_A_Technical Potential | F4 | Industrial | Paper and Printing | New | Process | Natural Gas | Gas Boiler - Insulate Steam Lines/Condensate Tank | A | Incremental Energy Savings (MWh or mTherms) | Technical Potential | 0 | 0 | 0 | 0 | 0 | 0.0081 | 0.0095782 | 0.011052 | 0.012514 | 0.013972 | 0.015436 | 0.01688 | 0.01832 | 0.019757 | 0.021171 | 0.022594 | 0.024004 | 0.025418 | 0.026825 | 0.028221 | 0.02962 | 0.031014 | 0.032402 | 0.033784 | 0.035161 | 0.0080159 | 0.0095009 | 0.010986 | 0.012606 | 0.014097 | 0.015589
F5_Industrial_Paper and Printing_New_Process_Natural Gas_Gas Boiler - Insulate Steam Lines/Condensate Tank_A_Technical Potential | F5 | Industrial | Paper and Printing | New | Process | Natural Gas | Gas Boiler - Insulate Steam Lines/Condensate Tank | A | Incremental Summer Peak Savings (MW) | Technical Potential | 0 | 0 | 0 | 0 | 0 | 0 | 0 | 0 | 0 | 0 | 0 | 0 | 0 | 0 | 0 | 0 | 0 | 0 | 0 | 0 | 0 | 0 | 0 | 0 | 0 | 0 | 0 | 0 | 0 | 0 | 0
F6_Industrial_Paper and Printing_New_Process_Natural Gas_Gas Boiler - Insulate Steam Lines/Condensate Tank_A_Technical Potential | F6 | Industrial | Paper and Printing | New | Process | Natural Gas | Gas Boiler - Insulate Steam Lines/Condensate Tank | A | Incremental Winter Peak Savings (MW) | Technical Potential | 0 | 0 | 0 | 0 | 0 | 0 | 0 | 0 | 0 | 0 | 0 | 0 | 0 | 0 | 0 | 0 | 0 | 0 | 0 | 0 | 0 | 0 | 0 | 0 | 0 | 0 | 0 | 0 | 0 | 0 | 0
F7_Industrial_Paper and Printing_New_Process_Natural Gas_Gas Boiler - Insulate Steam Lines/Condensate Tank_A_Technical Potential | F7 | Industrial | Paper and Printing | New | Process | Natural Gas | Gas Boiler - Insulate Steam Lines/Condensate Tank | A | Cumulative Energy Savings (MWh or mTherms) | Technical Potential | 0 | 0 | 0 | 0 | 0 | 0.0081 | 0.017663 | 0.028685 | 0.041153 | 0.055062 | 0.070445 | 0.087265 | 0.10552 | 0.12521 | 0.14632 | 0.16886 | 0.19283 | 0.21823 | 0.24504 | 0.27326 | 0.3029 | 0.33393 | 0.36634 | 0.40013 | 0.43529 | 0.43551 | 0.43571 | 0.43589 | 0 | 0 | 0
F8_Industrial_Paper and Printing_New_Process_Natural Gas_Gas Boiler - Insulate Steam Lines/Condensate Tank_A_Technical Potential | F8 | Industrial | Paper and Printing | New | Process | Natural Gas | Gas Boiler - Insulate Steam Lines/Condensate Tank | A | Cumulative Summer Peak Savings (MW) | Technical Potential | 0 | 0 | 0 | 0 | 0 | 0 | 0 | 0 | 0 | 0 | 0 | 0 | 0 | 0 | 0 | 0 | 0 | 0 | 0 | 0 | 0 | 0 | 0 | 0 | 0 | 0 | 0 | 0 | 0 | 0 | 0
F9_Industrial_Paper and Printing_New_Process_Natural Gas_Gas Boiler - Insulate Steam Lines/Condensate Tank_A_Technical Potential | F9 | Industrial | Paper and Printing | New | Process | Natural Gas | Gas Boiler - Insulate Steam Lines/Condensate Tank | A | Cumulative Winter Peak Savings (MW) | Technical Potential | 0 | 0 | 0 | 0 | 0 | 0 | 0 | 0 | 0 | 0 | 0 | 0 | 0 | 0 | 0 | 0 | 0 | 0 | 0 | 0 | 0 | 0 | 0 | 0 | 0 | 0 | 0 | 0 | 0 | 0 | 0
F10_Industrial_Paper and Printing_New_Process_Natural Gas_Gas Boiler - Insulate Steam Lines/Condensate Tank_A_Technical Potential | F10 | Industrial | Paper and Printing | New | Process | Natural Gas | Gas Boiler - Insulate Steam Lines/Condensate Tank | A | Purchases (Incremental) | Technical Potential | 0 | 0 | 0 | 0 | 0 | 0.013433 | 0.015915 | 0.018395 | 0.02086 | 0.023327 | 0.025796 | 0.028233 | 0.030664 | 0.03309 | 0.035477 | 0.037874 | 0.040248 | 0.042622 | 0.044984 | 0.047324 | 0.049668 | 0.052002 | 0.054327 | 0.056644 | 0.058952 | 0.013433 | 0.015915 | 0.018395 | 0.02086 | 0.023327 | 0.025796
F11_Industrial_Paper and Printing_New_Process_Natural Gas_Gas Boiler - Insulate Steam Lines/Condensate Tank_A_Technical Potential | F11 | Industrial | Paper and Printing | New | Process | Natural Gas | Gas Boiler - Insulate Steam Lines/Condensate Tank | A | Purchases (Cumulative) | Technical Potential | 0 | 0 | 0 | 0 | 0 | 0.013433 | 0.029348 | 0.047742 | 0.068603 | 0.09193 | 0.11773 | 0.14596 | 0.17662 | 0.20971 | 0.24519 | 0.28306 | 0.32331 | 0.36593 | 0.41092 | 0.45824 | 0.50791 | 0.55991 | 0.61424 | 0.67088 | 0.72983 | 0.72983 | 0.72983 | 0.72983 | 0.72983 | 0.72983 | 0.72983
F1_Industrial_Paper and Printing_New_Space Heating_Natural Gas_Gas Boiler - Insulate Hot Water Lines_A_Technical Potential | F1 | Industrial | Paper and Printing | New | Space Heating | Natural Gas | Gas Boiler - Insulate Hot Water Lines | A | Integrated Unit Energy Savings (kWh or therms) | Technical Potential | 0 | 0 | 0 | 0 | 0 | 0 | 0 | 0 | 0 | 0 | 0 | 0 | 0 | 0 | 0 | 0 | 0 | 0 | 0 | 0 | 0 | 0 | 0 | 0 | 0 | 0 | 0 | 0 | 0 | 0 | 0
F2_Industrial_Paper and Printing_New_Space Heating_Natural Gas_Gas Boiler - Insulate Hot Water Lines_A_Technical Potential | F2 | Industrial | Paper and Printing | New | Space Heating | Natural Gas | Gas Boiler - Insulate Hot Water Lines | A | Integrated Unit Summer Peak Savings (kW) | Technical Potential | 0 | 0 | 0 | 0 | 0 | 0 | 0 | 0 | 0 | 0 | 0 | 0 | 0 | 0 | 0 | 0 | 0 | 0 | 0 | 0 | 0 | 0 | 0 | 0 | 0 | 0 | 0 | 0 | 0 | 0 | 0
F3_Industrial_Paper and Printing_New_Space Heating_Natural Gas_Gas Boiler - Insulate Hot Water Lines_A_Technical Potential | F3 | Industrial | Paper and Printing | New | Space Heating | Natural Gas | Gas Boiler - Insulate Hot Water Lines | A | Integrated Unit Winter Peak Savings (kW) | Technical Potential | 0 | 0 | 0 | 0 | 0 | 0 | 0 | 0 | 0 | 0 | 0 | 0 | 0 | 0 | 0 | 0 | 0 | 0 | 0 | 0 | 0 | 0 | 0 | 0 | 0 | 0 | 0 | 0 | 0 | 0 | 0
F4_Industrial_Paper and Printing_New_Space Heating_Natural Gas_Gas Boiler - Insulate Hot Water Lines_A_Technical Potential | F4 | Industrial | Paper and Printing | New | Space Heating | Natural Gas | Gas Boiler - Insulate Hot Water Lines | A | Incremental Energy Savings (MWh or mTherms) | Technical Potential | 0 | 0 | 0 | 0 | 0 | 0 | 0 | 0 | 0 | 0 | 0 | 0 | 0 | 0 | 0 | 0 | 0 | 0 | 0 | 0 | 0 | 0 | 0 | 0 | 0 | 0 | 0 | 0 | 0 | 0 | 0
F5_Industrial_Paper and Printing_New_Space Heating_Natural Gas_Gas Boiler - Insulate Hot Water Lines_A_Technical Potential | F5 | Industrial | Paper and Printing | New | Space Heating | Natural Gas | Gas Boiler - Insulate Hot Water Lines | A | Incremental Summer Peak Savings (MW) | Technical Potential | 0 | 0 | 0 | 0 | 0 | 0 | 0 | 0 | 0 | 0 | 0 | 0 | 0 | 0 | 0 | 0 | 0 | 0 | 0 | 0 | 0 | 0 | 0 | 0 | 0 | 0 | 0 | 0 | 0 | 0 | 0
F6_Industrial_Paper and Printing_New_Space Heating_Natural Gas_Gas Boiler - Insulate Hot Water Lines_A_Technical Potential | F6 | Industrial | Paper and Printing | New | Space Heating | Natural Gas | Gas Boiler - Insulate Hot Water Lines | A | Incremental Winter Peak Savings (MW) | Technical Potential | 0 | 0 | 0 | 0 | 0 | 0 | 0 | 0 | 0 | 0 | 0 | 0 | 0 | 0 | 0 | 0 | 0 | 0 | 0 | 0 | 0 | 0 | 0 | 0 | 0 | 0 | 0 | 0 | 0 | 0 | 0
F7_Industrial_Paper and Printing_New_Space Heating_Natural Gas_Gas Boiler - Insulate Hot Water Lines_A_Technical Potential | F7 | Industrial | Paper and Printing | New | Space Heating | Natural Gas | Gas Boiler - Insulate Hot Water Lines | A | Cumulative Energy Savings (MWh or mTherms) | Technical Potential | 0 | 0 | 0 | 0 | 0 | 0 | 0 | 0 | 0 | 0 | 0 | 0 | 0 | 0 | 0 | 0 | 0 | 0 | 0 | 0 | 0 | 0 | 0 | 0 | 0 | 0 | 0 | 0 | 0 | 0 | 0
F8_Industrial_Paper and Printing_New_Space Heating_Natural Gas_Gas Boiler - Insulate Hot Water Lines_A_Technical Potential | F8 | Industrial | Paper and Printing | New | Space Heating | Natural Gas | Gas Boiler - Insulate Hot Water Lines | A | Cumulative Summer Peak Savings (MW) | Technical Potential | 0 | 0 | 0 | 0 | 0 | 0 | 0 | 0 | 0 | 0 | 0 | 0 | 0 | 0 | 0 | 0 | 0 | 0 | 0 | 0 | 0 | 0 | 0 | 0 | 0 | 0 | 0 | 0 | 0 | 0 | 0
F9_Industrial_Paper and Printing_New_Space Heating_Natural Gas_Gas Boiler - Insulate Hot Water Lines_A_Technical Potential | F9 | Industrial | Paper and Printing | New | Space Heating | Natural Gas | Gas Boiler - Insulate Hot Water Lines | A | Cumulative Winter Peak Savings (MW) | Technical Potential | 0 | 0 | 0 | 0 | 0 | 0 | 0 | 0 | 0 | 0 | 0 | 0 | 0 | 0 | 0 | 0 | 0 | 0 | 0 | 0 | 0 | 0 | 0 | 0 | 0 | 0 | 0 | 0 | 0 | 0 | 0
F10_Industrial_Paper and Printing_New_Space Heating_Natural Gas_Gas Boiler - Insulate Hot Water Lines_A_Technical Potential | F10 | Industrial | Paper and Printing | New | Space Heating | Natural Gas | Gas Boiler - Insulate Hot Water Lines | A | Purchases (Incremental) | Technical Potential | 0 | 0 | 0 | 0 | 0 | 0 | 0 | 0 | 0 | 0 | 0 | 0 | 0 | 0 | 0 | 0 | 0 | 0 | 0 | 0 | 0 | 0 | 0 | 0 | 0 | 0 | 0 | 0 | 0 | 0 | 0
F11_Industrial_Paper and Printing_New_Space Heating_Natural Gas_Gas Boiler - Insulate Hot Water Lines_A_Technical Potential | F11 | Industrial | Paper and Printing | New | Space Heating | Natural Gas | Gas Boiler - Insulate Hot Water Lines | A | Purchases (Cumulative) | Technical Potential | 0 | 0 | 0 | 0 | 0 | 0 | 0 | 0 | 0 | 0 | 0 | 0 | 0 | 0 | 0 | 0 | 0 | 0 | 0 | 0 | 0 | 0 | 0 | 0 | 0 | 0 | 0 | 0 | 0 | 0 | 0
F1_Industrial_Paper and Printing_New_Process_Natural Gas_Gas Boiler - Insulate Hot Water Lines_A_Technical Potential | F1 | Industrial | Paper and Printing | New | Process | Natural Gas | Gas Boiler - Insulate Hot Water Lines | A | Integrated Unit Energy Savings (kWh or therms) | Technical Potential | 0 | 0 | 0 | 0 | 0 | 682.4415 | 681.8994 | 681.3957 | 680.9368 | 680.4712 | 680.0228 | 679.6313 | 679.301 | 679.0429 | 678.8658 | 678.7811 | 678.7851 | 678.8579 | 678.9744 | 679.1093 | 679.2896 | 679.4592 | 679.6137 | 679.7551 | 679.8849 | 680.0046 | 680.1153 | 680.2181 | 683.0744 | 683.0744 | 683.0744
F2_Industrial_Paper and Printing_New_Process_Natural Gas_Gas Boiler - Insulate Hot Water Lines_A_Technical Potential | F2 | Industrial | Paper and Printing | New | Process | Natural Gas | Gas Boiler - Insulate Hot Water Lines | A | Integrated Unit Summer Peak Savings (kW) | Technical Potential | 0 | 0 | 0 | 0 | 0 | 0 | 0 | 0 | 0 | 0 | 0 | 0 | 0 | 0 | 0 | 0 | 0 | 0 | 0 | 0 | 0 | 0 | 0 | 0 | 0 | 0 | 0 | 0 | 0 | 0 | 0
F3_Industrial_Paper and Printing_New_Process_Natural Gas_Gas Boiler - Insulate Hot Water Lines_A_Technical Potential | F3 | Industrial | Paper and Printing | New | Process | Natural Gas | Gas Boiler - Insulate Hot Water Lines | A | Integrated Unit Winter Peak Savings (kW) | Technical Potential | 0 | 0 | 0 | 0 | 0 | 0 | 0 | 0 | 0 | 0 | 0 | 0 | 0 | 0 | 0 | 0 | 0 | 0 | 0 | 0 | 0 | 0 | 0 | 0 | 0 | 0 | 0 | 0 | 0 | 0 | 0
F4_Industrial_Paper and Printing_New_Process_Natural Gas_Gas Boiler - Insulate Hot Water Lines_A_Technical Potential | F4 | Industrial | Paper and Printing | New | Process | Natural Gas | Gas Boiler - Insulate Hot Water Lines | A | Incremental Energy Savings (MWh or mTherms) | Technical Potential | 0 | 0 | 0 | 0 | 0 | 0.0091673 | 0.010852 | 0.012534 | 0.014204 | 0.015873 | 0.017542 | 0.019188 | 0.02083 | 0.02247 | 0.024084 | 0.025708 | 0.027319 | 0.028934 | 0.030543 | 0.032138 | 0.033739 | 0.035333 | 0.036921 | 0.038504 | 0.040081 | 0.0091346 | 0.010824 | 0.012512 | 0.014249 | 0.015934 | 0.01762
F5_Industrial_Paper and Printing_New_Process_Natural Gas_Gas Boiler - Insulate Hot Water Lines_A_Technical Potential | F5 | Industrial | Paper and Printing | New | Process | Natural Gas | Gas Boiler - Insulate Hot Water Lines | A | Incremental Summer Peak Savings (MW) | Technical Potential | 0 | 0 | 0 | 0 | 0 | 0 | 0 | 0 | 0 | 0 | 0 | 0 | 0 | 0 | 0 | 0 | 0 | 0 | 0 | 0 | 0 | 0 | 0 | 0 | 0 | 0 | 0 | 0 | 0 | 0 | 0
F6_Industrial_Paper and Printing_New_Process_Natural Gas_Gas Boiler - Insulate Hot Water Lines_A_Technical Potential | F6 | Industrial | Paper and Printing | New | Process | Natural Gas | Gas Boiler - Insulate Hot Water Lines | A | Incremental Winter Peak Savings (MW) | Technical Potential | 0 | 0 | 0 | 0 | 0 | 0 | 0 | 0 | 0 | 0 | 0 | 0 | 0 | 0 | 0 | 0 | 0 | 0 | 0 | 0 | 0 | 0 | 0 | 0 | 0 | 0 | 0 | 0 | 0 | 0 | 0
F7_Industrial_Paper and Printing_New_Process_Natural Gas_Gas Boiler - Insulate Hot Water Lines_A_Technical Potential | F7 | Industrial | Paper and Printing | New | Process | Natural Gas | Gas Boiler - Insulate Hot Water Lines | A | Cumulative Energy Savings (MWh or mTherms) | Technical Potential | 0 | 0 | 0 | 0 | 0 | 0.0091673 | 0.020012 | 0.032531 | 0.046714 | 0.062555 | 0.080056 | 0.099198 | 0.11998 | 0.1424 | 0.16645 | 0.19214 | 0.21946 | 0.24842 | 0.279 | 0.3112 | 0.34502 | 0.38044 | 0.41745 | 0.45604 | 0.4962 | 0.49629 | 0.49637 | 0.49645 | 0 | 0 | 0
F8_Industrial_Paper and Printing_New_Process_Natural Gas_Gas Boiler - Insulate Hot Water Lines_A_Technical Potential | F8 | Industrial | Paper and Printing | New | Process | Natural Gas | Gas Boiler - Insulate Hot Water Lines | A | Cumulative Summer Peak Savings (MW) | Technical Potential | 0 | 0 | 0 | 0 | 0 | 0 | 0 | 0 | 0 | 0 | 0 | 0 | 0 | 0 | 0 | 0 | 0 | 0 | 0 | 0 | 0 | 0 | 0 | 0 | 0 | 0 | 0 | 0 | 0 | 0 | 0
F9_Industrial_Paper and Printing_New_Process_Natural Gas_Gas Boiler - Insulate Hot Water Lines_A_Technical Potential | F9 | Industrial | Paper and Printing | New | Process | Natural Gas | Gas Boiler - Insulate Hot Water Lines | A | Cumulative Winter Peak Savings (MW) | Technical Potential | 0 | 0 | 0 | 0 | 0 | 0 | 0 | 0 | 0 | 0 | 0 | 0 | 0 | 0 | 0 | 0 | 0 | 0 | 0 | 0 | 0 | 0 | 0 | 0 | 0 | 0 | 0 | 0 | 0 | 0 | 0
F10_Industrial_Paper and Printing_New_Process_Natural Gas_Gas Boiler - Insulate Hot Water Lines_A_Technical Potential | F10 | Industrial | Paper and Printing | New | Process | Natural Gas | Gas Boiler - Insulate Hot Water Lines | A | Purchases (Incremental) | Technical Potential | 0 | 0 | 0 | 0 | 0 | 0.013433 | 0.015915 | 0.018395 | 0.02086 | 0.023327 | 0.025796 | 0.028233 | 0.030664 | 0.03309 | 0.035477 | 0.037874 | 0.040248 | 0.042622 | 0.044984 | 0.047324 | 0.049668 | 0.052002 | 0.054327 | 0.056644 | 0.058952 | 0.013433 | 0.015915 | 0.018395 | 0.02086 | 0.023327 | 0.025796
F11_Industrial_Paper and Printing_New_Process_Natural Gas_Gas Boiler - Insulate Hot Water Lines_A_Technical Potential | F11 | Industrial | Paper and Printing | New | Process | Natural Gas | Gas Boiler - Insulate Hot Water Lines | A | Purchases (Cumulative) | Technical Potential | 0 | 0 | 0 | 0 | 0 | 0.013433 | 0.029348 | 0.047742 | 0.068603 | 0.09193 | 0.11773 | 0.14596 | 0.17662 | 0.20971 | 0.24519 | 0.28306 | 0.32331 | 0.36593 | 0.41092 | 0.45824 | 0.50791 | 0.55991 | 0.61424 | 0.67088 | 0.72983 | 0.72983 | 0.72983 | 0.72983 | 0.72983 | 0.72983 | 0.72983
F1_Industrial_Paper and Printing_New_Process_Natural Gas_Process - Insulate Heated Process Fluids_A_Technical Potential | F1 | Industrial | Paper and Printing | New | Process | Natural Gas | Process - Insulate Heated Process Fluids | A | Integrated Unit Energy Savings (kWh or therms) | Technical Potential | 0 | 0 | 0 | 0 | 0 | 556.3236 | 553.8591 | 551.6543 | 549.6299 | 547.7025 | 546.2904 | 545.2234 | 544.4292 | 543.8557 | 543.4551 | 543.2202 | 543.1128 | 543.1063 | 543.1634 | 543.2513 | 543.5359 | 543.7825 | 543.9915 | 544.1678 | 544.3156 | 544.8708 | 545.3848 | 545.8621 | 559.2448 | 559.2448 | 559.2448
F2_Industrial_Paper and Printing_New_Process_Natural Gas_Process - Insulate Heated Process Fluids_A_Technical Potential | F2 | Industrial | Paper and Printing | New | Process | Natural Gas | Process - Insulate Heated Process Fluids | A | Integrated Unit Summer Peak Savings (kW) | Technical Potential | 0 | 0 | 0 | 0 | 0 | 0 | 0 | 0 | 0 | 0 | 0 | 0 | 0 | 0 | 0 | 0 | 0 | 0 | 0 | 0 | 0 | 0 | 0 | 0 | 0 | 0 | 0 | 0 | 0 | 0 | 0
F3_Industrial_Paper and Printing_New_Process_Natural Gas_Process - Insulate Heated Process Fluids_A_Technical Potential | F3 | Industrial | Paper and Printing | New | Process | Natural Gas | Process - Insulate Heated Process Fluids | A | Integrated Unit Winter Peak Savings (kW) | Technical Potential | 0 | 0 | 0 | 0 | 0 | 0 | 0 | 0 | 0 | 0 | 0 | 0 | 0 | 0 | 0 | 0 | 0 | 0 | 0 | 0 | 0 | 0 | 0 | 0 | 0 | 0 | 0 | 0 | 0 | 0 | 0
F4_Industrial_Paper and Printing_New_Process_Natural Gas_Process - Insulate Heated Process Fluids_A_Technical Potential | F4 | Industrial | Paper and Printing | New | Process | Natural Gas | Process - Insulate Heated Process Fluids | A | Incremental Energy Savings (MWh or mTherms) | Technical Potential | 0 | 0 | 0 | 0 | 0 | 0.016348 | 0.019282 | 0.022198 | 0.02508 | 0.027948 | 0.027744 | 0.024245 | 0.021035 | 0.01814 | 0.015548 | 0.013273 | 0.011281 | 0.0095572 | 0.0080704 | 0.0067934 | 0.0057068 | 4.0773e-05 | 1.5219e-05 | 5.4111e-06 | 1.8369e-06 | 0.016011 | 0.018987 | 0.021965 | 0.025519 | 0.028537 | 0.028401
F5_Industrial_Paper and Printing_New_Process_Natural Gas_Process - Insulate Heated Process Fluids_A_Technical Potential | F5 | Industrial | Paper and Printing | New | Process | Natural Gas | Process - Insulate Heated Process Fluids | A | Incremental Summer Peak Savings (MW) | Technical Potential | 0 | 0 | 0 | 0 | 0 | 0 | 0 | 0 | 0 | 0 | 0 | 0 | 0 | 0 | 0 | 0 | 0 | 0 | 0 | 0 | 0 | 0 | 0 | 0 | 0 | 0 | 0 | 0 | 0 | 0 | 0
F6_Industrial_Paper and Printing_New_Process_Natural Gas_Process - Insulate Heated Process Fluids_A_Technical Potential | F6 | Industrial | Paper and Printing | New | Process | Natural Gas | Process - Insulate Heated Process Fluids | A | Incremental Winter Peak Savings (MW) | Technical Potential | 0 | 0 | 0 | 0 | 0 | 0 | 0 | 0 | 0 | 0 | 0 | 0 | 0 | 0 | 0 | 0 | 0 | 0 | 0 | 0 | 0 | 0 | 0 | 0 | 0 | 0 | 0 | 0 | 0 | 0 | 0
F7_Industrial_Paper and Printing_New_Process_Natural Gas_Process - Insulate Heated Process Fluids_A_Technical Potential | F7 | Industrial | Paper and Printing | New | Process | Natural Gas | Process - Insulate Heated Process Fluids | A | Cumulative Energy Savings (MWh or mTherms) | Technical Potential | 0 | 0 | 0 | 0 | 0 | 0.016348 | 0.035557 | 0.057613 | 0.082482 | 0.11014 | 0.1376 | 0.16158 | 0.18238 | 0.20032 | 0.21572 | 0.2289 | 0.24014 | 0.24969 | 0.25779 | 0.26463 | 0.27047 | 0.27063 | 0.27075 | 0.27085 | 0.27092 | 0.2712 | 0.27145 | 0.27169 | 0 | 0 | 0
F8_Industrial_Paper and Printing_New_Process_Natural Gas_Process - Insulate Heated Process Fluids_A_Technical Potential | F8 | Industrial | Paper and Printing | New | Process | Natural Gas | Process - Insulate Heated Process Fluids | A | Cumulative Summer Peak Savings (MW) | Technical Potential | 0 | 0 | 0 | 0 | 0 | 0 | 0 | 0 | 0 | 0 | 0 | 0 | 0 | 0 | 0 | 0 | 0 | 0 | 0 | 0 | 0 | 0 | 0 | 0 | 0 | 0 | 0 | 0 | 0 | 0 | 0
F9_Industrial_Paper and Printing_New_Process_Natural Gas_Process - Insulate Heated Process Fluids_A_Technical Potential | F9 | Industrial | Paper and Printing | New | Process | Natural Gas | Process - Insulate Heated Process Fluids | A | Cumulative Winter Peak Savings (MW) | Technical Potential | 0 | 0 | 0 | 0 | 0 | 0 | 0 | 0 | 0 | 0 | 0 | 0 | 0 | 0 | 0 | 0 | 0 | 0 | 0 | 0 | 0 | 0 | 0 | 0 | 0 | 0 | 0 | 0 | 0 | 0 | 0
F10_Industrial_Paper and Printing_New_Process_Natural Gas_Process - Insulate Heated Process Fluids_A_Technical Potential | F10 | Industrial | Paper and Printing | New | Process | Natural Gas | Process - Insulate Heated Process Fluids | A | Purchases (Incremental) | Technical Potential | 0 | 0 | 0 | 0 | 0 | 0.029385 | 0.034813 | 0.040238 | 0.045631 | 0.051028 | 0.050785 | 0.044467 | 0.038637 | 0.033355 | 0.028609 | 0.024433 | 0.020772 | 0.017597 | 0.014858 | 0.012505 | 0.010499 | 7.498e-05 | 2.7976e-05 | 9.9438e-06 | 3.3747e-06 | 0.029385 | 0.034813 | 0.040238 | 0.045631 | 0.051028 | 0.050785
F11_Industrial_Paper and Printing_New_Process_Natural Gas_Process - Insulate Heated Process Fluids_A_Technical Potential | F11 | Industrial | Paper and Printing | New | Process | Natural Gas | Process - Insulate Heated Process Fluids | A | Purchases (Cumulative) | Technical Potential | 0 | 0 | 0 | 0 | 0 | 0.029385 | 0.064198 | 0.10444 | 0.15007 | 0.2011 | 0.25188 | 0.29635 | 0.33498 | 0.36834 | 0.39695 | 0.42138 | 0.44215 | 0.45975 | 0.47461 | 0.48711 | 0.49761 | 0.49769 | 0.49772 | 0.49773 | 0.49773 | 0.49773 | 0.49773 | 0.49773 | 0.49773 | 0.49773 | 0.49773
F1_Industrial_Paper and Printing_New_Process_Natural Gas_Process Heat Recovery_A_Technical Potential | F1 | Industrial | Paper and Printing | New | Process | Natural Gas | Process Heat Recovery | A | Integrated Unit Energy Savings (kWh or therms) | Technical Potential | 0 | 0 | 0 | 0 | 0 | 73.2065 | 73.051 | 72.9106 | 72.7818 | 72.6571 | 72.5745 | 72.4998 | 72.4334 | 72.3761 | 72.328 | 72.291 | 72.2639 | 72.2448 | 72.2308 | 72.219 | 72.2125 | 72.2051 | 72.1963 | 72.1863 | 72.1752 | 72.2206 | 72.2625 | 72.3015 | 0 | 0 | 0
F2_Industrial_Paper and Printing_New_Process_Natural Gas_Process Heat Recovery_A_Technical Potential | F2 | Industrial | Paper and Printing | New | Process | Natural Gas | Process Heat Recovery | A | Integrated Unit Summer Peak Savings (kW) | Technical Potential | 0 | 0 | 0 | 0 | 0 | 0 | 0 | 0 | 0 | 0 | 0 | 0 | 0 | 0 | 0 | 0 | 0 | 0 | 0 | 0 | 0 | 0 | 0 | 0 | 0 | 0 | 0 | 0 | 0 | 0 | 0
F3_Industrial_Paper and Printing_New_Process_Natural Gas_Process Heat Recovery_A_Technical Potential | F3 | Industrial | Paper and Printing | New | Process | Natural Gas | Process Heat Recovery | A | Integrated Unit Winter Peak Savings (kW) | Technical Potential | 0 | 0 | 0 | 0 | 0 | 0 | 0 | 0 | 0 | 0 | 0 | 0 | 0 | 0 | 0 | 0 | 0 | 0 | 0 | 0 | 0 | 0 | 0 | 0 | 0 | 0 | 0 | 0 | 0 | 0 | 0
F4_Industrial_Paper and Printing_New_Process_Natural Gas_Process Heat Recovery_A_Technical Potential | F4 | Industrial | Paper and Printing | New | Process | Natural Gas | Process Heat Recovery | A | Incremental Energy Savings (MWh or mTherms) | Technical Potential | 0 | 0 | 0 | 0 | 0 | 0.077442 | 0.091553 | 0.10562 | 0.11956 | 0.13347 | 0.13269 | 0.11606 | 0.10075 | 0.086907 | 0.074492 | 0.063587 | 0.054037 | 0.045768 | 0.038636 | 0.032512 | 0.07639 | 0.090492 | 0.10458 | 0.11858 | 0.13259 | 0.13204 | 0.11568 | 0.10057 | 0 | 0 | 0
F5_Industrial_Paper and Printing_New_Process_Natural Gas_Process Heat Recovery_A_Technical Potential | F5 | Industrial | Paper and Printing | New | Process | Natural Gas | Process Heat Recovery | A | Incremental Summer Peak Savings (MW) | Technical Potential | 0 | 0 | 0 | 0 | 0 | 0 | 0 | 0 | 0 | 0 | 0 | 0 | 0 | 0 | 0 | 0 | 0 | 0 | 0 | 0 | 0 | 0 | 0 | 0 | 0 | 0 | 0 | 0 | 0 | 0 | 0
F6_Industrial_Paper and Printing_New_Process_Natural Gas_Process Heat Recovery_A_Technical Potential | F6 | Industrial | Paper and Printing | New | Process | Natural Gas | Process Heat Recovery | A | Incremental Winter Peak Savings (MW) | Technical Potential | 0 | 0 | 0 | 0 | 0 | 0 | 0 | 0 | 0 | 0 | 0 | 0 | 0 | 0 | 0 | 0 | 0 | 0 | 0 | 0 | 0 | 0 | 0 | 0 | 0 | 0 | 0 | 0 | 0 | 0 | 0
F7_Industrial_Paper and Printing_New_Process_Natural Gas_Process Heat Recovery_A_Technical Potential | F7 | Industrial | Paper and Printing | New | Process | Natural Gas | Process Heat Recovery | A | Cumulative Energy Savings (MWh or mTherms) | Technical Potential | 0 | 0 | 0 | 0 | 0 | 0.077442 | 0.16883 | 0.27412 | 0.3932 | 0.526 | 0.65808 | 0.77347 | 0.87351 | 0.95972 | 1.0336 | 1.0966 | 1.1503 | 1.1957 | 1.2341 | 1.2664 | 1.2663 | 1.2662 | 1.266 | 1.2659 | 1.2657 | 1.2665 | 1.2672 | 1.2679 | 0 | 0 | 0
F8_Industrial_Paper and Printing_New_Process_Natural Gas_Process Heat Recovery_A_Technical Potential | F8 | Industrial | Paper and Printing | New | Process | Natural Gas | Process Heat Recovery | A | Cumulative Summer Peak Savings (MW) | Technical Potential | 0 | 0 | 0 | 0 | 0 | 0 | 0 | 0 | 0 | 0 | 0 | 0 | 0 | 0 | 0 | 0 | 0 | 0 | 0 | 0 | 0 | 0 | 0 | 0 | 0 | 0 | 0 | 0 | 0 | 0 | 0
F9_Industrial_Paper and Printing_New_Process_Natural Gas_Process Heat Recovery_A_Technical Potential | F9 | Industrial | Paper and Printing | New | Process | Natural Gas | Process Heat Recovery | A | Cumulative Winter Peak Savings (MW) | Technical Potential | 0 | 0 | 0 | 0 | 0 | 0 | 0 | 0 | 0 | 0 | 0 | 0 | 0 | 0 | 0 | 0 | 0 | 0 | 0 | 0 | 0 | 0 | 0 | 0 | 0 | 0 | 0 | 0 | 0 | 0 | 0
F10_Industrial_Paper and Printing_New_Process_Natural Gas_Process Heat Recovery_A_Technical Potential | F10 | Industrial | Paper and Printing | New | Process | Natural Gas | Process Heat Recovery | A | Purchases (Incremental) | Technical Potential | 0 | 0 | 0 | 0 | 0 | 1.0579 | 1.2533 | 1.4486 | 1.6427 | 1.837 | 1.8283 | 1.6008 | 1.3909 | 1.2008 | 1.0299 | 0.87959 | 0.74778 | 0.63351 | 0.53489 | 0.45018 | 1.0579 | 1.2533 | 1.4486 | 1.6427 | 1.837 | 1.8283 | 1.6008 | 1.3909 | 1.2008 | 1.0299 | 0.87959
F11_Industrial_Paper and Printing_New_Process_Natural Gas_Process Heat Recovery_A_Technical Potential | F11 | Industrial | Paper and Printing | New | Process | Natural Gas | Process Heat Recovery | A | Purchases (Cumulative) | Technical Potential | 0 | 0 | 0 | 0 | 0 | 1.0579 | 2.3111 | 3.7597 | 5.4024 | 7.2394 | 9.0677 | 10.6685 | 12.0595 | 13.2602 | 14.2901 | 15.1697 | 15.9175 | 16.551 | 17.0859 | 17.5361 | 17.5361 | 17.5361 | 17.5361 | 17.5361 | 17.5361 | 17.5361 | 17.5361 | 17.5361 | 17.5361 | 17.5361 | 17.5361
F1_Industrial_Paper and Printing_New_Space Heating_Natural Gas_Building Automation System_A_Technical Potential | F1 | Industrial | Paper and Printing | New | Space Heating | Natural Gas | Building Automation System | A | Integrated Unit Energy Savings (kWh or therms) | Technical Potential | 0 | 0 | 0 | 0 | 0 | 0.014225 | 0.013795 | 0.01348 | 0.013239 | 0.013049 | 0.0129 | 0.012726 | 0.012544 | 0.012365 | 0.012191 | 0.012037 | 0.011901 | 0.011886 | 0.011804 | 0.011745 | 0.011703 | 0.011667 | 0.011654 | 0.011652 | 0.011656 | 0.011666 | 0.011675 | 0.011686 | 0 | 0 | 0
F2_Industrial_Paper and Printing_New_Space Heating_Natural Gas_Building Automation System_A_Technical Potential | F2 | Industrial | Paper and Printing | New | Space Heating | Natural Gas | Building Automation System | A | Integrated Unit Summer Peak Savings (kW) | Technical Potential | 0 | 0 | 0 | 0 | 0 | 0 | 0 | 0 | 0 | 0 | 0 | 0 | 0 | 0 | 0 | 0 | 0 | 0 | 0 | 0 | 0 | 0 | 0 | 0 | 0 | 0 | 0 | 0 | 0 | 0 | 0
F3_Industrial_Paper and Printing_New_Space Heating_Natural Gas_Building Automation System_A_Technical Potential | F3 | Industrial | Paper and Printing | New | Space Heating | Natural Gas | Building Automation System | A | Integrated Unit Winter Peak Savings (kW) | Technical Potential | 0 | 0 | 0 | 0 | 0 | 0 | 0 | 0 | 0 | 0 | 0 | 0 | 0 | 0 | 0 | 0 | 0 | 0 | 0 | 0 | 0 | 0 | 0 | 0 | 0 | 0 | 0 | 0 | 0 | 0 | 0
F4_Industrial_Paper and Printing_New_Space Heating_Natural Gas_Building Automation System_A_Technical Potential | F4 | Industrial | Paper and Printing | New | Space Heating | Natural Gas | Building Automation System | A | Incremental Energy Savings (MWh or mTherms) | Technical Potential | 0 | 0 | 0 | 0 | 0 | 9.082e-05 | 0.00020858 | 0.00041828 | 0.00075783 | 0.0012678 | 0.001985 | 0.0029155 | 0.0040462 | 0.0053231 | 0.0066356 | 0.0078475 | 0.008771 | 0.0093156 | 0.009204 | 0.0084709 | 0.0073261 | 0.0058476 | 0.0042245 | 0.0028135 | 0.0019104 | 0.0017951 | 0.0026747 | 0.0037694 | 0 | 0 | 0
F5_Industrial_Paper and Printing_New_Space Heating_Natural Gas_Building Automation System_A_Technical Potential | F5 | Industrial | Paper and Printing | New | Space Heating | Natural Gas | Building Automation System | A | Incremental Summer Peak Savings (MW) | Technical Potential | 0 | 0 | 0 | 0 | 0 | 0 | 0 | 0 | 0 | 0 | 0 | 0 | 0 | 0 | 0 | 0 | 0 | 0 | 0 | 0 | 0 | 0 | 0 | 0 | 0 | 0 | 0 | 0 | 0 | 0 | 0
F6_Industrial_Paper and Printing_New_Space Heating_Natural Gas_Building Automation System_A_Technical Potential | F6 | Industrial | Paper and Printing | New | Space Heating | Natural Gas | Building Automation System | A | Incremental Winter Peak Savings (MW) | Technical Potential | 0 | 0 | 0 | 0 | 0 | 0 | 0 | 0 | 0 | 0 | 0 | 0 | 0 | 0 | 0 | 0 | 0 | 0 | 0 | 0 | 0 | 0 | 0 | 0 | 0 | 0 | 0 | 0 | 0 | 0 | 0
F7_Industrial_Paper and Printing_New_Space Heating_Natural Gas_Building Automation System_A_Technical Potential | F7 | Industrial | Paper and Printing | New | Space Heating | Natural Gas | Building Automation System | A | Cumulative Energy Savings (MWh or mTherms) | Technical Potential | 0 | 0 | 0 | 0 | 0 | 9.082e-05 | 0.00029666 | 0.00070816 | 0.0014534 | 0.0027002 | 0.0046544 | 0.0075072 | 0.011446 | 0.016605 | 0.023008 | 0.030566 | 0.03899 | 0.048258 | 0.057128 | 0.065313 | 0.072331 | 0.077781 | 0.081555 | 0.083686 | 0.084495 | 0.084563 | 0.084633 | 0.08471 | 0 | 0 | 0
F8_Industrial_Paper and Printing_New_Space Heating_Natural Gas_Building Automation System_A_Technical Potential | F8 | Industrial | Paper and Printing | New | Space Heating | Natural Gas | Building Automation System | A | Cumulative Summer Peak Savings (MW) | Technical Potential | 0 | 0 | 0 | 0 | 0 | 0 | 0 | 0 | 0 | 0 | 0 | 0 | 0 | 0 | 0 | 0 | 0 | 0 | 0 | 0 | 0 | 0 | 0 | 0 | 0 | 0 | 0 | 0 | 0 | 0 | 0
F9_Industrial_Paper and Printing_New_Space Heating_Natural Gas_Building Automation System_A_Technical Potential | F9 | Industrial | Paper and Printing | New | Space Heating | Natural Gas | Building Automation System | A | Cumulative Winter Peak Savings (MW) | Technical Potential | 0 | 0 | 0 | 0 | 0 | 0 | 0 | 0 | 0 | 0 | 0 | 0 | 0 | 0 | 0 | 0 | 0 | 0 | 0 | 0 | 0 | 0 | 0 | 0 | 0 | 0 | 0 | 0 | 0 | 0 | 0
F10_Industrial_Paper and Printing_New_Space Heating_Natural Gas_Building Automation System_A_Technical Potential | F10 | Industrial | Paper and Printing | New | Space Heating | Natural Gas | Building Automation System | A | Purchases (Incremental) | Technical Potential | 0 | 0 | 0 | 0 | 0 | 6.3847 | 15.1203 | 31.0305 | 57.2407 | 97.1577 | 153.8778 | 229.0948 | 322.5598 | 430.5127 | 544.3045 | 651.9252 | 736.9903 | 783.719 | 779.7294 | 721.2328 | 625.9903 | 501.1935 | 362.493 | 241.4677 | 163.8972 | 153.8778 | 229.0948 | 322.5598 | 430.5127 | 544.3045 | 651.9252
F11_Industrial_Paper and Printing_New_Space Heating_Natural Gas_Building Automation System_A_Technical Potential | F11 | Industrial | Paper and Printing | New | Space Heating | Natural Gas | Building Automation System | A | Purchases (Cumulative) | Technical Potential | 0 | 0 | 0 | 0 | 0 | 6.3847 | 21.505 | 52.5355 | 109.7762 | 206.9339 | 360.8117 | 589.9065 | 912.4663 | 1342.979 | 1887.2835 | 2539.2086 | 3276.1989 | 4059.918 | 4839.6474 | 5560.8802 | 6180.4857 | 6666.5589 | 6998.0214 | 7182.2485 | 7248.988 | 7248.988 | 7248.988 | 7248.988 | 7248.988 | 7248.988 | 7248.988
F1_Industrial_Paper and Printing_New_Space Heating_Natural Gas_Steam System Efficiency Improvements_A_Technical Potential | F1 | Industrial | Paper and Printing | New | Space Heating | Natural Gas | Steam System Efficiency Improvements | A | Integrated Unit Energy Savings (kWh or therms) | Technical Potential | 0 | 0 | 0 | 0 | 0 | 0 | 0 | 0 | 0 | 0 | 0 | 0 | 0 | 0 | 0 | 0 | 0 | 0 | 0 | 0 | 0 | 0 | 0 | 0 | 0 | 0 | 0 | 0 | 0 | 0 | 0
F2_Industrial_Paper and Printing_New_Space Heating_Natural Gas_Steam System Efficiency Improvements_A_Technical Potential | F2 | Industrial | Paper and Printing | New | Space Heating | Natural Gas | Steam System Efficiency Improvements | A | Integrated Unit Summer Peak Savings (kW) | Technical Potential | 0 | 0 | 0 | 0 | 0 | 0 | 0 | 0 | 0 | 0 | 0 | 0 | 0 | 0 | 0 | 0 | 0 | 0 | 0 | 0 | 0 | 0 | 0 | 0 | 0 | 0 | 0 | 0 | 0 | 0 | 0
F3_Industrial_Paper and Printing_New_Space Heating_Natural Gas_Steam System Efficiency Improvements_A_Technical Potential | F3 | Industrial | Paper and Printing | New | Space Heating | Natural Gas | Steam System Efficiency Improvements | A | Integrated Unit Winter Peak Savings (kW) | Technical Potential | 0 | 0 | 0 | 0 | 0 | 0 | 0 | 0 | 0 | 0 | 0 | 0 | 0 | 0 | 0 | 0 | 0 | 0 | 0 | 0 | 0 | 0 | 0 | 0 | 0 | 0 | 0 | 0 | 0 | 0 | 0
F4_Industrial_Paper and Printing_New_Space Heating_Natural Gas_Steam System Efficiency Improvements_A_Technical Potential | F4 | Industrial | Paper and Printing | New | Space Heating | Natural Gas | Steam System Efficiency Improvements | A | Incremental Energy Savings (MWh or mTherms) | Technical Potential | 0 | 0 | 0 | 0 | 0 | 0 | 0 | 0 | 0 | 0 | 0 | 0 | 0 | 0 | 0 | 0 | 0 | 0 | 0 | 0 | 0 | 0 | 0 | 0 | 0 | 0 | 0 | 0 | 0 | 0 | 0
F5_Industrial_Paper and Printing_New_Space Heating_Natural Gas_Steam System Efficiency Improvements_A_Technical Potential | F5 | Industrial | Paper and Printing | New | Space Heating | Natural Gas | Steam System Efficiency Improvements | A | Incremental Summer Peak Savings (MW) | Technical Potential | 0 | 0 | 0 | 0 | 0 | 0 | 0 | 0 | 0 | 0 | 0 | 0 | 0 | 0 | 0 | 0 | 0 | 0 | 0 | 0 | 0 | 0 | 0 | 0 | 0 | 0 | 0 | 0 | 0 | 0 | 0
F6_Industrial_Paper and Printing_New_Space Heating_Natural Gas_Steam System Efficiency Improvements_A_Technical Potential | F6 | Industrial | Paper and Printing | New | Space Heating | Natural Gas | Steam System Efficiency Improvements | A | Incremental Winter Peak Savings (MW) | Technical Potential | 0 | 0 | 0 | 0 | 0 | 0 | 0 | 0 | 0 | 0 | 0 | 0 | 0 | 0 | 0 | 0 | 0 | 0 | 0 | 0 | 0 | 0 | 0 | 0 | 0 | 0 | 0 | 0 | 0 | 0 | 0
F7_Industrial_Paper and Printing_New_Space Heating_Natural Gas_Steam System Efficiency Improvements_A_Technical Potential | F7 | Industrial | Paper and Printing | New | Space Heating | Natural Gas | Steam System Efficiency Improvements | A | Cumulative Energy Savings (MWh or mTherms) | Technical Potential | 0 | 0 | 0 | 0 | 0 | 0 | 0 | 0 | 0 | 0 | 0 | 0 | 0 | 0 | 0 | 0 | 0 | 0 | 0 | 0 | 0 | 0 | 0 | 0 | 0 | 0 | 0 | 0 | 0 | 0 | 0
F8_Industrial_Paper and Printing_New_Space Heating_Natural Gas_Steam System Efficiency Improvements_A_Technical Potential | F8 | Industrial | Paper and Printing | New | Space Heating | Natural Gas | Steam System Efficiency Improvements | A | Cumulative Summer Peak Savings (MW) | Technical Potential | 0 | 0 | 0 | 0 | 0 | 0 | 0 | 0 | 0 | 0 | 0 | 0 | 0 | 0 | 0 | 0 | 0 | 0 | 0 | 0 | 0 | 0 | 0 | 0 | 0 | 0 | 0 | 0 | 0 | 0 | 0
F9_Industrial_Paper and Printing_New_Space Heating_Natural Gas_Steam System Efficiency Improvements_A_Technical Potential | F9 | Industrial | Paper and Printing | New | Space Heating | Natural Gas | Steam System Efficiency Improvements | A | Cumulative Winter Peak Savings (MW) | Technical Potential | 0 | 0 | 0 | 0 | 0 | 0 | 0 | 0 | 0 | 0 | 0 | 0 | 0 | 0 | 0 | 0 | 0 | 0 | 0 | 0 | 0 | 0 | 0 | 0 | 0 | 0 | 0 | 0 | 0 | 0 | 0
F10_Industrial_Paper and Printing_New_Space Heating_Natural Gas_Steam System Efficiency Improvements_A_Technical Potential | F10 | Industrial | Paper and Printing | New | Space Heating | Natural Gas | Steam System Efficiency Improvements | A | Purchases (Incremental) | Technical Potential | 0 | 0 | 0 | 0 | 0 | 0 | 0 | 0 | 0 | 0 | 0 | 0 | 0 | 0 | 0 | 0 | 0 | 0 | 0 | 0 | 0 | 0 | 0 | 0 | 0 | 0 | 0 | 0 | 0 | 0 | 0
F11_Industrial_Paper and Printing_New_Space Heating_Natural Gas_Steam System Efficiency Improvements_A_Technical Potential | F11 | Industrial | Paper and Printing | New | Space Heating | Natural Gas | Steam System Efficiency Improvements | A | Purchases (Cumulative) | Technical Potential | 0 | 0 | 0 | 0 | 0 | 0 | 0 | 0 | 0 | 0 | 0 | 0 | 0 | 0 | 0 | 0 | 0 | 0 | 0 | 0 | 0 | 0 | 0 | 0 | 0 | 0 | 0 | 0 | 0 | 0 | 0
F1_Industrial_Paper and Printing_New_Process_Natural Gas_Steam System Efficiency Improvements_A_Technical Potential | F1 | Industrial | Paper and Printing | New | Process | Natural Gas | Steam System Efficiency Improvements | A | Integrated Unit Energy Savings (kWh or therms) | Technical Potential | 0 | 0 | 0 | 0 | 0 | 0.076522 | 0.076129 | 0.075776 | 0.075448 | 0.075133 | 0.074893 | 0.074709 | 0.074568 | 0.074463 | 0.074387 | 0.074339 | 0.074315 | 0.07431 | 0.074319 | 0.074336 | 0.074385 | 0.074433 | 0.074477 | 0.074517 | 0.074552 | 0.074642 | 0.074726 | 0.074804 | 0.076988 | 0.076988 | 0.076988
F2_Industrial_Paper and Printing_New_Process_Natural Gas_Steam System Efficiency Improvements_A_Technical Potential | F2 | Industrial | Paper and Printing | New | Process | Natural Gas | Steam System Efficiency Improvements | A | Integrated Unit Summer Peak Savings (kW) | Technical Potential | 0 | 0 | 0 | 0 | 0 | 0 | 0 | 0 | 0 | 0 | 0 | 0 | 0 | 0 | 0 | 0 | 0 | 0 | 0 | 0 | 0 | 0 | 0 | 0 | 0 | 0 | 0 | 0 | 0 | 0 | 0
F3_Industrial_Paper and Printing_New_Process_Natural Gas_Steam System Efficiency Improvements_A_Technical Potential | F3 | Industrial | Paper and Printing | New | Process | Natural Gas | Steam System Efficiency Improvements | A | Integrated Unit Winter Peak Savings (kW) | Technical Potential | 0 | 0 | 0 | 0 | 0 | 0 | 0 | 0 | 0 | 0 | 0 | 0 | 0 | 0 | 0 | 0 | 0 | 0 | 0 | 0 | 0 | 0 | 0 | 0 | 0 | 0 | 0 | 0 | 0 | 0 | 0
F4_Industrial_Paper and Printing_New_Process_Natural Gas_Steam System Efficiency Improvements_A_Technical Potential | F4 | Industrial | Paper and Printing | New | Process | Natural Gas | Steam System Efficiency Improvements | A | Incremental Energy Savings (MWh or mTherms) | Technical Potential | 0 | 0 | 0 | 0 | 0 | 3.1632e-07 | 7.4527e-07 | 1.5224e-06 | 2.7961e-06 | 4.7262e-06 | 7.4614e-06 | 1.1081e-05 | 1.5573e-05 | 2.0755e-05 | 2.6214e-05 | 3.1377e-05 | 3.546e-05 | 3.7706e-05 | 3.7518e-05 | 3.4712e-05 | 3.1397e-05 | 3.5517e-05 | 3.7791e-05 | 3.7618e-05 | 3.4812e-05 | 3.1505e-05 | 3.5656e-05 | 3.7956e-05 | 3.8866e-05 | 3.595e-05 | 3.2496e-05
F5_Industrial_Paper and Printing_New_Process_Natural Gas_Steam System Efficiency Improvements_A_Technical Potential | F5 | Industrial | Paper and Printing | New | Process | Natural Gas | Steam System Efficiency Improvements | A | Incremental Summer Peak Savings (MW) | Technical Potential | 0 | 0 | 0 | 0 | 0 | 0 | 0 | 0 | 0 | 0 | 0 | 0 | 0 | 0 | 0 | 0 | 0 | 0 | 0 | 0 | 0 | 0 | 0 | 0 | 0 | 0 | 0 | 0 | 0 | 0 | 0
F6_Industrial_Paper and Printing_New_Process_Natural Gas_Steam System Efficiency Improvements_A_Technical Potential | F6 | Industrial | Paper and Printing | New | Process | Natural Gas | Steam System Efficiency Improvements | A | Incremental Winter Peak Savings (MW) | Technical Potential | 0 | 0 | 0 | 0 | 0 | 0 | 0 | 0 | 0 | 0 | 0 | 0 | 0 | 0 | 0 | 0 | 0 | 0 | 0 | 0 | 0 | 0 | 0 | 0 | 0 | 0 | 0 | 0 | 0 | 0 | 0
F7_Industrial_Paper and Printing_New_Process_Natural Gas_Steam System Efficiency Improvements_A_Technical Potential | F7 | Industrial | Paper and Printing | New | Process | Natural Gas | Steam System Efficiency Improvements | A | Cumulative Energy Savings (MWh or mTherms) | Technical Potential | 0 | 0 | 0 | 0 | 0 | 3.1632e-07 | 1.06e-06 | 2.5774e-06 | 5.3624e-06 | 1.0066e-05 | 1.7186e-05 | 2.7493e-05 | 4.1516e-05 | 5.9453e-05 | 8.0928e-05 | 0.00010485 | 0.00012925 | 0.00015143 | 0.00016825 | 0.0001768 | 0.00017692 | 0.00017704 | 0.00017714 | 0.00017723 | 0.00017732 | 0.00017753 | 0.00017773 | 0.00017792 | 0 | 0 | 0
F8_Industrial_Paper and Printing_New_Process_Natural Gas_Steam System Efficiency Improvements_A_Technical Potential | F8 | Industrial | Paper and Printing | New | Process | Natural Gas | Steam System Efficiency Improvements | A | Cumulative Summer Peak Savings (MW) | Technical Potential | 0 | 0 | 0 | 0 | 0 | 0 | 0 | 0 | 0 | 0 | 0 | 0 | 0 | 0 | 0 | 0 | 0 | 0 | 0 | 0 | 0 | 0 | 0 | 0 | 0 | 0 | 0 | 0 | 0 | 0 | 0
F9_Industrial_Paper and Printing_New_Process_Natural Gas_Steam System Efficiency Improvements_A_Technical Potential | F9 | Industrial | Paper and Printing | New | Process | Natural Gas | Steam System Efficiency Improvements | A | Cumulative Winter Peak Savings (MW) | Technical Potential | 0 | 0 | 0 | 0 | 0 | 0 | 0 | 0 | 0 | 0 | 0 | 0 | 0 | 0 | 0 | 0 | 0 | 0 | 0 | 0 | 0 | 0 | 0 | 0 | 0 | 0 | 0 | 0 | 0 | 0 | 0
F10_Industrial_Paper and Printing_New_Process_Natural Gas_Steam System Efficiency Improvements_A_Technical Potential | F10 | Industrial | Paper and Printing | New | Process | Natural Gas | Steam System Efficiency Improvements | A | Purchases (Incremental) | Technical Potential | 0 | 0 | 0 | 0 | 0 | 0.0041337 | 0.0097895 | 0.02009 | 0.03706 | 0.062904 | 0.099627 | 0.14833 | 0.20884 | 0.27873 | 0.35241 | 0.42208 | 0.47716 | 0.50741 | 0.50483 | 0.46696 | 0.42208 | 0.47716 | 0.50741 | 0.50483 | 0.46696 | 0.42208 | 0.47716 | 0.50741 | 0.50483 | 0.46696 | 0.42208
F11_Industrial_Paper and Printing_New_Process_Natural Gas_Steam System Efficiency Improvements_A_Technical Potential | F11 | Industrial | Paper and Printing | New | Process | Natural Gas | Steam System Efficiency Improvements | A | Purchases (Cumulative) | Technical Potential | 0 | 0 | 0 | 0 | 0 | 0.0041337 | 0.013923 | 0.034014 | 0.071074 | 0.13398 | 0.22947 | 0.36801 | 0.55676 | 0.79843 | 1.0879 | 1.4104 | 1.7392 | 2.0378 | 2.2639 | 2.3784 | 2.3784 | 2.3784 | 2.3784 | 2.3784 | 2.3784 | 2.3784 | 2.3784 | 2.3784 | 2.3784 | 2.3784 | 2.3784
F1_Industrial_Paper and Printing_New_Space Heating_Natural Gas_Strategic Energy Management_A_Technical Potential | F1 | Industrial | Paper and Printing | New | Space Heating | Natural Gas | Strategic Energy Management | A | Integrated Unit Energy Savings (kWh or therms) | Technical Potential | 0 | 0 | 0 | 0 | 0 | 51.6876 | 50.1656 | 49.0548 | 48.2123 | 47.5476 | 47.0097 | 46.3804 | 45.7198 | 45.0683 | 44.4383 | 43.8802 | 43.3848 | 43.3329 | 43.0339 | 42.8199 | 42.6683 | 42.5386 | 42.4908 | 42.4836 | 42.5001 | 42.5272 | 42.5559 | 42.5887 | 0 | 0 | 0
F2_Industrial_Paper and Printing_New_Space Heating_Natural Gas_Strategic Energy Management_A_Technical Potential | F2 | Industrial | Paper and Printing | New | Space Heating | Natural Gas | Strategic Energy Management | A | Integrated Unit Summer Peak Savings (kW) | Technical Potential | 0 | 0 | 0 | 0 | 0 | 0 | 0 | 0 | 0 | 0 | 0 | 0 | 0 | 0 | 0 | 0 | 0 | 0 | 0 | 0 | 0 | 0 | 0 | 0 | 0 | 0 | 0 | 0 | 0 | 0 | 0
F3_Industrial_Paper and Printing_New_Space Heating_Natural Gas_Strategic Energy Management_A_Technical Potential | F3 | Industrial | Paper and Printing | New | Space Heating | Natural Gas | Strategic Energy Management | A | Integrated Unit Winter Peak Savings (kW) | Technical Potential | 0 | 0 | 0 | 0 | 0 | 0 | 0 | 0 | 0 | 0 | 0 | 0 | 0 | 0 | 0 | 0 | 0 | 0 | 0 | 0 | 0 | 0 | 0 | 0 | 0 | 0 | 0 | 0 | 0 | 0 | 0
F4_Industrial_Paper and Printing_New_Space Heating_Natural Gas_Strategic Energy Management_A_Technical Potential | F4 | Industrial | Paper and Printing | New | Space Heating | Natural Gas | Strategic Energy Management | A | Incremental Energy Savings (MWh or mTherms) | Technical Potential | 0 | 0 | 0 | 0 | 0 | 0.00057162 | 0.00065728 | 0.00074288 | 0.00082799 | 0.00091313 | 0.00099835 | 0.0010781 | 0.0011542 | 0.0012278 | 0.0012979 | 0.0013682 | 0.0014376 | 0.0015205 | 0.0015937 | 0.0016683 | 0.0017447 | 0.0018212 | 0.0019005 | 0.0019812 | 0.0020627 | 0.001739 | 0.0018219 | 0.0019048 | 0 | 0 | 0
F5_Industrial_Paper and Printing_New_Space Heating_Natural Gas_Strategic Energy Management_A_Technical Potential | F5 | Industrial | Paper and Printing | New | Space Heating | Natural Gas | Strategic Energy Management | A | Incremental Summer Peak Savings (MW) | Technical Potential | 0 | 0 | 0 | 0 | 0 | 0 | 0 | 0 | 0 | 0 | 0 | 0 | 0 | 0 | 0 | 0 | 0 | 0 | 0 | 0 | 0 | 0 | 0 | 0 | 0 | 0 | 0 | 0 | 0 | 0 | 0
F6_Industrial_Paper and Printing_New_Space Heating_Natural Gas_Strategic Energy Management_A_Technical Potential | F6 | Industrial | Paper and Printing | New | Space Heating | Natural Gas | Strategic Energy Management | A | Incremental Winter Peak Savings (MW) | Technical Potential | 0 | 0 | 0 | 0 | 0 | 0 | 0 | 0 | 0 | 0 | 0 | 0 | 0 | 0 | 0 | 0 | 0 | 0 | 0 | 0 | 0 | 0 | 0 | 0 | 0 | 0 | 0 | 0 | 0 | 0 | 0
F7_Industrial_Paper and Printing_New_Space Heating_Natural Gas_Strategic Energy Management_A_Technical Potential | F7 | Industrial | Paper and Printing | New | Space Heating | Natural Gas | Strategic Energy Management | A | Cumulative Energy Savings (MWh or mTherms) | Technical Potential | 0 | 0 | 0 | 0 | 0 | 0.00057162 | 0.0012121 | 0.0019281 | 0.002723 | 0.0035986 | 0.0040363 | 0.0044527 | 0.0048511 | 0.0052357 | 0.0056071 | 0.005973 | 0.0063347 | 0.0067537 | 0.0071284 | 0.0075106 | 0.0078983 | 0.008286 | 0.0086861 | 0.0090925 | 0.0095029 | 0.0095089 | 0.0095154 | 0.0095227 | 0 | 0 | 0
F8_Industrial_Paper and Printing_New_Space Heating_Natural Gas_Strategic Energy Management_A_Technical Potential | F8 | Industrial | Paper and Printing | New | Space Heating | Natural Gas | Strategic Energy Management | A | Cumulative Summer Peak Savings (MW) | Technical Potential | 0 | 0 | 0 | 0 | 0 | 0 | 0 | 0 | 0 | 0 | 0 | 0 | 0 | 0 | 0 | 0 | 0 | 0 | 0 | 0 | 0 | 0 | 0 | 0 | 0 | 0 | 0 | 0 | 0 | 0 | 0
F9_Industrial_Paper and Printing_New_Space Heating_Natural Gas_Strategic Energy Management_A_Technical Potential | F9 | Industrial | Paper and Printing | New | Space Heating | Natural Gas | Strategic Energy Management | A | Cumulative Winter Peak Savings (MW) | Technical Potential | 0 | 0 | 0 | 0 | 0 | 0 | 0 | 0 | 0 | 0 | 0 | 0 | 0 | 0 | 0 | 0 | 0 | 0 | 0 | 0 | 0 | 0 | 0 | 0 | 0 | 0 | 0 | 0 | 0 | 0 | 0
F10_Industrial_Paper and Printing_New_Space Heating_Natural Gas_Strategic Energy Management_A_Technical Potential | F10 | Industrial | Paper and Printing | New | Space Heating | Natural Gas | Strategic Energy Management | A | Purchases (Incremental) | Technical Potential | 0 | 0 | 0 | 0 | 0 | 0.011059 | 0.013102 | 0.015144 | 0.017174 | 0.019205 | 0.021237 | 0.023244 | 0.025245 | 0.027242 | 0.029208 | 0.031181 | 0.033135 | 0.035089 | 0.037034 | 0.038961 | 0.040891 | 0.042812 | 0.044726 | 0.046633 | 0.048534 | 0.040891 | 0.042812 | 0.044726 | 0.046633 | 0.048534 | 0.040891
F11_Industrial_Paper and Printing_New_Space Heating_Natural Gas_Strategic Energy Management_A_Technical Potential | F11 | Industrial | Paper and Printing | New | Space Heating | Natural Gas | Strategic Energy Management | A | Purchases (Cumulative) | Technical Potential | 0 | 0 | 0 | 0 | 0 | 0.011059 | 0.024161 | 0.039305 | 0.056479 | 0.075684 | 0.085862 | 0.096003 | 0.1061 | 0.11617 | 0.12618 | 0.13612 | 0.14601 | 0.15586 | 0.16565 | 0.1754 | 0.18511 | 0.19479 | 0.20442 | 0.21402 | 0.2236 | 0.2236 | 0.2236 | 0.2236 | 0.2236 | 0.2236 | 0.2236
F1_Industrial_Paper and Printing_New_Process_Natural Gas_Strategic Energy Management_A_Technical Potential | F1 | Industrial | Paper and Printing | New | Process | Natural Gas | Strategic Energy Management | A | Integrated Unit Energy Savings (kWh or therms) | Technical Potential | 0 | 0 | 0 | 0 | 0 | 56.8167 | 56.7561 | 56.7004 | 56.6495 | 56.5989 | 56.5502 | 56.5066 | 56.4683 | 56.4363 | 56.4111 | 56.3938 | 56.384 | 56.3799 | 56.3796 | 56.3808 | 56.3858 | 56.39 | 56.393 | 56.3949 | 56.3959 | 56.4143 | 56.4314 | 56.4472 | 0 | 0 | 0
F2_Industrial_Paper and Printing_New_Process_Natural Gas_Strategic Energy Management_A_Technical Potential | F2 | Industrial | Paper and Printing | New | Process | Natural Gas | Strategic Energy Management | A | Integrated Unit Summer Peak Savings (kW) | Technical Potential | 0 | 0 | 0 | 0 | 0 | 0 | 0 | 0 | 0 | 0 | 0 | 0 | 0 | 0 | 0 | 0 | 0 | 0 | 0 | 0 | 0 | 0 | 0 | 0 | 0 | 0 | 0 | 0 | 0 | 0 | 0
F3_Industrial_Paper and Printing_New_Process_Natural Gas_Strategic Energy Management_A_Technical Potential | F3 | Industrial | Paper and Printing | New | Process | Natural Gas | Strategic Energy Management | A | Integrated Unit Winter Peak Savings (kW) | Technical Potential | 0 | 0 | 0 | 0 | 0 | 0 | 0 | 0 | 0 | 0 | 0 | 0 | 0 | 0 | 0 | 0 | 0 | 0 | 0 | 0 | 0 | 0 | 0 | 0 | 0 | 0 | 0 | 0 | 0 | 0 | 0
F4_Industrial_Paper and Printing_New_Process_Natural Gas_Strategic Energy Management_A_Technical Potential | F4 | Industrial | Paper and Printing | New | Process | Natural Gas | Strategic Energy Management | A | Incremental Energy Savings (MWh or mTherms) | Technical Potential | 0 | 0 | 0 | 0 | 0 | 0.027476 | 0.032517 | 0.037548 | 0.042542 | 0.04753 | 0.052515 | 0.057433 | 0.062336 | 0.067229 | 0.072048 | 0.076891 | 0.081695 | 0.086508 | 0.091302 | 0.096055 | 0.10082 | 0.10557 | 0.11029 | 0.115 | 0.11969 | 0.10087 | 0.10564 | 0.1104 | 0 | 0 | 0
F5_Industrial_Paper and Printing_New_Process_Natural Gas_Strategic Energy Management_A_Technical Potential | F5 | Industrial | Paper and Printing | New | Process | Natural Gas | Strategic Energy Management | A | Incremental Summer Peak Savings (MW) | Technical Potential | 0 | 0 | 0 | 0 | 0 | 0 | 0 | 0 | 0 | 0 | 0 | 0 | 0 | 0 | 0 | 0 | 0 | 0 | 0 | 0 | 0 | 0 | 0 | 0 | 0 | 0 | 0 | 0 | 0 | 0 | 0
F6_Industrial_Paper and Printing_New_Process_Natural Gas_Strategic Energy Management_A_Technical Potential | F6 | Industrial | Paper and Printing | New | Process | Natural Gas | Strategic Energy Management | A | Incremental Winter Peak Savings (MW) | Technical Potential | 0 | 0 | 0 | 0 | 0 | 0 | 0 | 0 | 0 | 0 | 0 | 0 | 0 | 0 | 0 | 0 | 0 | 0 | 0 | 0 | 0 | 0 | 0 | 0 | 0 | 0 | 0 | 0 | 0 | 0 | 0
F7_Industrial_Paper and Printing_New_Process_Natural Gas_Strategic Energy Management_A_Technical Potential | F7 | Industrial | Paper and Printing | New | Process | Natural Gas | Strategic Energy Management | A | Cumulative Energy Savings (MWh or mTherms) | Technical Potential | 0 | 0 | 0 | 0 | 0 | 0.027476 | 0.059964 | 0.097453 | 0.13991 | 0.18731 | 0.21232 | 0.23721 | 0.262 | 0.2867 | 0.31124 | 0.33567 | 0.36 | 0.38424 | 0.40838 | 0.43243 | 0.45641 | 0.48031 | 0.5041 | 0.52779 | 0.5514 | 0.55158 | 0.55175 | 0.5519 | 0 | 0 | 0
F8_Industrial_Paper and Printing_New_Process_Natural Gas_Strategic Energy Management_A_Technical Potential | F8 | Industrial | Paper and Printing | New | Process | Natural Gas | Strategic Energy Management | A | Cumulative Summer Peak Savings (MW) | Technical Potential | 0 | 0 | 0 | 0 | 0 | 0 | 0 | 0 | 0 | 0 | 0 | 0 | 0 | 0 | 0 | 0 | 0 | 0 | 0 | 0 | 0 | 0 | 0 | 0 | 0 | 0 | 0 | 0 | 0 | 0 | 0
F9_Industrial_Paper and Printing_New_Process_Natural Gas_Strategic Energy Management_A_Technical Potential | F9 | Industrial | Paper and Printing | New | Process | Natural Gas | Strategic Energy Management | A | Cumulative Winter Peak Savings (MW) | Technical Potential | 0 | 0 | 0 | 0 | 0 | 0 | 0 | 0 | 0 | 0 | 0 | 0 | 0 | 0 | 0 | 0 | 0 | 0 | 0 | 0 | 0 | 0 | 0 | 0 | 0 | 0 | 0 | 0 | 0 | 0 | 0
F10_Industrial_Paper and Printing_New_Process_Natural Gas_Strategic Energy Management_A_Technical Potential | F10 | Industrial | Paper and Printing | New | Process | Natural Gas | Strategic Energy Management | A | Purchases (Incremental) | Technical Potential | 0 | 0 | 0 | 0 | 0 | 0.48359 | 0.57293 | 0.66221 | 0.75097 | 0.83977 | 0.92865 | 1.0164 | 1.1039 | 1.1912 | 1.2772 | 1.3635 | 1.4489 | 1.5344 | 1.6194 | 1.7037 | 1.7881 | 1.8721 | 1.9558 | 2.0392 | 2.1223 | 1.7881 | 1.8721 | 1.9558 | 2.0392 | 2.1223 | 1.7881
F11_Industrial_Paper and Printing_New_Process_Natural Gas_Strategic Energy Management_A_Technical Potential | F11 | Industrial | Paper and Printing | New | Process | Natural Gas | Strategic Energy Management | A | Purchases (Cumulative) | Technical Potential | 0 | 0 | 0 | 0 | 0 | 0.48359 | 1.0565 | 1.7187 | 2.4697 | 3.3095 | 3.7545 | 4.198 | 4.6397 | 5.08 | 5.5174 | 5.9522 | 6.3847 | 6.8152 | 7.2433 | 7.6698 | 8.0944 | 8.5176 | 8.939 | 9.3588 | 9.7774 | 9.7774 | 9.7774 | 9.7774 | 9.7774 | 9.7774 | 9.7774
F1_Industrial_Paper and Printing_New_Miscellaneous_Natural Gas_Strategic Energy Management_A_Technical Potential | F1 | Industrial | Paper and Printing | New | Miscellaneous | Natural Gas | Strategic Energy Management | A | Integrated Unit Energy Savings (kWh or therms) | Technical Potential | 0 | 0 | 0 | 0 | 0 | 18.0192 | 18.0192 | 18.0192 | 18.0192 | 18.0192 | 18.0192 | 18.0192 | 18.0192 | 18.0192 | 18.0192 | 18.0192 | 18.0192 | 18.0192 | 18.0192 | 18.0192 | 18.0192 | 18.0192 | 18.0192 | 18.0192 | 18.0192 | 18.0192 | 18.0192 | 18.0192 | 0 | 0 | 0
F2_Industrial_Paper and Printing_New_Miscellaneous_Natural Gas_Strategic Energy Management_A_Technical Potential | F2 | Industrial | Paper and Printing | New | Miscellaneous | Natural Gas | Strategic Energy Management | A | Integrated Unit Summer Peak Savings (kW) | Technical Potential | 0 | 0 | 0 | 0 | 0 | 0 | 0 | 0 | 0 | 0 | 0 | 0 | 0 | 0 | 0 | 0 | 0 | 0 | 0 | 0 | 0 | 0 | 0 | 0 | 0 | 0 | 0 | 0 | 0 | 0 | 0
F3_Industrial_Paper and Printing_New_Miscellaneous_Natural Gas_Strategic Energy Management_A_Technical Potential | F3 | Industrial | Paper and Printing | New | Miscellaneous | Natural Gas | Strategic Energy Management | A | Integrated Unit Winter Peak Savings (kW) | Technical Potential | 0 | 0 | 0 | 0 | 0 | 0 | 0 | 0 | 0 | 0 | 0 | 0 | 0 | 0 | 0 | 0 | 0 | 0 | 0 | 0 | 0 | 0 | 0 | 0 | 0 | 0 | 0 | 0 | 0 | 0 | 0
F4_Industrial_Paper and Printing_New_Miscellaneous_Natural Gas_Strategic Energy Management_A_Technical Potential | F4 | Industrial | Paper and Printing | New | Miscellaneous | Natural Gas | Strategic Energy Management | A | Incremental Energy Savings (MWh or mTherms) | Technical Potential | 0 | 0 | 0 | 0 | 0 | 0.0021785 | 0.0025809 | 0.0029831 | 0.003383 | 0.003783 | 0.0041834 | 0.0045787 | 0.0049729 | 0.0053663 | 0.0057535 | 0.0061421 | 0.0065271 | 0.0069121 | 0.0072951 | 0.0076747 | 0.0080548 | 0.0084333 | 0.0088104 | 0.009186 | 0.0095604 | 0.0080548 | 0.0084333 | 0.0088104 | 0 | 0 | 0
F5_Industrial_Paper and Printing_New_Miscellaneous_Natural Gas_Strategic Energy Management_A_Technical Potential | F5 | Industrial | Paper and Printing | New | Miscellaneous | Natural Gas | Strategic Energy Management | A | Incremental Summer Peak Savings (MW) | Technical Potential | 0 | 0 | 0 | 0 | 0 | 0 | 0 | 0 | 0 | 0 | 0 | 0 | 0 | 0 | 0 | 0 | 0 | 0 | 0 | 0 | 0 | 0 | 0 | 0 | 0 | 0 | 0 | 0 | 0 | 0 | 0
F6_Industrial_Paper and Printing_New_Miscellaneous_Natural Gas_Strategic Energy Management_A_Technical Potential | F6 | Industrial | Paper and Printing | New | Miscellaneous | Natural Gas | Strategic Energy Management | A | Incremental Winter Peak Savings (MW) | Technical Potential | 0 | 0 | 0 | 0 | 0 | 0 | 0 | 0 | 0 | 0 | 0 | 0 | 0 | 0 | 0 | 0 | 0 | 0 | 0 | 0 | 0 | 0 | 0 | 0 | 0 | 0 | 0 | 0 | 0 | 0 | 0
F7_Industrial_Paper and Printing_New_Miscellaneous_Natural Gas_Strategic Energy Management_A_Technical Potential | F7 | Industrial | Paper and Printing | New | Miscellaneous | Natural Gas | Strategic Energy Management | A | Cumulative Energy Savings (MWh or mTherms) | Technical Potential | 0 | 0 | 0 | 0 | 0 | 0.0021785 | 0.0047594 | 0.0077425 | 0.011125 | 0.014908 | 0.016913 | 0.018911 | 0.020901 | 0.022884 | 0.024855 | 0.026813 | 0.028762 | 0.030701 | 0.03263 | 0.034551 | 0.036464 | 0.03837 | 0.040268 | 0.042159 | 0.044045 | 0.044045 | 0.044045 | 0.044045 | 0 | 0 | 0
F8_Industrial_Paper and Printing_New_Miscellaneous_Natural Gas_Strategic Energy Management_A_Technical Potential | F8 | Industrial | Paper and Printing | New | Miscellaneous | Natural Gas | Strategic Energy Management | A | Cumulative Summer Peak Savings (MW) | Technical Potential | 0 | 0 | 0 | 0 | 0 | 0 | 0 | 0 | 0 | 0 | 0 | 0 | 0 | 0 | 0 | 0 | 0 | 0 | 0 | 0 | 0 | 0 | 0 | 0 | 0 | 0 | 0 | 0 | 0 | 0 | 0
F9_Industrial_Paper and Printing_New_Miscellaneous_Natural Gas_Strategic Energy Management_A_Technical Potential | F9 | Industrial | Paper and Printing | New | Miscellaneous | Natural Gas | Strategic Energy Management | A | Cumulative Winter Peak Savings (MW) | Technical Potential | 0 | 0 | 0 | 0 | 0 | 0 | 0 | 0 | 0 | 0 | 0 | 0 | 0 | 0 | 0 | 0 | 0 | 0 | 0 | 0 | 0 | 0 | 0 | 0 | 0 | 0 | 0 | 0 | 0 | 0 | 0
F10_Industrial_Paper and Printing_New_Miscellaneous_Natural Gas_Strategic Energy Management_A_Technical Potential | F10 | Industrial | Paper and Printing | New | Miscellaneous | Natural Gas | Strategic Energy Management | A | Purchases (Incremental) | Technical Potential | 0 | 0 | 0 | 0 | 0 | 0.1209 | 0.14323 | 0.16555 | 0.18774 | 0.20994 | 0.23216 | 0.2541 | 0.27598 | 0.29781 | 0.3193 | 0.34087 | 0.36223 | 0.38359 | 0.40485 | 0.42592 | 0.44701 | 0.46802 | 0.48894 | 0.50979 | 0.53057 | 0.44701 | 0.46802 | 0.48894 | 0.50979 | 0.53057 | 0.44701
F11_Industrial_Paper and Printing_New_Miscellaneous_Natural Gas_Strategic Energy Management_A_Technical Potential | F11 | Industrial | Paper and Printing | New | Miscellaneous | Natural Gas | Strategic Energy Management | A | Purchases (Cumulative) | Technical Potential | 0 | 0 | 0 | 0 | 0 | 0.1209 | 0.26413 | 0.42968 | 0.61742 | 0.82737 | 0.93863 | 1.0495 | 1.1599 | 1.27 | 1.3793 | 1.4881 | 1.5962 | 1.7038 | 1.8108 | 1.9175 | 2.0236 | 2.1294 | 2.2347 | 2.3397 | 2.4443 | 2.4443 | 2.4443 | 2.4443 | 2.4443 | 2.4443 | 2.4443
F1_Industrial_Paper and Printing_New_Space Heating_Natural Gas_Commissioning_A_Technical Potential | F1 | Industrial | Paper and Printing | New | Space Heating | Natural Gas | Commissioning | A | Integrated Unit Energy Savings (kWh or therms) | Technical Potential | 0 | 0 | 0 | 0 | 0 | 62.2024 | 60.3709 | 59.0341 | 58.0202 | 57.2203 | 56.5729 | 55.8156 | 55.0206 | 54.2366 | 53.4784 | 52.8068 | 52.2106 | 52.1482 | 51.7883 | 51.5307 | 51.3484 | 51.1923 | 51.1347 | 51.126 | 51.146 | 51.1786 | 51.2131 | 51.2525 | 0 | 0 | 0
F2_Industrial_Paper and Printing_New_Space Heating_Natural Gas_Commissioning_A_Technical Potential | F2 | Industrial | Paper and Printing | New | Space Heating | Natural Gas | Commissioning | A | Integrated Unit Summer Peak Savings (kW) | Technical Potential | 0 | 0 | 0 | 0 | 0 | 0 | 0 | 0 | 0 | 0 | 0 | 0 | 0 | 0 | 0 | 0 | 0 | 0 | 0 | 0 | 0 | 0 | 0 | 0 | 0 | 0 | 0 | 0 | 0 | 0 | 0
F3_Industrial_Paper and Printing_New_Space Heating_Natural Gas_Commissioning_A_Technical Potential | F3 | Industrial | Paper and Printing | New | Space Heating | Natural Gas | Commissioning | A | Integrated Unit Winter Peak Savings (kW) | Technical Potential | 0 | 0 | 0 | 0 | 0 | 0 | 0 | 0 | 0 | 0 | 0 | 0 | 0 | 0 | 0 | 0 | 0 | 0 | 0 | 0 | 0 | 0 | 0 | 0 | 0 | 0 | 0 | 0 | 0 | 0 | 0
F4_Industrial_Paper and Printing_New_Space Heating_Natural Gas_Commissioning_A_Technical Potential | F4 | Industrial | Paper and Printing | New | Space Heating | Natural Gas | Commissioning | A | Incremental Energy Savings (MWh or mTherms) | Technical Potential | 0 | 0 | 0 | 0 | 0 | 0 | 0 | 0 | 0 | 0 | 0 | 0 | 0 | 0 | 0 | 0 | 0 | 0 | 0 | 0 | 0 | 0 | 0 | 0 | 0 | 0 | 0 | 0 | 0 | 0 | 0
F5_Industrial_Paper and Printing_New_Space Heating_Natural Gas_Commissioning_A_Technical Potential | F5 | Industrial | Paper and Printing | New | Space Heating | Natural Gas | Commissioning | A | Incremental Summer Peak Savings (MW) | Technical Potential | 0 | 0 | 0 | 0 | 0 | 0 | 0 | 0 | 0 | 0 | 0 | 0 | 0 | 0 | 0 | 0 | 0 | 0 | 0 | 0 | 0 | 0 | 0 | 0 | 0 | 0 | 0 | 0 | 0 | 0 | 0
F6_Industrial_Paper and Printing_New_Space Heating_Natural Gas_Commissioning_A_Technical Potential | F6 | Industrial | Paper and Printing | New | Space Heating | Natural Gas | Commissioning | A | Incremental Winter Peak Savings (MW) | Technical Potential | 0 | 0 | 0 | 0 | 0 | 0 | 0 | 0 | 0 | 0 | 0 | 0 | 0 | 0 | 0 | 0 | 0 | 0 | 0 | 0 | 0 | 0 | 0 | 0 | 0 | 0 | 0 | 0 | 0 | 0 | 0
F7_Industrial_Paper and Printing_New_Space Heating_Natural Gas_Commissioning_A_Technical Potential | F7 | Industrial | Paper and Printing | New | Space Heating | Natural Gas | Commissioning | A | Cumulative Energy Savings (MWh or mTherms) | Technical Potential | 0 | 0 | 0 | 0 | 0 | 0 | 0 | 0 | 0 | 0 | 0 | 0 | 0 | 0 | 0 | 0 | 0 | 0 | 0 | 0 | 0 | 0 | 0 | 0 | 0 | 0 | 0 | 0 | 0 | 0 | 0
F8_Industrial_Paper and Printing_New_Space Heating_Natural Gas_Commissioning_A_Technical Potential | F8 | Industrial | Paper and Printing | New | Space Heating | Natural Gas | Commissioning | A | Cumulative Summer Peak Savings (MW) | Technical Potential | 0 | 0 | 0 | 0 | 0 | 0 | 0 | 0 | 0 | 0 | 0 | 0 | 0 | 0 | 0 | 0 | 0 | 0 | 0 | 0 | 0 | 0 | 0 | 0 | 0 | 0 | 0 | 0 | 0 | 0 | 0
F9_Industrial_Paper and Printing_New_Space Heating_Natural Gas_Commissioning_A_Technical Potential | F9 | Industrial | Paper and Printing | New | Space Heating | Natural Gas | Commissioning | A | Cumulative Winter Peak Savings (MW) | Technical Potential | 0 | 0 | 0 | 0 | 0 | 0 | 0 | 0 | 0 | 0 | 0 | 0 | 0 | 0 | 0 | 0 | 0 | 0 | 0 | 0 | 0 | 0 | 0 | 0 | 0 | 0 | 0 | 0 | 0 | 0 | 0
F10_Industrial_Paper and Printing_New_Space Heating_Natural Gas_Commissioning_A_Technical Potential | F10 | Industrial | Paper and Printing | New | Space Heating | Natural Gas | Commissioning | A | Purchases (Incremental) | Technical Potential | 0 | 0 | 0 | 0 | 0 | 0 | 0 | 0 | 0 | 0 | 0 | 0 | 0 | 0 | 0 | 0 | 0 | 0 | 0 | 0 | 0 | 0 | 0 | 0 | 0 | 0 | 0 | 0 | 0 | 0 | 0
F11_Industrial_Paper and Printing_New_Space Heating_Natural Gas_Commissioning_A_Technical Potential | F11 | Industrial | Paper and Printing | New | Space Heating | Natural Gas | Commissioning | A | Purchases (Cumulative) | Technical Potential | 0 | 0 | 0 | 0 | 0 | 0 | 0 | 0 | 0 | 0 | 0 | 0 | 0 | 0 | 0 | 0 | 0 | 0 | 0 | 0 | 0 | 0 | 0 | 0 | 0 | 0 | 0 | 0 | 0 | 0 | 0
F1_Industrial_Paper and Printing_New_Process_Natural Gas_Commissioning_A_Technical Potential | F1 | Industrial | Paper and Printing | New | Process | Natural Gas | Commissioning | A | Integrated Unit Energy Savings (kWh or therms) | Technical Potential | 0 | 0 | 0 | 0 | 0 | 317.5129 | 317.5129 | 317.5129 | 317.5129 | 317.5129 | 317.5129 | 317.5129 | 317.5129 | 317.5129 | 317.5129 | 317.5129 | 317.5129 | 317.5129 | 317.5129 | 317.5129 | 317.5129 | 317.5129 | 317.5129 | 317.5129 | 317.5129 | 317.5129 | 317.5129 | 317.5129 | 0 | 0 | 0
F2_Industrial_Paper and Printing_New_Process_Natural Gas_Commissioning_A_Technical Potential | F2 | Industrial | Paper and Printing | New | Process | Natural Gas | Commissioning | A | Integrated Unit Summer Peak Savings (kW) | Technical Potential | 0 | 0 | 0 | 0 | 0 | 0 | 0 | 0 | 0 | 0 | 0 | 0 | 0 | 0 | 0 | 0 | 0 | 0 | 0 | 0 | 0 | 0 | 0 | 0 | 0 | 0 | 0 | 0 | 0 | 0 | 0
F3_Industrial_Paper and Printing_New_Process_Natural Gas_Commissioning_A_Technical Potential | F3 | Industrial | Paper and Printing | New | Process | Natural Gas | Commissioning | A | Integrated Unit Winter Peak Savings (kW) | Technical Potential | 0 | 0 | 0 | 0 | 0 | 0 | 0 | 0 | 0 | 0 | 0 | 0 | 0 | 0 | 0 | 0 | 0 | 0 | 0 | 0 | 0 | 0 | 0 | 0 | 0 | 0 | 0 | 0 | 0 | 0 | 0
F4_Industrial_Paper and Printing_New_Process_Natural Gas_Commissioning_A_Technical Potential | F4 | Industrial | Paper and Printing | New | Process | Natural Gas | Commissioning | A | Incremental Energy Savings (MWh or mTherms) | Technical Potential | 0 | 0 | 0 | 0 | 0 | 0 | 0 | 0 | 0 | 0 | 0 | 0 | 0 | 0 | 0 | 0 | 0 | 0 | 0 | 0 | 0 | 0 | 0 | 0 | 0 | 0 | 0 | 0 | 0 | 0 | 0
F5_Industrial_Paper and Printing_New_Process_Natural Gas_Commissioning_A_Technical Potential | F5 | Industrial | Paper and Printing | New | Process | Natural Gas | Commissioning | A | Incremental Summer Peak Savings (MW) | Technical Potential | 0 | 0 | 0 | 0 | 0 | 0 | 0 | 0 | 0 | 0 | 0 | 0 | 0 | 0 | 0 | 0 | 0 | 0 | 0 | 0 | 0 | 0 | 0 | 0 | 0 | 0 | 0 | 0 | 0 | 0 | 0
F6_Industrial_Paper and Printing_New_Process_Natural Gas_Commissioning_A_Technical Potential | F6 | Industrial | Paper and Printing | New | Process | Natural Gas | Commissioning | A | Incremental Winter Peak Savings (MW) | Technical Potential | 0 | 0 | 0 | 0 | 0 | 0 | 0 | 0 | 0 | 0 | 0 | 0 | 0 | 0 | 0 | 0 | 0 | 0 | 0 | 0 | 0 | 0 | 0 | 0 | 0 | 0 | 0 | 0 | 0 | 0 | 0
F7_Industrial_Paper and Printing_New_Process_Natural Gas_Commissioning_A_Technical Potential | F7 | Industrial | Paper and Printing | New | Process | Natural Gas | Commissioning | A | Cumulative Energy Savings (MWh or mTherms) | Technical Potential | 0 | 0 | 0 | 0 | 0 | 0 | 0 | 0 | 0 | 0 | 0 | 0 | 0 | 0 | 0 | 0 | 0 | 0 | 0 | 0 | 0 | 0 | 0 | 0 | 0 | 0 | 0 | 0 | 0 | 0 | 0
F8_Industrial_Paper and Printing_New_Process_Natural Gas_Commissioning_A_Technical Potential | F8 | Industrial | Paper and Printing | New | Process | Natural Gas | Commissioning | A | Cumulative Summer Peak Savings (MW) | Technical Potential | 0 | 0 | 0 | 0 | 0 | 0 | 0 | 0 | 0 | 0 | 0 | 0 | 0 | 0 | 0 | 0 | 0 | 0 | 0 | 0 | 0 | 0 | 0 | 0 | 0 | 0 | 0 | 0 | 0 | 0 | 0
F9_Industrial_Paper and Printing_New_Process_Natural Gas_Commissioning_A_Technical Potential | F9 | Industrial | Paper and Printing | New | Process | Natural Gas | Commissioning | A | Cumulative Winter Peak Savings (MW) | Technical Potential | 0 | 0 | 0 | 0 | 0 | 0 | 0 | 0 | 0 | 0 | 0 | 0 | 0 | 0 | 0 | 0 | 0 | 0 | 0 | 0 | 0 | 0 | 0 | 0 | 0 | 0 | 0 | 0 | 0 | 0 | 0
F10_Industrial_Paper and Printing_New_Process_Natural Gas_Commissioning_A_Technical Potential | F10 | Industrial | Paper and Printing | New | Process | Natural Gas | Commissioning | A | Purchases (Incremental) | Technical Potential | 0 | 0 | 0 | 0 | 0 | 0 | 0 | 0 | 0 | 0 | 0 | 0 | 0 | 0 | 0 | 0 | 0 | 0 | 0 | 0 | 0 | 0 | 0 | 0 | 0 | 0 | 0 | 0 | 0 | 0 | 0
F11_Industrial_Paper and Printing_New_Process_Natural Gas_Commissioning_A_Technical Potential | F11 | Industrial | Paper and Printing | New | Process | Natural Gas | Commissioning | A | Purchases (Cumulative) | Technical Potential | 0 | 0 | 0 | 0 | 0 | 0 | 0 | 0 | 0 | 0 | 0 | 0 | 0 | 0 | 0 | 0 | 0 | 0 | 0 | 0 | 0 | 0 | 0 | 0 | 0 | 0 | 0 | 0 | 0 | 0 | 0
F1_Industrial_Paper and Printing_New_Space Heating_Natural Gas_Retrocommissioning_A_Technical Potential | F1 | Industrial | Paper and Printing | New | Space Heating | Natural Gas | Retrocommissioning | A | Integrated Unit Energy Savings (kWh or therms) | Technical Potential | 0 | 0 | 0 | 0 | 0 | 0 | 0 | 0 | 0 | 0 | 0 | 0 | 0 | 0 | 0 | 0 | 0 | 0 | 0 | 0 | 0 | 0 | 0 | 0 | 0 | 0 | 0 | 0 | 0 | 0 | 0
F2_Industrial_Paper and Printing_New_Space Heating_Natural Gas_Retrocommissioning_A_Technical Potential | F2 | Industrial | Paper and Printing | New | Space Heating | Natural Gas | Retrocommissioning | A | Integrated Unit Summer Peak Savings (kW) | Technical Potential | 0 | 0 | 0 | 0 | 0 | 0 | 0 | 0 | 0 | 0 | 0 | 0 | 0 | 0 | 0 | 0 | 0 | 0 | 0 | 0 | 0 | 0 | 0 | 0 | 0 | 0 | 0 | 0 | 0 | 0 | 0
F3_Industrial_Paper and Printing_New_Space Heating_Natural Gas_Retrocommissioning_A_Technical Potential | F3 | Industrial | Paper and Printing | New | Space Heating | Natural Gas | Retrocommissioning | A | Integrated Unit Winter Peak Savings (kW) | Technical Potential | 0 | 0 | 0 | 0 | 0 | 0 | 0 | 0 | 0 | 0 | 0 | 0 | 0 | 0 | 0 | 0 | 0 | 0 | 0 | 0 | 0 | 0 | 0 | 0 | 0 | 0 | 0 | 0 | 0 | 0 | 0
F4_Industrial_Paper and Printing_New_Space Heating_Natural Gas_Retrocommissioning_A_Technical Potential | F4 | Industrial | Paper and Printing | New | Space Heating | Natural Gas | Retrocommissioning | A | Incremental Energy Savings (MWh or mTherms) | Technical Potential | 0 | 0 | 0 | 0 | 0 | 0 | 0 | 0 | 0 | 0 | 0 | 0 | 0 | 0 | 0 | 0 | 0 | 0 | 0 | 0 | 0 | 0 | 0 | 0 | 0 | 0 | 0 | 0 | 0 | 0 | 0
F5_Industrial_Paper and Printing_New_Space Heating_Natural Gas_Retrocommissioning_A_Technical Potential | F5 | Industrial | Paper and Printing | New | Space Heating | Natural Gas | Retrocommissioning | A | Incremental Summer Peak Savings (MW) | Technical Potential | 0 | 0 | 0 | 0 | 0 | 0 | 0 | 0 | 0 | 0 | 0 | 0 | 0 | 0 | 0 | 0 | 0 | 0 | 0 | 0 | 0 | 0 | 0 | 0 | 0 | 0 | 0 | 0 | 0 | 0 | 0
F6_Industrial_Paper and Printing_New_Space Heating_Natural Gas_Retrocommissioning_A_Technical Potential | F6 | Industrial | Paper and Printing | New | Space Heating | Natural Gas | Retrocommissioning | A | Incremental Winter Peak Savings (MW) | Technical Potential | 0 | 0 | 0 | 0 | 0 | 0 | 0 | 0 | 0 | 0 | 0 | 0 | 0 | 0 | 0 | 0 | 0 | 0 | 0 | 0 | 0 | 0 | 0 | 0 | 0 | 0 | 0 | 0 | 0 | 0 | 0
F7_Industrial_Paper and Printing_New_Space Heating_Natural Gas_Retrocommissioning_A_Technical Potential | F7 | Industrial | Paper and Printing | New | Space Heating | Natural Gas | Retrocommissioning | A | Cumulative Energy Savings (MWh or mTherms) | Technical Potential | 0 | 0 | 0 | 0 | 0 | 0 | 0 | 0 | 0 | 0 | 0 | 0 | 0 | 0 | 0 | 0 | 0 | 0 | 0 | 0 | 0 | 0 | 0 | 0 | 0 | 0 | 0 | 0 | 0 | 0 | 0
F8_Industrial_Paper and Printing_New_Space Heating_Natural Gas_Retrocommissioning_A_Technical Potential | F8 | Industrial | Paper and Printing | New | Space Heating | Natural Gas | Retrocommissioning | A | Cumulative Summer Peak Savings (MW) | Technical Potential | 0 | 0 | 0 | 0 | 0 | 0 | 0 | 0 | 0 | 0 | 0 | 0 | 0 | 0 | 0 | 0 | 0 | 0 | 0 | 0 | 0 | 0 | 0 | 0 | 0 | 0 | 0 | 0 | 0 | 0 | 0
F9_Industrial_Paper and Printing_New_Space Heating_Natural Gas_Retrocommissioning_A_Technical Potential | F9 | Industrial | Paper and Printing | New | Space Heating | Natural Gas | Retrocommissioning | A | Cumulative Winter Peak Savings (MW) | Technical Potential | 0 | 0 | 0 | 0 | 0 | 0 | 0 | 0 | 0 | 0 | 0 | 0 | 0 | 0 | 0 | 0 | 0 | 0 | 0 | 0 | 0 | 0 | 0 | 0 | 0 | 0 | 0 | 0 | 0 | 0 | 0
F10_Industrial_Paper and Printing_New_Space Heating_Natural Gas_Retrocommissioning_A_Technical Potential | F10 | Industrial | Paper and Printing | New | Space Heating | Natural Gas | Retrocommissioning | A | Purchases (Incremental) | Technical Potential | 0 | 0 | 0 | 0 | 0 | 0 | 0 | 0 | 0 | 0 | 0 | 0 | 0 | 0 | 0 | 0 | 0 | 0 | 0 | 0 | 0 | 0 | 0 | 0 | 0 | 0 | 0 | 0 | 0 | 0 | 0
F11_Industrial_Paper and Printing_New_Space Heating_Natural Gas_Retrocommissioning_A_Technical Potential | F11 | Industrial | Paper and Printing | New | Space Heating | Natural Gas | Retrocommissioning | A | Purchases (Cumulative) | Technical Potential | 0 | 0 | 0 | 0 | 0 | 0 | 0 | 0 | 0 | 0 | 0 | 0 | 0 | 0 | 0 | 0 | 0 | 0 | 0 | 0 | 0 | 0 | 0 | 0 | 0 | 0 | 0 | 0 | 0 | 0 | 0
F1_Industrial_Paper and Printing_New_Process_Natural Gas_Retrocommissioning_A_Technical Potential | F1 | Industrial | Paper and Printing | New | Process | Natural Gas | Retrocommissioning | A | Integrated Unit Energy Savings (kWh or therms) | Technical Potential | 0 | 0 | 0 | 0 | 0 | 0 | 0 | 0 | 0 | 0 | 0 | 0 | 0 | 0 | 0 | 0 | 0 | 0 | 0 | 0 | 0 | 0 | 0 | 0 | 0 | 0 | 0 | 0 | 0 | 0 | 0
F2_Industrial_Paper and Printing_New_Process_Natural Gas_Retrocommissioning_A_Technical Potential | F2 | Industrial | Paper and Printing | New | Process | Natural Gas | Retrocommissioning | A | Integrated Unit Summer Peak Savings (kW) | Technical Potential | 0 | 0 | 0 | 0 | 0 | 0 | 0 | 0 | 0 | 0 | 0 | 0 | 0 | 0 | 0 | 0 | 0 | 0 | 0 | 0 | 0 | 0 | 0 | 0 | 0 | 0 | 0 | 0 | 0 | 0 | 0
F3_Industrial_Paper and Printing_New_Process_Natural Gas_Retrocommissioning_A_Technical Potential | F3 | Industrial | Paper and Printing | New | Process | Natural Gas | Retrocommissioning | A | Integrated Unit Winter Peak Savings (kW) | Technical Potential | 0 | 0 | 0 | 0 | 0 | 0 | 0 | 0 | 0 | 0 | 0 | 0 | 0 | 0 | 0 | 0 | 0 | 0 | 0 | 0 | 0 | 0 | 0 | 0 | 0 | 0 | 0 | 0 | 0 | 0 | 0
F4_Industrial_Paper and Printing_New_Process_Natural Gas_Retrocommissioning_A_Technical Potential | F4 | Industrial | Paper and Printing | New | Process | Natural Gas | Retrocommissioning | A | Incremental Energy Savings (MWh or mTherms) | Technical Potential | 0 | 0 | 0 | 0 | 0 | 0 | 0 | 0 | 0 | 0 | 0 | 0 | 0 | 0 | 0 | 0 | 0 | 0 | 0 | 0 | 0 | 0 | 0 | 0 | 0 | 0 | 0 | 0 | 0 | 0 | 0
F5_Industrial_Paper and Printing_New_Process_Natural Gas_Retrocommissioning_A_Technical Potential | F5 | Industrial | Paper and Printing | New | Process | Natural Gas | Retrocommissioning | A | Incremental Summer Peak Savings (MW) | Technical Potential | 0 | 0 | 0 | 0 | 0 | 0 | 0 | 0 | 0 | 0 | 0 | 0 | 0 | 0 | 0 | 0 | 0 | 0 | 0 | 0 | 0 | 0 | 0 | 0 | 0 | 0 | 0 | 0 | 0 | 0 | 0
F6_Industrial_Paper and Printing_New_Process_Natural Gas_Retrocommissioning_A_Technical Potential | F6 | Industrial | Paper and Printing | New | Process | Natural Gas | Retrocommissioning | A | Incremental Winter Peak Savings (MW) | Technical Potential | 0 | 0 | 0 | 0 | 0 | 0 | 0 | 0 | 0 | 0 | 0 | 0 | 0 | 0 | 0 | 0 | 0 | 0 | 0 | 0 | 0 | 0 | 0 | 0 | 0 | 0 | 0 | 0 | 0 | 0 | 0
F7_Industrial_Paper and Printing_New_Process_Natural Gas_Retrocommissioning_A_Technical Potential | F7 | Industrial | Paper and Printing | New | Process | Natural Gas | Retrocommissioning | A | Cumulative Energy Savings (MWh or mTherms) | Technical Potential | 0 | 0 | 0 | 0 | 0 | 0 | 0 | 0 | 0 | 0 | 0 | 0 | 0 | 0 | 0 | 0 | 0 | 0 | 0 | 0 | 0 | 0 | 0 | 0 | 0 | 0 | 0 | 0 | 0 | 0 | 0
F8_Industrial_Paper and Printing_New_Process_Natural Gas_Retrocommissioning_A_Technical Potential | F8 | Industrial | Paper and Printing | New | Process | Natural Gas | Retrocommissioning | A | Cumulative Summer Peak Savings (MW) | Technical Potential | 0 | 0 | 0 | 0 | 0 | 0 | 0 | 0 | 0 | 0 | 0 | 0 | 0 | 0 | 0 | 0 | 0 | 0 | 0 | 0 | 0 | 0 | 0 | 0 | 0 | 0 | 0 | 0 | 0 | 0 | 0
F9_Industrial_Paper and Printing_New_Process_Natural Gas_Retrocommissioning_A_Technical Potential | F9 | Industrial | Paper and Printing | New | Process | Natural Gas | Retrocommissioning | A | Cumulative Winter Peak Savings (MW) | Technical Potential | 0 | 0 | 0 | 0 | 0 | 0 | 0 | 0 | 0 | 0 | 0 | 0 | 0 | 0 | 0 | 0 | 0 | 0 | 0 | 0 | 0 | 0 | 0 | 0 | 0 | 0 | 0 | 0 | 0 | 0 | 0
F10_Industrial_Paper and Printing_New_Process_Natural Gas_Retrocommissioning_A_Technical Potential | F10 | Industrial | Paper and Printing | New | Process | Natural Gas | Retrocommissioning | A | Purchases (Incremental) | Technical Potential | 0 | 0 | 0 | 0 | 0 | 0 | 0 | 0 | 0 | 0 | 0 | 0 | 0 | 0 | 0 | 0 | 0 | 0 | 0 | 0 | 0 | 0 | 0 | 0 | 0 | 0 | 0 | 0 | 0 | 0 | 0
F11_Industrial_Paper and Printing_New_Process_Natural Gas_Retrocommissioning_A_Technical Potential | F11 | Industrial | Paper and Printing | New | Process | Natural Gas | Retrocommissioning | A | Purchases (Cumulative) | Technical Potential | 0 | 0 | 0 | 0 | 0 | 0 | 0 | 0 | 0 | 0 | 0 | 0 | 0 | 0 | 0 | 0 | 0 | 0 | 0 | 0 | 0 | 0 | 0 | 0 | 0 | 0 | 0 | 0 | 0 | 0 | 0
F1_Industrial_Instruments_Existing_Space Heating_Natural Gas_Insulation - Roof/Ceiling_A_Technical Potential | F1 | Industrial | Instruments | Existing | Space Heating | Natural Gas | Insulation - Roof/Ceiling | A | Integrated Unit Energy Savings (kWh or therms) | Technical Potential | 0 | 0 | 0 | 0 | 0 | 0.099235 | 0.098354 | 0.097256 | 0.096062 | 0.094762 | 0.093349 | 0.091856 | 0.090287 | 0.088575 | 0.086788 | 0.084957 | 0.083172 | 0.0815 | 0.079915 | 0.078537 | 0.077258 | 0.076055 | 0.075037 | 0.074131 | 0.0733 | 0.072699 | 0.072177 | 0.071674 | 0 | 0 | 0
F2_Industrial_Instruments_Existing_Space Heating_Natural Gas_Insulation - Roof/Ceiling_A_Technical Potential | F2 | Industrial | Instruments | Existing | Space Heating | Natural Gas | Insulation - Roof/Ceiling | A | Integrated Unit Summer Peak Savings (kW) | Technical Potential | 0 | 0 | 0 | 0 | 0 | 0 | 0 | 0 | 0 | 0 | 0 | 0 | 0 | 0 | 0 | 0 | 0 | 0 | 0 | 0 | 0 | 0 | 0 | 0 | 0 | 0 | 0 | 0 | 0 | 0 | 0
F3_Industrial_Instruments_Existing_Space Heating_Natural Gas_Insulation - Roof/Ceiling_A_Technical Potential | F3 | Industrial | Instruments | Existing | Space Heating | Natural Gas | Insulation - Roof/Ceiling | A | Integrated Unit Winter Peak Savings (kW) | Technical Potential | 0 | 0 | 0 | 0 | 0 | 0 | 0 | 0 | 0 | 0 | 0 | 0 | 0 | 0 | 0 | 0 | 0 | 0 | 0 | 0 | 0 | 0 | 0 | 0 | 0 | 0 | 0 | 0 | 0 | 0 | 0
F4_Industrial_Instruments_Existing_Space Heating_Natural Gas_Insulation - Roof/Ceiling_A_Technical Potential | F4 | Industrial | Instruments | Existing | Space Heating | Natural Gas | Insulation - Roof/Ceiling | A | Incremental Energy Savings (MWh or mTherms) | Technical Potential | 0 | 0 | 0 | 0 | 0 | 1.5966 | 2.7677 | 4.2321 | 5.8554 | 7.3575 | 8.3484 | 8.8226 | 8.6543 | 7.7984 | 6.7114 | 5.3589 | 4.081 | 2.9318 | 1.9944 | 1.3082 | 0.81554 | 0.48679 | 0.324 | 0 | 0 | 0 | 0 | 0 | 0 | 0 | 0
F5_Industrial_Instruments_Existing_Space Heating_Natural Gas_Insulation - Roof/Ceiling_A_Technical Potential | F5 | Industrial | Instruments | Existing | Space Heating | Natural Gas | Insulation - Roof/Ceiling | A | Incremental Summer Peak Savings (MW) | Technical Potential | 0 | 0 | 0 | 0 | 0 | 0 | 0 | 0 | 0 | 0 | 0 | 0 | 0 | 0 | 0 | 0 | 0 | 0 | 0 | 0 | 0 | 0 | 0 | 0 | 0 | 0 | 0 | 0 | 0 | 0 | 0
F6_Industrial_Instruments_Existing_Space Heating_Natural Gas_Insulation - Roof/Ceiling_A_Technical Potential | F6 | Industrial | Instruments | Existing | Space Heating | Natural Gas | Insulation - Roof/Ceiling | A | Incremental Winter Peak Savings (MW) | Technical Potential | 0 | 0 | 0 | 0 | 0 | 0 | 0 | 0 | 0 | 0 | 0 | 0 | 0 | 0 | 0 | 0 | 0 | 0 | 0 | 0 | 0 | 0 | 0 | 0 | 0 | 0 | 0 | 0 | 0 | 0 | 0
F7_Industrial_Instruments_Existing_Space Heating_Natural Gas_Insulation - Roof/Ceiling_A_Technical Potential | F7 | Industrial | Instruments | Existing | Space Heating | Natural Gas | Insulation - Roof/Ceiling | A | Cumulative Energy Savings (MWh or mTherms) | Technical Potential | 0 | 0 | 0 | 0 | 0 | 1.5966 | 4.3501 | 8.5337 | 14.2842 | 21.4484 | 29.477 | 37.8283 | 45.8365 | 52.7659 | 58.4125 | 62.5393 | 65.3059 | 66.9252 | 67.6176 | 67.7599 | 67.4717 | 66.9082 | 66.3361 | 65.536 | 64.8006 | 64.2701 | 63.8082 | 63.3638 | 0 | 0 | 0
F8_Industrial_Instruments_Existing_Space Heating_Natural Gas_Insulation - Roof/Ceiling_A_Technical Potential | F8 | Industrial | Instruments | Existing | Space Heating | Natural Gas | Insulation - Roof/Ceiling | A | Cumulative Summer Peak Savings (MW) | Technical Potential | 0 | 0 | 0 | 0 | 0 | 0 | 0 | 0 | 0 | 0 | 0 | 0 | 0 | 0 | 0 | 0 | 0 | 0 | 0 | 0 | 0 | 0 | 0 | 0 | 0 | 0 | 0 | 0 | 0 | 0 | 0
F9_Industrial_Instruments_Existing_Space Heating_Natural Gas_Insulation - Roof/Ceiling_A_Technical Potential | F9 | Industrial | Instruments | Existing | Space Heating | Natural Gas | Insulation - Roof/Ceiling | A | Cumulative Winter Peak Savings (MW) | Technical Potential | 0 | 0 | 0 | 0 | 0 | 0 | 0 | 0 | 0 | 0 | 0 | 0 | 0 | 0 | 0 | 0 | 0 | 0 | 0 | 0 | 0 | 0 | 0 | 0 | 0 | 0 | 0 | 0 | 0 | 0 | 0
F10_Industrial_Instruments_Existing_Space Heating_Natural Gas_Insulation - Roof/Ceiling_A_Technical Potential | F10 | Industrial | Instruments | Existing | Space Heating | Natural Gas | Insulation - Roof/Ceiling | A | Purchases (Incremental) | Technical Potential | 0 | 0 | 0 | 0 | 0 | 16088.8089 | 28139.9629 | 43515.1288 | 60954.1169 | 77642.1147 | 89432.163 | 96048.3724 | 95853.3528 | 88042.4856 | 77331.3055 | 63077.2888 | 49066.4803 | 35972.2827 | 24955.9885 | 16657.0335 | 10556.0971 | 6400.4597 | 4317.8567 | 0 | 0 | 0 | 0 | 0 | 0 | 0 | 0
F11_Industrial_Instruments_Existing_Space Heating_Natural Gas_Insulation - Roof/Ceiling_A_Technical Potential | F11 | Industrial | Instruments | Existing | Space Heating | Natural Gas | Insulation - Roof/Ceiling | A | Purchases (Cumulative) | Technical Potential | 0 | 0 | 0 | 0 | 0 | 16088.8089 | 44228.7718 | 87743.9007 | 148698.0176 | 226340.1323 | 315772.2952 | 411820.6676 | 507674.0204 | 595716.506 | 673047.8115 | 736125.1003 | 785191.5806 | 821163.8633 | 846119.8518 | 862776.8853 | 873332.9824 | 879733.4421 | 884051.2988 | 884051.2988 | 884051.2988 | 884051.2988 | 884051.2988 | 884051.2988 | 884051.2988 | 884051.2988 | 884051.2988
F1_Industrial_Instruments_Existing_Space Heating_Natural Gas_Insulation - Wall Cavity_A_Technical Potential | F1 | Industrial | Instruments | Existing | Space Heating | Natural Gas | Insulation - Wall Cavity | A | Integrated Unit Energy Savings (kWh or therms) | Technical Potential | 0 | 0 | 0 | 0 | 0 | 0.01779 | 0.017491 | 0.017079 | 0.016572 | 0.015976 | 0.015296 | 0.014594 | 0.013896 | 0.013187 | 0.012581 | 0.012005 | 0.011538 | 0.011134 | 0.010779 | 0.010528 | 0.010297 | 0.010097 | 0.0099305 | 0.0097983 | 0.0096769 | 0.0095875 | 0.0095093 | 0.0094347 | 0 | 0 | 0
F2_Industrial_Instruments_Existing_Space Heating_Natural Gas_Insulation - Wall Cavity_A_Technical Potential | F2 | Industrial | Instruments | Existing | Space Heating | Natural Gas | Insulation - Wall Cavity | A | Integrated Unit Summer Peak Savings (kW) | Technical Potential | 0 | 0 | 0 | 0 | 0 | 0 | 0 | 0 | 0 | 0 | 0 | 0 | 0 | 0 | 0 | 0 | 0 | 0 | 0 | 0 | 0 | 0 | 0 | 0 | 0 | 0 | 0 | 0 | 0 | 0 | 0
F3_Industrial_Instruments_Existing_Space Heating_Natural Gas_Insulation - Wall Cavity_A_Technical Potential | F3 | Industrial | Instruments | Existing | Space Heating | Natural Gas | Insulation - Wall Cavity | A | Integrated Unit Winter Peak Savings (kW) | Technical Potential | 0 | 0 | 0 | 0 | 0 | 0 | 0 | 0 | 0 | 0 | 0 | 0 | 0 | 0 | 0 | 0 | 0 | 0 | 0 | 0 | 0 | 0 | 0 | 0 | 0 | 0 | 0 | 0 | 0 | 0 | 0
F4_Industrial_Instruments_Existing_Space Heating_Natural Gas_Insulation - Wall Cavity_A_Technical Potential | F4 | Industrial | Instruments | Existing | Space Heating | Natural Gas | Insulation - Wall Cavity | A | Incremental Energy Savings (MWh or mTherms) | Technical Potential | 0 | 0 | 0 | 0 | 0 | 0.28621 | 0.4922 | 0.7432 | 1.0102 | 1.2404 | 1.368 | 1.4017 | 1.3319 | 1.161 | 0.97292 | 0.75724 | 0.56614 | 0.40051 | 0.26901 | 0.17536 | 0.1087 | 0.064623 | 0.042879 | 0 | 0 | 0 | 0 | 0 | 0 | 0 | 0
F5_Industrial_Instruments_Existing_Space Heating_Natural Gas_Insulation - Wall Cavity_A_Technical Potential | F5 | Industrial | Instruments | Existing | Space Heating | Natural Gas | Insulation - Wall Cavity | A | Incremental Summer Peak Savings (MW) | Technical Potential | 0 | 0 | 0 | 0 | 0 | 0 | 0 | 0 | 0 | 0 | 0 | 0 | 0 | 0 | 0 | 0 | 0 | 0 | 0 | 0 | 0 | 0 | 0 | 0 | 0 | 0 | 0 | 0 | 0 | 0 | 0
F6_Industrial_Instruments_Existing_Space Heating_Natural Gas_Insulation - Wall Cavity_A_Technical Potential | F6 | Industrial | Instruments | Existing | Space Heating | Natural Gas | Insulation - Wall Cavity | A | Incremental Winter Peak Savings (MW) | Technical Potential | 0 | 0 | 0 | 0 | 0 | 0 | 0 | 0 | 0 | 0 | 0 | 0 | 0 | 0 | 0 | 0 | 0 | 0 | 0 | 0 | 0 | 0 | 0 | 0 | 0 | 0 | 0 | 0 | 0 | 0 | 0
F7_Industrial_Instruments_Existing_Space Heating_Natural Gas_Insulation - Wall Cavity_A_Technical Potential | F7 | Industrial | Instruments | Existing | Space Heating | Natural Gas | Insulation - Wall Cavity | A | Cumulative Energy Savings (MWh or mTherms) | Technical Potential | 0 | 0 | 0 | 0 | 0 | 0.28621 | 0.77361 | 1.4986 | 2.4643 | 3.616 | 4.8301 | 6.0102 | 7.0544 | 7.8556 | 8.4677 | 8.8372 | 9.0597 | 9.1428 | 9.1206 | 9.0829 | 8.9929 | 8.8823 | 8.7791 | 8.6622 | 8.5548 | 8.4758 | 8.4067 | 8.3408 | 0 | 0 | 0
F8_Industrial_Instruments_Existing_Space Heating_Natural Gas_Insulation - Wall Cavity_A_Technical Potential | F8 | Industrial | Instruments | Existing | Space Heating | Natural Gas | Insulation - Wall Cavity | A | Cumulative Summer Peak Savings (MW) | Technical Potential | 0 | 0 | 0 | 0 | 0 | 0 | 0 | 0 | 0 | 0 | 0 | 0 | 0 | 0 | 0 | 0 | 0 | 0 | 0 | 0 | 0 | 0 | 0 | 0 | 0 | 0 | 0 | 0 | 0 | 0 | 0
F9_Industrial_Instruments_Existing_Space Heating_Natural Gas_Insulation - Wall Cavity_A_Technical Potential | F9 | Industrial | Instruments | Existing | Space Heating | Natural Gas | Insulation - Wall Cavity | A | Cumulative Winter Peak Savings (MW) | Technical Potential | 0 | 0 | 0 | 0 | 0 | 0 | 0 | 0 | 0 | 0 | 0 | 0 | 0 | 0 | 0 | 0 | 0 | 0 | 0 | 0 | 0 | 0 | 0 | 0 | 0 | 0 | 0 | 0 | 0 | 0 | 0
F10_Industrial_Instruments_Existing_Space Heating_Natural Gas_Insulation - Wall Cavity_A_Technical Potential | F10 | Industrial | Instruments | Existing | Space Heating | Natural Gas | Insulation - Wall Cavity | A | Purchases (Incremental) | Technical Potential | 0 | 0 | 0 | 0 | 0 | 16088.8089 | 28139.9629 | 43515.1288 | 60954.1169 | 77642.1147 | 89432.163 | 96048.3724 | 95853.3528 | 88042.4856 | 77331.3055 | 63077.2888 | 49066.4803 | 35972.2827 | 24955.9885 | 16657.0335 | 10556.0971 | 6400.4597 | 4317.8567 | 0 | 0 | 0 | 0 | 0 | 0 | 0 | 0
F11_Industrial_Instruments_Existing_Space Heating_Natural Gas_Insulation - Wall Cavity_A_Technical Potential | F11 | Industrial | Instruments | Existing | Space Heating | Natural Gas | Insulation - Wall Cavity | A | Purchases (Cumulative) | Technical Potential | 0 | 0 | 0 | 0 | 0 | 16088.8089 | 44228.7718 | 87743.9007 | 148698.0176 | 226340.1323 | 315772.2952 | 411820.6676 | 507674.0204 | 595716.506 | 673047.8115 | 736125.1003 | 785191.5806 | 821163.8633 | 846119.8518 | 862776.8853 | 873332.9824 | 879733.4421 | 884051.2988 | 884051.2988 | 884051.2988 | 884051.2988 | 884051.2988 | 884051.2988 | 884051.2988 | 884051.2988 | 884051.2988
F1_Industrial_Instruments_Existing_Space Heating_Natural Gas_Insulation - Ducting_A_Technical Potential | F1 | Industrial | Instruments | Existing | Space Heating | Natural Gas | Insulation - Ducting | A | Integrated Unit Energy Savings (kWh or therms) | Technical Potential | 0 | 0 | 0 | 0 | 0 | 0.001616 | 0.0015797 | 0.0015302 | 0.0014718 | 0.0014055 | 0.0013322 | 0.0012582 | 0.0011866 | 0.0011158 | 0.0010566 | 0.0010017 | 0.00095794 | 0.00092023 | 0.0008873 | 0.00086361 | 0.00084179 | 0.00082284 | 0.00080619 | 0.00079258 | 0.00077996 | 0.00077025 | 0.00076159 | 0.00075335 | 0.00131 | 0.0013019 | 0.0012943
F2_Industrial_Instruments_Existing_Space Heating_Natural Gas_Insulation - Ducting_A_Technical Potential | F2 | Industrial | Instruments | Existing | Space Heating | Natural Gas | Insulation - Ducting | A | Integrated Unit Summer Peak Savings (kW) | Technical Potential | 0 | 0 | 0 | 0 | 0 | 0 | 0 | 0 | 0 | 0 | 0 | 0 | 0 | 0 | 0 | 0 | 0 | 0 | 0 | 0 | 0 | 0 | 0 | 0 | 0 | 0 | 0 | 0 | 0 | 0 | 0
F3_Industrial_Instruments_Existing_Space Heating_Natural Gas_Insulation - Ducting_A_Technical Potential | F3 | Industrial | Instruments | Existing | Space Heating | Natural Gas | Insulation - Ducting | A | Integrated Unit Winter Peak Savings (kW) | Technical Potential | 0 | 0 | 0 | 0 | 0 | 0 | 0 | 0 | 0 | 0 | 0 | 0 | 0 | 0 | 0 | 0 | 0 | 0 | 0 | 0 | 0 | 0 | 0 | 0 | 0 | 0 | 0 | 0 | 0 | 0 | 0
F4_Industrial_Instruments_Existing_Space Heating_Natural Gas_Insulation - Ducting_A_Technical Potential | F4 | Industrial | Instruments | Existing | Space Heating | Natural Gas | Insulation - Ducting | A | Incremental Energy Savings (MWh or mTherms) | Technical Potential | 0 | 0 | 0 | 0 | 0 | 0.0032827 | 0.003938 | 0.0046404 | 0.0051841 | 0.0056512 | 0.0061828 | 0.0063886 | 0.0061423 | 0.0053569 | 0.004377 | 0.0031803 | 0.0020132 | 0.0011173 | 0.00051407 | 0.00021194 | 7.481e-05 | 2.2752e-05 | 4.8409e-06 | 7.7962e-07 | 9.1801e-08 | 0 | 0 | 0 | 0 | 0 | 0
F5_Industrial_Instruments_Existing_Space Heating_Natural Gas_Insulation - Ducting_A_Technical Potential | F5 | Industrial | Instruments | Existing | Space Heating | Natural Gas | Insulation - Ducting | A | Incremental Summer Peak Savings (MW) | Technical Potential | 0 | 0 | 0 | 0 | 0 | 0 | 0 | 0 | 0 | 0 | 0 | 0 | 0 | 0 | 0 | 0 | 0 | 0 | 0 | 0 | 0 | 0 | 0 | 0 | 0 | 0 | 0 | 0 | 0 | 0 | 0
F6_Industrial_Instruments_Existing_Space Heating_Natural Gas_Insulation - Ducting_A_Technical Potential | F6 | Industrial | Instruments | Existing | Space Heating | Natural Gas | Insulation - Ducting | A | Incremental Winter Peak Savings (MW) | Technical Potential | 0 | 0 | 0 | 0 | 0 | 0 | 0 | 0 | 0 | 0 | 0 | 0 | 0 | 0 | 0 | 0 | 0 | 0 | 0 | 0 | 0 | 0 | 0 | 0 | 0 | 0 | 0 | 0 | 0 | 0 | 0
F7_Industrial_Instruments_Existing_Space Heating_Natural Gas_Insulation - Ducting_A_Technical Potential | F7 | Industrial | Instruments | Existing | Space Heating | Natural Gas | Insulation - Ducting | A | Cumulative Energy Savings (MWh or mTherms) | Technical Potential | 0 | 0 | 0 | 0 | 0 | 0.0032827 | 0.0071469 | 0.011564 | 0.016306 | 0.021222 | 0.026298 | 0.031227 | 0.035591 | 0.038827 | 0.041143 | 0.042184 | 0.042355 | 0.041805 | 0.040823 | 0.039945 | 0.039011 | 0.038155 | 0.037388 | 0.036758 | 0.036173 | 0.035722 | 0.035321 | 0.034938 | 0 | 0 | 0
F8_Industrial_Instruments_Existing_Space Heating_Natural Gas_Insulation - Ducting_A_Technical Potential | F8 | Industrial | Instruments | Existing | Space Heating | Natural Gas | Insulation - Ducting | A | Cumulative Summer Peak Savings (MW) | Technical Potential | 0 | 0 | 0 | 0 | 0 | 0 | 0 | 0 | 0 | 0 | 0 | 0 | 0 | 0 | 0 | 0 | 0 | 0 | 0 | 0 | 0 | 0 | 0 | 0 | 0 | 0 | 0 | 0 | 0 | 0 | 0
F9_Industrial_Instruments_Existing_Space Heating_Natural Gas_Insulation - Ducting_A_Technical Potential | F9 | Industrial | Instruments | Existing | Space Heating | Natural Gas | Insulation - Ducting | A | Cumulative Winter Peak Savings (MW) | Technical Potential | 0 | 0 | 0 | 0 | 0 | 0 | 0 | 0 | 0 | 0 | 0 | 0 | 0 | 0 | 0 | 0 | 0 | 0 | 0 | 0 | 0 | 0 | 0 | 0 | 0 | 0 | 0 | 0 | 0 | 0 | 0
F10_Industrial_Instruments_Existing_Space Heating_Natural Gas_Insulation - Ducting_A_Technical Potential | F10 | Industrial | Instruments | Existing | Space Heating | Natural Gas | Insulation - Ducting | A | Purchases (Incremental) | Technical Potential | 0 | 0 | 0 | 0 | 0 | 2031.4049 | 2492.8723 | 3032.556 | 3522.223 | 4020.8633 | 4641.1763 | 5077.5293 | 5176.5228 | 4800.7866 | 4142.4385 | 3175.0243 | 2101.5711 | 1214.1255 | 579.3645 | 245.4061 | 88.8696 | 27.6509 | 6.0047 | 0.98365 | 0.1177 | 0 | 0 | 0 | 0 | 0 | 0
F11_Industrial_Instruments_Existing_Space Heating_Natural Gas_Insulation - Ducting_A_Technical Potential | F11 | Industrial | Instruments | Existing | Space Heating | Natural Gas | Insulation - Ducting | A | Purchases (Cumulative) | Technical Potential | 0 | 0 | 0 | 0 | 0 | 2031.4049 | 4524.2772 | 7556.8333 | 11079.0562 | 15099.9196 | 19741.0959 | 24818.6251 | 29995.148 | 34795.9346 | 38938.3731 | 42113.3974 | 44214.9686 | 45429.094 | 46008.4585 | 46253.8646 | 46342.7342 | 46370.3851 | 46376.3898 | 46377.3734 | 46377.4911 | 46377.4911 | 46377.4911 | 46377.4911 | 46377.4911 | 46377.4911 | 46377.4911
F1_Industrial_Instruments_Existing_Space Heating_Natural Gas_HVAC - Duct Repair and Sealing_A_Technical Potential | F1 | Industrial | Instruments | Existing | Space Heating | Natural Gas | HVAC - Duct Repair and Sealing | A | Integrated Unit Energy Savings (kWh or therms) | Technical Potential | 0 | 0 | 0 | 0 | 0 | 0.0038084 | 0.0037291 | 0.0036212 | 0.0034947 | 0.0033512 | 0.0031925 | 0.0030314 | 0.0028741 | 0.0027175 | 0.0025843 | 0.0024599 | 0.0023594 | 0.0022721 | 0.0021954 | 0.0021392 | 0.0020873 | 0.002042 | 0.0020021 | 0.0019692 | 0.0019386 | 0.0019148 | 0.0018935 | 0.0018733 | 0.0030839 | 0.0030649 | 0.0030471
F2_Industrial_Instruments_Existing_Space Heating_Natural Gas_HVAC - Duct Repair and Sealing_A_Technical Potential | F2 | Industrial | Instruments | Existing | Space Heating | Natural Gas | HVAC - Duct Repair and Sealing | A | Integrated Unit Summer Peak Savings (kW) | Technical Potential | 0 | 0 | 0 | 0 | 0 | 0 | 0 | 0 | 0 | 0 | 0 | 0 | 0 | 0 | 0 | 0 | 0 | 0 | 0 | 0 | 0 | 0 | 0 | 0 | 0 | 0 | 0 | 0 | 0 | 0 | 0
F3_Industrial_Instruments_Existing_Space Heating_Natural Gas_HVAC - Duct Repair and Sealing_A_Technical Potential | F3 | Industrial | Instruments | Existing | Space Heating | Natural Gas | HVAC - Duct Repair and Sealing | A | Integrated Unit Winter Peak Savings (kW) | Technical Potential | 0 | 0 | 0 | 0 | 0 | 0 | 0 | 0 | 0 | 0 | 0 | 0 | 0 | 0 | 0 | 0 | 0 | 0 | 0 | 0 | 0 | 0 | 0 | 0 | 0 | 0 | 0 | 0 | 0 | 0 | 0
F4_Industrial_Instruments_Existing_Space Heating_Natural Gas_HVAC - Duct Repair and Sealing_A_Technical Potential | F4 | Industrial | Instruments | Existing | Space Heating | Natural Gas | HVAC - Duct Repair and Sealing | A | Incremental Energy Savings (MWh or mTherms) | Technical Potential | 0 | 0 | 0 | 0 | 0 | 0.015743 | 0.015406 | 0.014873 | 0.014361 | 0.013782 | 0.012963 | 0.012275 | 0.011614 | 0.010807 | 0.010317 | 0.0097265 | 0.0093304 | 0.00894 | 0.008561 | 0.0083517 | 0.0081157 | 0.0079086 | 0.0077257 | 0.0075728 | 0.0074319 | 0 | 0 | 0 | 0 | 0 | 0
F5_Industrial_Instruments_Existing_Space Heating_Natural Gas_HVAC - Duct Repair and Sealing_A_Technical Potential | F5 | Industrial | Instruments | Existing | Space Heating | Natural Gas | HVAC - Duct Repair and Sealing | A | Incremental Summer Peak Savings (MW) | Technical Potential | 0 | 0 | 0 | 0 | 0 | 0 | 0 | 0 | 0 | 0 | 0 | 0 | 0 | 0 | 0 | 0 | 0 | 0 | 0 | 0 | 0 | 0 | 0 | 0 | 0 | 0 | 0 | 0 | 0 | 0 | 0
F6_Industrial_Instruments_Existing_Space Heating_Natural Gas_HVAC - Duct Repair and Sealing_A_Technical Potential | F6 | Industrial | Instruments | Existing | Space Heating | Natural Gas | HVAC - Duct Repair and Sealing | A | Incremental Winter Peak Savings (MW) | Technical Potential | 0 | 0 | 0 | 0 | 0 | 0 | 0 | 0 | 0 | 0 | 0 | 0 | 0 | 0 | 0 | 0 | 0 | 0 | 0 | 0 | 0 | 0 | 0 | 0 | 0 | 0 | 0 | 0 | 0 | 0 | 0
F7_Industrial_Instruments_Existing_Space Heating_Natural Gas_HVAC - Duct Repair and Sealing_A_Technical Potential | F7 | Industrial | Instruments | Existing | Space Heating | Natural Gas | HVAC - Duct Repair and Sealing | A | Cumulative Energy Savings (MWh or mTherms) | Technical Potential | 0 | 0 | 0 | 0 | 0 | 0.015743 | 0.030821 | 0.044802 | 0.057598 | 0.069015 | 0.07871 | 0.087012 | 0.094111 | 0.099792 | 0.10522 | 0.10988 | 0.11472 | 0.11942 | 0.12394 | 0.12912 | 0.13411 | 0.13911 | 0.14411 | 0.14931 | 0.15443 | 0.15253 | 0.15084 | 0.14923 | 0 | 0 | 0
F8_Industrial_Instruments_Existing_Space Heating_Natural Gas_HVAC - Duct Repair and Sealing_A_Technical Potential | F8 | Industrial | Instruments | Existing | Space Heating | Natural Gas | HVAC - Duct Repair and Sealing | A | Cumulative Summer Peak Savings (MW) | Technical Potential | 0 | 0 | 0 | 0 | 0 | 0 | 0 | 0 | 0 | 0 | 0 | 0 | 0 | 0 | 0 | 0 | 0 | 0 | 0 | 0 | 0 | 0 | 0 | 0 | 0 | 0 | 0 | 0 | 0 | 0 | 0
F9_Industrial_Instruments_Existing_Space Heating_Natural Gas_HVAC - Duct Repair and Sealing_A_Technical Potential | F9 | Industrial | Instruments | Existing | Space Heating | Natural Gas | HVAC - Duct Repair and Sealing | A | Cumulative Winter Peak Savings (MW) | Technical Potential | 0 | 0 | 0 | 0 | 0 | 0 | 0 | 0 | 0 | 0 | 0 | 0 | 0 | 0 | 0 | 0 | 0 | 0 | 0 | 0 | 0 | 0 | 0 | 0 | 0 | 0 | 0 | 0 | 0 | 0 | 0
F10_Industrial_Instruments_Existing_Space Heating_Natural Gas_HVAC - Duct Repair and Sealing_A_Technical Potential | F10 | Industrial | Instruments | Existing | Space Heating | Natural Gas | HVAC - Duct Repair and Sealing | A | Purchases (Incremental) | Technical Potential | 0 | 0 | 0 | 0 | 0 | 4133.6728 | 4131.4041 | 4107.0397 | 4109.2601 | 4112.658 | 4060.4315 | 4049.3356 | 4041.1137 | 3976.9422 | 3992.1264 | 3954.0562 | 3954.5694 | 3934.6658 | 3899.5689 | 3904.1881 | 3888.0434 | 3872.9215 | 3858.8099 | 3845.6964 | 3833.5692 | 0 | 0 | 0 | 0 | 0 | 0
F11_Industrial_Instruments_Existing_Space Heating_Natural Gas_HVAC - Duct Repair and Sealing_A_Technical Potential | F11 | Industrial | Instruments | Existing | Space Heating | Natural Gas | HVAC - Duct Repair and Sealing | A | Purchases (Cumulative) | Technical Potential | 0 | 0 | 0 | 0 | 0 | 4133.6728 | 8265.0768 | 12372.1165 | 16481.3766 | 20594.0346 | 24654.4661 | 28703.8017 | 32744.9155 | 36721.8577 | 40713.9841 | 44668.0403 | 48622.6096 | 52557.2755 | 56456.8443 | 60361.0324 | 64249.0758 | 68121.9973 | 71980.8072 | 75826.5036 | 79660.0728 | 79660.0728 | 79660.0728 | 79660.0728 | 79660.0728 | 79660.0728 | 79660.0728
F1_Industrial_Instruments_Existing_Space Heating_Natural Gas_Windows - High Efficiency_A_Technical Potential | F1 | Industrial | Instruments | Existing | Space Heating | Natural Gas | Windows - High Efficiency | A | Integrated Unit Energy Savings (kWh or therms) | Technical Potential | 0 | 0 | 0 | 0 | 0 | 0.00564 | 0.0055362 | 0.0053927 | 0.0052153 | 0.0050067 | 0.0047696 | 0.0045266 | 0.0042871 | 0.0040464 | 0.0038442 | 0.0036534 | 0.0035012 | 0.0033703 | 0.0032563 | 0.0031768 | 0.0031042 | 0.0030413 | 0.0029893 | 0.0029483 | 0.0029107 | 0.0028833 | 0.0028594 | 0.0028366 | 0 | 0 | 0
F2_Industrial_Instruments_Existing_Space Heating_Natural Gas_Windows - High Efficiency_A_Technical Potential | F2 | Industrial | Instruments | Existing | Space Heating | Natural Gas | Windows - High Efficiency | A | Integrated Unit Summer Peak Savings (kW) | Technical Potential | 0 | 0 | 0 | 0 | 0 | 0 | 0 | 0 | 0 | 0 | 0 | 0 | 0 | 0 | 0 | 0 | 0 | 0 | 0 | 0 | 0 | 0 | 0 | 0 | 0 | 0 | 0 | 0 | 0 | 0 | 0
F3_Industrial_Instruments_Existing_Space Heating_Natural Gas_Windows - High Efficiency_A_Technical Potential | F3 | Industrial | Instruments | Existing | Space Heating | Natural Gas | Windows - High Efficiency | A | Integrated Unit Winter Peak Savings (kW) | Technical Potential | 0 | 0 | 0 | 0 | 0 | 0 | 0 | 0 | 0 | 0 | 0 | 0 | 0 | 0 | 0 | 0 | 0 | 0 | 0 | 0 | 0 | 0 | 0 | 0 | 0 | 0 | 0 | 0 | 0 | 0 | 0
F4_Industrial_Instruments_Existing_Space Heating_Natural Gas_Windows - High Efficiency_A_Technical Potential | F4 | Industrial | Instruments | Existing | Space Heating | Natural Gas | Windows - High Efficiency | A | Incremental Energy Savings (MWh or mTherms) | Technical Potential | 0 | 0 | 0 | 0 | 0 | 0.018397 | 0.036078 | 0.062029 | 0.097633 | 0.14238 | 0.1918 | 0.24693 | 0.30256 | 0.3476 | 0.3909 | 0.41282 | 0.42092 | 0.40483 | 0.36543 | 0.31382 | 0.25254 | 0.18847 | 0.12778 | 0.080247 | 0.051504 | 0 | 0 | 0 | 0 | 0 | 0
F5_Industrial_Instruments_Existing_Space Heating_Natural Gas_Windows - High Efficiency_A_Technical Potential | F5 | Industrial | Instruments | Existing | Space Heating | Natural Gas | Windows - High Efficiency | A | Incremental Summer Peak Savings (MW) | Technical Potential | 0 | 0 | 0 | 0 | 0 | 0 | 0 | 0 | 0 | 0 | 0 | 0 | 0 | 0 | 0 | 0 | 0 | 0 | 0 | 0 | 0 | 0 | 0 | 0 | 0 | 0 | 0 | 0 | 0 | 0 | 0
F6_Industrial_Instruments_Existing_Space Heating_Natural Gas_Windows - High Efficiency_A_Technical Potential | F6 | Industrial | Instruments | Existing | Space Heating | Natural Gas | Windows - High Efficiency | A | Incremental Winter Peak Savings (MW) | Technical Potential | 0 | 0 | 0 | 0 | 0 | 0 | 0 | 0 | 0 | 0 | 0 | 0 | 0 | 0 | 0 | 0 | 0 | 0 | 0 | 0 | 0 | 0 | 0 | 0 | 0 | 0 | 0 | 0 | 0 | 0 | 0
F7_Industrial_Instruments_Existing_Space Heating_Natural Gas_Windows - High Efficiency_A_Technical Potential | F7 | Industrial | Instruments | Existing | Space Heating | Natural Gas | Windows - High Efficiency | A | Cumulative Energy Savings (MWh or mTherms) | Technical Potential | 0 | 0 | 0 | 0 | 0 | 0.018397 | 0.054137 | 0.11476 | 0.20862 | 0.34266 | 0.51823 | 0.73877 | 1.0022 | 1.2936 | 1.6198 | 1.9522 | 2.2918 | 2.611 | 2.8881 | 3.1314 | 3.3123 | 3.4337 | 3.5028 | 3.5351 | 3.5414 | 3.5081 | 3.479 | 3.4513 | 0 | 0 | 0
F8_Industrial_Instruments_Existing_Space Heating_Natural Gas_Windows - High Efficiency_A_Technical Potential | F8 | Industrial | Instruments | Existing | Space Heating | Natural Gas | Windows - High Efficiency | A | Cumulative Summer Peak Savings (MW) | Technical Potential | 0 | 0 | 0 | 0 | 0 | 0 | 0 | 0 | 0 | 0 | 0 | 0 | 0 | 0 | 0 | 0 | 0 | 0 | 0 | 0 | 0 | 0 | 0 | 0 | 0 | 0 | 0 | 0 | 0 | 0 | 0
F9_Industrial_Instruments_Existing_Space Heating_Natural Gas_Windows - High Efficiency_A_Technical Potential | F9 | Industrial | Instruments | Existing | Space Heating | Natural Gas | Windows - High Efficiency | A | Cumulative Winter Peak Savings (MW) | Technical Potential | 0 | 0 | 0 | 0 | 0 | 0 | 0 | 0 | 0 | 0 | 0 | 0 | 0 | 0 | 0 | 0 | 0 | 0 | 0 | 0 | 0 | 0 | 0 | 0 | 0 | 0 | 0 | 0 | 0 | 0 | 0
F10_Industrial_Instruments_Existing_Space Heating_Natural Gas_Windows - High Efficiency_A_Technical Potential | F10 | Industrial | Instruments | Existing | Space Heating | Natural Gas | Windows - High Efficiency | A | Purchases (Incremental) | Technical Potential | 0 | 0 | 0 | 0 | 0 | 3261.8869 | 6516.7194 | 11502.4936 | 18720.498 | 28438.5971 | 40212.9168 | 54551.1314 | 70574.3809 | 85902.237 | 101685.9072 | 112997.0305 | 120223.1656 | 120117.4668 | 112220.9564 | 98784.1964 | 81355.617 | 61971.1515 | 42746.781 | 27217.6339 | 17694.655 | 0 | 0 | 0 | 0 | 0 | 0
F11_Industrial_Instruments_Existing_Space Heating_Natural Gas_Windows - High Efficiency_A_Technical Potential | F11 | Industrial | Instruments | Existing | Space Heating | Natural Gas | Windows - High Efficiency | A | Purchases (Cumulative) | Technical Potential | 0 | 0 | 0 | 0 | 0 | 3261.8869 | 9778.6063 | 21281.0999 | 40001.5979 | 68440.195 | 108653.1118 | 163204.2433 | 233778.6241 | 319680.8611 | 421366.7682 | 534363.7988 | 654586.9643 | 774704.4311 | 886925.3875 | 985709.5839 | 1067065.2009 | 1129036.3523 | 1171783.1333 | 1199000.7672 | 1216695.4222 | 1216695.4222 | 1216695.4222 | 1216695.4222 | 1216695.4222 | 1216695.4222 | 1216695.4222
F1_Industrial_Instruments_Existing_Space Heating_Natural Gas_Gas Boiler - Maintenance_A_Technical Potential | F1 | Industrial | Instruments | Existing | Space Heating | Natural Gas | Gas Boiler - Maintenance | A | Integrated Unit Energy Savings (kWh or therms) | Technical Potential | 0 | 0 | 0 | 0 | 0 | 4.0749 | 4.0398 | 4.0017 | 3.9619 | 3.9207 | 3.8787 | 3.8361 | 3.793 | 3.7478 | 3.7 | 3.6535 | 3.6077 | 3.5654 | 3.5245 | 3.4865 | 3.4501 | 3.4128 | 3.3786 | 3.346 | 3.3139 | 3.284 | 3.2581 | 3.2336 | 3.5253 | 3.5108 | 3.4976
F2_Industrial_Instruments_Existing_Space Heating_Natural Gas_Gas Boiler - Maintenance_A_Technical Potential | F2 | Industrial | Instruments | Existing | Space Heating | Natural Gas | Gas Boiler - Maintenance | A | Integrated Unit Summer Peak Savings (kW) | Technical Potential | 0 | 0 | 0 | 0 | 0 | 0 | 0 | 0 | 0 | 0 | 0 | 0 | 0 | 0 | 0 | 0 | 0 | 0 | 0 | 0 | 0 | 0 | 0 | 0 | 0 | 0 | 0 | 0 | 0 | 0 | 0
F3_Industrial_Instruments_Existing_Space Heating_Natural Gas_Gas Boiler - Maintenance_A_Technical Potential | F3 | Industrial | Instruments | Existing | Space Heating | Natural Gas | Gas Boiler - Maintenance | A | Integrated Unit Winter Peak Savings (kW) | Technical Potential | 0 | 0 | 0 | 0 | 0 | 0 | 0 | 0 | 0 | 0 | 0 | 0 | 0 | 0 | 0 | 0 | 0 | 0 | 0 | 0 | 0 | 0 | 0 | 0 | 0 | 0 | 0 | 0 | 0 | 0 | 0
F4_Industrial_Instruments_Existing_Space Heating_Natural Gas_Gas Boiler - Maintenance_A_Technical Potential | F4 | Industrial | Instruments | Existing | Space Heating | Natural Gas | Gas Boiler - Maintenance | A | Incremental Energy Savings (MWh or mTherms) | Technical Potential | 0 | 0 | 0 | 0 | 0 | 0.017558 | 0.012194 | 0.0083126 | 0.006413 | 0.0055649 | 0.0047034 | 0.0039742 | 0.0033317 | 0.0027334 | 0.0022719 | 0.0018541 | 0.001426 | 0.0010921 | 0.00083323 | 0.00064268 | 0.00058155 | 0.00044845 | 0.0003809 | 0.00031532 | 0.00025143 | 0 | 0 | 0 | 0 | 0 | 0
F5_Industrial_Instruments_Existing_Space Heating_Natural Gas_Gas Boiler - Maintenance_A_Technical Potential | F5 | Industrial | Instruments | Existing | Space Heating | Natural Gas | Gas Boiler - Maintenance | A | Incremental Summer Peak Savings (MW) | Technical Potential | 0 | 0 | 0 | 0 | 0 | 0 | 0 | 0 | 0 | 0 | 0 | 0 | 0 | 0 | 0 | 0 | 0 | 0 | 0 | 0 | 0 | 0 | 0 | 0 | 0 | 0 | 0 | 0 | 0 | 0 | 0
F6_Industrial_Instruments_Existing_Space Heating_Natural Gas_Gas Boiler - Maintenance_A_Technical Potential | F6 | Industrial | Instruments | Existing | Space Heating | Natural Gas | Gas Boiler - Maintenance | A | Incremental Winter Peak Savings (MW) | Technical Potential | 0 | 0 | 0 | 0 | 0 | 0 | 0 | 0 | 0 | 0 | 0 | 0 | 0 | 0 | 0 | 0 | 0 | 0 | 0 | 0 | 0 | 0 | 0 | 0 | 0 | 0 | 0 | 0 | 0 | 0 | 0
F7_Industrial_Instruments_Existing_Space Heating_Natural Gas_Gas Boiler - Maintenance_A_Technical Potential | F7 | Industrial | Instruments | Existing | Space Heating | Natural Gas | Gas Boiler - Maintenance | A | Cumulative Energy Savings (MWh or mTherms) | Technical Potential | 0 | 0 | 0 | 0 | 0 | 0.017558 | 0.029601 | 0.037634 | 0.043673 | 0.048784 | 0.052964 | 0.056357 | 0.059055 | 0.061085 | 0.062578 | 0.063646 | 0.064274 | 0.064613 | 0.064704 | 0.064648 | 0.064556 | 0.064306 | 0.064042 | 0.063741 | 0.063379 | 0.062808 | 0.062314 | 0.061843 | 0 | 0 | 0
F8_Industrial_Instruments_Existing_Space Heating_Natural Gas_Gas Boiler - Maintenance_A_Technical Potential | F8 | Industrial | Instruments | Existing | Space Heating | Natural Gas | Gas Boiler - Maintenance | A | Cumulative Summer Peak Savings (MW) | Technical Potential | 0 | 0 | 0 | 0 | 0 | 0 | 0 | 0 | 0 | 0 | 0 | 0 | 0 | 0 | 0 | 0 | 0 | 0 | 0 | 0 | 0 | 0 | 0 | 0 | 0 | 0 | 0 | 0 | 0 | 0 | 0
F9_Industrial_Instruments_Existing_Space Heating_Natural Gas_Gas Boiler - Maintenance_A_Technical Potential | F9 | Industrial | Instruments | Existing | Space Heating | Natural Gas | Gas Boiler - Maintenance | A | Cumulative Winter Peak Savings (MW) | Technical Potential | 0 | 0 | 0 | 0 | 0 | 0 | 0 | 0 | 0 | 0 | 0 | 0 | 0 | 0 | 0 | 0 | 0 | 0 | 0 | 0 | 0 | 0 | 0 | 0 | 0 | 0 | 0 | 0 | 0 | 0 | 0
F10_Industrial_Instruments_Existing_Space Heating_Natural Gas_Gas Boiler - Maintenance_A_Technical Potential | F10 | Industrial | Instruments | Existing | Space Heating | Natural Gas | Gas Boiler - Maintenance | A | Purchases (Incremental) | Technical Potential | 0 | 0 | 0 | 0 | 0 | 4.3088 | 3.0185 | 2.0773 | 1.6186 | 1.4194 | 1.2126 | 1.036 | 0.87839 | 0.72933 | 0.61403 | 0.50748 | 0.39528 | 0.30629 | 0.23641 | 0.18434 | 0.16856 | 0.1314 | 0.11274 | 0.094235 | 0.075873 | 0 | 0 | 0 | 0 | 0 | 0
F11_Industrial_Instruments_Existing_Space Heating_Natural Gas_Gas Boiler - Maintenance_A_Technical Potential | F11 | Industrial | Instruments | Existing | Space Heating | Natural Gas | Gas Boiler - Maintenance | A | Purchases (Cumulative) | Technical Potential | 0 | 0 | 0 | 0 | 0 | 4.3088 | 7.3273 | 9.4045 | 11.0232 | 12.4425 | 13.6551 | 14.6911 | 15.5695 | 16.2988 | 16.9129 | 17.4203 | 17.8156 | 18.1219 | 18.3583 | 18.5427 | 18.7112 | 18.8426 | 18.9554 | 19.0496 | 19.1255 | 19.1255 | 19.1255 | 19.1255 | 19.1255 | 19.1255 | 19.1255
F1_Industrial_Instruments_Existing_Process_Natural Gas_Gas Boiler - Maintenance_A_Technical Potential | F1 | Industrial | Instruments | Existing | Process | Natural Gas | Gas Boiler - Maintenance | A | Integrated Unit Energy Savings (kWh or therms) | Technical Potential | 0 | 0 | 0 | 0 | 0 | 2.58 | 2.58 | 2.58 | 2.58 | 2.58 | 2.58 | 2.58 | 2.58 | 2.58 | 2.58 | 2.58 | 2.58 | 2.58 | 2.58 | 2.58 | 2.58 | 2.58 | 2.58 | 2.58 | 2.58 | 2.58 | 2.58 | 2.58 | 2.58 | 2.58 | 2.58
F2_Industrial_Instruments_Existing_Process_Natural Gas_Gas Boiler - Maintenance_A_Technical Potential | F2 | Industrial | Instruments | Existing | Process | Natural Gas | Gas Boiler - Maintenance | A | Integrated Unit Summer Peak Savings (kW) | Technical Potential | 0 | 0 | 0 | 0 | 0 | 0 | 0 | 0 | 0 | 0 | 0 | 0 | 0 | 0 | 0 | 0 | 0 | 0 | 0 | 0 | 0 | 0 | 0 | 0 | 0 | 0 | 0 | 0 | 0 | 0 | 0
F3_Industrial_Instruments_Existing_Process_Natural Gas_Gas Boiler - Maintenance_A_Technical Potential | F3 | Industrial | Instruments | Existing | Process | Natural Gas | Gas Boiler - Maintenance | A | Integrated Unit Winter Peak Savings (kW) | Technical Potential | 0 | 0 | 0 | 0 | 0 | 0 | 0 | 0 | 0 | 0 | 0 | 0 | 0 | 0 | 0 | 0 | 0 | 0 | 0 | 0 | 0 | 0 | 0 | 0 | 0 | 0 | 0 | 0 | 0 | 0 | 0
F4_Industrial_Instruments_Existing_Process_Natural Gas_Gas Boiler - Maintenance_A_Technical Potential | F4 | Industrial | Instruments | Existing | Process | Natural Gas | Gas Boiler - Maintenance | A | Incremental Energy Savings (MWh or mTherms) | Technical Potential | 0 | 0 | 0 | 0 | 0 | 0.33722 | 0.23624 | 0.16258 | 0.12668 | 0.11108 | 0.094905 | 0.081081 | 0.068746 | 0.05708 | 0.048057 | 0.039717 | 0.030936 | 0.023972 | 0.018503 | 0.014427 | 0.013192 | 0.010284 | 0.0088236 | 0.0073753 | 0.0059382 | 0 | 0 | 0 | 0 | 0 | 0
F5_Industrial_Instruments_Existing_Process_Natural Gas_Gas Boiler - Maintenance_A_Technical Potential | F5 | Industrial | Instruments | Existing | Process | Natural Gas | Gas Boiler - Maintenance | A | Incremental Summer Peak Savings (MW) | Technical Potential | 0 | 0 | 0 | 0 | 0 | 0 | 0 | 0 | 0 | 0 | 0 | 0 | 0 | 0 | 0 | 0 | 0 | 0 | 0 | 0 | 0 | 0 | 0 | 0 | 0 | 0 | 0 | 0 | 0 | 0 | 0
F6_Industrial_Instruments_Existing_Process_Natural Gas_Gas Boiler - Maintenance_A_Technical Potential | F6 | Industrial | Instruments | Existing | Process | Natural Gas | Gas Boiler - Maintenance | A | Incremental Winter Peak Savings (MW) | Technical Potential | 0 | 0 | 0 | 0 | 0 | 0 | 0 | 0 | 0 | 0 | 0 | 0 | 0 | 0 | 0 | 0 | 0 | 0 | 0 | 0 | 0 | 0 | 0 | 0 | 0 | 0 | 0 | 0 | 0 | 0 | 0
F7_Industrial_Instruments_Existing_Process_Natural Gas_Gas Boiler - Maintenance_A_Technical Potential | F7 | Industrial | Instruments | Existing | Process | Natural Gas | Gas Boiler - Maintenance | A | Cumulative Energy Savings (MWh or mTherms) | Technical Potential | 0 | 0 | 0 | 0 | 0 | 0.33722 | 0.57346 | 0.73604 | 0.86272 | 0.9738 | 1.0687 | 1.1498 | 1.2185 | 1.2756 | 1.3237 | 1.3634 | 1.3943 | 1.4183 | 1.4368 | 1.4512 | 1.4644 | 1.4747 | 1.4835 | 1.4909 | 1.4968 | 1.4968 | 1.4968 | 1.4968 | 0 | 0 | 0
F8_Industrial_Instruments_Existing_Process_Natural Gas_Gas Boiler - Maintenance_A_Technical Potential | F8 | Industrial | Instruments | Existing | Process | Natural Gas | Gas Boiler - Maintenance | A | Cumulative Summer Peak Savings (MW) | Technical Potential | 0 | 0 | 0 | 0 | 0 | 0 | 0 | 0 | 0 | 0 | 0 | 0 | 0 | 0 | 0 | 0 | 0 | 0 | 0 | 0 | 0 | 0 | 0 | 0 | 0 | 0 | 0 | 0 | 0 | 0 | 0
F9_Industrial_Instruments_Existing_Process_Natural Gas_Gas Boiler - Maintenance_A_Technical Potential | F9 | Industrial | Instruments | Existing | Process | Natural Gas | Gas Boiler - Maintenance | A | Cumulative Winter Peak Savings (MW) | Technical Potential | 0 | 0 | 0 | 0 | 0 | 0 | 0 | 0 | 0 | 0 | 0 | 0 | 0 | 0 | 0 | 0 | 0 | 0 | 0 | 0 | 0 | 0 | 0 | 0 | 0 | 0 | 0 | 0 | 0 | 0 | 0
F10_Industrial_Instruments_Existing_Process_Natural Gas_Gas Boiler - Maintenance_A_Technical Potential | F10 | Industrial | Instruments | Existing | Process | Natural Gas | Gas Boiler - Maintenance | A | Purchases (Incremental) | Technical Potential | 0 | 0 | 0 | 0 | 0 | 130.7063 | 91.5645 | 63.0133 | 49.1013 | 43.0557 | 36.7845 | 31.4264 | 26.6457 | 22.124 | 18.6265 | 15.3942 | 11.9906 | 9.2913 | 7.1715 | 5.5918 | 5.1132 | 3.9861 | 3.42 | 2.8586 | 2.3016 | 0 | 0 | 0 | 0 | 0 | 0
F11_Industrial_Instruments_Existing_Process_Natural Gas_Gas Boiler - Maintenance_A_Technical Potential | F11 | Industrial | Instruments | Existing | Process | Natural Gas | Gas Boiler - Maintenance | A | Purchases (Cumulative) | Technical Potential | 0 | 0 | 0 | 0 | 0 | 130.7063 | 222.2708 | 285.2841 | 334.3855 | 377.4412 | 414.2257 | 445.6521 | 472.2978 | 494.4219 | 513.0483 | 528.4426 | 540.4332 | 549.7245 | 556.896 | 562.4878 | 567.601 | 571.5871 | 575.0071 | 577.8657 | 580.1673 | 580.1673 | 580.1673 | 580.1673 | 580.1673 | 580.1673 | 580.1673
F1_Industrial_Instruments_Existing_Space Heating_Natural Gas_Gas Furnace - Maintenance_A_Technical Potential | F1 | Industrial | Instruments | Existing | Space Heating | Natural Gas | Gas Furnace - Maintenance | A | Integrated Unit Energy Savings (kWh or therms) | Technical Potential | 0 | 0 | 0 | 0 | 0 | 0.0091769 | 0.0090748 | 0.0089432 | 0.0088072 | 0.0086677 | 0.0085274 | 0.008387 | 0.0082511 | 0.0081162 | 0.0079789 | 0.0078511 | 0.0077291 | 0.0076186 | 0.0075144 | 0.0074162 | 0.007322 | 0.0072281 | 0.0071375 | 0.0070517 | 0.0069692 | 0.0068927 | 0.0068244 | 0.0067589 | 0.0073847 | 0.0073392 | 0.0072965
F2_Industrial_Instruments_Existing_Space Heating_Natural Gas_Gas Furnace - Maintenance_A_Technical Potential | F2 | Industrial | Instruments | Existing | Space Heating | Natural Gas | Gas Furnace - Maintenance | A | Integrated Unit Summer Peak Savings (kW) | Technical Potential | 0 | 0 | 0 | 0 | 0 | 0 | 0 | 0 | 0 | 0 | 0 | 0 | 0 | 0 | 0 | 0 | 0 | 0 | 0 | 0 | 0 | 0 | 0 | 0 | 0 | 0 | 0 | 0 | 0 | 0 | 0
F3_Industrial_Instruments_Existing_Space Heating_Natural Gas_Gas Furnace - Maintenance_A_Technical Potential | F3 | Industrial | Instruments | Existing | Space Heating | Natural Gas | Gas Furnace - Maintenance | A | Integrated Unit Winter Peak Savings (kW) | Technical Potential | 0 | 0 | 0 | 0 | 0 | 0 | 0 | 0 | 0 | 0 | 0 | 0 | 0 | 0 | 0 | 0 | 0 | 0 | 0 | 0 | 0 | 0 | 0 | 0 | 0 | 0 | 0 | 0 | 0 | 0 | 0
F4_Industrial_Instruments_Existing_Space Heating_Natural Gas_Gas Furnace - Maintenance_A_Technical Potential | F4 | Industrial | Instruments | Existing | Space Heating | Natural Gas | Gas Furnace - Maintenance | A | Incremental Energy Savings (MWh or mTherms) | Technical Potential | 0 | 0 | 0 | 0 | 0 | 0.00047661 | 0.00033017 | 0.00022392 | 0.00017183 | 0.00014829 | 0.00012464 | 0.00010473 | 8.7359e-05 | 7.1349e-05 | 5.9053e-05 | 4.8024e-05 | 3.6825e-05 | 2.8127e-05 | 2.1413e-05 | 1.6478e-05 | 1.4876e-05 | 1.1448e-05 | 9.6992e-06 | 8.0097e-06 | 6.3736e-06 | 0 | 0 | 0 | 0 | 0 | 0
F5_Industrial_Instruments_Existing_Space Heating_Natural Gas_Gas Furnace - Maintenance_A_Technical Potential | F5 | Industrial | Instruments | Existing | Space Heating | Natural Gas | Gas Furnace - Maintenance | A | Incremental Summer Peak Savings (MW) | Technical Potential | 0 | 0 | 0 | 0 | 0 | 0 | 0 | 0 | 0 | 0 | 0 | 0 | 0 | 0 | 0 | 0 | 0 | 0 | 0 | 0 | 0 | 0 | 0 | 0 | 0 | 0 | 0 | 0 | 0 | 0 | 0
F6_Industrial_Instruments_Existing_Space Heating_Natural Gas_Gas Furnace - Maintenance_A_Technical Potential | F6 | Industrial | Instruments | Existing | Space Heating | Natural Gas | Gas Furnace - Maintenance | A | Incremental Winter Peak Savings (MW) | Technical Potential | 0 | 0 | 0 | 0 | 0 | 0 | 0 | 0 | 0 | 0 | 0 | 0 | 0 | 0 | 0 | 0 | 0 | 0 | 0 | 0 | 0 | 0 | 0 | 0 | 0 | 0 | 0 | 0 | 0 | 0 | 0
F7_Industrial_Instruments_Existing_Space Heating_Natural Gas_Gas Furnace - Maintenance_A_Technical Potential | F7 | Industrial | Instruments | Existing | Space Heating | Natural Gas | Gas Furnace - Maintenance | A | Cumulative Energy Savings (MWh or mTherms) | Technical Potential | 0 | 0 | 0 | 0 | 0 | 0.00047661 | 0.00080147 | 0.0010138 | 0.0011702 | 0.0012999 | 0.0014035 | 0.0014851 | 0.0015485 | 0.0015945 | 0.0016266 | 0.0016485 | 0.0016597 | 0.0016641 | 0.0016628 | 0.0016575 | 0.0016514 | 0.0016416 | 0.0016308 | 0.0016191 | 0.0016066 | 0.0015889 | 0.0015732 | 0.0015581 | 0 | 0 | 0
F8_Industrial_Instruments_Existing_Space Heating_Natural Gas_Gas Furnace - Maintenance_A_Technical Potential | F8 | Industrial | Instruments | Existing | Space Heating | Natural Gas | Gas Furnace - Maintenance | A | Cumulative Summer Peak Savings (MW) | Technical Potential | 0 | 0 | 0 | 0 | 0 | 0 | 0 | 0 | 0 | 0 | 0 | 0 | 0 | 0 | 0 | 0 | 0 | 0 | 0 | 0 | 0 | 0 | 0 | 0 | 0 | 0 | 0 | 0 | 0 | 0 | 0
F9_Industrial_Instruments_Existing_Space Heating_Natural Gas_Gas Furnace - Maintenance_A_Technical Potential | F9 | Industrial | Instruments | Existing | Space Heating | Natural Gas | Gas Furnace - Maintenance | A | Cumulative Winter Peak Savings (MW) | Technical Potential | 0 | 0 | 0 | 0 | 0 | 0 | 0 | 0 | 0 | 0 | 0 | 0 | 0 | 0 | 0 | 0 | 0 | 0 | 0 | 0 | 0 | 0 | 0 | 0 | 0 | 0 | 0 | 0 | 0 | 0 | 0
F10_Industrial_Instruments_Existing_Space Heating_Natural Gas_Gas Furnace - Maintenance_A_Technical Potential | F10 | Industrial | Instruments | Existing | Space Heating | Natural Gas | Gas Furnace - Maintenance | A | Purchases (Incremental) | Technical Potential | 0 | 0 | 0 | 0 | 0 | 51.9355 | 36.3827 | 25.038 | 19.5102 | 17.108 | 14.6161 | 12.4871 | 10.5875 | 8.7909 | 7.4011 | 6.1168 | 4.7644 | 3.6918 | 2.8496 | 2.2219 | 2.0317 | 1.5839 | 1.3589 | 1.1359 | 0.91453 | 0 | 0 | 0 | 0 | 0 | 0
F11_Industrial_Instruments_Existing_Space Heating_Natural Gas_Gas Furnace - Maintenance_A_Technical Potential | F11 | Industrial | Instruments | Existing | Space Heating | Natural Gas | Gas Furnace - Maintenance | A | Purchases (Cumulative) | Technical Potential | 0 | 0 | 0 | 0 | 0 | 51.9355 | 88.3182 | 113.3562 | 132.8663 | 149.9743 | 164.5904 | 177.0776 | 187.6651 | 196.456 | 203.8571 | 209.9739 | 214.7383 | 218.4302 | 221.2797 | 223.5016 | 225.5333 | 227.1172 | 228.4761 | 229.612 | 230.5265 | 230.5265 | 230.5265 | 230.5265 | 230.5265 | 230.5265 | 230.5265
F1_Industrial_Instruments_Existing_Space Heating_Natural Gas_Gas Boiler - Hot Water Reset_A_Technical Potential | F1 | Industrial | Instruments | Existing | Space Heating | Natural Gas | Gas Boiler - Hot Water Reset | A | Integrated Unit Energy Savings (kWh or therms) | Technical Potential | 0 | 0 | 0 | 0 | 0 | 14.8132 | 14.6814 | 14.5387 | 14.3902 | 14.2367 | 14.08 | 13.9221 | 13.7622 | 13.5949 | 13.4189 | 13.2473 | 13.0787 | 12.9228 | 12.7717 | 12.6316 | 12.4976 | 12.3602 | 12.2341 | 12.1141 | 11.9955 | 11.8874 | 11.7936 | 11.7045 | 12.8193 | 12.7666 | 12.7186
F2_Industrial_Instruments_Existing_Space Heating_Natural Gas_Gas Boiler - Hot Water Reset_A_Technical Potential | F2 | Industrial | Instruments | Existing | Space Heating | Natural Gas | Gas Boiler - Hot Water Reset | A | Integrated Unit Summer Peak Savings (kW) | Technical Potential | 0 | 0 | 0 | 0 | 0 | 0 | 0 | 0 | 0 | 0 | 0 | 0 | 0 | 0 | 0 | 0 | 0 | 0 | 0 | 0 | 0 | 0 | 0 | 0 | 0 | 0 | 0 | 0 | 0 | 0 | 0
F3_Industrial_Instruments_Existing_Space Heating_Natural Gas_Gas Boiler - Hot Water Reset_A_Technical Potential | F3 | Industrial | Instruments | Existing | Space Heating | Natural Gas | Gas Boiler - Hot Water Reset | A | Integrated Unit Winter Peak Savings (kW) | Technical Potential | 0 | 0 | 0 | 0 | 0 | 0 | 0 | 0 | 0 | 0 | 0 | 0 | 0 | 0 | 0 | 0 | 0 | 0 | 0 | 0 | 0 | 0 | 0 | 0 | 0 | 0 | 0 | 0 | 0 | 0 | 0
F4_Industrial_Instruments_Existing_Space Heating_Natural Gas_Gas Boiler - Hot Water Reset_A_Technical Potential | F4 | Industrial | Instruments | Existing | Space Heating | Natural Gas | Gas Boiler - Hot Water Reset | A | Incremental Energy Savings (MWh or mTherms) | Technical Potential | 0 | 0 | 0 | 0 | 0 | 0.031019 | 0.037727 | 0.045448 | 0.052248 | 0.059008 | 0.067362 | 0.072868 | 0.073436 | 0.067278 | 0.0573 | 0.043357 | 0.028333 | 0.016173 | 0.0076275 | 0.0031954 | 0.0011449 | 0.0003523 | 7.5726e-05 | 1.2283e-05 | 1.4554e-06 | 0 | 0 | 0 | 0 | 0 | 0
F5_Industrial_Instruments_Existing_Space Heating_Natural Gas_Gas Boiler - Hot Water Reset_A_Technical Potential | F5 | Industrial | Instruments | Existing | Space Heating | Natural Gas | Gas Boiler - Hot Water Reset | A | Incremental Summer Peak Savings (MW) | Technical Potential | 0 | 0 | 0 | 0 | 0 | 0 | 0 | 0 | 0 | 0 | 0 | 0 | 0 | 0 | 0 | 0 | 0 | 0 | 0 | 0 | 0 | 0 | 0 | 0 | 0 | 0 | 0 | 0 | 0 | 0 | 0
F6_Industrial_Instruments_Existing_Space Heating_Natural Gas_Gas Boiler - Hot Water Reset_A_Technical Potential | F6 | Industrial | Instruments | Existing | Space Heating | Natural Gas | Gas Boiler - Hot Water Reset | A | Incremental Winter Peak Savings (MW) | Technical Potential | 0 | 0 | 0 | 0 | 0 | 0 | 0 | 0 | 0 | 0 | 0 | 0 | 0 | 0 | 0 | 0 | 0 | 0 | 0 | 0 | 0 | 0 | 0 | 0 | 0 | 0 | 0 | 0 | 0 | 0 | 0
F7_Industrial_Instruments_Existing_Space Heating_Natural Gas_Gas Boiler - Hot Water Reset_A_Technical Potential | F7 | Industrial | Instruments | Existing | Space Heating | Natural Gas | Gas Boiler - Hot Water Reset | A | Cumulative Energy Savings (MWh or mTherms) | Technical Potential | 0 | 0 | 0 | 0 | 0 | 0.031019 | 0.06847 | 0.11325 | 0.16434 | 0.2216 | 0.28652 | 0.35618 | 0.42552 | 0.48763 | 0.53862 | 0.57508 | 0.5961 | 0.60517 | 0.60572 | 0.60227 | 0.59703 | 0.59081 | 0.58486 | 0.57914 | 0.57347 | 0.5683 | 0.56382 | 0.55955 | 0 | 0 | 0
F8_Industrial_Instruments_Existing_Space Heating_Natural Gas_Gas Boiler - Hot Water Reset_A_Technical Potential | F8 | Industrial | Instruments | Existing | Space Heating | Natural Gas | Gas Boiler - Hot Water Reset | A | Cumulative Summer Peak Savings (MW) | Technical Potential | 0 | 0 | 0 | 0 | 0 | 0 | 0 | 0 | 0 | 0 | 0 | 0 | 0 | 0 | 0 | 0 | 0 | 0 | 0 | 0 | 0 | 0 | 0 | 0 | 0 | 0 | 0 | 0 | 0 | 0 | 0
F9_Industrial_Instruments_Existing_Space Heating_Natural Gas_Gas Boiler - Hot Water Reset_A_Technical Potential | F9 | Industrial | Instruments | Existing | Space Heating | Natural Gas | Gas Boiler - Hot Water Reset | A | Cumulative Winter Peak Savings (MW) | Technical Potential | 0 | 0 | 0 | 0 | 0 | 0 | 0 | 0 | 0 | 0 | 0 | 0 | 0 | 0 | 0 | 0 | 0 | 0 | 0 | 0 | 0 | 0 | 0 | 0 | 0 | 0 | 0 | 0 | 0 | 0 | 0
F10_Industrial_Instruments_Existing_Space Heating_Natural Gas_Gas Boiler - Hot Water Reset_A_Technical Potential | F10 | Industrial | Instruments | Existing | Space Heating | Natural Gas | Gas Boiler - Hot Water Reset | A | Purchases (Incremental) | Technical Potential | 0 | 0 | 0 | 0 | 0 | 2.094 | 2.5697 | 3.126 | 3.6308 | 4.1448 | 4.7842 | 5.234 | 5.3361 | 4.9488 | 4.2701 | 3.2729 | 2.1663 | 1.2515 | 0.59722 | 0.25297 | 0.091609 | 0.028503 | 0.0061898 | 0.001014 | 0.00012133 | 0 | 0 | 0 | 0 | 0 | 0
F11_Industrial_Instruments_Existing_Space Heating_Natural Gas_Gas Boiler - Hot Water Reset_A_Technical Potential | F11 | Industrial | Instruments | Existing | Space Heating | Natural Gas | Gas Boiler - Hot Water Reset | A | Purchases (Cumulative) | Technical Potential | 0 | 0 | 0 | 0 | 0 | 2.094 | 4.6637 | 7.7898 | 11.4205 | 15.5653 | 20.3496 | 25.5836 | 30.9197 | 35.8684 | 40.1386 | 43.4114 | 45.5778 | 46.8293 | 47.4266 | 47.6795 | 47.7711 | 47.7996 | 47.8058 | 47.8069 | 47.807 | 47.807 | 47.807 | 47.807 | 47.807 | 47.807 | 47.807
F1_Industrial_Instruments_Existing_Process_Natural Gas_Gas Boiler - Hot Water Reset_A_Technical Potential | F1 | Industrial | Instruments | Existing | Process | Natural Gas | Gas Boiler - Hot Water Reset | A | Integrated Unit Energy Savings (kWh or therms) | Technical Potential | 0 | 0 | 0 | 0 | 0 | 4.6843 | 4.6781 | 4.6722 | 4.6667 | 4.6612 | 4.6558 | 4.6515 | 4.648 | 4.6444 | 4.6421 | 4.6396 | 4.6378 | 4.636 | 4.6342 | 4.633 | 4.6317 | 4.6309 | 4.63 | 4.6292 | 4.6284 | 4.6282 | 4.628 | 4.6279 | 4.6909 | 4.6909 | 4.6909
F2_Industrial_Instruments_Existing_Process_Natural Gas_Gas Boiler - Hot Water Reset_A_Technical Potential | F2 | Industrial | Instruments | Existing | Process | Natural Gas | Gas Boiler - Hot Water Reset | A | Integrated Unit Summer Peak Savings (kW) | Technical Potential | 0 | 0 | 0 | 0 | 0 | 0 | 0 | 0 | 0 | 0 | 0 | 0 | 0 | 0 | 0 | 0 | 0 | 0 | 0 | 0 | 0 | 0 | 0 | 0 | 0 | 0 | 0 | 0 | 0 | 0 | 0
F3_Industrial_Instruments_Existing_Process_Natural Gas_Gas Boiler - Hot Water Reset_A_Technical Potential | F3 | Industrial | Instruments | Existing | Process | Natural Gas | Gas Boiler - Hot Water Reset | A | Integrated Unit Winter Peak Savings (kW) | Technical Potential | 0 | 0 | 0 | 0 | 0 | 0 | 0 | 0 | 0 | 0 | 0 | 0 | 0 | 0 | 0 | 0 | 0 | 0 | 0 | 0 | 0 | 0 | 0 | 0 | 0 | 0 | 0 | 0 | 0 | 0 | 0
F4_Industrial_Instruments_Existing_Process_Natural Gas_Gas Boiler - Hot Water Reset_A_Technical Potential | F4 | Industrial | Instruments | Existing | Process | Natural Gas | Gas Boiler - Hot Water Reset | A | Incremental Energy Savings (MWh or mTherms) | Technical Potential | 0 | 0 | 0 | 0 | 0 | 0.29755 | 0.36467 | 0.44306 | 0.51398 | 0.58605 | 0.67568 | 0.73854 | 0.75236 | 0.69721 | 0.60131 | 0.46063 | 0.30478 | 0.17601 | 0.083955 | 0.035553 | 0.012871 | 0.004004 | 0.00086935 | 0.00014239 | 1.7034e-05 | 0 | 0 | 0 | 0 | 0 | 0
F5_Industrial_Instruments_Existing_Process_Natural Gas_Gas Boiler - Hot Water Reset_A_Technical Potential | F5 | Industrial | Instruments | Existing | Process | Natural Gas | Gas Boiler - Hot Water Reset | A | Incremental Summer Peak Savings (MW) | Technical Potential | 0 | 0 | 0 | 0 | 0 | 0 | 0 | 0 | 0 | 0 | 0 | 0 | 0 | 0 | 0 | 0 | 0 | 0 | 0 | 0 | 0 | 0 | 0 | 0 | 0 | 0 | 0 | 0 | 0 | 0 | 0
F6_Industrial_Instruments_Existing_Process_Natural Gas_Gas Boiler - Hot Water Reset_A_Technical Potential | F6 | Industrial | Instruments | Existing | Process | Natural Gas | Gas Boiler - Hot Water Reset | A | Incremental Winter Peak Savings (MW) | Technical Potential | 0 | 0 | 0 | 0 | 0 | 0 | 0 | 0 | 0 | 0 | 0 | 0 | 0 | 0 | 0 | 0 | 0 | 0 | 0 | 0 | 0 | 0 | 0 | 0 | 0 | 0 | 0 | 0 | 0 | 0 | 0
F7_Industrial_Instruments_Existing_Process_Natural Gas_Gas Boiler - Hot Water Reset_A_Technical Potential | F7 | Industrial | Instruments | Existing | Process | Natural Gas | Gas Boiler - Hot Water Reset | A | Cumulative Energy Savings (MWh or mTherms) | Technical Potential | 0 | 0 | 0 | 0 | 0 | 0.29755 | 0.66183 | 1.1041 | 1.6167 | 2.2009 | 2.874 | 3.6099 | 4.3595 | 5.0534 | 5.6522 | 6.1097 | 6.4122 | 6.5857 | 6.6671 | 6.701 | 6.712 | 6.7147 | 6.7143 | 6.7133 | 6.7121 | 6.7119 | 6.7116 | 6.7114 | 0 | 0 | 0
F8_Industrial_Instruments_Existing_Process_Natural Gas_Gas Boiler - Hot Water Reset_A_Technical Potential | F8 | Industrial | Instruments | Existing | Process | Natural Gas | Gas Boiler - Hot Water Reset | A | Cumulative Summer Peak Savings (MW) | Technical Potential | 0 | 0 | 0 | 0 | 0 | 0 | 0 | 0 | 0 | 0 | 0 | 0 | 0 | 0 | 0 | 0 | 0 | 0 | 0 | 0 | 0 | 0 | 0 | 0 | 0 | 0 | 0 | 0 | 0 | 0 | 0
F9_Industrial_Instruments_Existing_Process_Natural Gas_Gas Boiler - Hot Water Reset_A_Technical Potential | F9 | Industrial | Instruments | Existing | Process | Natural Gas | Gas Boiler - Hot Water Reset | A | Cumulative Winter Peak Savings (MW) | Technical Potential | 0 | 0 | 0 | 0 | 0 | 0 | 0 | 0 | 0 | 0 | 0 | 0 | 0 | 0 | 0 | 0 | 0 | 0 | 0 | 0 | 0 | 0 | 0 | 0 | 0 | 0 | 0 | 0 | 0 | 0 | 0
F10_Industrial_Instruments_Existing_Process_Natural Gas_Gas Boiler - Hot Water Reset_A_Technical Potential | F10 | Industrial | Instruments | Existing | Process | Natural Gas | Gas Boiler - Hot Water Reset | A | Purchases (Incremental) | Technical Potential | 0 | 0 | 0 | 0 | 0 | 63.5216 | 77.9516 | 94.8274 | 110.1392 | 125.7316 | 145.1286 | 158.7733 | 161.8688 | 150.1196 | 129.5332 | 99.2824 | 65.7157 | 37.9655 | 18.1166 | 7.6738 | 2.7789 | 0.86464 | 0.18777 | 0.030758 | 0.0036804 | 0 | 0 | 0 | 0 | 0 | 0
F11_Industrial_Instruments_Existing_Process_Natural Gas_Gas Boiler - Hot Water Reset_A_Technical Potential | F11 | Industrial | Instruments | Existing | Process | Natural Gas | Gas Boiler - Hot Water Reset | A | Purchases (Cumulative) | Technical Potential | 0 | 0 | 0 | 0 | 0 | 63.5216 | 141.4732 | 236.3006 | 346.4398 | 472.1714 | 617.3 | 776.0733 | 937.9421 | 1088.0617 | 1217.5949 | 1316.8772 | 1382.5929 | 1420.5584 | 1438.675 | 1446.3488 | 1449.1277 | 1449.9923 | 1450.1801 | 1450.2109 | 1450.2145 | 1450.2145 | 1450.2145 | 1450.2145 | 1450.2145 | 1450.2145 | 1450.2145
F1_Industrial_Instruments_Existing_Space Heating_Natural Gas_Steam Trap Maintenance_A_Technical Potential | F1 | Industrial | Instruments | Existing | Space Heating | Natural Gas | Steam Trap Maintenance | A | Integrated Unit Energy Savings (kWh or therms) | Technical Potential | 0 | 0 | 0 | 0 | 0 | 5.2333 | 5.1868 | 5.1365 | 5.0841 | 5.0299 | 4.9747 | 4.919 | 4.8626 | 4.8035 | 4.7415 | 4.6809 | 4.6214 | 4.5664 | 4.5131 | 4.4637 | 4.4164 | 4.3679 | 4.3234 | 4.2811 | 4.2393 | 4.2011 | 4.1679 | 4.1364 | 4.5288 | 4.5102 | 4.4932
F2_Industrial_Instruments_Existing_Space Heating_Natural Gas_Steam Trap Maintenance_A_Technical Potential | F2 | Industrial | Instruments | Existing | Space Heating | Natural Gas | Steam Trap Maintenance | A | Integrated Unit Summer Peak Savings (kW) | Technical Potential | 0 | 0 | 0 | 0 | 0 | 0 | 0 | 0 | 0 | 0 | 0 | 0 | 0 | 0 | 0 | 0 | 0 | 0 | 0 | 0 | 0 | 0 | 0 | 0 | 0 | 0 | 0 | 0 | 0 | 0 | 0
F3_Industrial_Instruments_Existing_Space Heating_Natural Gas_Steam Trap Maintenance_A_Technical Potential | F3 | Industrial | Instruments | Existing | Space Heating | Natural Gas | Steam Trap Maintenance | A | Integrated Unit Winter Peak Savings (kW) | Technical Potential | 0 | 0 | 0 | 0 | 0 | 0 | 0 | 0 | 0 | 0 | 0 | 0 | 0 | 0 | 0 | 0 | 0 | 0 | 0 | 0 | 0 | 0 | 0 | 0 | 0 | 0 | 0 | 0 | 0 | 0 | 0
F4_Industrial_Instruments_Existing_Space Heating_Natural Gas_Steam Trap Maintenance_A_Technical Potential | F4 | Industrial | Instruments | Existing | Space Heating | Natural Gas | Steam Trap Maintenance | A | Incremental Energy Savings (MWh or mTherms) | Technical Potential | 0 | 0 | 0 | 0 | 0 | 0.0061164 | 0.0060588 | 0.0059646 | 0.005907 | 0.0058489 | 0.0057112 | 0.0056318 | 0.0055559 | 0.0054013 | 0.0053518 | 0.0052331 | 0.0051672 | 0.0050801 | 0.004976 | 0.0049273 | 0.004855 | 0.004783 | 0.004717 | 0.004655 | 0.004595 | 0 | 0 | 0 | 0 | 0 | 0
F5_Industrial_Instruments_Existing_Space Heating_Natural Gas_Steam Trap Maintenance_A_Technical Potential | F5 | Industrial | Instruments | Existing | Space Heating | Natural Gas | Steam Trap Maintenance | A | Incremental Summer Peak Savings (MW) | Technical Potential | 0 | 0 | 0 | 0 | 0 | 0 | 0 | 0 | 0 | 0 | 0 | 0 | 0 | 0 | 0 | 0 | 0 | 0 | 0 | 0 | 0 | 0 | 0 | 0 | 0 | 0 | 0 | 0 | 0 | 0 | 0
F6_Industrial_Instruments_Existing_Space Heating_Natural Gas_Steam Trap Maintenance_A_Technical Potential | F6 | Industrial | Instruments | Existing | Space Heating | Natural Gas | Steam Trap Maintenance | A | Incremental Winter Peak Savings (MW) | Technical Potential | 0 | 0 | 0 | 0 | 0 | 0 | 0 | 0 | 0 | 0 | 0 | 0 | 0 | 0 | 0 | 0 | 0 | 0 | 0 | 0 | 0 | 0 | 0 | 0 | 0 | 0 | 0 | 0 | 0 | 0 | 0
F7_Industrial_Instruments_Existing_Space Heating_Natural Gas_Steam Trap Maintenance_A_Technical Potential | F7 | Industrial | Instruments | Existing | Space Heating | Natural Gas | Steam Trap Maintenance | A | Cumulative Energy Savings (MWh or mTherms) | Technical Potential | 0 | 0 | 0 | 0 | 0 | 0.0061164 | 0.012121 | 0.017968 | 0.023692 | 0.029288 | 0.034677 | 0.039921 | 0.045019 | 0.049874 | 0.054581 | 0.059117 | 0.063533 | 0.067857 | 0.072041 | 0.076179 | 0.080227 | 0.084129 | 0.08799 | 0.091784 | 0.095481 | 0.094621 | 0.093874 | 0.093165 | 0 | 0 | 0
F8_Industrial_Instruments_Existing_Space Heating_Natural Gas_Steam Trap Maintenance_A_Technical Potential | F8 | Industrial | Instruments | Existing | Space Heating | Natural Gas | Steam Trap Maintenance | A | Cumulative Summer Peak Savings (MW) | Technical Potential | 0 | 0 | 0 | 0 | 0 | 0 | 0 | 0 | 0 | 0 | 0 | 0 | 0 | 0 | 0 | 0 | 0 | 0 | 0 | 0 | 0 | 0 | 0 | 0 | 0 | 0 | 0 | 0 | 0 | 0 | 0
F9_Industrial_Instruments_Existing_Space Heating_Natural Gas_Steam Trap Maintenance_A_Technical Potential | F9 | Industrial | Instruments | Existing | Space Heating | Natural Gas | Steam Trap Maintenance | A | Cumulative Winter Peak Savings (MW) | Technical Potential | 0 | 0 | 0 | 0 | 0 | 0 | 0 | 0 | 0 | 0 | 0 | 0 | 0 | 0 | 0 | 0 | 0 | 0 | 0 | 0 | 0 | 0 | 0 | 0 | 0 | 0 | 0 | 0 | 0 | 0 | 0
F10_Industrial_Instruments_Existing_Space Heating_Natural Gas_Steam Trap Maintenance_A_Technical Potential | F10 | Industrial | Instruments | Existing | Space Heating | Natural Gas | Steam Trap Maintenance | A | Purchases (Incremental) | Technical Potential | 0 | 0 | 0 | 0 | 0 | 1.1688 | 1.1681 | 1.1612 | 1.1619 | 1.1628 | 1.148 | 1.1449 | 1.1426 | 1.1244 | 1.1287 | 1.118 | 1.1181 | 1.1125 | 1.1026 | 1.1039 | 1.0993 | 1.095 | 1.091 | 1.0873 | 1.0839 | 0 | 0 | 0 | 0 | 0 | 0
F11_Industrial_Instruments_Existing_Space Heating_Natural Gas_Steam Trap Maintenance_A_Technical Potential | F11 | Industrial | Instruments | Existing | Space Heating | Natural Gas | Steam Trap Maintenance | A | Purchases (Cumulative) | Technical Potential | 0 | 0 | 0 | 0 | 0 | 1.1688 | 2.3369 | 3.4981 | 4.6599 | 5.8228 | 6.9708 | 8.1157 | 9.2583 | 10.3827 | 11.5115 | 12.6294 | 13.7476 | 14.86 | 15.9626 | 17.0665 | 18.1658 | 19.2608 | 20.3519 | 21.4392 | 22.5231 | 22.5231 | 22.5231 | 22.5231 | 22.5231 | 22.5231 | 22.5231
F1_Industrial_Instruments_Existing_Process_Natural Gas_Steam Trap Maintenance_A_Technical Potential | F1 | Industrial | Instruments | Existing | Process | Natural Gas | Steam Trap Maintenance | A | Integrated Unit Energy Savings (kWh or therms) | Technical Potential | 0 | 0 | 0 | 0 | 0 | 3.3101 | 3.3062 | 3.3025 | 3.2989 | 3.2954 | 3.2921 | 3.2895 | 3.2874 | 3.2853 | 3.2841 | 3.2828 | 3.282 | 3.2811 | 3.2803 | 3.2799 | 3.2794 | 3.2792 | 3.2791 | 3.2789 | 3.2788 | 3.2787 | 3.2786 | 3.2785 | 3.3144 | 3.3144 | 3.3144
F2_Industrial_Instruments_Existing_Process_Natural Gas_Steam Trap Maintenance_A_Technical Potential | F2 | Industrial | Instruments | Existing | Process | Natural Gas | Steam Trap Maintenance | A | Integrated Unit Summer Peak Savings (kW) | Technical Potential | 0 | 0 | 0 | 0 | 0 | 0 | 0 | 0 | 0 | 0 | 0 | 0 | 0 | 0 | 0 | 0 | 0 | 0 | 0 | 0 | 0 | 0 | 0 | 0 | 0 | 0 | 0 | 0 | 0 | 0 | 0
F3_Industrial_Instruments_Existing_Process_Natural Gas_Steam Trap Maintenance_A_Technical Potential | F3 | Industrial | Instruments | Existing | Process | Natural Gas | Steam Trap Maintenance | A | Integrated Unit Winter Peak Savings (kW) | Technical Potential | 0 | 0 | 0 | 0 | 0 | 0 | 0 | 0 | 0 | 0 | 0 | 0 | 0 | 0 | 0 | 0 | 0 | 0 | 0 | 0 | 0 | 0 | 0 | 0 | 0 | 0 | 0 | 0 | 0 | 0 | 0
F4_Industrial_Instruments_Existing_Process_Natural Gas_Steam Trap Maintenance_A_Technical Potential | F4 | Industrial | Instruments | Existing | Process | Natural Gas | Steam Trap Maintenance | A | Incremental Energy Savings (MWh or mTherms) | Technical Potential | 0 | 0 | 0 | 0 | 0 | 0.11736 | 0.11715 | 0.11633 | 0.11627 | 0.11624 | 0.11465 | 0.11425 | 0.11394 | 0.11206 | 0.11245 | 0.11133 | 0.11132 | 0.11073 | 0.10971 | 0.10983 | 0.10936 | 0.10893 | 0.10853 | 0.10815 | 0.10781 | 0 | 0 | 0 | 0 | 0 | 0
F5_Industrial_Instruments_Existing_Process_Natural Gas_Steam Trap Maintenance_A_Technical Potential | F5 | Industrial | Instruments | Existing | Process | Natural Gas | Steam Trap Maintenance | A | Incremental Summer Peak Savings (MW) | Technical Potential | 0 | 0 | 0 | 0 | 0 | 0 | 0 | 0 | 0 | 0 | 0 | 0 | 0 | 0 | 0 | 0 | 0 | 0 | 0 | 0 | 0 | 0 | 0 | 0 | 0 | 0 | 0 | 0 | 0 | 0 | 0
F6_Industrial_Instruments_Existing_Process_Natural Gas_Steam Trap Maintenance_A_Technical Potential | F6 | Industrial | Instruments | Existing | Process | Natural Gas | Steam Trap Maintenance | A | Incremental Winter Peak Savings (MW) | Technical Potential | 0 | 0 | 0 | 0 | 0 | 0 | 0 | 0 | 0 | 0 | 0 | 0 | 0 | 0 | 0 | 0 | 0 | 0 | 0 | 0 | 0 | 0 | 0 | 0 | 0 | 0 | 0 | 0 | 0 | 0 | 0
F7_Industrial_Instruments_Existing_Process_Natural Gas_Steam Trap Maintenance_A_Technical Potential | F7 | Industrial | Instruments | Existing | Process | Natural Gas | Steam Trap Maintenance | A | Cumulative Energy Savings (MWh or mTherms) | Technical Potential | 0 | 0 | 0 | 0 | 0 | 0.11736 | 0.23437 | 0.35044 | 0.46633 | 0.58208 | 0.69614 | 0.80984 | 0.92327 | 1.0347 | 1.1468 | 1.2577 | 1.3687 | 1.479 | 1.5884 | 1.698 | 1.8071 | 1.916 | 2.0244 | 2.1325 | 2.2402 | 2.2401 | 2.24 | 2.24 | 0 | 0 | 0
F8_Industrial_Instruments_Existing_Process_Natural Gas_Steam Trap Maintenance_A_Technical Potential | F8 | Industrial | Instruments | Existing | Process | Natural Gas | Steam Trap Maintenance | A | Cumulative Summer Peak Savings (MW) | Technical Potential | 0 | 0 | 0 | 0 | 0 | 0 | 0 | 0 | 0 | 0 | 0 | 0 | 0 | 0 | 0 | 0 | 0 | 0 | 0 | 0 | 0 | 0 | 0 | 0 | 0 | 0 | 0 | 0 | 0 | 0 | 0
F9_Industrial_Instruments_Existing_Process_Natural Gas_Steam Trap Maintenance_A_Technical Potential | F9 | Industrial | Instruments | Existing | Process | Natural Gas | Steam Trap Maintenance | A | Cumulative Winter Peak Savings (MW) | Technical Potential | 0 | 0 | 0 | 0 | 0 | 0 | 0 | 0 | 0 | 0 | 0 | 0 | 0 | 0 | 0 | 0 | 0 | 0 | 0 | 0 | 0 | 0 | 0 | 0 | 0 | 0 | 0 | 0 | 0 | 0 | 0
F10_Industrial_Instruments_Existing_Process_Natural Gas_Steam Trap Maintenance_A_Technical Potential | F10 | Industrial | Instruments | Existing | Process | Natural Gas | Steam Trap Maintenance | A | Purchases (Incremental) | Technical Potential | 0 | 0 | 0 | 0 | 0 | 35.4539 | 35.4345 | 35.2255 | 35.2445 | 35.2737 | 34.8257 | 34.7306 | 34.6601 | 34.1097 | 34.2399 | 33.9134 | 33.9178 | 33.7471 | 33.446 | 33.4857 | 33.3472 | 33.2175 | 33.0965 | 32.984 | 32.88 | 0 | 0 | 0 | 0 | 0 | 0
F11_Industrial_Instruments_Existing_Process_Natural Gas_Steam Trap Maintenance_A_Technical Potential | F11 | Industrial | Instruments | Existing | Process | Natural Gas | Steam Trap Maintenance | A | Purchases (Cumulative) | Technical Potential | 0 | 0 | 0 | 0 | 0 | 35.4539 | 70.8884 | 106.1139 | 141.3584 | 176.6321 | 211.4578 | 246.1884 | 280.8485 | 314.9581 | 349.198 | 383.1114 | 417.0292 | 450.7763 | 484.2223 | 517.708 | 551.0552 | 584.2727 | 617.3691 | 650.3531 | 683.2331 | 683.2331 | 683.2331 | 683.2331 | 683.2331 | 683.2331 | 683.2331
F1_Industrial_Instruments_Existing_Space Heating_Natural Gas_Gas Boiler - High Turndown_A_Technical Potential | F1 | Industrial | Instruments | Existing | Space Heating | Natural Gas | Gas Boiler - High Turndown | A | Integrated Unit Energy Savings (kWh or therms) | Technical Potential | 0 | 0 | 0 | 0 | 0 | 5.5206 | 5.4182 | 5.2875 | 5.1291 | 4.9448 | 4.736 | 4.5215 | 4.3079 | 4.0911 | 3.9068 | 3.7313 | 3.5894 | 3.4652 | 3.3552 | 3.2764 | 3.2039 | 3.1403 | 3.0862 | 3.0424 | 3.0011 | 2.9701 | 2.9431 | 2.9176 | 4.8072 | 4.7875 | 4.7695
F2_Industrial_Instruments_Existing_Space Heating_Natural Gas_Gas Boiler - High Turndown_A_Technical Potential | F2 | Industrial | Instruments | Existing | Space Heating | Natural Gas | Gas Boiler - High Turndown | A | Integrated Unit Summer Peak Savings (kW) | Technical Potential | 0 | 0 | 0 | 0 | 0 | 0 | 0 | 0 | 0 | 0 | 0 | 0 | 0 | 0 | 0 | 0 | 0 | 0 | 0 | 0 | 0 | 0 | 0 | 0 | 0 | 0 | 0 | 0 | 0 | 0 | 0
F3_Industrial_Instruments_Existing_Space Heating_Natural Gas_Gas Boiler - High Turndown_A_Technical Potential | F3 | Industrial | Instruments | Existing | Space Heating | Natural Gas | Gas Boiler - High Turndown | A | Integrated Unit Winter Peak Savings (kW) | Technical Potential | 0 | 0 | 0 | 0 | 0 | 0 | 0 | 0 | 0 | 0 | 0 | 0 | 0 | 0 | 0 | 0 | 0 | 0 | 0 | 0 | 0 | 0 | 0 | 0 | 0 | 0 | 0 | 0 | 0 | 0 | 0
F4_Industrial_Instruments_Existing_Space Heating_Natural Gas_Gas Boiler - High Turndown_A_Technical Potential | F4 | Industrial | Instruments | Existing | Space Heating | Natural Gas | Gas Boiler - High Turndown | A | Incremental Energy Savings (MWh or mTherms) | Technical Potential | 0 | 0 | 0 | 0 | 0 | 0.017643 | 0.017306 | 0.016789 | 0.016295 | 0.015722 | 0.01338 | 0.010192 | 0.0077523 | 0.0057962 | 0.004445 | 0.0033638 | 0.0025891 | 0.0019896 | 0.0015273 | 0.0011946 | 0.00093068 | 6.1976e-06 | 2.1674e-06 | 7.2592e-07 | 2.3276e-07 | 1.9524e-07 | 1.9295e-07 | 1.9081e-07 | 3.1371e-07 | 3.1181e-07 | 3.1011e-07
F5_Industrial_Instruments_Existing_Space Heating_Natural Gas_Gas Boiler - High Turndown_A_Technical Potential | F5 | Industrial | Instruments | Existing | Space Heating | Natural Gas | Gas Boiler - High Turndown | A | Incremental Summer Peak Savings (MW) | Technical Potential | 0 | 0 | 0 | 0 | 0 | 0 | 0 | 0 | 0 | 0 | 0 | 0 | 0 | 0 | 0 | 0 | 0 | 0 | 0 | 0 | 0 | 0 | 0 | 0 | 0 | 0 | 0 | 0 | 0 | 0 | 0
F6_Industrial_Instruments_Existing_Space Heating_Natural Gas_Gas Boiler - High Turndown_A_Technical Potential | F6 | Industrial | Instruments | Existing | Space Heating | Natural Gas | Gas Boiler - High Turndown | A | Incremental Winter Peak Savings (MW) | Technical Potential | 0 | 0 | 0 | 0 | 0 | 0 | 0 | 0 | 0 | 0 | 0 | 0 | 0 | 0 | 0 | 0 | 0 | 0 | 0 | 0 | 0 | 0 | 0 | 0 | 0 | 0 | 0 | 0 | 0 | 0 | 0
F7_Industrial_Instruments_Existing_Space Heating_Natural Gas_Gas Boiler - High Turndown_A_Technical Potential | F7 | Industrial | Instruments | Existing | Space Heating | Natural Gas | Gas Boiler - High Turndown | A | Cumulative Energy Savings (MWh or mTherms) | Technical Potential | 0 | 0 | 0 | 0 | 0 | 0.017643 | 0.034622 | 0.050575 | 0.065355 | 0.078729 | 0.088785 | 0.094954 | 0.098221 | 0.099075 | 0.099056 | 0.09797 | 0.096833 | 0.095474 | 0.093969 | 0.092958 | 0.091832 | 0.090013 | 0.088467 | 0.087211 | 0.086026 | 0.085138 | 0.084365 | 0.083635 | 0 | 0 | 0
F8_Industrial_Instruments_Existing_Space Heating_Natural Gas_Gas Boiler - High Turndown_A_Technical Potential | F8 | Industrial | Instruments | Existing | Space Heating | Natural Gas | Gas Boiler - High Turndown | A | Cumulative Summer Peak Savings (MW) | Technical Potential | 0 | 0 | 0 | 0 | 0 | 0 | 0 | 0 | 0 | 0 | 0 | 0 | 0 | 0 | 0 | 0 | 0 | 0 | 0 | 0 | 0 | 0 | 0 | 0 | 0 | 0 | 0 | 0 | 0 | 0 | 0
F9_Industrial_Instruments_Existing_Space Heating_Natural Gas_Gas Boiler - High Turndown_A_Technical Potential | F9 | Industrial | Instruments | Existing | Space Heating | Natural Gas | Gas Boiler - High Turndown | A | Cumulative Winter Peak Savings (MW) | Technical Potential | 0 | 0 | 0 | 0 | 0 | 0 | 0 | 0 | 0 | 0 | 0 | 0 | 0 | 0 | 0 | 0 | 0 | 0 | 0 | 0 | 0 | 0 | 0 | 0 | 0 | 0 | 0 | 0 | 0 | 0 | 0
F10_Industrial_Instruments_Existing_Space Heating_Natural Gas_Gas Boiler - High Turndown_A_Technical Potential | F10 | Industrial | Instruments | Existing | Space Heating | Natural Gas | Gas Boiler - High Turndown | A | Purchases (Incremental) | Technical Potential | 0 | 0 | 0 | 0 | 0 | 3.1958 | 3.194 | 3.1752 | 3.1769 | 3.1796 | 2.8253 | 2.254 | 1.7996 | 1.4168 | 1.1378 | 0.90153 | 0.72132 | 0.57415 | 0.45522 | 0.36461 | 0.29048 | 0.0019736 | 0.00070229 | 0.0002386 | 7.756e-05 | 6.5734e-05 | 6.5559e-05 | 6.54e-05 | 6.5257e-05 | 6.5131e-05 | 6.502e-05
F11_Industrial_Instruments_Existing_Space Heating_Natural Gas_Gas Boiler - High Turndown_A_Technical Potential | F11 | Industrial | Instruments | Existing | Space Heating | Natural Gas | Gas Boiler - High Turndown | A | Purchases (Cumulative) | Technical Potential | 0 | 0 | 0 | 0 | 0 | 3.1958 | 6.3898 | 9.5651 | 12.742 | 15.9215 | 18.7468 | 21.0008 | 22.8004 | 24.2172 | 25.3549 | 26.2565 | 26.9778 | 27.5519 | 28.0072 | 28.3718 | 28.6622 | 28.6642 | 28.6649 | 28.6652 | 28.6652 | 28.6653 | 28.6654 | 28.6654 | 28.6655 | 28.6656 | 28.6656
F1_Industrial_Instruments_Existing_Process_Natural Gas_Gas Boiler - High Turndown_A_Technical Potential | F1 | Industrial | Instruments | Existing | Process | Natural Gas | Gas Boiler - High Turndown | A | Integrated Unit Energy Savings (kWh or therms) | Technical Potential | 0 | 0 | 0 | 0 | 0 | 3.5036 | 3.4892 | 3.4747 | 3.4602 | 3.4456 | 3.4301 | 3.4158 | 3.4019 | 3.387 | 3.3752 | 3.3624 | 3.3518 | 3.3411 | 3.3301 | 3.3212 | 3.3115 | 3.3021 | 3.2928 | 3.2836 | 3.2744 | 3.2737 | 3.2731 | 3.2725 | 3.5182 | 3.5182 | 3.5182
F2_Industrial_Instruments_Existing_Process_Natural Gas_Gas Boiler - High Turndown_A_Technical Potential | F2 | Industrial | Instruments | Existing | Process | Natural Gas | Gas Boiler - High Turndown | A | Integrated Unit Summer Peak Savings (kW) | Technical Potential | 0 | 0 | 0 | 0 | 0 | 0 | 0 | 0 | 0 | 0 | 0 | 0 | 0 | 0 | 0 | 0 | 0 | 0 | 0 | 0 | 0 | 0 | 0 | 0 | 0 | 0 | 0 | 0 | 0 | 0 | 0
F3_Industrial_Instruments_Existing_Process_Natural Gas_Gas Boiler - High Turndown_A_Technical Potential | F3 | Industrial | Instruments | Existing | Process | Natural Gas | Gas Boiler - High Turndown | A | Integrated Unit Winter Peak Savings (kW) | Technical Potential | 0 | 0 | 0 | 0 | 0 | 0 | 0 | 0 | 0 | 0 | 0 | 0 | 0 | 0 | 0 | 0 | 0 | 0 | 0 | 0 | 0 | 0 | 0 | 0 | 0 | 0 | 0 | 0 | 0 | 0 | 0
F4_Industrial_Instruments_Existing_Process_Natural Gas_Gas Boiler - High Turndown_A_Technical Potential | F4 | Industrial | Instruments | Existing | Process | Natural Gas | Gas Boiler - High Turndown | A | Incremental Energy Savings (MWh or mTherms) | Technical Potential | 0 | 0 | 0 | 0 | 0 | 0.33966 | 0.33807 | 0.33468 | 0.33347 | 0.33234 | 0.29398 | 0.23355 | 0.18571 | 0.14557 | 0.11649 | 0.091954 | 0.073341 | 0.05819 | 0.045985 | 0.036733 | 0.02918 | 0.00019769 | 7.0149e-05 | 2.3766e-05 | 7.7038e-06 | 6.5278e-06 | 6.5092e-06 | 6.4922e-06 | 6.9645e-06 | 6.951e-06 | 6.9392e-06
F5_Industrial_Instruments_Existing_Process_Natural Gas_Gas Boiler - High Turndown_A_Technical Potential | F5 | Industrial | Instruments | Existing | Process | Natural Gas | Gas Boiler - High Turndown | A | Incremental Summer Peak Savings (MW) | Technical Potential | 0 | 0 | 0 | 0 | 0 | 0 | 0 | 0 | 0 | 0 | 0 | 0 | 0 | 0 | 0 | 0 | 0 | 0 | 0 | 0 | 0 | 0 | 0 | 0 | 0 | 0 | 0 | 0 | 0 | 0 | 0
F6_Industrial_Instruments_Existing_Process_Natural Gas_Gas Boiler - High Turndown_A_Technical Potential | F6 | Industrial | Instruments | Existing | Process | Natural Gas | Gas Boiler - High Turndown | A | Incremental Winter Peak Savings (MW) | Technical Potential | 0 | 0 | 0 | 0 | 0 | 0 | 0 | 0 | 0 | 0 | 0 | 0 | 0 | 0 | 0 | 0 | 0 | 0 | 0 | 0 | 0 | 0 | 0 | 0 | 0 | 0 | 0 | 0 | 0 | 0 | 0
F7_Industrial_Instruments_Existing_Process_Natural Gas_Gas Boiler - High Turndown_A_Technical Potential | F7 | Industrial | Instruments | Existing | Process | Natural Gas | Gas Boiler - High Turndown | A | Cumulative Energy Savings (MWh or mTherms) | Technical Potential | 0 | 0 | 0 | 0 | 0 | 0.33966 | 0.67633 | 1.0082 | 1.3375 | 1.6642 | 1.9507 | 2.176 | 2.3529 | 2.4882 | 2.596 | 2.6781 | 2.743 | 2.7924 | 2.8292 | 2.8584 | 2.8792 | 2.8713 | 2.8633 | 2.8552 | 2.8473 | 2.8467 | 2.8461 | 2.8456 | 0 | 0 | 0
F8_Industrial_Instruments_Existing_Process_Natural Gas_Gas Boiler - High Turndown_A_Technical Potential | F8 | Industrial | Instruments | Existing | Process | Natural Gas | Gas Boiler - High Turndown | A | Cumulative Summer Peak Savings (MW) | Technical Potential | 0 | 0 | 0 | 0 | 0 | 0 | 0 | 0 | 0 | 0 | 0 | 0 | 0 | 0 | 0 | 0 | 0 | 0 | 0 | 0 | 0 | 0 | 0 | 0 | 0 | 0 | 0 | 0 | 0 | 0 | 0
F9_Industrial_Instruments_Existing_Process_Natural Gas_Gas Boiler - High Turndown_A_Technical Potential | F9 | Industrial | Instruments | Existing | Process | Natural Gas | Gas Boiler - High Turndown | A | Cumulative Winter Peak Savings (MW) | Technical Potential | 0 | 0 | 0 | 0 | 0 | 0 | 0 | 0 | 0 | 0 | 0 | 0 | 0 | 0 | 0 | 0 | 0 | 0 | 0 | 0 | 0 | 0 | 0 | 0 | 0 | 0 | 0 | 0 | 0 | 0 | 0
F10_Industrial_Instruments_Existing_Process_Natural Gas_Gas Boiler - High Turndown_A_Technical Potential | F10 | Industrial | Instruments | Existing | Process | Natural Gas | Gas Boiler - High Turndown | A | Purchases (Incremental) | Technical Potential | 0 | 0 | 0 | 0 | 0 | 96.944 | 96.8908 | 96.3194 | 96.3714 | 96.4511 | 85.7037 | 68.3756 | 54.5894 | 42.978 | 34.5137 | 27.3476 | 21.881 | 17.4167 | 13.809 | 11.0603 | 8.8117 | 0.059869 | 0.021304 | 0.007238 | 0.0023528 | 0.001994 | 0.0019887 | 0.0019839 | 0.0019796 | 0.0019757 | 0.0019724
F11_Industrial_Instruments_Existing_Process_Natural Gas_Gas Boiler - High Turndown_A_Technical Potential | F11 | Industrial | Instruments | Existing | Process | Natural Gas | Gas Boiler - High Turndown | A | Purchases (Cumulative) | Technical Potential | 0 | 0 | 0 | 0 | 0 | 96.944 | 193.8347 | 290.1541 | 386.5255 | 482.9766 | 568.6803 | 637.0558 | 691.6452 | 734.6232 | 769.1369 | 796.4846 | 818.3655 | 835.7822 | 849.5912 | 860.6516 | 869.4632 | 869.5231 | 869.5444 | 869.5516 | 869.554 | 869.556 | 869.558 | 869.56 | 869.5619 | 869.5639 | 869.5659
F1_Industrial_Instruments_Existing_Space Heating_Natural Gas_Gas Boiler - Burner Control Optimization_A_Technical Potential | F1 | Industrial | Instruments | Existing | Space Heating | Natural Gas | Gas Boiler - Burner Control Optimization | A | Integrated Unit Energy Savings (kWh or therms) | Technical Potential | 0 | 0 | 0 | 0 | 0 | 1.6009 | 1.5711 | 1.5331 | 1.4872 | 1.4336 | 1.373 | 1.3108 | 1.2488 | 1.186 | 1.1325 | 1.0816 | 1.0405 | 1.0045 | 0.97255 | 0.94972 | 0.9287 | 0.91024 | 0.89458 | 0.88187 | 0.86989 | 0.86091 | 0.85308 | 0.8457 | 1.3941 | 1.3884 | 1.3831
F2_Industrial_Instruments_Existing_Space Heating_Natural Gas_Gas Boiler - Burner Control Optimization_A_Technical Potential | F2 | Industrial | Instruments | Existing | Space Heating | Natural Gas | Gas Boiler - Burner Control Optimization | A | Integrated Unit Summer Peak Savings (kW) | Technical Potential | 0 | 0 | 0 | 0 | 0 | 0 | 0 | 0 | 0 | 0 | 0 | 0 | 0 | 0 | 0 | 0 | 0 | 0 | 0 | 0 | 0 | 0 | 0 | 0 | 0 | 0 | 0 | 0 | 0 | 0 | 0
F3_Industrial_Instruments_Existing_Space Heating_Natural Gas_Gas Boiler - Burner Control Optimization_A_Technical Potential | F3 | Industrial | Instruments | Existing | Space Heating | Natural Gas | Gas Boiler - Burner Control Optimization | A | Integrated Unit Winter Peak Savings (kW) | Technical Potential | 0 | 0 | 0 | 0 | 0 | 0 | 0 | 0 | 0 | 0 | 0 | 0 | 0 | 0 | 0 | 0 | 0 | 0 | 0 | 0 | 0 | 0 | 0 | 0 | 0 | 0 | 0 | 0 | 0 | 0 | 0
F4_Industrial_Instruments_Existing_Space Heating_Natural Gas_Gas Boiler - Burner Control Optimization_A_Technical Potential | F4 | Industrial | Instruments | Existing | Space Heating | Natural Gas | Gas Boiler - Burner Control Optimization | A | Incremental Energy Savings (MWh or mTherms) | Technical Potential | 0 | 0 | 0 | 0 | 0 | 0.0013801 | 0.0021279 | 0.0041284 | 0.0070118 | 0.010523 | 0.013931 | 0.01688 | 0.018724 | 0.018845 | 0.018065 | 0.015949 | 0.013426 | 0.010621 | 0.0079267 | 0.0057104 | 0.0038927 | 0.0025336 | 0.0015788 | 0.00094414 | 0.00062858 | 0 | 0 | 0 | 0 | 0 | 0
F5_Industrial_Instruments_Existing_Space Heating_Natural Gas_Gas Boiler - Burner Control Optimization_A_Technical Potential | F5 | Industrial | Instruments | Existing | Space Heating | Natural Gas | Gas Boiler - Burner Control Optimization | A | Incremental Summer Peak Savings (MW) | Technical Potential | 0 | 0 | 0 | 0 | 0 | 0 | 0 | 0 | 0 | 0 | 0 | 0 | 0 | 0 | 0 | 0 | 0 | 0 | 0 | 0 | 0 | 0 | 0 | 0 | 0 | 0 | 0 | 0 | 0 | 0 | 0
F6_Industrial_Instruments_Existing_Space Heating_Natural Gas_Gas Boiler - Burner Control Optimization_A_Technical Potential | F6 | Industrial | Instruments | Existing | Space Heating | Natural Gas | Gas Boiler - Burner Control Optimization | A | Incremental Winter Peak Savings (MW) | Technical Potential | 0 | 0 | 0 | 0 | 0 | 0 | 0 | 0 | 0 | 0 | 0 | 0 | 0 | 0 | 0 | 0 | 0 | 0 | 0 | 0 | 0 | 0 | 0 | 0 | 0 | 0 | 0 | 0 | 0 | 0 | 0
F7_Industrial_Instruments_Existing_Space Heating_Natural Gas_Gas Boiler - Burner Control Optimization_A_Technical Potential | F7 | Industrial | Instruments | Existing | Space Heating | Natural Gas | Gas Boiler - Burner Control Optimization | A | Cumulative Energy Savings (MWh or mTherms) | Technical Potential | 0 | 0 | 0 | 0 | 0 | 0.0013801 | 0.0034823 | 0.0075265 | 0.014313 | 0.024321 | 0.037224 | 0.052416 | 0.068663 | 0.084051 | 0.098328 | 0.10986 | 0.1191 | 0.1256 | 0.12954 | 0.13221 | 0.13318 | 0.13306 | 0.13235 | 0.13142 | 0.13026 | 0.12892 | 0.12774 | 0.12664 | 0 | 0 | 0
F8_Industrial_Instruments_Existing_Space Heating_Natural Gas_Gas Boiler - Burner Control Optimization_A_Technical Potential | F8 | Industrial | Instruments | Existing | Space Heating | Natural Gas | Gas Boiler - Burner Control Optimization | A | Cumulative Summer Peak Savings (MW) | Technical Potential | 0 | 0 | 0 | 0 | 0 | 0 | 0 | 0 | 0 | 0 | 0 | 0 | 0 | 0 | 0 | 0 | 0 | 0 | 0 | 0 | 0 | 0 | 0 | 0 | 0 | 0 | 0 | 0 | 0 | 0 | 0
F9_Industrial_Instruments_Existing_Space Heating_Natural Gas_Gas Boiler - Burner Control Optimization_A_Technical Potential | F9 | Industrial | Instruments | Existing | Space Heating | Natural Gas | Gas Boiler - Burner Control Optimization | A | Cumulative Winter Peak Savings (MW) | Technical Potential | 0 | 0 | 0 | 0 | 0 | 0 | 0 | 0 | 0 | 0 | 0 | 0 | 0 | 0 | 0 | 0 | 0 | 0 | 0 | 0 | 0 | 0 | 0 | 0 | 0 | 0 | 0 | 0 | 0 | 0 | 0
F10_Industrial_Instruments_Existing_Space Heating_Natural Gas_Gas Boiler - Burner Control Optimization_A_Technical Potential | F10 | Industrial | Instruments | Existing | Space Heating | Natural Gas | Gas Boiler - Burner Control Optimization | A | Purchases (Incremental) | Technical Potential | 0 | 0 | 0 | 0 | 0 | 0.86208 | 1.3544 | 2.6928 | 4.7149 | 7.3403 | 10.1459 | 12.8777 | 14.9935 | 15.8905 | 15.9511 | 14.7458 | 12.9042 | 10.5735 | 8.1505 | 6.0127 | 4.1915 | 2.7835 | 1.7648 | 1.0706 | 0.7226 | 0 | 0 | 0 | 0 | 0 | 0
F11_Industrial_Instruments_Existing_Space Heating_Natural Gas_Gas Boiler - Burner Control Optimization_A_Technical Potential | F11 | Industrial | Instruments | Existing | Space Heating | Natural Gas | Gas Boiler - Burner Control Optimization | A | Purchases (Cumulative) | Technical Potential | 0 | 0 | 0 | 0 | 0 | 0.86208 | 2.2164 | 4.9092 | 9.6241 | 16.9644 | 27.1104 | 39.9881 | 54.9816 | 70.8721 | 86.8232 | 101.569 | 114.4732 | 125.0467 | 133.1972 | 139.2099 | 143.4014 | 146.1849 | 147.9497 | 149.0203 | 149.7429 | 149.7429 | 149.7429 | 149.7429 | 149.7429 | 149.7429 | 149.7429
F1_Industrial_Instruments_Existing_Process_Natural Gas_Gas Boiler - Burner Control Optimization_A_Technical Potential | F1 | Industrial | Instruments | Existing | Process | Natural Gas | Gas Boiler - Burner Control Optimization | A | Integrated Unit Energy Savings (kWh or therms) | Technical Potential | 0 | 0 | 0 | 0 | 0 | 1.0157 | 1.0111 | 1.0065 | 1.002 | 0.99741 | 0.99257 | 0.98814 | 0.98392 | 0.97941 | 0.97588 | 0.97204 | 0.96889 | 0.9657 | 0.96245 | 0.95984 | 0.95698 | 0.95427 | 0.95157 | 0.94889 | 0.94622 | 0.94601 | 0.94581 | 0.94564 | 1.0203 | 1.0203 | 1.0203
F2_Industrial_Instruments_Existing_Process_Natural Gas_Gas Boiler - Burner Control Optimization_A_Technical Potential | F2 | Industrial | Instruments | Existing | Process | Natural Gas | Gas Boiler - Burner Control Optimization | A | Integrated Unit Summer Peak Savings (kW) | Technical Potential | 0 | 0 | 0 | 0 | 0 | 0 | 0 | 0 | 0 | 0 | 0 | 0 | 0 | 0 | 0 | 0 | 0 | 0 | 0 | 0 | 0 | 0 | 0 | 0 | 0 | 0 | 0 | 0 | 0 | 0 | 0
F3_Industrial_Instruments_Existing_Process_Natural Gas_Gas Boiler - Burner Control Optimization_A_Technical Potential | F3 | Industrial | Instruments | Existing | Process | Natural Gas | Gas Boiler - Burner Control Optimization | A | Integrated Unit Winter Peak Savings (kW) | Technical Potential | 0 | 0 | 0 | 0 | 0 | 0 | 0 | 0 | 0 | 0 | 0 | 0 | 0 | 0 | 0 | 0 | 0 | 0 | 0 | 0 | 0 | 0 | 0 | 0 | 0 | 0 | 0 | 0 | 0 | 0 | 0
F4_Industrial_Instruments_Existing_Process_Natural Gas_Gas Boiler - Burner Control Optimization_A_Technical Potential | F4 | Industrial | Instruments | Existing | Process | Natural Gas | Gas Boiler - Burner Control Optimization | A | Incremental Energy Savings (MWh or mTherms) | Technical Potential | 0 | 0 | 0 | 0 | 0 | 0.026561 | 0.041542 | 0.082219 | 0.14331 | 0.22209 | 0.30549 | 0.38601 | 0.44751 | 0.47211 | 0.4722 | 0.4348 | 0.37927 | 0.30974 | 0.23796 | 0.17507 | 0.12168 | 0.080575 | 0.050943 | 0.030817 | 0.020741 | 0 | 0 | 0 | 0 | 0 | 0
F5_Industrial_Instruments_Existing_Process_Natural Gas_Gas Boiler - Burner Control Optimization_A_Technical Potential | F5 | Industrial | Instruments | Existing | Process | Natural Gas | Gas Boiler - Burner Control Optimization | A | Incremental Summer Peak Savings (MW) | Technical Potential | 0 | 0 | 0 | 0 | 0 | 0 | 0 | 0 | 0 | 0 | 0 | 0 | 0 | 0 | 0 | 0 | 0 | 0 | 0 | 0 | 0 | 0 | 0 | 0 | 0 | 0 | 0 | 0 | 0 | 0 | 0
F6_Industrial_Instruments_Existing_Process_Natural Gas_Gas Boiler - Burner Control Optimization_A_Technical Potential | F6 | Industrial | Instruments | Existing | Process | Natural Gas | Gas Boiler - Burner Control Optimization | A | Incremental Winter Peak Savings (MW) | Technical Potential | 0 | 0 | 0 | 0 | 0 | 0 | 0 | 0 | 0 | 0 | 0 | 0 | 0 | 0 | 0 | 0 | 0 | 0 | 0 | 0 | 0 | 0 | 0 | 0 | 0 | 0 | 0 | 0 | 0 | 0 | 0
F7_Industrial_Instruments_Existing_Process_Natural Gas_Gas Boiler - Burner Control Optimization_A_Technical Potential | F7 | Industrial | Instruments | Existing | Process | Natural Gas | Gas Boiler - Burner Control Optimization | A | Cumulative Energy Savings (MWh or mTherms) | Technical Potential | 0 | 0 | 0 | 0 | 0 | 0.026561 | 0.067984 | 0.14989 | 0.29253 | 0.51328 | 0.81628 | 1.1986 | 1.641 | 2.1056 | 2.5702 | 2.9949 | 3.3645 | 3.6632 | 3.8888 | 4.0533 | 4.1629 | 4.2317 | 4.2707 | 4.2894 | 4.2981 | 4.2972 | 4.2963 | 4.2955 | 0 | 0 | 0
F8_Industrial_Instruments_Existing_Process_Natural Gas_Gas Boiler - Burner Control Optimization_A_Technical Potential | F8 | Industrial | Instruments | Existing | Process | Natural Gas | Gas Boiler - Burner Control Optimization | A | Cumulative Summer Peak Savings (MW) | Technical Potential | 0 | 0 | 0 | 0 | 0 | 0 | 0 | 0 | 0 | 0 | 0 | 0 | 0 | 0 | 0 | 0 | 0 | 0 | 0 | 0 | 0 | 0 | 0 | 0 | 0 | 0 | 0 | 0 | 0 | 0 | 0
F9_Industrial_Instruments_Existing_Process_Natural Gas_Gas Boiler - Burner Control Optimization_A_Technical Potential | F9 | Industrial | Instruments | Existing | Process | Natural Gas | Gas Boiler - Burner Control Optimization | A | Cumulative Winter Peak Savings (MW) | Technical Potential | 0 | 0 | 0 | 0 | 0 | 0 | 0 | 0 | 0 | 0 | 0 | 0 | 0 | 0 | 0 | 0 | 0 | 0 | 0 | 0 | 0 | 0 | 0 | 0 | 0 | 0 | 0 | 0 | 0 | 0 | 0
F10_Industrial_Instruments_Existing_Process_Natural Gas_Gas Boiler - Burner Control Optimization_A_Technical Potential | F10 | Industrial | Instruments | Existing | Process | Natural Gas | Gas Boiler - Burner Control Optimization | A | Purchases (Incremental) | Technical Potential | 0 | 0 | 0 | 0 | 0 | 26.151 | 41.0845 | 81.6843 | 143.0249 | 222.6671 | 307.7753 | 390.6435 | 454.8254 | 482.0339 | 483.8744 | 447.3093 | 391.4465 | 320.7452 | 247.2432 | 182.395 | 127.1485 | 84.436 | 53.5362 | 32.4765 | 21.92 | 0 | 0 | 0 | 0 | 0 | 0
F11_Industrial_Instruments_Existing_Process_Natural Gas_Gas Boiler - Burner Control Optimization_A_Technical Potential | F11 | Industrial | Instruments | Existing | Process | Natural Gas | Gas Boiler - Burner Control Optimization | A | Purchases (Cumulative) | Technical Potential | 0 | 0 | 0 | 0 | 0 | 26.151 | 67.2355 | 148.9198 | 291.9447 | 514.6118 | 822.3871 | 1213.0306 | 1667.856 | 2149.89 | 2633.7643 | 3081.0737 | 3472.5201 | 3793.2653 | 4040.5085 | 4222.9035 | 4350.0521 | 4434.4881 | 4488.0243 | 4520.5008 | 4542.4208 | 4542.4208 | 4542.4208 | 4542.4208 | 4542.4208 | 4542.4208 | 4542.4208
F1_Industrial_Instruments_Existing_Space Heating_Natural Gas_HVAC - Demand Controlled Ventilation_A_Technical Potential | F1 | Industrial | Instruments | Existing | Space Heating | Natural Gas | HVAC - Demand Controlled Ventilation | A | Integrated Unit Energy Savings (kWh or therms) | Technical Potential | 0 | 0 | 0 | 0 | 0 | 0.045567 | 0.044991 | 0.044258 | 0.043491 | 0.042689 | 0.041856 | 0.041001 | 0.040143 | 0.039252 | 0.038346 | 0.037457 | 0.036606 | 0.035809 | 0.035054 | 0.034381 | 0.03375 | 0.03316 | 0.032622 | 0.032136 | 0.031685 | 0.031329 | 0.031011 | 0.030707 | 0.036718 | 0.036492 | 0.03628
F2_Industrial_Instruments_Existing_Space Heating_Natural Gas_HVAC - Demand Controlled Ventilation_A_Technical Potential | F2 | Industrial | Instruments | Existing | Space Heating | Natural Gas | HVAC - Demand Controlled Ventilation | A | Integrated Unit Summer Peak Savings (kW) | Technical Potential | 0 | 0 | 0 | 0 | 0 | 0 | 0 | 0 | 0 | 0 | 0 | 0 | 0 | 0 | 0 | 0 | 0 | 0 | 0 | 0 | 0 | 0 | 0 | 0 | 0 | 0 | 0 | 0 | 0 | 0 | 0
F3_Industrial_Instruments_Existing_Space Heating_Natural Gas_HVAC - Demand Controlled Ventilation_A_Technical Potential | F3 | Industrial | Instruments | Existing | Space Heating | Natural Gas | HVAC - Demand Controlled Ventilation | A | Integrated Unit Winter Peak Savings (kW) | Technical Potential | 0 | 0 | 0 | 0 | 0 | 0 | 0 | 0 | 0 | 0 | 0 | 0 | 0 | 0 | 0 | 0 | 0 | 0 | 0 | 0 | 0 | 0 | 0 | 0 | 0 | 0 | 0 | 0 | 0 | 0 | 0
F4_Industrial_Instruments_Existing_Space Heating_Natural Gas_HVAC - Demand Controlled Ventilation_A_Technical Potential | F4 | Industrial | Instruments | Existing | Space Heating | Natural Gas | HVAC - Demand Controlled Ventilation | A | Incremental Energy Savings (MWh or mTherms) | Technical Potential | 0 | 0 | 0 | 0 | 0 | 0.10763 | 0.10622 | 0.10387 | 0.10212 | 0.10032 | 0.097116 | 0.094873 | 0.092698 | 0.089201 | 0.087476 | 0.084633 | 0.08272 | 0.080512 | 0.078112 | 0.076702 | 0.074983 | 0.073386 | 0.071933 | 0.070621 | 0.06941 | 0 | 0 | 0 | 0 | 0 | 0
F5_Industrial_Instruments_Existing_Space Heating_Natural Gas_HVAC - Demand Controlled Ventilation_A_Technical Potential | F5 | Industrial | Instruments | Existing | Space Heating | Natural Gas | HVAC - Demand Controlled Ventilation | A | Incremental Summer Peak Savings (MW) | Technical Potential | 0 | 0 | 0 | 0 | 0 | 0 | 0 | 0 | 0 | 0 | 0 | 0 | 0 | 0 | 0 | 0 | 0 | 0 | 0 | 0 | 0 | 0 | 0 | 0 | 0 | 0 | 0 | 0 | 0 | 0 | 0
F6_Industrial_Instruments_Existing_Space Heating_Natural Gas_HVAC - Demand Controlled Ventilation_A_Technical Potential | F6 | Industrial | Instruments | Existing | Space Heating | Natural Gas | HVAC - Demand Controlled Ventilation | A | Incremental Winter Peak Savings (MW) | Technical Potential | 0 | 0 | 0 | 0 | 0 | 0 | 0 | 0 | 0 | 0 | 0 | 0 | 0 | 0 | 0 | 0 | 0 | 0 | 0 | 0 | 0 | 0 | 0 | 0 | 0 | 0 | 0 | 0 | 0 | 0 | 0
F7_Industrial_Instruments_Existing_Space Heating_Natural Gas_HVAC - Demand Controlled Ventilation_A_Technical Potential | F7 | Industrial | Instruments | Existing | Space Heating | Natural Gas | HVAC - Demand Controlled Ventilation | A | Cumulative Energy Savings (MWh or mTherms) | Technical Potential | 0 | 0 | 0 | 0 | 0 | 0.10763 | 0.21249 | 0.3129 | 0.4096 | 0.50237 | 0.58968 | 0.67251 | 0.75113 | 0.82365 | 0.89213 | 0.95608 | 1.0171 | 1.0754 | 1.1309 | 1.1859 | 1.2391 | 1.2908 | 1.3418 | 1.3925 | 1.4423 | 1.4261 | 1.4116 | 1.3978 | 0 | 0 | 0
F8_Industrial_Instruments_Existing_Space Heating_Natural Gas_HVAC - Demand Controlled Ventilation_A_Technical Potential | F8 | Industrial | Instruments | Existing | Space Heating | Natural Gas | HVAC - Demand Controlled Ventilation | A | Cumulative Summer Peak Savings (MW) | Technical Potential | 0 | 0 | 0 | 0 | 0 | 0 | 0 | 0 | 0 | 0 | 0 | 0 | 0 | 0 | 0 | 0 | 0 | 0 | 0 | 0 | 0 | 0 | 0 | 0 | 0 | 0 | 0 | 0 | 0 | 0 | 0
F9_Industrial_Instruments_Existing_Space Heating_Natural Gas_HVAC - Demand Controlled Ventilation_A_Technical Potential | F9 | Industrial | Instruments | Existing | Space Heating | Natural Gas | HVAC - Demand Controlled Ventilation | A | Cumulative Winter Peak Savings (MW) | Technical Potential | 0 | 0 | 0 | 0 | 0 | 0 | 0 | 0 | 0 | 0 | 0 | 0 | 0 | 0 | 0 | 0 | 0 | 0 | 0 | 0 | 0 | 0 | 0 | 0 | 0 | 0 | 0 | 0 | 0 | 0 | 0
F10_Industrial_Instruments_Existing_Space Heating_Natural Gas_HVAC - Demand Controlled Ventilation_A_Technical Potential | F10 | Industrial | Instruments | Existing | Space Heating | Natural Gas | HVAC - Demand Controlled Ventilation | A | Purchases (Incremental) | Technical Potential | 0 | 0 | 0 | 0 | 0 | 2362.0987 | 2360.8023 | 2346.8798 | 2348.1486 | 2350.0903 | 2320.2465 | 2313.9061 | 2309.2079 | 2272.5384 | 2281.2151 | 2259.4607 | 2259.7539 | 2248.3805 | 2228.3251 | 2230.9646 | 2221.7391 | 2213.098 | 2205.0342 | 2197.5408 | 2190.611 | 0 | 0 | 0 | 0 | 0 | 0
F11_Industrial_Instruments_Existing_Space Heating_Natural Gas_HVAC - Demand Controlled Ventilation_A_Technical Potential | F11 | Industrial | Instruments | Existing | Space Heating | Natural Gas | HVAC - Demand Controlled Ventilation | A | Purchases (Cumulative) | Technical Potential | 0 | 0 | 0 | 0 | 0 | 2362.0987 | 4722.901 | 7069.7809 | 9417.9295 | 11768.0198 | 14088.2663 | 16402.1724 | 18711.3803 | 20983.9187 | 23265.1337 | 25524.5944 | 27784.3484 | 30032.7288 | 32261.0539 | 34492.0185 | 36713.7576 | 38926.8556 | 41131.8898 | 43329.4306 | 45520.0416 | 45520.0416 | 45520.0416 | 45520.0416 | 45520.0416 | 45520.0416 | 45520.0416
F1_Industrial_Instruments_Existing_Space Heating_Natural Gas_Gas Boiler - Stack Economizer_A_Technical Potential | F1 | Industrial | Instruments | Existing | Space Heating | Natural Gas | Gas Boiler - Stack Economizer | A | Integrated Unit Energy Savings (kWh or therms) | Technical Potential | 0 | 0 | 0 | 0 | 0 | 4.0562 | 4.0211 | 3.9831 | 3.9434 | 3.9024 | 3.8605 | 3.8181 | 3.7751 | 3.7301 | 3.6825 | 3.6362 | 3.5906 | 3.5485 | 3.5077 | 3.4698 | 3.4337 | 3.3965 | 3.3624 | 3.3301 | 3.298 | 3.2683 | 3.2426 | 3.2181 | 3.5093 | 3.4949 | 3.4817
F2_Industrial_Instruments_Existing_Space Heating_Natural Gas_Gas Boiler - Stack Economizer_A_Technical Potential | F2 | Industrial | Instruments | Existing | Space Heating | Natural Gas | Gas Boiler - Stack Economizer | A | Integrated Unit Summer Peak Savings (kW) | Technical Potential | 0 | 0 | 0 | 0 | 0 | 0 | 0 | 0 | 0 | 0 | 0 | 0 | 0 | 0 | 0 | 0 | 0 | 0 | 0 | 0 | 0 | 0 | 0 | 0 | 0 | 0 | 0 | 0 | 0 | 0 | 0
F3_Industrial_Instruments_Existing_Space Heating_Natural Gas_Gas Boiler - Stack Economizer_A_Technical Potential | F3 | Industrial | Instruments | Existing | Space Heating | Natural Gas | Gas Boiler - Stack Economizer | A | Integrated Unit Winter Peak Savings (kW) | Technical Potential | 0 | 0 | 0 | 0 | 0 | 0 | 0 | 0 | 0 | 0 | 0 | 0 | 0 | 0 | 0 | 0 | 0 | 0 | 0 | 0 | 0 | 0 | 0 | 0 | 0 | 0 | 0 | 0 | 0 | 0 | 0
F4_Industrial_Instruments_Existing_Space Heating_Natural Gas_Gas Boiler - Stack Economizer_A_Technical Potential | F4 | Industrial | Instruments | Existing | Space Heating | Natural Gas | Gas Boiler - Stack Economizer | A | Incremental Energy Savings (MWh or mTherms) | Technical Potential | 0 | 0 | 0 | 0 | 0 | 0.034567 | 0.03425 | 0.033726 | 0.033408 | 0.033087 | 0.029085 | 0.022949 | 0.018116 | 0.014093 | 0.011173 | 0.0087416 | 0.0069065 | 0.0054329 | 0.0042581 | 0.0033737 | 0.0026598 | 1.7875e-05 | 6.2971e-06 | 2.1188e-06 | 6.8212e-07 | 5.7291e-07 | 5.6688e-07 | 5.6124e-07 | 6.1068e-07 | 6.0699e-07 | 6.0368e-07
F5_Industrial_Instruments_Existing_Space Heating_Natural Gas_Gas Boiler - Stack Economizer_A_Technical Potential | F5 | Industrial | Instruments | Existing | Space Heating | Natural Gas | Gas Boiler - Stack Economizer | A | Incremental Summer Peak Savings (MW) | Technical Potential | 0 | 0 | 0 | 0 | 0 | 0 | 0 | 0 | 0 | 0 | 0 | 0 | 0 | 0 | 0 | 0 | 0 | 0 | 0 | 0 | 0 | 0 | 0 | 0 | 0 | 0 | 0 | 0 | 0 | 0 | 0
F6_Industrial_Instruments_Existing_Space Heating_Natural Gas_Gas Boiler - Stack Economizer_A_Technical Potential | F6 | Industrial | Instruments | Existing | Space Heating | Natural Gas | Gas Boiler - Stack Economizer | A | Incremental Winter Peak Savings (MW) | Technical Potential | 0 | 0 | 0 | 0 | 0 | 0 | 0 | 0 | 0 | 0 | 0 | 0 | 0 | 0 | 0 | 0 | 0 | 0 | 0 | 0 | 0 | 0 | 0 | 0 | 0 | 0 | 0 | 0 | 0 | 0 | 0
F7_Industrial_Instruments_Existing_Space Heating_Natural Gas_Gas Boiler - Stack Economizer_A_Technical Potential | F7 | Industrial | Instruments | Existing | Space Heating | Natural Gas | Gas Boiler - Stack Economizer | A | Cumulative Energy Savings (MWh or mTherms) | Technical Potential | 0 | 0 | 0 | 0 | 0 | 0.034567 | 0.068519 | 0.1016 | 0.13399 | 0.16568 | 0.19299 | 0.21382 | 0.22953 | 0.24088 | 0.24898 | 0.2546 | 0.25831 | 0.26071 | 0.26197 | 0.26252 | 0.26244 | 0.25962 | 0.25702 | 0.25455 | 0.2521 | 0.24983 | 0.24787 | 0.246 | 0 | 0 | 0
F8_Industrial_Instruments_Existing_Space Heating_Natural Gas_Gas Boiler - Stack Economizer_A_Technical Potential | F8 | Industrial | Instruments | Existing | Space Heating | Natural Gas | Gas Boiler - Stack Economizer | A | Cumulative Summer Peak Savings (MW) | Technical Potential | 0 | 0 | 0 | 0 | 0 | 0 | 0 | 0 | 0 | 0 | 0 | 0 | 0 | 0 | 0 | 0 | 0 | 0 | 0 | 0 | 0 | 0 | 0 | 0 | 0 | 0 | 0 | 0 | 0 | 0 | 0
F9_Industrial_Instruments_Existing_Space Heating_Natural Gas_Gas Boiler - Stack Economizer_A_Technical Potential | F9 | Industrial | Instruments | Existing | Space Heating | Natural Gas | Gas Boiler - Stack Economizer | A | Cumulative Winter Peak Savings (MW) | Technical Potential | 0 | 0 | 0 | 0 | 0 | 0 | 0 | 0 | 0 | 0 | 0 | 0 | 0 | 0 | 0 | 0 | 0 | 0 | 0 | 0 | 0 | 0 | 0 | 0 | 0 | 0 | 0 | 0 | 0 | 0 | 0
F10_Industrial_Instruments_Existing_Space Heating_Natural Gas_Gas Boiler - Stack Economizer_A_Technical Potential | F10 | Industrial | Instruments | Existing | Space Heating | Natural Gas | Gas Boiler - Stack Economizer | A | Purchases (Incremental) | Technical Potential | 0 | 0 | 0 | 0 | 0 | 8.5221 | 8.5175 | 8.4672 | 8.4718 | 8.4788 | 7.534 | 6.0107 | 4.7988 | 3.7781 | 3.034 | 2.4041 | 1.9235 | 1.5311 | 1.2139 | 0.97229 | 0.77461 | 0.0052629 | 0.0018728 | 0.00063627 | 0.00020683 | 0.00017529 | 0.00017482 | 0.0001744 | 0.00017402 | 0.00017368 | 0.00017339
F11_Industrial_Instruments_Existing_Space Heating_Natural Gas_Gas Boiler - Stack Economizer_A_Technical Potential | F11 | Industrial | Instruments | Existing | Space Heating | Natural Gas | Gas Boiler - Stack Economizer | A | Purchases (Cumulative) | Technical Potential | 0 | 0 | 0 | 0 | 0 | 8.5221 | 17.0396 | 25.5068 | 33.9786 | 42.4574 | 49.9915 | 56.0022 | 60.8011 | 64.5792 | 67.6132 | 70.0173 | 71.9408 | 73.4718 | 74.6858 | 75.658 | 76.4327 | 76.4379 | 76.4398 | 76.4404 | 76.4406 | 76.4408 | 76.441 | 76.4412 | 76.4413 | 76.4415 | 76.4417
F1_Industrial_Instruments_Existing_Process_Natural Gas_Gas Boiler - Stack Economizer_A_Technical Potential | F1 | Industrial | Instruments | Existing | Process | Natural Gas | Gas Boiler - Stack Economizer | A | Integrated Unit Energy Savings (kWh or therms) | Technical Potential | 0 | 0 | 0 | 0 | 0 | 3.3763 | 3.3754 | 3.3748 | 3.3743 | 3.3739 | 3.3735 | 3.3732 | 3.373 | 3.3727 | 3.3725 | 3.3723 | 3.3722 | 3.3721 | 3.372 | 3.3719 | 3.3718 | 3.3718 | 3.3717 | 3.3717 | 3.3716 | 3.3716 | 3.3716 | 3.3716 | 3.3775 | 3.3775 | 3.3775
F2_Industrial_Instruments_Existing_Process_Natural Gas_Gas Boiler - Stack Economizer_A_Technical Potential | F2 | Industrial | Instruments | Existing | Process | Natural Gas | Gas Boiler - Stack Economizer | A | Integrated Unit Summer Peak Savings (kW) | Technical Potential | 0 | 0 | 0 | 0 | 0 | 0 | 0 | 0 | 0 | 0 | 0 | 0 | 0 | 0 | 0 | 0 | 0 | 0 | 0 | 0 | 0 | 0 | 0 | 0 | 0 | 0 | 0 | 0 | 0 | 0 | 0
F3_Industrial_Instruments_Existing_Process_Natural Gas_Gas Boiler - Stack Economizer_A_Technical Potential | F3 | Industrial | Instruments | Existing | Process | Natural Gas | Gas Boiler - Stack Economizer | A | Integrated Unit Winter Peak Savings (kW) | Technical Potential | 0 | 0 | 0 | 0 | 0 | 0 | 0 | 0 | 0 | 0 | 0 | 0 | 0 | 0 | 0 | 0 | 0 | 0 | 0 | 0 | 0 | 0 | 0 | 0 | 0 | 0 | 0 | 0 | 0 | 0 | 0
F4_Industrial_Instruments_Existing_Process_Natural Gas_Gas Boiler - Stack Economizer_A_Technical Potential | F4 | Industrial | Instruments | Existing | Process | Natural Gas | Gas Boiler - Stack Economizer | A | Incremental Energy Savings (MWh or mTherms) | Technical Potential | 0 | 0 | 0 | 0 | 0 | 0.87282 | 0.87212 | 0.86682 | 0.86717 | 0.86779 | 0.771 | 0.61506 | 0.49101 | 0.38654 | 0.31039 | 0.24593 | 0.19677 | 0.15661 | 0.12417 | 0.099452 | 0.079231 | 0.0005383 | 0.00019155 | 6.5078e-05 | 2.1154e-05 | 1.7928e-05 | 1.788e-05 | 1.7837e-05 | 1.7829e-05 | 1.7795e-05 | 1.7764e-05
F5_Industrial_Instruments_Existing_Process_Natural Gas_Gas Boiler - Stack Economizer_A_Technical Potential | F5 | Industrial | Instruments | Existing | Process | Natural Gas | Gas Boiler - Stack Economizer | A | Incremental Summer Peak Savings (MW) | Technical Potential | 0 | 0 | 0 | 0 | 0 | 0 | 0 | 0 | 0 | 0 | 0 | 0 | 0 | 0 | 0 | 0 | 0 | 0 | 0 | 0 | 0 | 0 | 0 | 0 | 0 | 0 | 0 | 0 | 0 | 0 | 0
F6_Industrial_Instruments_Existing_Process_Natural Gas_Gas Boiler - Stack Economizer_A_Technical Potential | F6 | Industrial | Instruments | Existing | Process | Natural Gas | Gas Boiler - Stack Economizer | A | Incremental Winter Peak Savings (MW) | Technical Potential | 0 | 0 | 0 | 0 | 0 | 0 | 0 | 0 | 0 | 0 | 0 | 0 | 0 | 0 | 0 | 0 | 0 | 0 | 0 | 0 | 0 | 0 | 0 | 0 | 0 | 0 | 0 | 0 | 0 | 0 | 0
F7_Industrial_Instruments_Existing_Process_Natural Gas_Gas Boiler - Stack Economizer_A_Technical Potential | F7 | Industrial | Instruments | Existing | Process | Natural Gas | Gas Boiler - Stack Economizer | A | Cumulative Energy Savings (MWh or mTherms) | Technical Potential | 0 | 0 | 0 | 0 | 0 | 0.87282 | 1.7447 | 2.6112 | 3.478 | 4.3454 | 5.1159 | 5.7305 | 6.2211 | 6.6071 | 6.9171 | 7.1627 | 7.3592 | 7.5155 | 7.6395 | 7.7388 | 7.8179 | 7.8183 | 7.8183 | 7.8183 | 7.8182 | 7.8182 | 7.8182 | 7.8181 | 0 | 0 | 0
F8_Industrial_Instruments_Existing_Process_Natural Gas_Gas Boiler - Stack Economizer_A_Technical Potential | F8 | Industrial | Instruments | Existing | Process | Natural Gas | Gas Boiler - Stack Economizer | A | Cumulative Summer Peak Savings (MW) | Technical Potential | 0 | 0 | 0 | 0 | 0 | 0 | 0 | 0 | 0 | 0 | 0 | 0 | 0 | 0 | 0 | 0 | 0 | 0 | 0 | 0 | 0 | 0 | 0 | 0 | 0 | 0 | 0 | 0 | 0 | 0 | 0
F9_Industrial_Instruments_Existing_Process_Natural Gas_Gas Boiler - Stack Economizer_A_Technical Potential | F9 | Industrial | Instruments | Existing | Process | Natural Gas | Gas Boiler - Stack Economizer | A | Cumulative Winter Peak Savings (MW) | Technical Potential | 0 | 0 | 0 | 0 | 0 | 0 | 0 | 0 | 0 | 0 | 0 | 0 | 0 | 0 | 0 | 0 | 0 | 0 | 0 | 0 | 0 | 0 | 0 | 0 | 0 | 0 | 0 | 0 | 0 | 0 | 0
F10_Industrial_Instruments_Existing_Process_Natural Gas_Gas Boiler - Stack Economizer_A_Technical Potential | F10 | Industrial | Instruments | Existing | Process | Natural Gas | Gas Boiler - Stack Economizer | A | Purchases (Incremental) | Technical Potential | 0 | 0 | 0 | 0 | 0 | 258.5172 | 258.3753 | 256.8516 | 256.9905 | 257.203 | 228.5431 | 182.3348 | 145.5717 | 114.6081 | 92.0365 | 72.9271 | 58.3492 | 46.4444 | 36.8241 | 29.4942 | 23.4978 | 0.15965 | 0.05681 | 0.019301 | 0.006274 | 0.0053174 | 0.0053032 | 0.0052904 | 0.0052788 | 0.0052686 | 0.0052596
F11_Industrial_Instruments_Existing_Process_Natural Gas_Gas Boiler - Stack Economizer_A_Technical Potential | F11 | Industrial | Instruments | Existing | Process | Natural Gas | Gas Boiler - Stack Economizer | A | Purchases (Cumulative) | Technical Potential | 0 | 0 | 0 | 0 | 0 | 258.5172 | 516.8926 | 773.7442 | 1030.7347 | 1287.9376 | 1516.4807 | 1698.8156 | 1844.3873 | 1958.9953 | 2051.0318 | 2123.9589 | 2182.3081 | 2228.7525 | 2265.5766 | 2295.0708 | 2318.5686 | 2318.7283 | 2318.7851 | 2318.8044 | 2318.8107 | 2318.816 | 2318.8213 | 2318.8266 | 2318.8318 | 2318.8371 | 2318.8424
F1_Industrial_Instruments_Existing_Space Heating_Natural Gas_Gas Furnace Tube Inserts_A_Technical Potential | F1 | Industrial | Instruments | Existing | Space Heating | Natural Gas | Gas Furnace Tube Inserts | A | Integrated Unit Energy Savings (kWh or therms) | Technical Potential | 0 | 0 | 0 | 0 | 0 | 0.086046 | 0.085101 | 0.08388 | 0.082616 | 0.08132 | 0.080015 | 0.078709 | 0.077446 | 0.076192 | 0.074913 | 0.073725 | 0.072591 | 0.071564 | 0.070596 | 0.069684 | 0.068809 | 0.067938 | 0.067097 | 0.0663 | 0.065535 | 0.064816 | 0.064174 | 0.063559 | 0.069231 | 0.068805 | 0.068405
F2_Industrial_Instruments_Existing_Space Heating_Natural Gas_Gas Furnace Tube Inserts_A_Technical Potential | F2 | Industrial | Instruments | Existing | Space Heating | Natural Gas | Gas Furnace Tube Inserts | A | Integrated Unit Summer Peak Savings (kW) | Technical Potential | 0 | 0 | 0 | 0 | 0 | 0 | 0 | 0 | 0 | 0 | 0 | 0 | 0 | 0 | 0 | 0 | 0 | 0 | 0 | 0 | 0 | 0 | 0 | 0 | 0 | 0 | 0 | 0 | 0 | 0 | 0
F3_Industrial_Instruments_Existing_Space Heating_Natural Gas_Gas Furnace Tube Inserts_A_Technical Potential | F3 | Industrial | Instruments | Existing | Space Heating | Natural Gas | Gas Furnace Tube Inserts | A | Integrated Unit Winter Peak Savings (kW) | Technical Potential | 0 | 0 | 0 | 0 | 0 | 0 | 0 | 0 | 0 | 0 | 0 | 0 | 0 | 0 | 0 | 0 | 0 | 0 | 0 | 0 | 0 | 0 | 0 | 0 | 0 | 0 | 0 | 0 | 0 | 0 | 0
F4_Industrial_Instruments_Existing_Space Heating_Natural Gas_Gas Furnace Tube Inserts_A_Technical Potential | F4 | Industrial | Instruments | Existing | Space Heating | Natural Gas | Gas Furnace Tube Inserts | A | Incremental Energy Savings (MWh or mTherms) | Technical Potential | 0 | 0 | 0 | 0 | 0 | 0 | 0 | 0 | 0 | 0 | 0 | 0 | 0 | 0 | 0 | 0 | 0 | 0 | 0 | 0 | 0 | 0 | 0 | 0 | 0 | 0 | 0 | 0 | 0 | 0 | 0
F5_Industrial_Instruments_Existing_Space Heating_Natural Gas_Gas Furnace Tube Inserts_A_Technical Potential | F5 | Industrial | Instruments | Existing | Space Heating | Natural Gas | Gas Furnace Tube Inserts | A | Incremental Summer Peak Savings (MW) | Technical Potential | 0 | 0 | 0 | 0 | 0 | 0 | 0 | 0 | 0 | 0 | 0 | 0 | 0 | 0 | 0 | 0 | 0 | 0 | 0 | 0 | 0 | 0 | 0 | 0 | 0 | 0 | 0 | 0 | 0 | 0 | 0
F6_Industrial_Instruments_Existing_Space Heating_Natural Gas_Gas Furnace Tube Inserts_A_Technical Potential | F6 | Industrial | Instruments | Existing | Space Heating | Natural Gas | Gas Furnace Tube Inserts | A | Incremental Winter Peak Savings (MW) | Technical Potential | 0 | 0 | 0 | 0 | 0 | 0 | 0 | 0 | 0 | 0 | 0 | 0 | 0 | 0 | 0 | 0 | 0 | 0 | 0 | 0 | 0 | 0 | 0 | 0 | 0 | 0 | 0 | 0 | 0 | 0 | 0
F7_Industrial_Instruments_Existing_Space Heating_Natural Gas_Gas Furnace Tube Inserts_A_Technical Potential | F7 | Industrial | Instruments | Existing | Space Heating | Natural Gas | Gas Furnace Tube Inserts | A | Cumulative Energy Savings (MWh or mTherms) | Technical Potential | 0 | 0 | 0 | 0 | 0 | 0 | 0 | 0 | 0 | 0 | 0 | 0 | 0 | 0 | 0 | 0 | 0 | 0 | 0 | 0 | 0 | 0 | 0 | 0 | 0 | 0 | 0 | 0 | 0 | 0 | 0
F8_Industrial_Instruments_Existing_Space Heating_Natural Gas_Gas Furnace Tube Inserts_A_Technical Potential | F8 | Industrial | Instruments | Existing | Space Heating | Natural Gas | Gas Furnace Tube Inserts | A | Cumulative Summer Peak Savings (MW) | Technical Potential | 0 | 0 | 0 | 0 | 0 | 0 | 0 | 0 | 0 | 0 | 0 | 0 | 0 | 0 | 0 | 0 | 0 | 0 | 0 | 0 | 0 | 0 | 0 | 0 | 0 | 0 | 0 | 0 | 0 | 0 | 0
F9_Industrial_Instruments_Existing_Space Heating_Natural Gas_Gas Furnace Tube Inserts_A_Technical Potential | F9 | Industrial | Instruments | Existing | Space Heating | Natural Gas | Gas Furnace Tube Inserts | A | Cumulative Winter Peak Savings (MW) | Technical Potential | 0 | 0 | 0 | 0 | 0 | 0 | 0 | 0 | 0 | 0 | 0 | 0 | 0 | 0 | 0 | 0 | 0 | 0 | 0 | 0 | 0 | 0 | 0 | 0 | 0 | 0 | 0 | 0 | 0 | 0 | 0
F10_Industrial_Instruments_Existing_Space Heating_Natural Gas_Gas Furnace Tube Inserts_A_Technical Potential | F10 | Industrial | Instruments | Existing | Space Heating | Natural Gas | Gas Furnace Tube Inserts | A | Purchases (Incremental) | Technical Potential | 0 | 0 | 0 | 0 | 0 | 0 | 0 | 0 | 0 | 0 | 0 | 0 | 0 | 0 | 0 | 0 | 0 | 0 | 0 | 0 | 0 | 0 | 0 | 0 | 0 | 0 | 0 | 0 | 0 | 0 | 0
F11_Industrial_Instruments_Existing_Space Heating_Natural Gas_Gas Furnace Tube Inserts_A_Technical Potential | F11 | Industrial | Instruments | Existing | Space Heating | Natural Gas | Gas Furnace Tube Inserts | A | Purchases (Cumulative) | Technical Potential | 0 | 0 | 0 | 0 | 0 | 0 | 0 | 0 | 0 | 0 | 0 | 0 | 0 | 0 | 0 | 0 | 0 | 0 | 0 | 0 | 0 | 0 | 0 | 0 | 0 | 0 | 0 | 0 | 0 | 0 | 0
F1_Industrial_Instruments_Existing_Space Heating_Natural Gas_Space Heating - Heat Recovery Ventilator_A_Technical Potential | F1 | Industrial | Instruments | Existing | Space Heating | Natural Gas | Space Heating - Heat Recovery Ventilator | A | Integrated Unit Energy Savings (kWh or therms) | Technical Potential | 0 | 0 | 0 | 0 | 0 | 0.013107 | 0.012869 | 0.012538 | 0.012128 | 0.011646 | 0.011097 | 0.010534 | 0.0099792 | 0.0094215 | 0.0089527 | 0.0085105 | 0.0081577 | 0.0078546 | 0.0075908 | 0.0074071 | 0.0072393 | 0.0070943 | 0.0069747 | 0.0068806 | 0.0067943 | 0.0067306 | 0.0066748 | 0.0066216 | 0 | 0 | 0
F2_Industrial_Instruments_Existing_Space Heating_Natural Gas_Space Heating - Heat Recovery Ventilator_A_Technical Potential | F2 | Industrial | Instruments | Existing | Space Heating | Natural Gas | Space Heating - Heat Recovery Ventilator | A | Integrated Unit Summer Peak Savings (kW) | Technical Potential | 0 | 0 | 0 | 0 | 0 | 0 | 0 | 0 | 0 | 0 | 0 | 0 | 0 | 0 | 0 | 0 | 0 | 0 | 0 | 0 | 0 | 0 | 0 | 0 | 0 | 0 | 0 | 0 | 0 | 0 | 0
F3_Industrial_Instruments_Existing_Space Heating_Natural Gas_Space Heating - Heat Recovery Ventilator_A_Technical Potential | F3 | Industrial | Instruments | Existing | Space Heating | Natural Gas | Space Heating - Heat Recovery Ventilator | A | Integrated Unit Winter Peak Savings (kW) | Technical Potential | 0 | 0 | 0 | 0 | 0 | 0 | 0 | 0 | 0 | 0 | 0 | 0 | 0 | 0 | 0 | 0 | 0 | 0 | 0 | 0 | 0 | 0 | 0 | 0 | 0 | 0 | 0 | 0 | 0 | 0 | 0
F4_Industrial_Instruments_Existing_Space Heating_Natural Gas_Space Heating - Heat Recovery Ventilator_A_Technical Potential | F4 | Industrial | Instruments | Existing | Space Heating | Natural Gas | Space Heating - Heat Recovery Ventilator | A | Incremental Energy Savings (MWh or mTherms) | Technical Potential | 0 | 0 | 0 | 0 | 0 | 0.075781 | 0.074363 | 0.072024 | 0.069709 | 0.066991 | 0.063024 | 0.059664 | 0.056406 | 0.052408 | 0.04999 | 0.047068 | 0.045122 | 0.043227 | 0.041403 | 0.040448 | 0.039369 | 0.03843 | 0.037645 | 0.037011 | 0.036431 | 0 | 0 | 0 | 0 | 0 | 0
F5_Industrial_Instruments_Existing_Space Heating_Natural Gas_Space Heating - Heat Recovery Ventilator_A_Technical Potential | F5 | Industrial | Instruments | Existing | Space Heating | Natural Gas | Space Heating - Heat Recovery Ventilator | A | Incremental Summer Peak Savings (MW) | Technical Potential | 0 | 0 | 0 | 0 | 0 | 0 | 0 | 0 | 0 | 0 | 0 | 0 | 0 | 0 | 0 | 0 | 0 | 0 | 0 | 0 | 0 | 0 | 0 | 0 | 0 | 0 | 0 | 0 | 0 | 0 | 0
F6_Industrial_Instruments_Existing_Space Heating_Natural Gas_Space Heating - Heat Recovery Ventilator_A_Technical Potential | F6 | Industrial | Instruments | Existing | Space Heating | Natural Gas | Space Heating - Heat Recovery Ventilator | A | Incremental Winter Peak Savings (MW) | Technical Potential | 0 | 0 | 0 | 0 | 0 | 0 | 0 | 0 | 0 | 0 | 0 | 0 | 0 | 0 | 0 | 0 | 0 | 0 | 0 | 0 | 0 | 0 | 0 | 0 | 0 | 0 | 0 | 0 | 0 | 0 | 0
F7_Industrial_Instruments_Existing_Space Heating_Natural Gas_Space Heating - Heat Recovery Ventilator_A_Technical Potential | F7 | Industrial | Instruments | Existing | Space Heating | Natural Gas | Space Heating - Heat Recovery Ventilator | A | Cumulative Energy Savings (MWh or mTherms) | Technical Potential | 0 | 0 | 0 | 0 | 0 | 0.075781 | 0.14877 | 0.21697 | 0.27959 | 0.33546 | 0.38267 | 0.42293 | 0.45705 | 0.48392 | 0.50983 | 0.53171 | 0.55479 | 0.57741 | 0.59942 | 0.62536 | 0.65056 | 0.67596 | 0.70221 | 0.72975 | 0.75702 | 0.74992 | 0.74371 | 0.73779 | 0 | 0 | 0
F8_Industrial_Instruments_Existing_Space Heating_Natural Gas_Space Heating - Heat Recovery Ventilator_A_Technical Potential | F8 | Industrial | Instruments | Existing | Space Heating | Natural Gas | Space Heating - Heat Recovery Ventilator | A | Cumulative Summer Peak Savings (MW) | Technical Potential | 0 | 0 | 0 | 0 | 0 | 0 | 0 | 0 | 0 | 0 | 0 | 0 | 0 | 0 | 0 | 0 | 0 | 0 | 0 | 0 | 0 | 0 | 0 | 0 | 0 | 0 | 0 | 0 | 0 | 0 | 0
F9_Industrial_Instruments_Existing_Space Heating_Natural Gas_Space Heating - Heat Recovery Ventilator_A_Technical Potential | F9 | Industrial | Instruments | Existing | Space Heating | Natural Gas | Space Heating - Heat Recovery Ventilator | A | Cumulative Winter Peak Savings (MW) | Technical Potential | 0 | 0 | 0 | 0 | 0 | 0 | 0 | 0 | 0 | 0 | 0 | 0 | 0 | 0 | 0 | 0 | 0 | 0 | 0 | 0 | 0 | 0 | 0 | 0 | 0 | 0 | 0 | 0 | 0 | 0 | 0
F10_Industrial_Instruments_Existing_Space Heating_Natural Gas_Space Heating - Heat Recovery Ventilator_A_Technical Potential | F10 | Industrial | Instruments | Existing | Space Heating | Natural Gas | Space Heating - Heat Recovery Ventilator | A | Purchases (Incremental) | Technical Potential | 0 | 0 | 0 | 0 | 0 | 5781.7718 | 5778.5985 | 5744.52 | 5747.6258 | 5752.3784 | 5679.3291 | 5663.8094 | 5652.3094 | 5562.5527 | 5583.7907 | 5530.5419 | 5531.2597 | 5503.4206 | 5454.3304 | 5460.7914 | 5438.2097 | 5417.0587 | 5397.3208 | 5378.979 | 5362.0167 | 0 | 0 | 0 | 0 | 0 | 0
F11_Industrial_Instruments_Existing_Space Heating_Natural Gas_Space Heating - Heat Recovery Ventilator_A_Technical Potential | F11 | Industrial | Instruments | Existing | Space Heating | Natural Gas | Space Heating - Heat Recovery Ventilator | A | Purchases (Cumulative) | Technical Potential | 0 | 0 | 0 | 0 | 0 | 5781.7718 | 11560.3703 | 17304.8903 | 23052.5161 | 28804.8945 | 34484.2236 | 40148.0329 | 45800.3423 | 51362.895 | 56946.6856 | 62477.2276 | 68008.4873 | 73511.9079 | 78966.2383 | 84427.0297 | 89865.2394 | 95282.2981 | 100679.6189 | 106058.5979 | 111420.6146 | 111420.6146 | 111420.6146 | 111420.6146 | 111420.6146 | 111420.6146 | 111420.6146
F1_Industrial_Instruments_Existing_Space Heating_Natural Gas_Thermostat - Programmable_A_Technical Potential | F1 | Industrial | Instruments | Existing | Space Heating | Natural Gas | Thermostat - Programmable | A | Integrated Unit Energy Savings (kWh or therms) | Technical Potential | 0 | 0 | 0 | 0 | 0 | 0.0065095 | 0.0063891 | 0.0062223 | 0.0060158 | 0.0057726 | 0.0054955 | 0.0052109 | 0.0049295 | 0.0046458 | 0.0044063 | 0.0041794 | 0.0039972 | 0.0038397 | 0.0037023 | 0.0036059 | 0.0035182 | 0.003443 | 0.0033815 | 0.0033333 | 0.0032895 | 0.0032584 | 0.0032311 | 0.0032052 | 0 | 0 | 0
F2_Industrial_Instruments_Existing_Space Heating_Natural Gas_Thermostat - Programmable_A_Technical Potential | F2 | Industrial | Instruments | Existing | Space Heating | Natural Gas | Thermostat - Programmable | A | Integrated Unit Summer Peak Savings (kW) | Technical Potential | 0 | 0 | 0 | 0 | 0 | 0 | 0 | 0 | 0 | 0 | 0 | 0 | 0 | 0 | 0 | 0 | 0 | 0 | 0 | 0 | 0 | 0 | 0 | 0 | 0 | 0 | 0 | 0 | 0 | 0 | 0
F3_Industrial_Instruments_Existing_Space Heating_Natural Gas_Thermostat - Programmable_A_Technical Potential | F3 | Industrial | Instruments | Existing | Space Heating | Natural Gas | Thermostat - Programmable | A | Integrated Unit Winter Peak Savings (kW) | Technical Potential | 0 | 0 | 0 | 0 | 0 | 0 | 0 | 0 | 0 | 0 | 0 | 0 | 0 | 0 | 0 | 0 | 0 | 0 | 0 | 0 | 0 | 0 | 0 | 0 | 0 | 0 | 0 | 0 | 0 | 0 | 0
F4_Industrial_Instruments_Existing_Space Heating_Natural Gas_Thermostat - Programmable_A_Technical Potential | F4 | Industrial | Instruments | Existing | Space Heating | Natural Gas | Thermostat - Programmable | A | Incremental Energy Savings (MWh or mTherms) | Technical Potential | 0 | 0 | 0 | 0 | 0 | 0.11291 | 0.11076 | 0.10723 | 0.10373 | 0.099618 | 0.093632 | 0.088541 | 0.083589 | 0.077528 | 0.073812 | 0.069343 | 0.066328 | 0.063395 | 0.060581 | 0.059073 | 0.057399 | 0.055953 | 0.054752 | 0.053789 | 0.052914 | 0 | 0 | 0 | 0 | 0 | 0
F5_Industrial_Instruments_Existing_Space Heating_Natural Gas_Thermostat - Programmable_A_Technical Potential | F5 | Industrial | Instruments | Existing | Space Heating | Natural Gas | Thermostat - Programmable | A | Incremental Summer Peak Savings (MW) | Technical Potential | 0 | 0 | 0 | 0 | 0 | 0 | 0 | 0 | 0 | 0 | 0 | 0 | 0 | 0 | 0 | 0 | 0 | 0 | 0 | 0 | 0 | 0 | 0 | 0 | 0 | 0 | 0 | 0 | 0 | 0 | 0
F6_Industrial_Instruments_Existing_Space Heating_Natural Gas_Thermostat - Programmable_A_Technical Potential | F6 | Industrial | Instruments | Existing | Space Heating | Natural Gas | Thermostat - Programmable | A | Incremental Winter Peak Savings (MW) | Technical Potential | 0 | 0 | 0 | 0 | 0 | 0 | 0 | 0 | 0 | 0 | 0 | 0 | 0 | 0 | 0 | 0 | 0 | 0 | 0 | 0 | 0 | 0 | 0 | 0 | 0 | 0 | 0 | 0 | 0 | 0 | 0
F7_Industrial_Instruments_Existing_Space Heating_Natural Gas_Thermostat - Programmable_A_Technical Potential | F7 | Industrial | Instruments | Existing | Space Heating | Natural Gas | Thermostat - Programmable | A | Cumulative Energy Savings (MWh or mTherms) | Technical Potential | 0 | 0 | 0 | 0 | 0 | 0.11291 | 0.22158 | 0.32303 | 0.41604 | 0.49883 | 0.56852 | 0.62763 | 0.67731 | 0.71587 | 0.75277 | 0.78335 | 0.81553 | 0.8468 | 0.87708 | 0.9133 | 0.9485 | 0.98418 | 1.0213 | 1.0606 | 1.0995 | 1.0891 | 1.08 | 1.0714 | 0 | 0 | 0
F8_Industrial_Instruments_Existing_Space Heating_Natural Gas_Thermostat - Programmable_A_Technical Potential | F8 | Industrial | Instruments | Existing | Space Heating | Natural Gas | Thermostat - Programmable | A | Cumulative Summer Peak Savings (MW) | Technical Potential | 0 | 0 | 0 | 0 | 0 | 0 | 0 | 0 | 0 | 0 | 0 | 0 | 0 | 0 | 0 | 0 | 0 | 0 | 0 | 0 | 0 | 0 | 0 | 0 | 0 | 0 | 0 | 0 | 0 | 0 | 0
F9_Industrial_Instruments_Existing_Space Heating_Natural Gas_Thermostat - Programmable_A_Technical Potential | F9 | Industrial | Instruments | Existing | Space Heating | Natural Gas | Thermostat - Programmable | A | Cumulative Winter Peak Savings (MW) | Technical Potential | 0 | 0 | 0 | 0 | 0 | 0 | 0 | 0 | 0 | 0 | 0 | 0 | 0 | 0 | 0 | 0 | 0 | 0 | 0 | 0 | 0 | 0 | 0 | 0 | 0 | 0 | 0 | 0 | 0 | 0 | 0
F10_Industrial_Instruments_Existing_Space Heating_Natural Gas_Thermostat - Programmable_A_Technical Potential | F10 | Industrial | Instruments | Existing | Space Heating | Natural Gas | Thermostat - Programmable | A | Purchases (Incremental) | Technical Potential | 0 | 0 | 0 | 0 | 0 | 17345.3153 | 17335.7956 | 17233.5601 | 17242.8773 | 17257.1351 | 17037.9873 | 16991.4281 | 16956.9281 | 16687.658 | 16751.372 | 16591.6258 | 16593.779 | 16510.2618 | 16362.9913 | 16382.3741 | 16314.6291 | 16251.1761 | 16191.9625 | 16136.9371 | 16086.05 | 0 | 0 | 0 | 0 | 0 | 0
F11_Industrial_Instruments_Existing_Space Heating_Natural Gas_Thermostat - Programmable_A_Technical Potential | F11 | Industrial | Instruments | Existing | Space Heating | Natural Gas | Thermostat - Programmable | A | Purchases (Cumulative) | Technical Potential | 0 | 0 | 0 | 0 | 0 | 17345.3153 | 34681.1109 | 51914.671 | 69157.5484 | 86414.6835 | 103452.6708 | 120444.0988 | 137401.027 | 154088.6849 | 170840.0569 | 187431.6828 | 204025.4618 | 220535.7236 | 236898.7149 | 253281.089 | 269595.7181 | 285846.8942 | 302038.8567 | 318175.7937 | 334261.8438 | 334261.8438 | 334261.8438 | 334261.8438 | 334261.8438 | 334261.8438 | 334261.8438
F1_Industrial_Instruments_Existing_Space Heating_Natural Gas_ENERGY STAR Connected Thermostat_A_Technical Potential | F1 | Industrial | Instruments | Existing | Space Heating | Natural Gas | ENERGY STAR Connected Thermostat | A | Integrated Unit Energy Savings (kWh or therms) | Technical Potential | 0 | 0 | 0 | 0 | 0 | 0.015319 | 0.01503 | 0.014633 | 0.014143 | 0.013567 | 0.012911 | 0.012239 | 0.011574 | 0.010904 | 0.010339 | 0.0098029 | 0.0093726 | 0.0090004 | 0.0086751 | 0.0084465 | 0.0082384 | 0.0080595 | 0.0079127 | 0.0077973 | 0.0076922 | 0.0076193 | 0.0075555 | 0.0074947 | 0 | 0 | 0
F2_Industrial_Instruments_Existing_Space Heating_Natural Gas_ENERGY STAR Connected Thermostat_A_Technical Potential | F2 | Industrial | Instruments | Existing | Space Heating | Natural Gas | ENERGY STAR Connected Thermostat | A | Integrated Unit Summer Peak Savings (kW) | Technical Potential | 0 | 0 | 0 | 0 | 0 | 0 | 0 | 0 | 0 | 0 | 0 | 0 | 0 | 0 | 0 | 0 | 0 | 0 | 0 | 0 | 0 | 0 | 0 | 0 | 0 | 0 | 0 | 0 | 0 | 0 | 0
F3_Industrial_Instruments_Existing_Space Heating_Natural Gas_ENERGY STAR Connected Thermostat_A_Technical Potential | F3 | Industrial | Instruments | Existing | Space Heating | Natural Gas | ENERGY STAR Connected Thermostat | A | Integrated Unit Winter Peak Savings (kW) | Technical Potential | 0 | 0 | 0 | 0 | 0 | 0 | 0 | 0 | 0 | 0 | 0 | 0 | 0 | 0 | 0 | 0 | 0 | 0 | 0 | 0 | 0 | 0 | 0 | 0 | 0 | 0 | 0 | 0 | 0 | 0 | 0
F4_Industrial_Instruments_Existing_Space Heating_Natural Gas_ENERGY STAR Connected Thermostat_A_Technical Potential | F4 | Industrial | Instruments | Existing | Space Heating | Natural Gas | ENERGY STAR Connected Thermostat | A | Incremental Energy Savings (MWh or mTherms) | Technical Potential | 0 | 0 | 0 | 0 | 0 | 0.26571 | 0.26057 | 0.25218 | 0.24387 | 0.23413 | 0.21999 | 0.20796 | 0.19626 | 0.18196 | 0.17319 | 0.16265 | 0.15553 | 0.1486 | 0.14195 | 0.13837 | 0.13441 | 0.13098 | 0.12812 | 0.12582 | 0.12374 | 0 | 0 | 0 | 0 | 0 | 0
F5_Industrial_Instruments_Existing_Space Heating_Natural Gas_ENERGY STAR Connected Thermostat_A_Technical Potential | F5 | Industrial | Instruments | Existing | Space Heating | Natural Gas | ENERGY STAR Connected Thermostat | A | Incremental Summer Peak Savings (MW) | Technical Potential | 0 | 0 | 0 | 0 | 0 | 0 | 0 | 0 | 0 | 0 | 0 | 0 | 0 | 0 | 0 | 0 | 0 | 0 | 0 | 0 | 0 | 0 | 0 | 0 | 0 | 0 | 0 | 0 | 0 | 0 | 0
F6_Industrial_Instruments_Existing_Space Heating_Natural Gas_ENERGY STAR Connected Thermostat_A_Technical Potential | F6 | Industrial | Instruments | Existing | Space Heating | Natural Gas | ENERGY STAR Connected Thermostat | A | Incremental Winter Peak Savings (MW) | Technical Potential | 0 | 0 | 0 | 0 | 0 | 0 | 0 | 0 | 0 | 0 | 0 | 0 | 0 | 0 | 0 | 0 | 0 | 0 | 0 | 0 | 0 | 0 | 0 | 0 | 0 | 0 | 0 | 0 | 0 | 0 | 0
F7_Industrial_Instruments_Existing_Space Heating_Natural Gas_ENERGY STAR Connected Thermostat_A_Technical Potential | F7 | Industrial | Instruments | Existing | Space Heating | Natural Gas | ENERGY STAR Connected Thermostat | A | Cumulative Energy Savings (MWh or mTherms) | Technical Potential | 0 | 0 | 0 | 0 | 0 | 0.26571 | 0.52127 | 0.75968 | 0.97812 | 1.1724 | 1.3357 | 1.4741 | 1.5903 | 1.6802 | 1.7663 | 1.8374 | 1.9122 | 1.9849 | 2.0551 | 2.1393 | 2.221 | 2.3038 | 2.3899 | 2.4809 | 2.5712 | 2.5468 | 2.5255 | 2.5052 | 0 | 0 | 0
F8_Industrial_Instruments_Existing_Space Heating_Natural Gas_ENERGY STAR Connected Thermostat_A_Technical Potential | F8 | Industrial | Instruments | Existing | Space Heating | Natural Gas | ENERGY STAR Connected Thermostat | A | Cumulative Summer Peak Savings (MW) | Technical Potential | 0 | 0 | 0 | 0 | 0 | 0 | 0 | 0 | 0 | 0 | 0 | 0 | 0 | 0 | 0 | 0 | 0 | 0 | 0 | 0 | 0 | 0 | 0 | 0 | 0 | 0 | 0 | 0 | 0 | 0 | 0
F9_Industrial_Instruments_Existing_Space Heating_Natural Gas_ENERGY STAR Connected Thermostat_A_Technical Potential | F9 | Industrial | Instruments | Existing | Space Heating | Natural Gas | ENERGY STAR Connected Thermostat | A | Cumulative Winter Peak Savings (MW) | Technical Potential | 0 | 0 | 0 | 0 | 0 | 0 | 0 | 0 | 0 | 0 | 0 | 0 | 0 | 0 | 0 | 0 | 0 | 0 | 0 | 0 | 0 | 0 | 0 | 0 | 0 | 0 | 0 | 0 | 0 | 0 | 0
F10_Industrial_Instruments_Existing_Space Heating_Natural Gas_ENERGY STAR Connected Thermostat_A_Technical Potential | F10 | Industrial | Instruments | Existing | Space Heating | Natural Gas | ENERGY STAR Connected Thermostat | A | Purchases (Incremental) | Technical Potential | 0 | 0 | 0 | 0 | 0 | 17345.3153 | 17335.7956 | 17233.5601 | 17242.8773 | 17257.1351 | 17037.9873 | 16991.4281 | 16956.9281 | 16687.658 | 16751.372 | 16591.6258 | 16593.779 | 16510.2618 | 16362.9913 | 16382.3741 | 16314.6291 | 16251.1761 | 16191.9625 | 16136.9371 | 16086.05 | 0 | 0 | 0 | 0 | 0 | 0
F11_Industrial_Instruments_Existing_Space Heating_Natural Gas_ENERGY STAR Connected Thermostat_A_Technical Potential | F11 | Industrial | Instruments | Existing | Space Heating | Natural Gas | ENERGY STAR Connected Thermostat | A | Purchases (Cumulative) | Technical Potential | 0 | 0 | 0 | 0 | 0 | 17345.3153 | 34681.1109 | 51914.671 | 69157.5484 | 86414.6835 | 103452.6708 | 120444.0988 | 137401.027 | 154088.6849 | 170840.0569 | 187431.6828 | 204025.4618 | 220535.7236 | 236898.7149 | 253281.089 | 269595.7181 | 285846.8942 | 302038.8567 | 318175.7937 | 334261.8438 | 334261.8438 | 334261.8438 | 334261.8438 | 334261.8438 | 334261.8438 | 334261.8438
F1_Industrial_Instruments_Existing_Space Heating_Natural Gas_Destratification Fans (HVLS)_A_Technical Potential | F1 | Industrial | Instruments | Existing | Space Heating | Natural Gas | Destratification Fans (HVLS) | A | Integrated Unit Energy Savings (kWh or therms) | Technical Potential | 0 | 0 | 0 | 0 | 0 | 0.015307 | 0.015008 | 0.0146 | 0.014101 | 0.013516 | 0.012853 | 0.012174 | 0.011504 | 0.010829 | 0.01026 | 0.0097199 | 0.0092861 | 0.0089102 | 0.0085809 | 0.0083486 | 0.0081363 | 0.0079532 | 0.007802 | 0.007682 | 0.0075723 | 0.0075002 | 0.0074371 | 0.007377 | 0 | 0 | 0
F2_Industrial_Instruments_Existing_Space Heating_Natural Gas_Destratification Fans (HVLS)_A_Technical Potential | F2 | Industrial | Instruments | Existing | Space Heating | Natural Gas | Destratification Fans (HVLS) | A | Integrated Unit Summer Peak Savings (kW) | Technical Potential | 0 | 0 | 0 | 0 | 0 | 0 | 0 | 0 | 0 | 0 | 0 | 0 | 0 | 0 | 0 | 0 | 0 | 0 | 0 | 0 | 0 | 0 | 0 | 0 | 0 | 0 | 0 | 0 | 0 | 0 | 0
F3_Industrial_Instruments_Existing_Space Heating_Natural Gas_Destratification Fans (HVLS)_A_Technical Potential | F3 | Industrial | Instruments | Existing | Space Heating | Natural Gas | Destratification Fans (HVLS) | A | Integrated Unit Winter Peak Savings (kW) | Technical Potential | 0 | 0 | 0 | 0 | 0 | 0 | 0 | 0 | 0 | 0 | 0 | 0 | 0 | 0 | 0 | 0 | 0 | 0 | 0 | 0 | 0 | 0 | 0 | 0 | 0 | 0 | 0 | 0 | 0 | 0 | 0
F4_Industrial_Instruments_Existing_Space Heating_Natural Gas_Destratification Fans (HVLS)_A_Technical Potential | F4 | Industrial | Instruments | Existing | Space Heating | Natural Gas | Destratification Fans (HVLS) | A | Incremental Energy Savings (MWh or mTherms) | Technical Potential | 0 | 0 | 0 | 0 | 0 | 0.26551 | 0.26017 | 0.25161 | 0.24314 | 0.23325 | 0.21898 | 0.20685 | 0.19507 | 0.1807 | 0.17186 | 0.16127 | 0.15409 | 0.14711 | 0.14041 | 0.13677 | 0.13274 | 0.12925 | 0.12633 | 0.12396 | 0.12181 | 0 | 0 | 0 | 0 | 0 | 0
F5_Industrial_Instruments_Existing_Space Heating_Natural Gas_Destratification Fans (HVLS)_A_Technical Potential | F5 | Industrial | Instruments | Existing | Space Heating | Natural Gas | Destratification Fans (HVLS) | A | Incremental Summer Peak Savings (MW) | Technical Potential | 0 | 0 | 0 | 0 | 0 | 0 | 0 | 0 | 0 | 0 | 0 | 0 | 0 | 0 | 0 | 0 | 0 | 0 | 0 | 0 | 0 | 0 | 0 | 0 | 0 | 0 | 0 | 0 | 0 | 0 | 0
F6_Industrial_Instruments_Existing_Space Heating_Natural Gas_Destratification Fans (HVLS)_A_Technical Potential | F6 | Industrial | Instruments | Existing | Space Heating | Natural Gas | Destratification Fans (HVLS) | A | Incremental Winter Peak Savings (MW) | Technical Potential | 0 | 0 | 0 | 0 | 0 | 0 | 0 | 0 | 0 | 0 | 0 | 0 | 0 | 0 | 0 | 0 | 0 | 0 | 0 | 0 | 0 | 0 | 0 | 0 | 0 | 0 | 0 | 0 | 0 | 0 | 0
F7_Industrial_Instruments_Existing_Space Heating_Natural Gas_Destratification Fans (HVLS)_A_Technical Potential | F7 | Industrial | Instruments | Existing | Space Heating | Natural Gas | Destratification Fans (HVLS) | A | Cumulative Energy Savings (MWh or mTherms) | Technical Potential | 0 | 0 | 0 | 0 | 0 | 0.26551 | 0.52049 | 0.75796 | 0.97517 | 1.168 | 1.3296 | 1.4663 | 1.5806 | 1.6686 | 1.7528 | 1.8218 | 1.8946 | 1.965 | 2.0328 | 2.1145 | 2.1935 | 2.2734 | 2.3565 | 2.4442 | 2.5311 | 2.507 | 2.4859 | 2.4659 | 0 | 0 | 0
F8_Industrial_Instruments_Existing_Space Heating_Natural Gas_Destratification Fans (HVLS)_A_Technical Potential | F8 | Industrial | Instruments | Existing | Space Heating | Natural Gas | Destratification Fans (HVLS) | A | Cumulative Summer Peak Savings (MW) | Technical Potential | 0 | 0 | 0 | 0 | 0 | 0 | 0 | 0 | 0 | 0 | 0 | 0 | 0 | 0 | 0 | 0 | 0 | 0 | 0 | 0 | 0 | 0 | 0 | 0 | 0 | 0 | 0 | 0 | 0 | 0 | 0
F9_Industrial_Instruments_Existing_Space Heating_Natural Gas_Destratification Fans (HVLS)_A_Technical Potential | F9 | Industrial | Instruments | Existing | Space Heating | Natural Gas | Destratification Fans (HVLS) | A | Cumulative Winter Peak Savings (MW) | Technical Potential | 0 | 0 | 0 | 0 | 0 | 0 | 0 | 0 | 0 | 0 | 0 | 0 | 0 | 0 | 0 | 0 | 0 | 0 | 0 | 0 | 0 | 0 | 0 | 0 | 0 | 0 | 0 | 0 | 0 | 0 | 0
F10_Industrial_Instruments_Existing_Space Heating_Natural Gas_Destratification Fans (HVLS)_A_Technical Potential | F10 | Industrial | Instruments | Existing | Space Heating | Natural Gas | Destratification Fans (HVLS) | A | Purchases (Incremental) | Technical Potential | 0 | 0 | 0 | 0 | 0 | 17345.3153 | 17335.7956 | 17233.5601 | 17242.8773 | 17257.1351 | 17037.9873 | 16991.4281 | 16956.9281 | 16687.658 | 16751.372 | 16591.6258 | 16593.779 | 16510.2618 | 16362.9913 | 16382.3741 | 16314.6291 | 16251.1761 | 16191.9625 | 16136.9371 | 16086.05 | 0 | 0 | 0 | 0 | 0 | 0
F11_Industrial_Instruments_Existing_Space Heating_Natural Gas_Destratification Fans (HVLS)_A_Technical Potential | F11 | Industrial | Instruments | Existing | Space Heating | Natural Gas | Destratification Fans (HVLS) | A | Purchases (Cumulative) | Technical Potential | 0 | 0 | 0 | 0 | 0 | 17345.3153 | 34681.1109 | 51914.671 | 69157.5484 | 86414.6835 | 103452.6708 | 120444.0988 | 137401.027 | 154088.6849 | 170840.0569 | 187431.6828 | 204025.4618 | 220535.7236 | 236898.7149 | 253281.089 | 269595.7181 | 285846.8942 | 302038.8567 | 318175.7937 | 334261.8438 | 334261.8438 | 334261.8438 | 334261.8438 | 334261.8438 | 334261.8438 | 334261.8438
F1_Industrial_Instruments_Existing_Space Heating_Natural Gas_Gas Boiler - Insulate Steam Lines/Condensate Tank_A_Technical Potential | F1 | Industrial | Instruments | Existing | Space Heating | Natural Gas | Gas Boiler - Insulate Steam Lines/Condensate Tank | A | Integrated Unit Energy Savings (kWh or therms) | Technical Potential | 0 | 0 | 0 | 0 | 0 | 44.0443 | 43.5732 | 43.0589 | 42.5156 | 41.9395 | 41.3256 | 40.6868 | 40.0151 | 39.2816 | 38.5211 | 37.7404 | 36.978 | 36.2501 | 35.5469 | 34.9294 | 34.3517 | 33.8038 | 33.3255 | 32.8944 | 32.4864 | 32.1851 | 31.9236 | 31.6755 | 38.1785 | 38.0217 | 37.8785
F2_Industrial_Instruments_Existing_Space Heating_Natural Gas_Gas Boiler - Insulate Steam Lines/Condensate Tank_A_Technical Potential | F2 | Industrial | Instruments | Existing | Space Heating | Natural Gas | Gas Boiler - Insulate Steam Lines/Condensate Tank | A | Integrated Unit Summer Peak Savings (kW) | Technical Potential | 0 | 0 | 0 | 0 | 0 | 0 | 0 | 0 | 0 | 0 | 0 | 0 | 0 | 0 | 0 | 0 | 0 | 0 | 0 | 0 | 0 | 0 | 0 | 0 | 0 | 0 | 0 | 0 | 0 | 0 | 0
F3_Industrial_Instruments_Existing_Space Heating_Natural Gas_Gas Boiler - Insulate Steam Lines/Condensate Tank_A_Technical Potential | F3 | Industrial | Instruments | Existing | Space Heating | Natural Gas | Gas Boiler - Insulate Steam Lines/Condensate Tank | A | Integrated Unit Winter Peak Savings (kW) | Technical Potential | 0 | 0 | 0 | 0 | 0 | 0 | 0 | 0 | 0 | 0 | 0 | 0 | 0 | 0 | 0 | 0 | 0 | 0 | 0 | 0 | 0 | 0 | 0 | 0 | 0 | 0 | 0 | 0 | 0 | 0 | 0
F4_Industrial_Instruments_Existing_Space Heating_Natural Gas_Gas Boiler - Insulate Steam Lines/Condensate Tank_A_Technical Potential | F4 | Industrial | Instruments | Existing | Space Heating | Natural Gas | Gas Boiler - Insulate Steam Lines/Condensate Tank | A | Incremental Energy Savings (MWh or mTherms) | Technical Potential | 0 | 0 | 0 | 0 | 0 | 0.021449 | 0.021208 | 0.020834 | 0.020582 | 0.02032 | 0.019768 | 0.019409 | 0.01905 | 0.018404 | 0.018117 | 0.01758 | 0.017227 | 0.016803 | 0.01633 | 0.016066 | 0.015735 | 0.015423 | 0.01515 | 0.014903 | 0.014672 | 0 | 0 | 0 | 0 | 0 | 0
F5_Industrial_Instruments_Existing_Space Heating_Natural Gas_Gas Boiler - Insulate Steam Lines/Condensate Tank_A_Technical Potential | F5 | Industrial | Instruments | Existing | Space Heating | Natural Gas | Gas Boiler - Insulate Steam Lines/Condensate Tank | A | Incremental Summer Peak Savings (MW) | Technical Potential | 0 | 0 | 0 | 0 | 0 | 0 | 0 | 0 | 0 | 0 | 0 | 0 | 0 | 0 | 0 | 0 | 0 | 0 | 0 | 0 | 0 | 0 | 0 | 0 | 0 | 0 | 0 | 0 | 0 | 0 | 0
F6_Industrial_Instruments_Existing_Space Heating_Natural Gas_Gas Boiler - Insulate Steam Lines/Condensate Tank_A_Technical Potential | F6 | Industrial | Instruments | Existing | Space Heating | Natural Gas | Gas Boiler - Insulate Steam Lines/Condensate Tank | A | Incremental Winter Peak Savings (MW) | Technical Potential | 0 | 0 | 0 | 0 | 0 | 0 | 0 | 0 | 0 | 0 | 0 | 0 | 0 | 0 | 0 | 0 | 0 | 0 | 0 | 0 | 0 | 0 | 0 | 0 | 0 | 0 | 0 | 0 | 0 | 0 | 0
F7_Industrial_Instruments_Existing_Space Heating_Natural Gas_Gas Boiler - Insulate Steam Lines/Condensate Tank_A_Technical Potential | F7 | Industrial | Instruments | Existing | Space Heating | Natural Gas | Gas Boiler - Insulate Steam Lines/Condensate Tank | A | Cumulative Energy Savings (MWh or mTherms) | Technical Potential | 0 | 0 | 0 | 0 | 0 | 0.021449 | 0.042427 | 0.06276 | 0.08255 | 0.10175 | 0.12003 | 0.13758 | 0.15436 | 0.16994 | 0.18476 | 0.1986 | 0.21182 | 0.22445 | 0.23643 | 0.24838 | 0.26001 | 0.27129 | 0.2826 | 0.29385 | 0.30487 | 0.30205 | 0.29959 | 0.29726 | 0 | 0 | 0
F8_Industrial_Instruments_Existing_Space Heating_Natural Gas_Gas Boiler - Insulate Steam Lines/Condensate Tank_A_Technical Potential | F8 | Industrial | Instruments | Existing | Space Heating | Natural Gas | Gas Boiler - Insulate Steam Lines/Condensate Tank | A | Cumulative Summer Peak Savings (MW) | Technical Potential | 0 | 0 | 0 | 0 | 0 | 0 | 0 | 0 | 0 | 0 | 0 | 0 | 0 | 0 | 0 | 0 | 0 | 0 | 0 | 0 | 0 | 0 | 0 | 0 | 0 | 0 | 0 | 0 | 0 | 0 | 0
F9_Industrial_Instruments_Existing_Space Heating_Natural Gas_Gas Boiler - Insulate Steam Lines/Condensate Tank_A_Technical Potential | F9 | Industrial | Instruments | Existing | Space Heating | Natural Gas | Gas Boiler - Insulate Steam Lines/Condensate Tank | A | Cumulative Winter Peak Savings (MW) | Technical Potential | 0 | 0 | 0 | 0 | 0 | 0 | 0 | 0 | 0 | 0 | 0 | 0 | 0 | 0 | 0 | 0 | 0 | 0 | 0 | 0 | 0 | 0 | 0 | 0 | 0 | 0 | 0 | 0 | 0 | 0 | 0
F10_Industrial_Instruments_Existing_Space Heating_Natural Gas_Gas Boiler - Insulate Steam Lines/Condensate Tank_A_Technical Potential | F10 | Industrial | Instruments | Existing | Space Heating | Natural Gas | Gas Boiler - Insulate Steam Lines/Condensate Tank | A | Purchases (Incremental) | Technical Potential | 0 | 0 | 0 | 0 | 0 | 0.48698 | 0.48671 | 0.48384 | 0.48411 | 0.48451 | 0.47835 | 0.47705 | 0.47608 | 0.46852 | 0.47031 | 0.46582 | 0.46588 | 0.46354 | 0.4594 | 0.45995 | 0.45804 | 0.45626 | 0.4546 | 0.45306 | 0.45163 | 0 | 0 | 0 | 0 | 0 | 0
F11_Industrial_Instruments_Existing_Space Heating_Natural Gas_Gas Boiler - Insulate Steam Lines/Condensate Tank_A_Technical Potential | F11 | Industrial | Instruments | Existing | Space Heating | Natural Gas | Gas Boiler - Insulate Steam Lines/Condensate Tank | A | Purchases (Cumulative) | Technical Potential | 0 | 0 | 0 | 0 | 0 | 0.48698 | 0.97369 | 1.4575 | 1.9416 | 2.4261 | 2.9045 | 3.3815 | 3.8576 | 4.3261 | 4.7964 | 5.2623 | 5.7281 | 6.1917 | 6.6511 | 7.111 | 7.5691 | 8.0253 | 8.4799 | 8.933 | 9.3846 | 9.3846 | 9.3846 | 9.3846 | 9.3846 | 9.3846 | 9.3846
F1_Industrial_Instruments_Existing_Process_Natural Gas_Gas Boiler - Insulate Steam Lines/Condensate Tank_A_Technical Potential | F1 | Industrial | Instruments | Existing | Process | Natural Gas | Gas Boiler - Insulate Steam Lines/Condensate Tank | A | Integrated Unit Energy Savings (kWh or therms) | Technical Potential | 0 | 0 | 0 | 0 | 0 | 27.8378 | 27.7356 | 27.6322 | 27.5295 | 27.4255 | 27.3151 | 27.2128 | 27.1147 | 27.0096 | 26.9271 | 26.8379 | 26.7652 | 26.6919 | 26.6174 | 26.5579 | 26.4928 | 26.4305 | 26.3686 | 26.307 | 26.2458 | 26.2409 | 26.2365 | 26.2325 | 27.9412 | 27.9412 | 27.9412
F2_Industrial_Instruments_Existing_Process_Natural Gas_Gas Boiler - Insulate Steam Lines/Condensate Tank_A_Technical Potential | F2 | Industrial | Instruments | Existing | Process | Natural Gas | Gas Boiler - Insulate Steam Lines/Condensate Tank | A | Integrated Unit Summer Peak Savings (kW) | Technical Potential | 0 | 0 | 0 | 0 | 0 | 0 | 0 | 0 | 0 | 0 | 0 | 0 | 0 | 0 | 0 | 0 | 0 | 0 | 0 | 0 | 0 | 0 | 0 | 0 | 0 | 0 | 0 | 0 | 0 | 0 | 0
F3_Industrial_Instruments_Existing_Process_Natural Gas_Gas Boiler - Insulate Steam Lines/Condensate Tank_A_Technical Potential | F3 | Industrial | Instruments | Existing | Process | Natural Gas | Gas Boiler - Insulate Steam Lines/Condensate Tank | A | Integrated Unit Winter Peak Savings (kW) | Technical Potential | 0 | 0 | 0 | 0 | 0 | 0 | 0 | 0 | 0 | 0 | 0 | 0 | 0 | 0 | 0 | 0 | 0 | 0 | 0 | 0 | 0 | 0 | 0 | 0 | 0 | 0 | 0 | 0 | 0 | 0 | 0
F4_Industrial_Instruments_Existing_Process_Natural Gas_Gas Boiler - Insulate Steam Lines/Condensate Tank_A_Technical Potential | F4 | Industrial | Instruments | Existing | Process | Natural Gas | Gas Boiler - Insulate Steam Lines/Condensate Tank | A | Incremental Energy Savings (MWh or mTherms) | Technical Potential | 0 | 0 | 0 | 0 | 0 | 0.41123 | 0.4095 | 0.40557 | 0.40428 | 0.40308 | 0.39636 | 0.3938 | 0.39158 | 0.38387 | 0.38416 | 0.37924 | 0.37826 | 0.37532 | 0.37094 | 0.37055 | 0.36811 | 0.36581 | 0.36363 | 0.36155 | 0.35957 | 0 | 0 | 0 | 0 | 0 | 0
F5_Industrial_Instruments_Existing_Process_Natural Gas_Gas Boiler - Insulate Steam Lines/Condensate Tank_A_Technical Potential | F5 | Industrial | Instruments | Existing | Process | Natural Gas | Gas Boiler - Insulate Steam Lines/Condensate Tank | A | Incremental Summer Peak Savings (MW) | Technical Potential | 0 | 0 | 0 | 0 | 0 | 0 | 0 | 0 | 0 | 0 | 0 | 0 | 0 | 0 | 0 | 0 | 0 | 0 | 0 | 0 | 0 | 0 | 0 | 0 | 0 | 0 | 0 | 0 | 0 | 0 | 0
F6_Industrial_Instruments_Existing_Process_Natural Gas_Gas Boiler - Insulate Steam Lines/Condensate Tank_A_Technical Potential | F6 | Industrial | Instruments | Existing | Process | Natural Gas | Gas Boiler - Insulate Steam Lines/Condensate Tank | A | Incremental Winter Peak Savings (MW) | Technical Potential | 0 | 0 | 0 | 0 | 0 | 0 | 0 | 0 | 0 | 0 | 0 | 0 | 0 | 0 | 0 | 0 | 0 | 0 | 0 | 0 | 0 | 0 | 0 | 0 | 0 | 0 | 0 | 0 | 0 | 0 | 0
F7_Industrial_Instruments_Existing_Process_Natural Gas_Gas Boiler - Insulate Steam Lines/Condensate Tank_A_Technical Potential | F7 | Industrial | Instruments | Existing | Process | Natural Gas | Gas Boiler - Insulate Steam Lines/Condensate Tank | A | Cumulative Energy Savings (MWh or mTherms) | Technical Potential | 0 | 0 | 0 | 0 | 0 | 0.41123 | 0.81922 | 1.2217 | 1.6215 | 2.0184 | 2.4067 | 2.7915 | 3.173 | 3.5445 | 3.9179 | 4.2841 | 4.6508 | 5.0134 | 5.3703 | 5.7289 | 6.0829 | 6.4344 | 6.783 | 7.1287 | 7.4717 | 7.4703 | 7.469 | 7.4679 | 0 | 0 | 0
F8_Industrial_Instruments_Existing_Process_Natural Gas_Gas Boiler - Insulate Steam Lines/Condensate Tank_A_Technical Potential | F8 | Industrial | Instruments | Existing | Process | Natural Gas | Gas Boiler - Insulate Steam Lines/Condensate Tank | A | Cumulative Summer Peak Savings (MW) | Technical Potential | 0 | 0 | 0 | 0 | 0 | 0 | 0 | 0 | 0 | 0 | 0 | 0 | 0 | 0 | 0 | 0 | 0 | 0 | 0 | 0 | 0 | 0 | 0 | 0 | 0 | 0 | 0 | 0 | 0 | 0 | 0
F9_Industrial_Instruments_Existing_Process_Natural Gas_Gas Boiler - Insulate Steam Lines/Condensate Tank_A_Technical Potential | F9 | Industrial | Instruments | Existing | Process | Natural Gas | Gas Boiler - Insulate Steam Lines/Condensate Tank | A | Cumulative Winter Peak Savings (MW) | Technical Potential | 0 | 0 | 0 | 0 | 0 | 0 | 0 | 0 | 0 | 0 | 0 | 0 | 0 | 0 | 0 | 0 | 0 | 0 | 0 | 0 | 0 | 0 | 0 | 0 | 0 | 0 | 0 | 0 | 0 | 0 | 0
F10_Industrial_Instruments_Existing_Process_Natural Gas_Gas Boiler - Insulate Steam Lines/Condensate Tank_A_Technical Potential | F10 | Industrial | Instruments | Existing | Process | Natural Gas | Gas Boiler - Insulate Steam Lines/Condensate Tank | A | Purchases (Incremental) | Technical Potential | 0 | 0 | 0 | 0 | 0 | 14.7725 | 14.7644 | 14.6773 | 14.6852 | 14.6974 | 14.5107 | 14.4711 | 14.4417 | 14.2124 | 14.2666 | 14.1306 | 14.1324 | 14.0613 | 13.9359 | 13.9524 | 13.8947 | 13.8406 | 13.7902 | 13.7433 | 13.7 | 0 | 0 | 0 | 0 | 0 | 0
F11_Industrial_Instruments_Existing_Process_Natural Gas_Gas Boiler - Insulate Steam Lines/Condensate Tank_A_Technical Potential | F11 | Industrial | Instruments | Existing | Process | Natural Gas | Gas Boiler - Insulate Steam Lines/Condensate Tank | A | Purchases (Cumulative) | Technical Potential | 0 | 0 | 0 | 0 | 0 | 14.7725 | 29.5368 | 44.2141 | 58.8993 | 73.5967 | 88.1074 | 102.5785 | 117.0202 | 131.2326 | 145.4992 | 159.6298 | 173.7622 | 187.8234 | 201.7593 | 215.7117 | 229.6063 | 243.4469 | 257.2371 | 270.9805 | 284.6805 | 284.6805 | 284.6805 | 284.6805 | 284.6805 | 284.6805 | 284.6805
F1_Industrial_Instruments_Existing_Space Heating_Natural Gas_Gas Boiler - Insulate Hot Water Lines_A_Technical Potential | F1 | Industrial | Instruments | Existing | Space Heating | Natural Gas | Gas Boiler - Insulate Hot Water Lines | A | Integrated Unit Energy Savings (kWh or therms) | Technical Potential | 0 | 0 | 0 | 0 | 0 | 49.8617 | 49.4128 | 48.9258 | 48.419 | 47.894 | 47.357 | 46.8153 | 46.2672 | 45.6939 | 45.0944 | 44.5106 | 43.9397 | 43.4132 | 42.9036 | 42.4329 | 41.9822 | 41.5201 | 41.0964 | 40.6932 | 40.2945 | 39.9311 | 39.6159 | 39.3164 | 43.1537 | 42.9764 | 42.8146
F2_Industrial_Instruments_Existing_Space Heating_Natural Gas_Gas Boiler - Insulate Hot Water Lines_A_Technical Potential | F2 | Industrial | Instruments | Existing | Space Heating | Natural Gas | Gas Boiler - Insulate Hot Water Lines | A | Integrated Unit Summer Peak Savings (kW) | Technical Potential | 0 | 0 | 0 | 0 | 0 | 0 | 0 | 0 | 0 | 0 | 0 | 0 | 0 | 0 | 0 | 0 | 0 | 0 | 0 | 0 | 0 | 0 | 0 | 0 | 0 | 0 | 0 | 0 | 0 | 0 | 0
F3_Industrial_Instruments_Existing_Space Heating_Natural Gas_Gas Boiler - Insulate Hot Water Lines_A_Technical Potential | F3 | Industrial | Instruments | Existing | Space Heating | Natural Gas | Gas Boiler - Insulate Hot Water Lines | A | Integrated Unit Winter Peak Savings (kW) | Technical Potential | 0 | 0 | 0 | 0 | 0 | 0 | 0 | 0 | 0 | 0 | 0 | 0 | 0 | 0 | 0 | 0 | 0 | 0 | 0 | 0 | 0 | 0 | 0 | 0 | 0 | 0 | 0 | 0 | 0 | 0 | 0
F4_Industrial_Instruments_Existing_Space Heating_Natural Gas_Gas Boiler - Insulate Hot Water Lines_A_Technical Potential | F4 | Industrial | Instruments | Existing | Space Heating | Natural Gas | Gas Boiler - Insulate Hot Water Lines | A | Incremental Energy Savings (MWh or mTherms) | Technical Potential | 0 | 0 | 0 | 0 | 0 | 0.048563 | 0.0481 | 0.047345 | 0.04688 | 0.04641 | 0.045307 | 0.044666 | 0.044054 | 0.042817 | 0.042416 | 0.041468 | 0.040941 | 0.040247 | 0.03942 | 0.039034 | 0.038459 | 0.037888 | 0.037365 | 0.036872 | 0.036396 | 0 | 0 | 0 | 0 | 0 | 0
F5_Industrial_Instruments_Existing_Space Heating_Natural Gas_Gas Boiler - Insulate Hot Water Lines_A_Technical Potential | F5 | Industrial | Instruments | Existing | Space Heating | Natural Gas | Gas Boiler - Insulate Hot Water Lines | A | Incremental Summer Peak Savings (MW) | Technical Potential | 0 | 0 | 0 | 0 | 0 | 0 | 0 | 0 | 0 | 0 | 0 | 0 | 0 | 0 | 0 | 0 | 0 | 0 | 0 | 0 | 0 | 0 | 0 | 0 | 0 | 0 | 0 | 0 | 0 | 0 | 0
F6_Industrial_Instruments_Existing_Space Heating_Natural Gas_Gas Boiler - Insulate Hot Water Lines_A_Technical Potential | F6 | Industrial | Instruments | Existing | Space Heating | Natural Gas | Gas Boiler - Insulate Hot Water Lines | A | Incremental Winter Peak Savings (MW) | Technical Potential | 0 | 0 | 0 | 0 | 0 | 0 | 0 | 0 | 0 | 0 | 0 | 0 | 0 | 0 | 0 | 0 | 0 | 0 | 0 | 0 | 0 | 0 | 0 | 0 | 0 | 0 | 0 | 0 | 0 | 0 | 0
F7_Industrial_Instruments_Existing_Space Heating_Natural Gas_Gas Boiler - Insulate Hot Water Lines_A_Technical Potential | F7 | Industrial | Instruments | Existing | Space Heating | Natural Gas | Gas Boiler - Insulate Hot Water Lines | A | Cumulative Energy Savings (MWh or mTherms) | Technical Potential | 0 | 0 | 0 | 0 | 0 | 0.048563 | 0.096226 | 0.14262 | 0.18802 | 0.2324 | 0.2751 | 0.31662 | 0.35696 | 0.39536 | 0.43259 | 0.46845 | 0.50339 | 0.5376 | 0.57071 | 0.60348 | 0.63553 | 0.66643 | 0.69699 | 0.72702 | 0.7563 | 0.74948 | 0.74356 | 0.73794 | 0 | 0 | 0
F8_Industrial_Instruments_Existing_Space Heating_Natural Gas_Gas Boiler - Insulate Hot Water Lines_A_Technical Potential | F8 | Industrial | Instruments | Existing | Space Heating | Natural Gas | Gas Boiler - Insulate Hot Water Lines | A | Cumulative Summer Peak Savings (MW) | Technical Potential | 0 | 0 | 0 | 0 | 0 | 0 | 0 | 0 | 0 | 0 | 0 | 0 | 0 | 0 | 0 | 0 | 0 | 0 | 0 | 0 | 0 | 0 | 0 | 0 | 0 | 0 | 0 | 0 | 0 | 0 | 0
F9_Industrial_Instruments_Existing_Space Heating_Natural Gas_Gas Boiler - Insulate Hot Water Lines_A_Technical Potential | F9 | Industrial | Instruments | Existing | Space Heating | Natural Gas | Gas Boiler - Insulate Hot Water Lines | A | Cumulative Winter Peak Savings (MW) | Technical Potential | 0 | 0 | 0 | 0 | 0 | 0 | 0 | 0 | 0 | 0 | 0 | 0 | 0 | 0 | 0 | 0 | 0 | 0 | 0 | 0 | 0 | 0 | 0 | 0 | 0 | 0 | 0 | 0 | 0 | 0 | 0
F10_Industrial_Instruments_Existing_Space Heating_Natural Gas_Gas Boiler - Insulate Hot Water Lines_A_Technical Potential | F10 | Industrial | Instruments | Existing | Space Heating | Natural Gas | Gas Boiler - Insulate Hot Water Lines | A | Purchases (Incremental) | Technical Potential | 0 | 0 | 0 | 0 | 0 | 0.97396 | 0.97343 | 0.96769 | 0.96821 | 0.96901 | 0.95671 | 0.95409 | 0.95215 | 0.93703 | 0.94061 | 0.93164 | 0.93176 | 0.92707 | 0.9188 | 0.91989 | 0.91609 | 0.91252 | 0.9092 | 0.90611 | 0.90325 | 0 | 0 | 0 | 0 | 0 | 0
F11_Industrial_Instruments_Existing_Space Heating_Natural Gas_Gas Boiler - Insulate Hot Water Lines_A_Technical Potential | F11 | Industrial | Instruments | Existing | Space Heating | Natural Gas | Gas Boiler - Insulate Hot Water Lines | A | Purchases (Cumulative) | Technical Potential | 0 | 0 | 0 | 0 | 0 | 0.97396 | 1.9474 | 2.9151 | 3.8833 | 4.8523 | 5.809 | 6.7631 | 7.7152 | 8.6523 | 9.5929 | 10.5245 | 11.4563 | 12.3834 | 13.3022 | 14.2221 | 15.1382 | 16.0507 | 16.9599 | 17.866 | 18.7692 | 18.7692 | 18.7692 | 18.7692 | 18.7692 | 18.7692 | 18.7692
F1_Industrial_Instruments_Existing_Process_Natural Gas_Gas Boiler - Insulate Hot Water Lines_A_Technical Potential | F1 | Industrial | Instruments | Existing | Process | Natural Gas | Gas Boiler - Insulate Hot Water Lines | A | Integrated Unit Energy Savings (kWh or therms) | Technical Potential | 0 | 0 | 0 | 0 | 0 | 31.5274 | 31.4736 | 31.4189 | 31.3639 | 31.307 | 31.2466 | 31.1923 | 31.1423 | 31.0914 | 31.0558 | 31.0206 | 30.998 | 30.9785 | 30.9612 | 30.9527 | 30.9425 | 30.9355 | 30.9289 | 30.9226 | 30.9164 | 30.9144 | 30.9127 | 30.9111 | 31.5823 | 31.5823 | 31.5823
F2_Industrial_Instruments_Existing_Process_Natural Gas_Gas Boiler - Insulate Hot Water Lines_A_Technical Potential | F2 | Industrial | Instruments | Existing | Process | Natural Gas | Gas Boiler - Insulate Hot Water Lines | A | Integrated Unit Summer Peak Savings (kW) | Technical Potential | 0 | 0 | 0 | 0 | 0 | 0 | 0 | 0 | 0 | 0 | 0 | 0 | 0 | 0 | 0 | 0 | 0 | 0 | 0 | 0 | 0 | 0 | 0 | 0 | 0 | 0 | 0 | 0 | 0 | 0 | 0
F3_Industrial_Instruments_Existing_Process_Natural Gas_Gas Boiler - Insulate Hot Water Lines_A_Technical Potential | F3 | Industrial | Instruments | Existing | Process | Natural Gas | Gas Boiler - Insulate Hot Water Lines | A | Integrated Unit Winter Peak Savings (kW) | Technical Potential | 0 | 0 | 0 | 0 | 0 | 0 | 0 | 0 | 0 | 0 | 0 | 0 | 0 | 0 | 0 | 0 | 0 | 0 | 0 | 0 | 0 | 0 | 0 | 0 | 0 | 0 | 0 | 0 | 0 | 0 | 0
F4_Industrial_Instruments_Existing_Process_Natural Gas_Gas Boiler - Insulate Hot Water Lines_A_Technical Potential | F4 | Industrial | Instruments | Existing | Process | Natural Gas | Gas Boiler - Insulate Hot Water Lines | A | Incremental Energy Savings (MWh or mTherms) | Technical Potential | 0 | 0 | 0 | 0 | 0 | 0.93148 | 0.92938 | 0.92229 | 0.92117 | 0.92026 | 0.90682 | 0.90277 | 0.8995 | 0.88376 | 0.88612 | 0.87668 | 0.87615 | 0.8712 | 0.86294 | 0.86373 | 0.85987 | 0.85633 | 0.85303 | 0.84996 | 0.84711 | 0 | 0 | 0 | 0 | 0 | 0
F5_Industrial_Instruments_Existing_Process_Natural Gas_Gas Boiler - Insulate Hot Water Lines_A_Technical Potential | F5 | Industrial | Instruments | Existing | Process | Natural Gas | Gas Boiler - Insulate Hot Water Lines | A | Incremental Summer Peak Savings (MW) | Technical Potential | 0 | 0 | 0 | 0 | 0 | 0 | 0 | 0 | 0 | 0 | 0 | 0 | 0 | 0 | 0 | 0 | 0 | 0 | 0 | 0 | 0 | 0 | 0 | 0 | 0 | 0 | 0 | 0 | 0 | 0 | 0
F6_Industrial_Instruments_Existing_Process_Natural Gas_Gas Boiler - Insulate Hot Water Lines_A_Technical Potential | F6 | Industrial | Instruments | Existing | Process | Natural Gas | Gas Boiler - Insulate Hot Water Lines | A | Incremental Winter Peak Savings (MW) | Technical Potential | 0 | 0 | 0 | 0 | 0 | 0 | 0 | 0 | 0 | 0 | 0 | 0 | 0 | 0 | 0 | 0 | 0 | 0 | 0 | 0 | 0 | 0 | 0 | 0 | 0 | 0 | 0 | 0 | 0 | 0 | 0
F7_Industrial_Instruments_Existing_Process_Natural Gas_Gas Boiler - Insulate Hot Water Lines_A_Technical Potential | F7 | Industrial | Instruments | Existing | Process | Natural Gas | Gas Boiler - Insulate Hot Water Lines | A | Cumulative Energy Savings (MWh or mTherms) | Technical Potential | 0 | 0 | 0 | 0 | 0 | 0.93148 | 1.8593 | 2.7783 | 3.6946 | 4.6082 | 5.5061 | 6.3993 | 7.2886 | 8.1604 | 9.0372 | 9.9036 | 10.7726 | 11.637 | 12.4934 | 13.3537 | 14.2092 | 15.0623 | 15.9121 | 16.7588 | 17.6026 | 17.6015 | 17.6005 | 17.5995 | 0 | 0 | 0
F8_Industrial_Instruments_Existing_Process_Natural Gas_Gas Boiler - Insulate Hot Water Lines_A_Technical Potential | F8 | Industrial | Instruments | Existing | Process | Natural Gas | Gas Boiler - Insulate Hot Water Lines | A | Cumulative Summer Peak Savings (MW) | Technical Potential | 0 | 0 | 0 | 0 | 0 | 0 | 0 | 0 | 0 | 0 | 0 | 0 | 0 | 0 | 0 | 0 | 0 | 0 | 0 | 0 | 0 | 0 | 0 | 0 | 0 | 0 | 0 | 0 | 0 | 0 | 0
F9_Industrial_Instruments_Existing_Process_Natural Gas_Gas Boiler - Insulate Hot Water Lines_A_Technical Potential | F9 | Industrial | Instruments | Existing | Process | Natural Gas | Gas Boiler - Insulate Hot Water Lines | A | Cumulative Winter Peak Savings (MW) | Technical Potential | 0 | 0 | 0 | 0 | 0 | 0 | 0 | 0 | 0 | 0 | 0 | 0 | 0 | 0 | 0 | 0 | 0 | 0 | 0 | 0 | 0 | 0 | 0 | 0 | 0 | 0 | 0 | 0 | 0 | 0 | 0
F10_Industrial_Instruments_Existing_Process_Natural Gas_Gas Boiler - Insulate Hot Water Lines_A_Technical Potential | F10 | Industrial | Instruments | Existing | Process | Natural Gas | Gas Boiler - Insulate Hot Water Lines | A | Purchases (Incremental) | Technical Potential | 0 | 0 | 0 | 0 | 0 | 29.5449 | 29.5287 | 29.3546 | 29.3704 | 29.3947 | 29.0215 | 28.9421 | 28.8834 | 28.4247 | 28.5332 | 28.2611 | 28.2648 | 28.1226 | 27.8717 | 27.9047 | 27.7893 | 27.6812 | 27.5804 | 27.4867 | 27.4 | 0 | 0 | 0 | 0 | 0 | 0
F11_Industrial_Instruments_Existing_Process_Natural Gas_Gas Boiler - Insulate Hot Water Lines_A_Technical Potential | F11 | Industrial | Instruments | Existing | Process | Natural Gas | Gas Boiler - Insulate Hot Water Lines | A | Purchases (Cumulative) | Technical Potential | 0 | 0 | 0 | 0 | 0 | 29.5449 | 59.0737 | 88.4282 | 117.7987 | 147.1934 | 176.2149 | 205.157 | 234.0404 | 262.4651 | 290.9984 | 319.2595 | 347.5243 | 375.6469 | 403.5186 | 431.4233 | 459.2126 | 486.8939 | 514.4743 | 541.9609 | 569.3609 | 569.3609 | 569.3609 | 569.3609 | 569.3609 | 569.3609 | 569.3609
F1_Industrial_Instruments_Existing_Process_Natural Gas_Process - Insulate Heated Process Fluids_A_Technical Potential | F1 | Industrial | Instruments | Existing | Process | Natural Gas | Process - Insulate Heated Process Fluids | A | Integrated Unit Energy Savings (kWh or therms) | Technical Potential | 0 | 0 | 0 | 0 | 0 | 9.1897 | 9.1481 | 9.1057 | 9.0632 | 9.0195 | 8.9726 | 8.9286 | 8.886 | 8.8401 | 8.8035 | 8.7641 | 8.7318 | 8.6997 | 8.6675 | 8.6422 | 8.615 | 8.5896 | 8.5646 | 8.54 | 8.5156 | 8.5136 | 8.5117 | 8.51 | 9.2315 | 9.2315 | 9.2315
F2_Industrial_Instruments_Existing_Process_Natural Gas_Process - Insulate Heated Process Fluids_A_Technical Potential | F2 | Industrial | Instruments | Existing | Process | Natural Gas | Process - Insulate Heated Process Fluids | A | Integrated Unit Summer Peak Savings (kW) | Technical Potential | 0 | 0 | 0 | 0 | 0 | 0 | 0 | 0 | 0 | 0 | 0 | 0 | 0 | 0 | 0 | 0 | 0 | 0 | 0 | 0 | 0 | 0 | 0 | 0 | 0 | 0 | 0 | 0 | 0 | 0 | 0
F3_Industrial_Instruments_Existing_Process_Natural Gas_Process - Insulate Heated Process Fluids_A_Technical Potential | F3 | Industrial | Instruments | Existing | Process | Natural Gas | Process - Insulate Heated Process Fluids | A | Integrated Unit Winter Peak Savings (kW) | Technical Potential | 0 | 0 | 0 | 0 | 0 | 0 | 0 | 0 | 0 | 0 | 0 | 0 | 0 | 0 | 0 | 0 | 0 | 0 | 0 | 0 | 0 | 0 | 0 | 0 | 0 | 0 | 0 | 0 | 0 | 0 | 0
F4_Industrial_Instruments_Existing_Process_Natural Gas_Process - Insulate Heated Process Fluids_A_Technical Potential | F4 | Industrial | Instruments | Existing | Process | Natural Gas | Process - Insulate Heated Process Fluids | A | Incremental Energy Savings (MWh or mTherms) | Technical Potential | 0 | 0 | 0 | 0 | 0 | 0.29696 | 0.29546 | 0.29235 | 0.29114 | 0.28998 | 0.25633 | 0.2035 | 0.16169 | 0.12664 | 0.10128 | 0.079893 | 0.063687 | 0.050506 | 0.039897 | 0.031862 | 0.025304 | 0.00017142 | 6.0819e-05 | 2.0604e-05 | 6.6784e-06 | 5.6588e-06 | 5.6424e-06 | 5.6277e-06 | 6.0915e-06 | 6.0796e-06 | 6.0693e-06
F5_Industrial_Instruments_Existing_Process_Natural Gas_Process - Insulate Heated Process Fluids_A_Technical Potential | F5 | Industrial | Instruments | Existing | Process | Natural Gas | Process - Insulate Heated Process Fluids | A | Incremental Summer Peak Savings (MW) | Technical Potential | 0 | 0 | 0 | 0 | 0 | 0 | 0 | 0 | 0 | 0 | 0 | 0 | 0 | 0 | 0 | 0 | 0 | 0 | 0 | 0 | 0 | 0 | 0 | 0 | 0 | 0 | 0 | 0 | 0 | 0 | 0
F6_Industrial_Instruments_Existing_Process_Natural Gas_Process - Insulate Heated Process Fluids_A_Technical Potential | F6 | Industrial | Instruments | Existing | Process | Natural Gas | Process - Insulate Heated Process Fluids | A | Incremental Winter Peak Savings (MW) | Technical Potential | 0 | 0 | 0 | 0 | 0 | 0 | 0 | 0 | 0 | 0 | 0 | 0 | 0 | 0 | 0 | 0 | 0 | 0 | 0 | 0 | 0 | 0 | 0 | 0 | 0 | 0 | 0 | 0 | 0 | 0 | 0
F7_Industrial_Instruments_Existing_Process_Natural Gas_Process - Insulate Heated Process Fluids_A_Technical Potential | F7 | Industrial | Instruments | Existing | Process | Natural Gas | Process - Insulate Heated Process Fluids | A | Cumulative Energy Savings (MWh or mTherms) | Technical Potential | 0 | 0 | 0 | 0 | 0 | 0.29696 | 0.59107 | 0.88069 | 1.1677 | 1.4521 | 1.7008 | 1.896 | 2.0486 | 2.1647 | 2.257 | 2.3268 | 2.3819 | 2.4237 | 2.4546 | 2.4793 | 2.4968 | 2.4896 | 2.4824 | 2.4753 | 2.4683 | 2.4677 | 2.4671 | 2.4667 | 0 | 0 | 0
F8_Industrial_Instruments_Existing_Process_Natural Gas_Process - Insulate Heated Process Fluids_A_Technical Potential | F8 | Industrial | Instruments | Existing | Process | Natural Gas | Process - Insulate Heated Process Fluids | A | Cumulative Summer Peak Savings (MW) | Technical Potential | 0 | 0 | 0 | 0 | 0 | 0 | 0 | 0 | 0 | 0 | 0 | 0 | 0 | 0 | 0 | 0 | 0 | 0 | 0 | 0 | 0 | 0 | 0 | 0 | 0 | 0 | 0 | 0 | 0 | 0 | 0
F9_Industrial_Instruments_Existing_Process_Natural Gas_Process - Insulate Heated Process Fluids_A_Technical Potential | F9 | Industrial | Instruments | Existing | Process | Natural Gas | Process - Insulate Heated Process Fluids | A | Cumulative Winter Peak Savings (MW) | Technical Potential | 0 | 0 | 0 | 0 | 0 | 0 | 0 | 0 | 0 | 0 | 0 | 0 | 0 | 0 | 0 | 0 | 0 | 0 | 0 | 0 | 0 | 0 | 0 | 0 | 0 | 0 | 0 | 0 | 0 | 0 | 0
F10_Industrial_Instruments_Existing_Process_Natural Gas_Process - Insulate Heated Process Fluids_A_Technical Potential | F10 | Industrial | Instruments | Existing | Process | Natural Gas | Process - Insulate Heated Process Fluids | A | Purchases (Incremental) | Technical Potential | 0 | 0 | 0 | 0 | 0 | 32.3147 | 32.2969 | 32.1065 | 32.1238 | 32.1504 | 28.5679 | 22.7919 | 18.1965 | 14.326 | 11.5046 | 9.1159 | 7.2937 | 5.8056 | 4.603 | 3.6868 | 2.9372 | 0.019956 | 0.0071012 | 0.0024127 | 0.00078425 | 0.00066468 | 0.0006629 | 0.0006613 | 0.00065986 | 0.00065858 | 0.00065746
F11_Industrial_Instruments_Existing_Process_Natural Gas_Process - Insulate Heated Process Fluids_A_Technical Potential | F11 | Industrial | Instruments | Existing | Process | Natural Gas | Process - Insulate Heated Process Fluids | A | Purchases (Cumulative) | Technical Potential | 0 | 0 | 0 | 0 | 0 | 32.3147 | 64.6116 | 96.718 | 128.8418 | 160.9922 | 189.5601 | 212.3519 | 230.5484 | 244.8744 | 256.379 | 265.4949 | 272.7885 | 278.5941 | 283.1971 | 286.8839 | 289.8211 | 289.841 | 289.8481 | 289.8505 | 289.8513 | 289.852 | 289.8527 | 289.8533 | 289.854 | 289.8546 | 289.8553
F1_Industrial_Instruments_Existing_Process_Natural Gas_Process Heat Recovery_A_Technical Potential | F1 | Industrial | Instruments | Existing | Process | Natural Gas | Process Heat Recovery | A | Integrated Unit Energy Savings (kWh or therms) | Technical Potential | 0 | 0 | 0 | 0 | 0 | 0.13949 | 0.13881 | 0.13812 | 0.13743 | 0.13673 | 0.13597 | 0.13528 | 0.1346 | 0.13389 | 0.13332 | 0.1327 | 0.1322 | 0.13171 | 0.13121 | 0.13082 | 0.13041 | 0.13002 | 0.12964 | 0.12927 | 0.1289 | 0.12886 | 0.12883 | 0.12881 | 0 | 0 | 0
F2_Industrial_Instruments_Existing_Process_Natural Gas_Process Heat Recovery_A_Technical Potential | F2 | Industrial | Instruments | Existing | Process | Natural Gas | Process Heat Recovery | A | Integrated Unit Summer Peak Savings (kW) | Technical Potential | 0 | 0 | 0 | 0 | 0 | 0 | 0 | 0 | 0 | 0 | 0 | 0 | 0 | 0 | 0 | 0 | 0 | 0 | 0 | 0 | 0 | 0 | 0 | 0 | 0 | 0 | 0 | 0 | 0 | 0 | 0
F3_Industrial_Instruments_Existing_Process_Natural Gas_Process Heat Recovery_A_Technical Potential | F3 | Industrial | Instruments | Existing | Process | Natural Gas | Process Heat Recovery | A | Integrated Unit Winter Peak Savings (kW) | Technical Potential | 0 | 0 | 0 | 0 | 0 | 0 | 0 | 0 | 0 | 0 | 0 | 0 | 0 | 0 | 0 | 0 | 0 | 0 | 0 | 0 | 0 | 0 | 0 | 0 | 0 | 0 | 0 | 0 | 0 | 0 | 0
F4_Industrial_Instruments_Existing_Process_Natural Gas_Process Heat Recovery_A_Technical Potential | F4 | Industrial | Instruments | Existing | Process | Natural Gas | Process Heat Recovery | A | Incremental Energy Savings (MWh or mTherms) | Technical Potential | 0 | 0 | 0 | 0 | 0 | 0.16227 | 0.16139 | 0.15965 | 0.15894 | 0.15825 | 0.13984 | 0.111 | 0.088176 | 0.069049 | 0.055215 | 0.04355 | 0.034713 | 0.027527 | 0.021743 | 0.017363 | 0.013789 | 9.3409e-05 | 3.3142e-05 | 1.1227e-05 | 3.6391e-06 | 3.0835e-06 | 3.0746e-06 | 3.0665e-06 | 0 | 0 | 0
F5_Industrial_Instruments_Existing_Process_Natural Gas_Process Heat Recovery_A_Technical Potential | F5 | Industrial | Instruments | Existing | Process | Natural Gas | Process Heat Recovery | A | Incremental Summer Peak Savings (MW) | Technical Potential | 0 | 0 | 0 | 0 | 0 | 0 | 0 | 0 | 0 | 0 | 0 | 0 | 0 | 0 | 0 | 0 | 0 | 0 | 0 | 0 | 0 | 0 | 0 | 0 | 0 | 0 | 0 | 0 | 0 | 0 | 0
F6_Industrial_Instruments_Existing_Process_Natural Gas_Process Heat Recovery_A_Technical Potential | F6 | Industrial | Instruments | Existing | Process | Natural Gas | Process Heat Recovery | A | Incremental Winter Peak Savings (MW) | Technical Potential | 0 | 0 | 0 | 0 | 0 | 0 | 0 | 0 | 0 | 0 | 0 | 0 | 0 | 0 | 0 | 0 | 0 | 0 | 0 | 0 | 0 | 0 | 0 | 0 | 0 | 0 | 0 | 0 | 0 | 0 | 0
F7_Industrial_Instruments_Existing_Process_Natural Gas_Process Heat Recovery_A_Technical Potential | F7 | Industrial | Instruments | Existing | Process | Natural Gas | Process Heat Recovery | A | Cumulative Energy Savings (MWh or mTherms) | Technical Potential | 0 | 0 | 0 | 0 | 0 | 0.16227 | 0.32287 | 0.48092 | 0.63746 | 0.79243 | 0.92791 | 1.0341 | 1.1172 | 1.1803 | 1.2305 | 1.2684 | 1.2983 | 1.3209 | 1.3377 | 1.3511 | 1.3606 | 1.3567 | 1.3527 | 1.3488 | 1.345 | 1.3447 | 1.3444 | 1.3441 | 0 | 0 | 0
F8_Industrial_Instruments_Existing_Process_Natural Gas_Process Heat Recovery_A_Technical Potential | F8 | Industrial | Instruments | Existing | Process | Natural Gas | Process Heat Recovery | A | Cumulative Summer Peak Savings (MW) | Technical Potential | 0 | 0 | 0 | 0 | 0 | 0 | 0 | 0 | 0 | 0 | 0 | 0 | 0 | 0 | 0 | 0 | 0 | 0 | 0 | 0 | 0 | 0 | 0 | 0 | 0 | 0 | 0 | 0 | 0 | 0 | 0
F9_Industrial_Instruments_Existing_Process_Natural Gas_Process Heat Recovery_A_Technical Potential | F9 | Industrial | Instruments | Existing | Process | Natural Gas | Process Heat Recovery | A | Cumulative Winter Peak Savings (MW) | Technical Potential | 0 | 0 | 0 | 0 | 0 | 0 | 0 | 0 | 0 | 0 | 0 | 0 | 0 | 0 | 0 | 0 | 0 | 0 | 0 | 0 | 0 | 0 | 0 | 0 | 0 | 0 | 0 | 0 | 0 | 0 | 0
F10_Industrial_Instruments_Existing_Process_Natural Gas_Process Heat Recovery_A_Technical Potential | F10 | Industrial | Instruments | Existing | Process | Natural Gas | Process Heat Recovery | A | Purchases (Incremental) | Technical Potential | 0 | 0 | 0 | 0 | 0 | 1163.3275 | 1162.689 | 1155.8322 | 1156.4571 | 1157.4134 | 1028.4439 | 820.5068 | 655.0726 | 515.7363 | 414.1643 | 328.1717 | 262.5715 | 208.9999 | 165.7085 | 132.7239 | 105.74 | 0.71842 | 0.25564 | 0.086855 | 0.028233 | 0.023928 | 0.023865 | 0.023807 | 1.0948e-06 | 1.0948e-06 | 1.0948e-06
F11_Industrial_Instruments_Existing_Process_Natural Gas_Process Heat Recovery_A_Technical Potential | F11 | Industrial | Instruments | Existing | Process | Natural Gas | Process Heat Recovery | A | Purchases (Cumulative) | Technical Potential | 0 | 0 | 0 | 0 | 0 | 1163.3275 | 2326.0166 | 3481.8488 | 4638.3059 | 5795.7193 | 6824.1632 | 7644.67 | 8299.7426 | 8815.4789 | 9229.6432 | 9557.8149 | 9820.3864 | 10029.3864 | 10195.0949 | 10327.8188 | 10433.5588 | 10434.2772 | 10434.5329 | 10434.6197 | 10434.6479 | 10434.6719 | 10434.6957 | 10434.7195 | 10434.7195 | 10434.7195 | 10434.7195
F1_Industrial_Instruments_Existing_Space Heating_Natural Gas_Building Automation System_A_Technical Potential | F1 | Industrial | Instruments | Existing | Space Heating | Natural Gas | Building Automation System | A | Integrated Unit Energy Savings (kWh or therms) | Technical Potential | 0 | 0 | 0 | 0 | 0 | 0.015419 | 0.015292 | 0.015135 | 0.014968 | 0.01479 | 0.014604 | 0.014414 | 0.014222 | 0.01402 | 0.01381 | 0.013604 | 0.013404 | 0.013223 | 0.013052 | 0.012897 | 0.012749 | 0.012599 | 0.012466 | 0.012341 | 0.012221 | 0.012123 | 0.012038 | 0.011956 | 0 | 0 | 0
F2_Industrial_Instruments_Existing_Space Heating_Natural Gas_Building Automation System_A_Technical Potential | F2 | Industrial | Instruments | Existing | Space Heating | Natural Gas | Building Automation System | A | Integrated Unit Summer Peak Savings (kW) | Technical Potential | 0 | 0 | 0 | 0 | 0 | 0 | 0 | 0 | 0 | 0 | 0 | 0 | 0 | 0 | 0 | 0 | 0 | 0 | 0 | 0 | 0 | 0 | 0 | 0 | 0 | 0 | 0 | 0 | 0 | 0 | 0
F3_Industrial_Instruments_Existing_Space Heating_Natural Gas_Building Automation System_A_Technical Potential | F3 | Industrial | Instruments | Existing | Space Heating | Natural Gas | Building Automation System | A | Integrated Unit Winter Peak Savings (kW) | Technical Potential | 0 | 0 | 0 | 0 | 0 | 0 | 0 | 0 | 0 | 0 | 0 | 0 | 0 | 0 | 0 | 0 | 0 | 0 | 0 | 0 | 0 | 0 | 0 | 0 | 0 | 0 | 0 | 0 | 0 | 0 | 0
F4_Industrial_Instruments_Existing_Space Heating_Natural Gas_Building Automation System_A_Technical Potential | F4 | Industrial | Instruments | Existing | Space Heating | Natural Gas | Building Automation System | A | Incremental Energy Savings (MWh or mTherms) | Technical Potential | 0 | 0 | 0 | 0 | 0 | 0.054866 | 0.10871 | 0.18992 | 0.30567 | 0.45885 | 0.64066 | 0.85777 | 1.0949 | 1.3138 | 1.532 | 1.677 | 1.758 | 1.7327 | 1.5978 | 1.3898 | 1.1315 | 0.85176 | 0.58133 | 0.36642 | 0.2359 | 0 | 0 | 0 | 0 | 0 | 0
F5_Industrial_Instruments_Existing_Space Heating_Natural Gas_Building Automation System_A_Technical Potential | F5 | Industrial | Instruments | Existing | Space Heating | Natural Gas | Building Automation System | A | Incremental Summer Peak Savings (MW) | Technical Potential | 0 | 0 | 0 | 0 | 0 | 0 | 0 | 0 | 0 | 0 | 0 | 0 | 0 | 0 | 0 | 0 | 0 | 0 | 0 | 0 | 0 | 0 | 0 | 0 | 0 | 0 | 0 | 0 | 0 | 0 | 0
F6_Industrial_Instruments_Existing_Space Heating_Natural Gas_Building Automation System_A_Technical Potential | F6 | Industrial | Instruments | Existing | Space Heating | Natural Gas | Building Automation System | A | Incremental Winter Peak Savings (MW) | Technical Potential | 0 | 0 | 0 | 0 | 0 | 0 | 0 | 0 | 0 | 0 | 0 | 0 | 0 | 0 | 0 | 0 | 0 | 0 | 0 | 0 | 0 | 0 | 0 | 0 | 0 | 0 | 0 | 0 | 0 | 0 | 0
F7_Industrial_Instruments_Existing_Space Heating_Natural Gas_Building Automation System_A_Technical Potential | F7 | Industrial | Instruments | Existing | Space Heating | Natural Gas | Building Automation System | A | Cumulative Energy Savings (MWh or mTherms) | Technical Potential | 0 | 0 | 0 | 0 | 0 | 0.054866 | 0.16313 | 0.35137 | 0.65316 | 1.1043 | 1.731 | 2.5662 | 3.6269 | 4.8892 | 6.3481 | 7.9304 | 9.5719 | 11.1754 | 12.6283 | 13.8683 | 14.8405 | 15.518 | 15.9355 | 16.1417 | 16.2206 | 16.0909 | 15.9781 | 15.8694 | 0 | 0 | 0
F8_Industrial_Instruments_Existing_Space Heating_Natural Gas_Building Automation System_A_Technical Potential | F8 | Industrial | Instruments | Existing | Space Heating | Natural Gas | Building Automation System | A | Cumulative Summer Peak Savings (MW) | Technical Potential | 0 | 0 | 0 | 0 | 0 | 0 | 0 | 0 | 0 | 0 | 0 | 0 | 0 | 0 | 0 | 0 | 0 | 0 | 0 | 0 | 0 | 0 | 0 | 0 | 0 | 0 | 0 | 0 | 0 | 0 | 0
F9_Industrial_Instruments_Existing_Space Heating_Natural Gas_Building Automation System_A_Technical Potential | F9 | Industrial | Instruments | Existing | Space Heating | Natural Gas | Building Automation System | A | Cumulative Winter Peak Savings (MW) | Technical Potential | 0 | 0 | 0 | 0 | 0 | 0 | 0 | 0 | 0 | 0 | 0 | 0 | 0 | 0 | 0 | 0 | 0 | 0 | 0 | 0 | 0 | 0 | 0 | 0 | 0 | 0 | 0 | 0 | 0 | 0 | 0
F10_Industrial_Instruments_Existing_Space Heating_Natural Gas_Building Automation System_A_Technical Potential | F10 | Industrial | Instruments | Existing | Space Heating | Natural Gas | Building Automation System | A | Purchases (Incremental) | Technical Potential | 0 | 0 | 0 | 0 | 0 | 3558.4221 | 7109.1484 | 12548.1748 | 20422.3615 | 31023.9241 | 43868.6365 | 59510.3252 | 76990.2337 | 93711.5312 | 110930.0805 | 123269.4878 | 131152.5442 | 131037.2365 | 122422.8615 | 107764.5778 | 88751.5822 | 67604.8925 | 46632.852 | 29691.9642 | 19303.26 | 0 | 0 | 0 | 0 | 0 | 0
F11_Industrial_Instruments_Existing_Space Heating_Natural Gas_Building Automation System_A_Technical Potential | F11 | Industrial | Instruments | Existing | Space Heating | Natural Gas | Building Automation System | A | Purchases (Cumulative) | Technical Potential | 0 | 0 | 0 | 0 | 0 | 3558.4221 | 10667.5705 | 23215.7453 | 43638.1068 | 74662.0309 | 118530.6674 | 178040.9926 | 255031.2263 | 348742.7575 | 459672.8381 | 582942.3259 | 714094.8702 | 845132.1067 | 967554.9682 | 1075319.546 | 1164071.1282 | 1231676.0207 | 1278308.8727 | 1308000.8369 | 1327304.097 | 1327304.097 | 1327304.097 | 1327304.097 | 1327304.097 | 1327304.097 | 1327304.097
F1_Industrial_Instruments_Existing_Space Heating_Natural Gas_Steam System Efficiency Improvements_A_Technical Potential | F1 | Industrial | Instruments | Existing | Space Heating | Natural Gas | Steam System Efficiency Improvements | A | Integrated Unit Energy Savings (kWh or therms) | Technical Potential | 0 | 0 | 0 | 0 | 0 | 0.13628 | 0.13326 | 0.12945 | 0.12488 | 0.1196 | 0.11366 | 0.10763 | 0.10168 | 0.095687 | 0.090664 | 0.085889 | 0.082057 | 0.0787 | 0.075727 | 0.073607 | 0.071655 | 0.069954 | 0.068512 | 0.06734 | 0.066241 | 0.065535 | 0.06492 | 0.06434 | 0.11902 | 0.11854 | 0.11809
F2_Industrial_Instruments_Existing_Space Heating_Natural Gas_Steam System Efficiency Improvements_A_Technical Potential | F2 | Industrial | Instruments | Existing | Space Heating | Natural Gas | Steam System Efficiency Improvements | A | Integrated Unit Summer Peak Savings (kW) | Technical Potential | 0 | 0 | 0 | 0 | 0 | 0 | 0 | 0 | 0 | 0 | 0 | 0 | 0 | 0 | 0 | 0 | 0 | 0 | 0 | 0 | 0 | 0 | 0 | 0 | 0 | 0 | 0 | 0 | 0 | 0 | 0
F3_Industrial_Instruments_Existing_Space Heating_Natural Gas_Steam System Efficiency Improvements_A_Technical Potential | F3 | Industrial | Instruments | Existing | Space Heating | Natural Gas | Steam System Efficiency Improvements | A | Integrated Unit Winter Peak Savings (kW) | Technical Potential | 0 | 0 | 0 | 0 | 0 | 0 | 0 | 0 | 0 | 0 | 0 | 0 | 0 | 0 | 0 | 0 | 0 | 0 | 0 | 0 | 0 | 0 | 0 | 0 | 0 | 0 | 0 | 0 | 0 | 0 | 0
F4_Industrial_Instruments_Existing_Space Heating_Natural Gas_Steam System Efficiency Improvements_A_Technical Potential | F4 | Industrial | Instruments | Existing | Space Heating | Natural Gas | Steam System Efficiency Improvements | A | Incremental Energy Savings (MWh or mTherms) | Technical Potential | 0 | 0 | 0 | 0 | 0 | 0.0034368 | 0.0067142 | 0.011512 | 0.018074 | 0.026297 | 0.035339 | 0.045394 | 0.055481 | 0.06355 | 0.071278 | 0.075035 | 0.076272 | 0.073087 | 0.065703 | 0.056217 | 0.04507 | 0.033517 | 0.022643 | 0.01417 | 0.009062 | 0 | 0 | 0 | 0 | 0 | 0
F5_Industrial_Instruments_Existing_Space Heating_Natural Gas_Steam System Efficiency Improvements_A_Technical Potential | F5 | Industrial | Instruments | Existing | Space Heating | Natural Gas | Steam System Efficiency Improvements | A | Incremental Summer Peak Savings (MW) | Technical Potential | 0 | 0 | 0 | 0 | 0 | 0 | 0 | 0 | 0 | 0 | 0 | 0 | 0 | 0 | 0 | 0 | 0 | 0 | 0 | 0 | 0 | 0 | 0 | 0 | 0 | 0 | 0 | 0 | 0 | 0 | 0
F6_Industrial_Instruments_Existing_Space Heating_Natural Gas_Steam System Efficiency Improvements_A_Technical Potential | F6 | Industrial | Instruments | Existing | Space Heating | Natural Gas | Steam System Efficiency Improvements | A | Incremental Winter Peak Savings (MW) | Technical Potential | 0 | 0 | 0 | 0 | 0 | 0 | 0 | 0 | 0 | 0 | 0 | 0 | 0 | 0 | 0 | 0 | 0 | 0 | 0 | 0 | 0 | 0 | 0 | 0 | 0 | 0 | 0 | 0 | 0 | 0 | 0
F7_Industrial_Instruments_Existing_Space Heating_Natural Gas_Steam System Efficiency Improvements_A_Technical Potential | F7 | Industrial | Instruments | Existing | Space Heating | Natural Gas | Steam System Efficiency Improvements | A | Cumulative Energy Savings (MWh or mTherms) | Technical Potential | 0 | 0 | 0 | 0 | 0 | 0.0034368 | 0.010075 | 0.021299 | 0.038621 | 0.063286 | 0.095483 | 0.13581 | 0.18378 | 0.2365 | 0.29536 | 0.35484 | 0.41528 | 0.47138 | 0.51927 | 0.56096 | 0.59115 | 0.61063 | 0.62069 | 0.62424 | 0.62311 | 0.61647 | 0.61068 | 0.60523 | 0 | 0 | 0
F8_Industrial_Instruments_Existing_Space Heating_Natural Gas_Steam System Efficiency Improvements_A_Technical Potential | F8 | Industrial | Instruments | Existing | Space Heating | Natural Gas | Steam System Efficiency Improvements | A | Cumulative Summer Peak Savings (MW) | Technical Potential | 0 | 0 | 0 | 0 | 0 | 0 | 0 | 0 | 0 | 0 | 0 | 0 | 0 | 0 | 0 | 0 | 0 | 0 | 0 | 0 | 0 | 0 | 0 | 0 | 0 | 0 | 0 | 0 | 0 | 0 | 0
F9_Industrial_Instruments_Existing_Space Heating_Natural Gas_Steam System Efficiency Improvements_A_Technical Potential | F9 | Industrial | Instruments | Existing | Space Heating | Natural Gas | Steam System Efficiency Improvements | A | Cumulative Winter Peak Savings (MW) | Technical Potential | 0 | 0 | 0 | 0 | 0 | 0 | 0 | 0 | 0 | 0 | 0 | 0 | 0 | 0 | 0 | 0 | 0 | 0 | 0 | 0 | 0 | 0 | 0 | 0 | 0 | 0 | 0 | 0 | 0 | 0 | 0
F10_Industrial_Instruments_Existing_Space Heating_Natural Gas_Steam System Efficiency Improvements_A_Technical Potential | F10 | Industrial | Instruments | Existing | Space Heating | Natural Gas | Steam System Efficiency Improvements | A | Purchases (Incremental) | Technical Potential | 0 | 0 | 0 | 0 | 0 | 25.219 | 50.3834 | 88.9304 | 144.7358 | 219.8703 | 310.9024 | 421.757 | 545.6392 | 664.1451 | 786.175 | 873.6259 | 929.4941 | 928.6769 | 867.6258 | 763.7407 | 628.9933 | 479.1241 | 330.4927 | 210.4306 | 136.8046 | 0 | 0 | 0 | 0 | 0 | 0
F11_Industrial_Instruments_Existing_Space Heating_Natural Gas_Steam System Efficiency Improvements_A_Technical Potential | F11 | Industrial | Instruments | Existing | Space Heating | Natural Gas | Steam System Efficiency Improvements | A | Purchases (Cumulative) | Technical Potential | 0 | 0 | 0 | 0 | 0 | 25.219 | 75.6024 | 164.5328 | 309.2686 | 529.1389 | 840.0413 | 1261.7983 | 1807.4375 | 2471.5826 | 3257.7576 | 4131.3836 | 5060.8777 | 5989.5546 | 6857.1804 | 7620.9212 | 8249.9145 | 8729.0386 | 9059.5313 | 9269.9619 | 9406.7665 | 9406.7665 | 9406.7665 | 9406.7665 | 9406.7665 | 9406.7665 | 9406.7665
F1_Industrial_Instruments_Existing_Process_Natural Gas_Steam System Efficiency Improvements_A_Technical Potential | F1 | Industrial | Instruments | Existing | Process | Natural Gas | Steam System Efficiency Improvements | A | Integrated Unit Energy Savings (kWh or therms) | Technical Potential | 0 | 0 | 0 | 0 | 0 | 0.086671 | 0.086236 | 0.085794 | 0.085351 | 0.084897 | 0.084416 | 0.083972 | 0.083546 | 0.083091 | 0.082733 | 0.082348 | 0.082035 | 0.081723 | 0.081412 | 0.08117 | 0.080909 | 0.080669 | 0.080433 | 0.0802 | 0.07997 | 0.07995 | 0.079931 | 0.079914 | 0.087109 | 0.087109 | 0.087109
F2_Industrial_Instruments_Existing_Process_Natural Gas_Steam System Efficiency Improvements_A_Technical Potential | F2 | Industrial | Instruments | Existing | Process | Natural Gas | Steam System Efficiency Improvements | A | Integrated Unit Summer Peak Savings (kW) | Technical Potential | 0 | 0 | 0 | 0 | 0 | 0 | 0 | 0 | 0 | 0 | 0 | 0 | 0 | 0 | 0 | 0 | 0 | 0 | 0 | 0 | 0 | 0 | 0 | 0 | 0 | 0 | 0 | 0 | 0 | 0 | 0
F3_Industrial_Instruments_Existing_Process_Natural Gas_Steam System Efficiency Improvements_A_Technical Potential | F3 | Industrial | Instruments | Existing | Process | Natural Gas | Steam System Efficiency Improvements | A | Integrated Unit Winter Peak Savings (kW) | Technical Potential | 0 | 0 | 0 | 0 | 0 | 0 | 0 | 0 | 0 | 0 | 0 | 0 | 0 | 0 | 0 | 0 | 0 | 0 | 0 | 0 | 0 | 0 | 0 | 0 | 0 | 0 | 0 | 0 | 0 | 0 | 0
F4_Industrial_Instruments_Existing_Process_Natural Gas_Steam System Efficiency Improvements_A_Technical Potential | F4 | Industrial | Instruments | Existing | Process | Natural Gas | Steam System Efficiency Improvements | A | Incremental Energy Savings (MWh or mTherms) | Technical Potential | 0 | 0 | 0 | 0 | 0 | 0.000394 | 0.0007832 | 0.0013753 | 0.0022268 | 0.0033648 | 0.0047309 | 0.0063839 | 0.0082172 | 0.0099474 | 0.011724 | 0.012968 | 0.013745 | 0.013681 | 0.012732 | 0.011175 | 0.0091735 | 0.006967 | 0.0047917 | 0.0030421 | 0.0019721 | 0 | 0 | 0 | 0 | 0 | 0
F5_Industrial_Instruments_Existing_Process_Natural Gas_Steam System Efficiency Improvements_A_Technical Potential | F5 | Industrial | Instruments | Existing | Process | Natural Gas | Steam System Efficiency Improvements | A | Incremental Summer Peak Savings (MW) | Technical Potential | 0 | 0 | 0 | 0 | 0 | 0 | 0 | 0 | 0 | 0 | 0 | 0 | 0 | 0 | 0 | 0 | 0 | 0 | 0 | 0 | 0 | 0 | 0 | 0 | 0 | 0 | 0 | 0 | 0 | 0 | 0
F6_Industrial_Instruments_Existing_Process_Natural Gas_Steam System Efficiency Improvements_A_Technical Potential | F6 | Industrial | Instruments | Existing | Process | Natural Gas | Steam System Efficiency Improvements | A | Incremental Winter Peak Savings (MW) | Technical Potential | 0 | 0 | 0 | 0 | 0 | 0 | 0 | 0 | 0 | 0 | 0 | 0 | 0 | 0 | 0 | 0 | 0 | 0 | 0 | 0 | 0 | 0 | 0 | 0 | 0 | 0 | 0 | 0 | 0 | 0 | 0
F7_Industrial_Instruments_Existing_Process_Natural Gas_Steam System Efficiency Improvements_A_Technical Potential | F7 | Industrial | Instruments | Existing | Process | Natural Gas | Steam System Efficiency Improvements | A | Cumulative Energy Savings (MWh or mTherms) | Technical Potential | 0 | 0 | 0 | 0 | 0 | 0.000394 | 0.0011752 | 0.0025445 | 0.0047581 | 0.0080976 | 0.012783 | 0.019099 | 0.02722 | 0.037019 | 0.048584 | 0.061325 | 0.074837 | 0.088233 | 0.10063 | 0.11151 | 0.12032 | 0.12693 | 0.13135 | 0.13401 | 0.1356 | 0.13557 | 0.13553 | 0.13551 | 0 | 0 | 0
F8_Industrial_Instruments_Existing_Process_Natural Gas_Steam System Efficiency Improvements_A_Technical Potential | F8 | Industrial | Instruments | Existing | Process | Natural Gas | Steam System Efficiency Improvements | A | Cumulative Summer Peak Savings (MW) | Technical Potential | 0 | 0 | 0 | 0 | 0 | 0 | 0 | 0 | 0 | 0 | 0 | 0 | 0 | 0 | 0 | 0 | 0 | 0 | 0 | 0 | 0 | 0 | 0 | 0 | 0 | 0 | 0 | 0 | 0 | 0 | 0
F9_Industrial_Instruments_Existing_Process_Natural Gas_Steam System Efficiency Improvements_A_Technical Potential | F9 | Industrial | Instruments | Existing | Process | Natural Gas | Steam System Efficiency Improvements | A | Cumulative Winter Peak Savings (MW) | Technical Potential | 0 | 0 | 0 | 0 | 0 | 0 | 0 | 0 | 0 | 0 | 0 | 0 | 0 | 0 | 0 | 0 | 0 | 0 | 0 | 0 | 0 | 0 | 0 | 0 | 0 | 0 | 0 | 0 | 0 | 0 | 0
F10_Industrial_Instruments_Existing_Process_Natural Gas_Steam System Efficiency Improvements_A_Technical Potential | F10 | Industrial | Instruments | Existing | Process | Natural Gas | Steam System Efficiency Improvements | A | Purchases (Incremental) | Technical Potential | 0 | 0 | 0 | 0 | 0 | 4.5459 | 9.082 | 16.0303 | 26.0896 | 39.6332 | 56.0423 | 76.0247 | 98.3553 | 119.7168 | 141.7136 | 157.4772 | 167.5478 | 167.4005 | 156.3956 | 137.6696 | 113.3805 | 86.3655 | 59.5736 | 37.9316 | 24.66 | 0 | 0 | 0 | 0 | 0 | 0
F11_Industrial_Instruments_Existing_Process_Natural Gas_Steam System Efficiency Improvements_A_Technical Potential | F11 | Industrial | Instruments | Existing | Process | Natural Gas | Steam System Efficiency Improvements | A | Purchases (Cumulative) | Technical Potential | 0 | 0 | 0 | 0 | 0 | 4.5459 | 13.6279 | 29.6582 | 55.7478 | 95.381 | 151.4233 | 227.448 | 325.8033 | 445.5201 | 587.2337 | 744.7109 | 912.2587 | 1079.6592 | 1236.0549 | 1373.7245 | 1487.105 | 1573.4705 | 1633.0441 | 1670.9757 | 1695.6357 | 1695.6357 | 1695.6357 | 1695.6357 | 1695.6357 | 1695.6357 | 1695.6357
F1_Industrial_Instruments_Existing_Space Heating_Natural Gas_Strategic Energy Management_A_Technical Potential | F1 | Industrial | Instruments | Existing | Space Heating | Natural Gas | Strategic Energy Management | A | Integrated Unit Energy Savings (kWh or therms) | Technical Potential | 0 | 0 | 0 | 0 | 0 | 3.1711 | 3.1481 | 3.1188 | 3.0873 | 3.0537 | 3.0183 | 2.982 | 2.9451 | 2.9065 | 2.8658 | 2.8261 | 2.7873 | 2.7525 | 2.7198 | 2.6901 | 2.662 | 2.6335 | 2.6084 | 2.5849 | 2.5625 | 2.5421 | 2.5244 | 2.5074 | 0 | 0 | 0
F2_Industrial_Instruments_Existing_Space Heating_Natural Gas_Strategic Energy Management_A_Technical Potential | F2 | Industrial | Instruments | Existing | Space Heating | Natural Gas | Strategic Energy Management | A | Integrated Unit Summer Peak Savings (kW) | Technical Potential | 0 | 0 | 0 | 0 | 0 | 0 | 0 | 0 | 0 | 0 | 0 | 0 | 0 | 0 | 0 | 0 | 0 | 0 | 0 | 0 | 0 | 0 | 0 | 0 | 0 | 0 | 0 | 0 | 0 | 0 | 0
F3_Industrial_Instruments_Existing_Space Heating_Natural Gas_Strategic Energy Management_A_Technical Potential | F3 | Industrial | Instruments | Existing | Space Heating | Natural Gas | Strategic Energy Management | A | Integrated Unit Winter Peak Savings (kW) | Technical Potential | 0 | 0 | 0 | 0 | 0 | 0 | 0 | 0 | 0 | 0 | 0 | 0 | 0 | 0 | 0 | 0 | 0 | 0 | 0 | 0 | 0 | 0 | 0 | 0 | 0 | 0 | 0 | 0 | 0 | 0 | 0
F4_Industrial_Instruments_Existing_Space Heating_Natural Gas_Strategic Energy Management_A_Technical Potential | F4 | Industrial | Instruments | Existing | Space Heating | Natural Gas | Strategic Energy Management | A | Incremental Energy Savings (MWh or mTherms) | Technical Potential | 0 | 0 | 0 | 0 | 0 | 0.34533 | 0.34264 | 0.33745 | 0.33423 | 0.33086 | 0.32288 | 0.31812 | 0.31355 | 0.30452 | 0.3014 | 0.29439 | 0.29039 | 0.28532 | 0.27941 | 0.27669 | 0.27267 | 0.2687 | 0.26517 | 0.26189 | 0.25879 | 0 | 0 | 0 | 0 | 0 | 0
F5_Industrial_Instruments_Existing_Space Heating_Natural Gas_Strategic Energy Management_A_Technical Potential | F5 | Industrial | Instruments | Existing | Space Heating | Natural Gas | Strategic Energy Management | A | Incremental Summer Peak Savings (MW) | Technical Potential | 0 | 0 | 0 | 0 | 0 | 0 | 0 | 0 | 0 | 0 | 0 | 0 | 0 | 0 | 0 | 0 | 0 | 0 | 0 | 0 | 0 | 0 | 0 | 0 | 0 | 0 | 0 | 0 | 0 | 0 | 0
F6_Industrial_Instruments_Existing_Space Heating_Natural Gas_Strategic Energy Management_A_Technical Potential | F6 | Industrial | Instruments | Existing | Space Heating | Natural Gas | Strategic Energy Management | A | Incremental Winter Peak Savings (MW) | Technical Potential | 0 | 0 | 0 | 0 | 0 | 0 | 0 | 0 | 0 | 0 | 0 | 0 | 0 | 0 | 0 | 0 | 0 | 0 | 0 | 0 | 0 | 0 | 0 | 0 | 0 | 0 | 0 | 0 | 0 | 0 | 0
F7_Industrial_Instruments_Existing_Space Heating_Natural Gas_Strategic Energy Management_A_Technical Potential | F7 | Industrial | Instruments | Existing | Space Heating | Natural Gas | Strategic Energy Management | A | Cumulative Energy Savings (MWh or mTherms) | Technical Potential | 0 | 0 | 0 | 0 | 0 | 0.34533 | 0.68547 | 1.0166 | 1.3405 | 1.6568 | 1.9605 | 2.255 | 2.5406 | 2.8119 | 3.0738 | 3.3256 | 3.5704 | 3.8111 | 4.0453 | 4.2778 | 4.5058 | 4.7263 | 4.9464 | 5.1637 | 5.3777 | 5.335 | 5.2979 | 5.2621 | 0 | 0 | 0
F8_Industrial_Instruments_Existing_Space Heating_Natural Gas_Strategic Energy Management_A_Technical Potential | F8 | Industrial | Instruments | Existing | Space Heating | Natural Gas | Strategic Energy Management | A | Cumulative Summer Peak Savings (MW) | Technical Potential | 0 | 0 | 0 | 0 | 0 | 0 | 0 | 0 | 0 | 0 | 0 | 0 | 0 | 0 | 0 | 0 | 0 | 0 | 0 | 0 | 0 | 0 | 0 | 0 | 0 | 0 | 0 | 0 | 0 | 0 | 0
F9_Industrial_Instruments_Existing_Space Heating_Natural Gas_Strategic Energy Management_A_Technical Potential | F9 | Industrial | Instruments | Existing | Space Heating | Natural Gas | Strategic Energy Management | A | Cumulative Winter Peak Savings (MW) | Technical Potential | 0 | 0 | 0 | 0 | 0 | 0 | 0 | 0 | 0 | 0 | 0 | 0 | 0 | 0 | 0 | 0 | 0 | 0 | 0 | 0 | 0 | 0 | 0 | 0 | 0 | 0 | 0 | 0 | 0 | 0 | 0
F10_Industrial_Instruments_Existing_Space Heating_Natural Gas_Strategic Energy Management_A_Technical Potential | F10 | Industrial | Instruments | Existing | Space Heating | Natural Gas | Strategic Energy Management | A | Purchases (Incremental) | Technical Potential | 0 | 0 | 0 | 0 | 0 | 108.9011 | 108.8414 | 108.1995 | 108.258 | 108.3475 | 106.9716 | 106.6793 | 106.4627 | 104.7721 | 105.1721 | 104.1692 | 104.1827 | 103.6583 | 102.7337 | 102.8554 | 102.4301 | 102.0317 | 101.6599 | 101.3144 | 100.9949 | 0 | 0 | 0 | 0 | 0 | 0
F11_Industrial_Instruments_Existing_Space Heating_Natural Gas_Strategic Energy Management_A_Technical Potential | F11 | Industrial | Instruments | Existing | Space Heating | Natural Gas | Strategic Energy Management | A | Purchases (Cumulative) | Technical Potential | 0 | 0 | 0 | 0 | 0 | 108.9011 | 217.7425 | 325.942 | 434.2 | 542.5475 | 649.5191 | 756.1983 | 862.661 | 967.4331 | 1072.6052 | 1176.7744 | 1280.957 | 1384.6153 | 1487.349 | 1590.2044 | 1692.6345 | 1794.6661 | 1896.326 | 1997.6405 | 2098.6354 | 2098.6354 | 2098.6354 | 2098.6354 | 2098.6354 | 2098.6354 | 2098.6354
F1_Industrial_Instruments_Existing_Process_Natural Gas_Strategic Energy Management_A_Technical Potential | F1 | Industrial | Instruments | Existing | Process | Natural Gas | Strategic Energy Management | A | Integrated Unit Energy Savings (kWh or therms) | Technical Potential | 0 | 0 | 0 | 0 | 0 | 1.6947 | 1.6901 | 1.6855 | 1.6809 | 1.6761 | 1.6711 | 1.6665 | 1.6621 | 1.6575 | 1.654 | 1.6503 | 1.6474 | 1.6446 | 1.6419 | 1.6398 | 1.6375 | 1.6353 | 1.6332 | 1.6311 | 1.629 | 1.6288 | 1.6286 | 1.6284 | 0 | 0 | 0
F2_Industrial_Instruments_Existing_Process_Natural Gas_Strategic Energy Management_A_Technical Potential | F2 | Industrial | Instruments | Existing | Process | Natural Gas | Strategic Energy Management | A | Integrated Unit Summer Peak Savings (kW) | Technical Potential | 0 | 0 | 0 | 0 | 0 | 0 | 0 | 0 | 0 | 0 | 0 | 0 | 0 | 0 | 0 | 0 | 0 | 0 | 0 | 0 | 0 | 0 | 0 | 0 | 0 | 0 | 0 | 0 | 0 | 0 | 0
F3_Industrial_Instruments_Existing_Process_Natural Gas_Strategic Energy Management_A_Technical Potential | F3 | Industrial | Instruments | Existing | Process | Natural Gas | Strategic Energy Management | A | Integrated Unit Winter Peak Savings (kW) | Technical Potential | 0 | 0 | 0 | 0 | 0 | 0 | 0 | 0 | 0 | 0 | 0 | 0 | 0 | 0 | 0 | 0 | 0 | 0 | 0 | 0 | 0 | 0 | 0 | 0 | 0 | 0 | 0 | 0 | 0 | 0 | 0
F4_Industrial_Instruments_Existing_Process_Natural Gas_Strategic Energy Management_A_Technical Potential | F4 | Industrial | Instruments | Existing | Process | Natural Gas | Strategic Energy Management | A | Incremental Energy Savings (MWh or mTherms) | Technical Potential | 0 | 0 | 0 | 0 | 0 | 0.90127 | 0.89834 | 0.89058 | 0.88861 | 0.88685 | 0.87296 | 0.86818 | 0.86414 | 0.84806 | 0.8495 | 0.83951 | 0.83816 | 0.83253 | 0.8237 | 0.82363 | 0.81907 | 0.81482 | 0.8108 | 0.807 | 0.80342 | 0 | 0 | 0 | 0 | 0 | 0
F5_Industrial_Instruments_Existing_Process_Natural Gas_Strategic Energy Management_A_Technical Potential | F5 | Industrial | Instruments | Existing | Process | Natural Gas | Strategic Energy Management | A | Incremental Summer Peak Savings (MW) | Technical Potential | 0 | 0 | 0 | 0 | 0 | 0 | 0 | 0 | 0 | 0 | 0 | 0 | 0 | 0 | 0 | 0 | 0 | 0 | 0 | 0 | 0 | 0 | 0 | 0 | 0 | 0 | 0 | 0 | 0 | 0 | 0
F6_Industrial_Instruments_Existing_Process_Natural Gas_Strategic Energy Management_A_Technical Potential | F6 | Industrial | Instruments | Existing | Process | Natural Gas | Strategic Energy Management | A | Incremental Winter Peak Savings (MW) | Technical Potential | 0 | 0 | 0 | 0 | 0 | 0 | 0 | 0 | 0 | 0 | 0 | 0 | 0 | 0 | 0 | 0 | 0 | 0 | 0 | 0 | 0 | 0 | 0 | 0 | 0 | 0 | 0 | 0 | 0 | 0 | 0
F7_Industrial_Instruments_Existing_Process_Natural Gas_Strategic Energy Management_A_Technical Potential | F7 | Industrial | Instruments | Existing | Process | Natural Gas | Strategic Energy Management | A | Cumulative Energy Savings (MWh or mTherms) | Technical Potential | 0 | 0 | 0 | 0 | 0 | 0.90127 | 1.7972 | 2.6828 | 3.564 | 4.4409 | 5.3005 | 6.1541 | 7.0021 | 7.8307 | 8.6637 | 9.4838 | 10.3055 | 11.1205 | 11.9253 | 12.7338 | 13.5349 | 14.3321 | 15.1243 | 15.9118 | 16.6948 | 16.6928 | 16.6909 | 16.6891 | 0 | 0 | 0
F8_Industrial_Instruments_Existing_Process_Natural Gas_Strategic Energy Management_A_Technical Potential | F8 | Industrial | Instruments | Existing | Process | Natural Gas | Strategic Energy Management | A | Cumulative Summer Peak Savings (MW) | Technical Potential | 0 | 0 | 0 | 0 | 0 | 0 | 0 | 0 | 0 | 0 | 0 | 0 | 0 | 0 | 0 | 0 | 0 | 0 | 0 | 0 | 0 | 0 | 0 | 0 | 0 | 0 | 0 | 0 | 0 | 0 | 0
F9_Industrial_Instruments_Existing_Process_Natural Gas_Strategic Energy Management_A_Technical Potential | F9 | Industrial | Instruments | Existing | Process | Natural Gas | Strategic Energy Management | A | Cumulative Winter Peak Savings (MW) | Technical Potential | 0 | 0 | 0 | 0 | 0 | 0 | 0 | 0 | 0 | 0 | 0 | 0 | 0 | 0 | 0 | 0 | 0 | 0 | 0 | 0 | 0 | 0 | 0 | 0 | 0 | 0 | 0 | 0 | 0 | 0 | 0
F10_Industrial_Instruments_Existing_Process_Natural Gas_Strategic Energy Management_A_Technical Potential | F10 | Industrial | Instruments | Existing | Process | Natural Gas | Strategic Energy Management | A | Purchases (Incremental) | Technical Potential | 0 | 0 | 0 | 0 | 0 | 531.8088 | 531.517 | 528.3824 | 528.6681 | 529.1052 | 522.3861 | 520.9586 | 519.9009 | 511.645 | 513.5985 | 508.7007 | 508.7667 | 506.206 | 501.6907 | 502.285 | 500.2079 | 498.2624 | 496.4469 | 494.7599 | 493.1997 | 0 | 0 | 0 | 0 | 0 | 0
F11_Industrial_Instruments_Existing_Process_Natural Gas_Strategic Energy Management_A_Technical Potential | F11 | Industrial | Instruments | Existing | Process | Natural Gas | Strategic Energy Management | A | Purchases (Cumulative) | Technical Potential | 0 | 0 | 0 | 0 | 0 | 531.8088 | 1063.3258 | 1591.7082 | 2120.3763 | 2649.4815 | 3171.8676 | 3692.8263 | 4212.7271 | 4724.3721 | 5237.9706 | 5746.6713 | 6255.4379 | 6761.644 | 7263.3347 | 7765.6196 | 8265.8275 | 8764.09 | 9260.5369 | 9755.2968 | 10248.4964 | 10248.4964 | 10248.4964 | 10248.4964 | 10248.4964 | 10248.4964 | 10248.4964
F1_Industrial_Instruments_Existing_Miscellaneous_Natural Gas_Strategic Energy Management_A_Technical Potential | F1 | Industrial | Instruments | Existing | Miscellaneous | Natural Gas | Strategic Energy Management | A | Integrated Unit Energy Savings (kWh or therms) | Technical Potential | 0 | 0 | 0 | 0 | 0 | 1.1153 | 1.1153 | 1.1153 | 1.1153 | 1.1153 | 1.1153 | 1.1153 | 1.1153 | 1.1153 | 1.1153 | 1.1153 | 1.1153 | 1.1153 | 1.1153 | 1.1153 | 1.1153 | 1.1153 | 1.1153 | 1.1153 | 1.1153 | 1.1153 | 1.1153 | 1.1153 | 0 | 0 | 0
F2_Industrial_Instruments_Existing_Miscellaneous_Natural Gas_Strategic Energy Management_A_Technical Potential | F2 | Industrial | Instruments | Existing | Miscellaneous | Natural Gas | Strategic Energy Management | A | Integrated Unit Summer Peak Savings (kW) | Technical Potential | 0 | 0 | 0 | 0 | 0 | 0 | 0 | 0 | 0 | 0 | 0 | 0 | 0 | 0 | 0 | 0 | 0 | 0 | 0 | 0 | 0 | 0 | 0 | 0 | 0 | 0 | 0 | 0 | 0 | 0 | 0
F3_Industrial_Instruments_Existing_Miscellaneous_Natural Gas_Strategic Energy Management_A_Technical Potential | F3 | Industrial | Instruments | Existing | Miscellaneous | Natural Gas | Strategic Energy Management | A | Integrated Unit Winter Peak Savings (kW) | Technical Potential | 0 | 0 | 0 | 0 | 0 | 0 | 0 | 0 | 0 | 0 | 0 | 0 | 0 | 0 | 0 | 0 | 0 | 0 | 0 | 0 | 0 | 0 | 0 | 0 | 0 | 0 | 0 | 0 | 0 | 0 | 0
F4_Industrial_Instruments_Existing_Miscellaneous_Natural Gas_Strategic Energy Management_A_Technical Potential | F4 | Industrial | Instruments | Existing | Miscellaneous | Natural Gas | Strategic Energy Management | A | Incremental Energy Savings (MWh or mTherms) | Technical Potential | 0 | 0 | 0 | 0 | 0 | 0.14828 | 0.1482 | 0.14732 | 0.1474 | 0.14752 | 0.14565 | 0.14525 | 0.14496 | 0.14266 | 0.1432 | 0.14184 | 0.14185 | 0.14114 | 0.13988 | 0.14005 | 0.13947 | 0.13892 | 0.13842 | 0.13795 | 0.13751 | 0 | 0 | 0 | 0 | 0 | 0
F5_Industrial_Instruments_Existing_Miscellaneous_Natural Gas_Strategic Energy Management_A_Technical Potential | F5 | Industrial | Instruments | Existing | Miscellaneous | Natural Gas | Strategic Energy Management | A | Incremental Summer Peak Savings (MW) | Technical Potential | 0 | 0 | 0 | 0 | 0 | 0 | 0 | 0 | 0 | 0 | 0 | 0 | 0 | 0 | 0 | 0 | 0 | 0 | 0 | 0 | 0 | 0 | 0 | 0 | 0 | 0 | 0 | 0 | 0 | 0 | 0
F6_Industrial_Instruments_Existing_Miscellaneous_Natural Gas_Strategic Energy Management_A_Technical Potential | F6 | Industrial | Instruments | Existing | Miscellaneous | Natural Gas | Strategic Energy Management | A | Incremental Winter Peak Savings (MW) | Technical Potential | 0 | 0 | 0 | 0 | 0 | 0 | 0 | 0 | 0 | 0 | 0 | 0 | 0 | 0 | 0 | 0 | 0 | 0 | 0 | 0 | 0 | 0 | 0 | 0 | 0 | 0 | 0 | 0 | 0 | 0 | 0
F7_Industrial_Instruments_Existing_Miscellaneous_Natural Gas_Strategic Energy Management_A_Technical Potential | F7 | Industrial | Instruments | Existing | Miscellaneous | Natural Gas | Strategic Energy Management | A | Cumulative Energy Savings (MWh or mTherms) | Technical Potential | 0 | 0 | 0 | 0 | 0 | 0.14828 | 0.29648 | 0.4438 | 0.5912 | 0.73873 | 0.88438 | 1.0296 | 1.1746 | 1.3172 | 1.4604 | 1.6023 | 1.7441 | 1.8853 | 2.0252 | 2.1652 | 2.3047 | 2.4436 | 2.582 | 2.72 | 2.8575 | 2.8575 | 2.8575 | 2.8575 | 0 | 0 | 0
F8_Industrial_Instruments_Existing_Miscellaneous_Natural Gas_Strategic Energy Management_A_Technical Potential | F8 | Industrial | Instruments | Existing | Miscellaneous | Natural Gas | Strategic Energy Management | A | Cumulative Summer Peak Savings (MW) | Technical Potential | 0 | 0 | 0 | 0 | 0 | 0 | 0 | 0 | 0 | 0 | 0 | 0 | 0 | 0 | 0 | 0 | 0 | 0 | 0 | 0 | 0 | 0 | 0 | 0 | 0 | 0 | 0 | 0 | 0 | 0 | 0
F9_Industrial_Instruments_Existing_Miscellaneous_Natural Gas_Strategic Energy Management_A_Technical Potential | F9 | Industrial | Instruments | Existing | Miscellaneous | Natural Gas | Strategic Energy Management | A | Cumulative Winter Peak Savings (MW) | Technical Potential | 0 | 0 | 0 | 0 | 0 | 0 | 0 | 0 | 0 | 0 | 0 | 0 | 0 | 0 | 0 | 0 | 0 | 0 | 0 | 0 | 0 | 0 | 0 | 0 | 0 | 0 | 0 | 0 | 0 | 0 | 0
F10_Industrial_Instruments_Existing_Miscellaneous_Natural Gas_Strategic Energy Management_A_Technical Potential | F10 | Industrial | Instruments | Existing | Miscellaneous | Natural Gas | Strategic Energy Management | A | Purchases (Incremental) | Technical Potential | 0 | 0 | 0 | 0 | 0 | 132.9522 | 132.8792 | 132.0956 | 132.167 | 132.2763 | 130.5965 | 130.2397 | 129.9752 | 127.9113 | 128.3996 | 127.1752 | 127.1917 | 126.5515 | 125.4227 | 125.5712 | 125.052 | 124.5656 | 124.1117 | 123.69 | 123.2999 | 0 | 0 | 0 | 0 | 0 | 0
F11_Industrial_Instruments_Existing_Miscellaneous_Natural Gas_Strategic Energy Management_A_Technical Potential | F11 | Industrial | Instruments | Existing | Miscellaneous | Natural Gas | Strategic Energy Management | A | Purchases (Cumulative) | Technical Potential | 0 | 0 | 0 | 0 | 0 | 132.9522 | 265.8314 | 397.9271 | 530.0941 | 662.3704 | 792.9669 | 923.2066 | 1053.1818 | 1181.093 | 1309.4927 | 1436.6678 | 1563.8595 | 1690.411 | 1815.8337 | 1941.4049 | 2066.4569 | 2191.0225 | 2315.1342 | 2438.8242 | 2562.1241 | 2562.1241 | 2562.1241 | 2562.1241 | 2562.1241 | 2562.1241 | 2562.1241
F1_Industrial_Instruments_Existing_Space Heating_Natural Gas_Commissioning_A_Technical Potential | F1 | Industrial | Instruments | Existing | Space Heating | Natural Gas | Commissioning | A | Integrated Unit Energy Savings (kWh or therms) | Technical Potential | 0 | 0 | 0 | 0 | 0 | 3.6261 | 3.6016 | 3.57 | 3.5359 | 3.4993 | 3.461 | 3.4213 | 3.3811 | 3.3388 | 3.2937 | 3.2498 | 3.2065 | 3.1678 | 3.1314 | 3.0982 | 3.0669 | 3.0351 | 3.0071 | 2.981 | 2.956 | 2.9326 | 2.9123 | 2.8927 | 0 | 0 | 0
F2_Industrial_Instruments_Existing_Space Heating_Natural Gas_Commissioning_A_Technical Potential | F2 | Industrial | Instruments | Existing | Space Heating | Natural Gas | Commissioning | A | Integrated Unit Summer Peak Savings (kW) | Technical Potential | 0 | 0 | 0 | 0 | 0 | 0 | 0 | 0 | 0 | 0 | 0 | 0 | 0 | 0 | 0 | 0 | 0 | 0 | 0 | 0 | 0 | 0 | 0 | 0 | 0 | 0 | 0 | 0 | 0 | 0 | 0
F3_Industrial_Instruments_Existing_Space Heating_Natural Gas_Commissioning_A_Technical Potential | F3 | Industrial | Instruments | Existing | Space Heating | Natural Gas | Commissioning | A | Integrated Unit Winter Peak Savings (kW) | Technical Potential | 0 | 0 | 0 | 0 | 0 | 0 | 0 | 0 | 0 | 0 | 0 | 0 | 0 | 0 | 0 | 0 | 0 | 0 | 0 | 0 | 0 | 0 | 0 | 0 | 0 | 0 | 0 | 0 | 0 | 0 | 0
F4_Industrial_Instruments_Existing_Space Heating_Natural Gas_Commissioning_A_Technical Potential | F4 | Industrial | Instruments | Existing | Space Heating | Natural Gas | Commissioning | A | Incremental Energy Savings (MWh or mTherms) | Technical Potential | 0 | 0 | 0 | 0 | 0 | 0 | 0 | 0 | 0 | 0 | 0 | 0 | 0 | 0 | 0 | 0 | 0 | 0 | 0 | 0 | 0 | 0 | 0 | 0 | 0 | 0 | 0 | 0 | 0 | 0 | 0
F5_Industrial_Instruments_Existing_Space Heating_Natural Gas_Commissioning_A_Technical Potential | F5 | Industrial | Instruments | Existing | Space Heating | Natural Gas | Commissioning | A | Incremental Summer Peak Savings (MW) | Technical Potential | 0 | 0 | 0 | 0 | 0 | 0 | 0 | 0 | 0 | 0 | 0 | 0 | 0 | 0 | 0 | 0 | 0 | 0 | 0 | 0 | 0 | 0 | 0 | 0 | 0 | 0 | 0 | 0 | 0 | 0 | 0
F6_Industrial_Instruments_Existing_Space Heating_Natural Gas_Commissioning_A_Technical Potential | F6 | Industrial | Instruments | Existing | Space Heating | Natural Gas | Commissioning | A | Incremental Winter Peak Savings (MW) | Technical Potential | 0 | 0 | 0 | 0 | 0 | 0 | 0 | 0 | 0 | 0 | 0 | 0 | 0 | 0 | 0 | 0 | 0 | 0 | 0 | 0 | 0 | 0 | 0 | 0 | 0 | 0 | 0 | 0 | 0 | 0 | 0
F7_Industrial_Instruments_Existing_Space Heating_Natural Gas_Commissioning_A_Technical Potential | F7 | Industrial | Instruments | Existing | Space Heating | Natural Gas | Commissioning | A | Cumulative Energy Savings (MWh or mTherms) | Technical Potential | 0 | 0 | 0 | 0 | 0 | 0 | 0 | 0 | 0 | 0 | 0 | 0 | 0 | 0 | 0 | 0 | 0 | 0 | 0 | 0 | 0 | 0 | 0 | 0 | 0 | 0 | 0 | 0 | 0 | 0 | 0
F8_Industrial_Instruments_Existing_Space Heating_Natural Gas_Commissioning_A_Technical Potential | F8 | Industrial | Instruments | Existing | Space Heating | Natural Gas | Commissioning | A | Cumulative Summer Peak Savings (MW) | Technical Potential | 0 | 0 | 0 | 0 | 0 | 0 | 0 | 0 | 0 | 0 | 0 | 0 | 0 | 0 | 0 | 0 | 0 | 0 | 0 | 0 | 0 | 0 | 0 | 0 | 0 | 0 | 0 | 0 | 0 | 0 | 0
F9_Industrial_Instruments_Existing_Space Heating_Natural Gas_Commissioning_A_Technical Potential | F9 | Industrial | Instruments | Existing | Space Heating | Natural Gas | Commissioning | A | Cumulative Winter Peak Savings (MW) | Technical Potential | 0 | 0 | 0 | 0 | 0 | 0 | 0 | 0 | 0 | 0 | 0 | 0 | 0 | 0 | 0 | 0 | 0 | 0 | 0 | 0 | 0 | 0 | 0 | 0 | 0 | 0 | 0 | 0 | 0 | 0 | 0
F10_Industrial_Instruments_Existing_Space Heating_Natural Gas_Commissioning_A_Technical Potential | F10 | Industrial | Instruments | Existing | Space Heating | Natural Gas | Commissioning | A | Purchases (Incremental) | Technical Potential | 0 | 0 | 0 | 0 | 0 | 0 | 0 | 0 | 0 | 0 | 0 | 0 | 0 | 0 | 0 | 0 | 0 | 0 | 0 | 0 | 0 | 0 | 0 | 0 | 0 | 0 | 0 | 0 | 0 | 0 | 0
F11_Industrial_Instruments_Existing_Space Heating_Natural Gas_Commissioning_A_Technical Potential | F11 | Industrial | Instruments | Existing | Space Heating | Natural Gas | Commissioning | A | Purchases (Cumulative) | Technical Potential | 0 | 0 | 0 | 0 | 0 | 0 | 0 | 0 | 0 | 0 | 0 | 0 | 0 | 0 | 0 | 0 | 0 | 0 | 0 | 0 | 0 | 0 | 0 | 0 | 0 | 0 | 0 | 0 | 0 | 0 | 0
F1_Industrial_Instruments_Existing_Process_Natural Gas_Commissioning_A_Technical Potential | F1 | Industrial | Instruments | Existing | Process | Natural Gas | Commissioning | A | Integrated Unit Energy Savings (kWh or therms) | Technical Potential | 0 | 0 | 0 | 0 | 0 | 9.4814 | 9.479 | 9.4773 | 9.476 | 9.4749 | 9.4738 | 9.4729 | 9.4722 | 9.4714 | 9.4709 | 9.4704 | 9.4701 | 9.4697 | 9.4694 | 9.4693 | 9.469 | 9.4689 | 9.4687 | 9.4686 | 9.4685 | 9.4684 | 9.4684 | 9.4683 | 0 | 0 | 0
F2_Industrial_Instruments_Existing_Process_Natural Gas_Commissioning_A_Technical Potential | F2 | Industrial | Instruments | Existing | Process | Natural Gas | Commissioning | A | Integrated Unit Summer Peak Savings (kW) | Technical Potential | 0 | 0 | 0 | 0 | 0 | 0 | 0 | 0 | 0 | 0 | 0 | 0 | 0 | 0 | 0 | 0 | 0 | 0 | 0 | 0 | 0 | 0 | 0 | 0 | 0 | 0 | 0 | 0 | 0 | 0 | 0
F3_Industrial_Instruments_Existing_Process_Natural Gas_Commissioning_A_Technical Potential | F3 | Industrial | Instruments | Existing | Process | Natural Gas | Commissioning | A | Integrated Unit Winter Peak Savings (kW) | Technical Potential | 0 | 0 | 0 | 0 | 0 | 0 | 0 | 0 | 0 | 0 | 0 | 0 | 0 | 0 | 0 | 0 | 0 | 0 | 0 | 0 | 0 | 0 | 0 | 0 | 0 | 0 | 0 | 0 | 0 | 0 | 0
F4_Industrial_Instruments_Existing_Process_Natural Gas_Commissioning_A_Technical Potential | F4 | Industrial | Instruments | Existing | Process | Natural Gas | Commissioning | A | Incremental Energy Savings (MWh or mTherms) | Technical Potential | 0 | 0 | 0 | 0 | 0 | 0 | 0 | 0 | 0 | 0 | 0 | 0 | 0 | 0 | 0 | 0 | 0 | 0 | 0 | 0 | 0 | 0 | 0 | 0 | 0 | 0 | 0 | 0 | 0 | 0 | 0
F5_Industrial_Instruments_Existing_Process_Natural Gas_Commissioning_A_Technical Potential | F5 | Industrial | Instruments | Existing | Process | Natural Gas | Commissioning | A | Incremental Summer Peak Savings (MW) | Technical Potential | 0 | 0 | 0 | 0 | 0 | 0 | 0 | 0 | 0 | 0 | 0 | 0 | 0 | 0 | 0 | 0 | 0 | 0 | 0 | 0 | 0 | 0 | 0 | 0 | 0 | 0 | 0 | 0 | 0 | 0 | 0
F6_Industrial_Instruments_Existing_Process_Natural Gas_Commissioning_A_Technical Potential | F6 | Industrial | Instruments | Existing | Process | Natural Gas | Commissioning | A | Incremental Winter Peak Savings (MW) | Technical Potential | 0 | 0 | 0 | 0 | 0 | 0 | 0 | 0 | 0 | 0 | 0 | 0 | 0 | 0 | 0 | 0 | 0 | 0 | 0 | 0 | 0 | 0 | 0 | 0 | 0 | 0 | 0 | 0 | 0 | 0 | 0
F7_Industrial_Instruments_Existing_Process_Natural Gas_Commissioning_A_Technical Potential | F7 | Industrial | Instruments | Existing | Process | Natural Gas | Commissioning | A | Cumulative Energy Savings (MWh or mTherms) | Technical Potential | 0 | 0 | 0 | 0 | 0 | 0 | 0 | 0 | 0 | 0 | 0 | 0 | 0 | 0 | 0 | 0 | 0 | 0 | 0 | 0 | 0 | 0 | 0 | 0 | 0 | 0 | 0 | 0 | 0 | 0 | 0
F8_Industrial_Instruments_Existing_Process_Natural Gas_Commissioning_A_Technical Potential | F8 | Industrial | Instruments | Existing | Process | Natural Gas | Commissioning | A | Cumulative Summer Peak Savings (MW) | Technical Potential | 0 | 0 | 0 | 0 | 0 | 0 | 0 | 0 | 0 | 0 | 0 | 0 | 0 | 0 | 0 | 0 | 0 | 0 | 0 | 0 | 0 | 0 | 0 | 0 | 0 | 0 | 0 | 0 | 0 | 0 | 0
F9_Industrial_Instruments_Existing_Process_Natural Gas_Commissioning_A_Technical Potential | F9 | Industrial | Instruments | Existing | Process | Natural Gas | Commissioning | A | Cumulative Winter Peak Savings (MW) | Technical Potential | 0 | 0 | 0 | 0 | 0 | 0 | 0 | 0 | 0 | 0 | 0 | 0 | 0 | 0 | 0 | 0 | 0 | 0 | 0 | 0 | 0 | 0 | 0 | 0 | 0 | 0 | 0 | 0 | 0 | 0 | 0
F10_Industrial_Instruments_Existing_Process_Natural Gas_Commissioning_A_Technical Potential | F10 | Industrial | Instruments | Existing | Process | Natural Gas | Commissioning | A | Purchases (Incremental) | Technical Potential | 0 | 0 | 0 | 0 | 0 | 0 | 0 | 0 | 0 | 0 | 0 | 0 | 0 | 0 | 0 | 0 | 0 | 0 | 0 | 0 | 0 | 0 | 0 | 0 | 0 | 0 | 0 | 0 | 0 | 0 | 0
F11_Industrial_Instruments_Existing_Process_Natural Gas_Commissioning_A_Technical Potential | F11 | Industrial | Instruments | Existing | Process | Natural Gas | Commissioning | A | Purchases (Cumulative) | Technical Potential | 0 | 0 | 0 | 0 | 0 | 0 | 0 | 0 | 0 | 0 | 0 | 0 | 0 | 0 | 0 | 0 | 0 | 0 | 0 | 0 | 0 | 0 | 0 | 0 | 0 | 0 | 0 | 0 | 0 | 0 | 0
F1_Industrial_Instruments_Existing_Space Heating_Natural Gas_Retrocommissioning_A_Technical Potential | F1 | Industrial | Instruments | Existing | Space Heating | Natural Gas | Retrocommissioning | A | Integrated Unit Energy Savings (kWh or therms) | Technical Potential | 0 | 0 | 0 | 0 | 0 | 0.50358 | 0.50013 | 0.4957 | 0.49092 | 0.4858 | 0.48043 | 0.47489 | 0.46927 | 0.46339 | 0.45711 | 0.45099 | 0.44498 | 0.4396 | 0.43454 | 0.42993 | 0.42558 | 0.42116 | 0.41728 | 0.41365 | 0.41019 | 0.40694 | 0.40412 | 0.40139 | 0 | 0 | 0
F2_Industrial_Instruments_Existing_Space Heating_Natural Gas_Retrocommissioning_A_Technical Potential | F2 | Industrial | Instruments | Existing | Space Heating | Natural Gas | Retrocommissioning | A | Integrated Unit Summer Peak Savings (kW) | Technical Potential | 0 | 0 | 0 | 0 | 0 | 0 | 0 | 0 | 0 | 0 | 0 | 0 | 0 | 0 | 0 | 0 | 0 | 0 | 0 | 0 | 0 | 0 | 0 | 0 | 0 | 0 | 0 | 0 | 0 | 0 | 0
F3_Industrial_Instruments_Existing_Space Heating_Natural Gas_Retrocommissioning_A_Technical Potential | F3 | Industrial | Instruments | Existing | Space Heating | Natural Gas | Retrocommissioning | A | Integrated Unit Winter Peak Savings (kW) | Technical Potential | 0 | 0 | 0 | 0 | 0 | 0 | 0 | 0 | 0 | 0 | 0 | 0 | 0 | 0 | 0 | 0 | 0 | 0 | 0 | 0 | 0 | 0 | 0 | 0 | 0 | 0 | 0 | 0 | 0 | 0 | 0
F4_Industrial_Instruments_Existing_Space Heating_Natural Gas_Retrocommissioning_A_Technical Potential | F4 | Industrial | Instruments | Existing | Space Heating | Natural Gas | Retrocommissioning | A | Incremental Energy Savings (MWh or mTherms) | Technical Potential | 0 | 0 | 0 | 0 | 0 | 0.052074 | 0.051689 | 0.050929 | 0.050465 | 0.049979 | 0.0488 | 0.048105 | 0.04744 | 0.046101 | 0.04565 | 0.04461 | 0.044021 | 0.043269 | 0.04239 | 0.041989 | 0.041393 | 0.040804 | 0.040281 | 0.039795 | 0.039337 | 0 | 0 | 0 | 0 | 0 | 0
F5_Industrial_Instruments_Existing_Space Heating_Natural Gas_Retrocommissioning_A_Technical Potential | F5 | Industrial | Instruments | Existing | Space Heating | Natural Gas | Retrocommissioning | A | Incremental Summer Peak Savings (MW) | Technical Potential | 0 | 0 | 0 | 0 | 0 | 0 | 0 | 0 | 0 | 0 | 0 | 0 | 0 | 0 | 0 | 0 | 0 | 0 | 0 | 0 | 0 | 0 | 0 | 0 | 0 | 0 | 0 | 0 | 0 | 0 | 0
F6_Industrial_Instruments_Existing_Space Heating_Natural Gas_Retrocommissioning_A_Technical Potential | F6 | Industrial | Instruments | Existing | Space Heating | Natural Gas | Retrocommissioning | A | Incremental Winter Peak Savings (MW) | Technical Potential | 0 | 0 | 0 | 0 | 0 | 0 | 0 | 0 | 0 | 0 | 0 | 0 | 0 | 0 | 0 | 0 | 0 | 0 | 0 | 0 | 0 | 0 | 0 | 0 | 0 | 0 | 0 | 0 | 0 | 0 | 0
F7_Industrial_Instruments_Existing_Space Heating_Natural Gas_Retrocommissioning_A_Technical Potential | F7 | Industrial | Instruments | Existing | Space Heating | Natural Gas | Retrocommissioning | A | Cumulative Energy Savings (MWh or mTherms) | Technical Potential | 0 | 0 | 0 | 0 | 0 | 0.052074 | 0.10341 | 0.15342 | 0.2024 | 0.25027 | 0.29631 | 0.341 | 0.3844 | 0.42568 | 0.46556 | 0.50394 | 0.54125 | 0.57797 | 0.61371 | 0.64918 | 0.684 | 0.71771 | 0.75138 | 0.78464 | 0.81741 | 0.81094 | 0.80531 | 0.79988 | 0 | 0 | 0
F8_Industrial_Instruments_Existing_Space Heating_Natural Gas_Retrocommissioning_A_Technical Potential | F8 | Industrial | Instruments | Existing | Space Heating | Natural Gas | Retrocommissioning | A | Cumulative Summer Peak Savings (MW) | Technical Potential | 0 | 0 | 0 | 0 | 0 | 0 | 0 | 0 | 0 | 0 | 0 | 0 | 0 | 0 | 0 | 0 | 0 | 0 | 0 | 0 | 0 | 0 | 0 | 0 | 0 | 0 | 0 | 0 | 0 | 0 | 0
F9_Industrial_Instruments_Existing_Space Heating_Natural Gas_Retrocommissioning_A_Technical Potential | F9 | Industrial | Instruments | Existing | Space Heating | Natural Gas | Retrocommissioning | A | Cumulative Winter Peak Savings (MW) | Technical Potential | 0 | 0 | 0 | 0 | 0 | 0 | 0 | 0 | 0 | 0 | 0 | 0 | 0 | 0 | 0 | 0 | 0 | 0 | 0 | 0 | 0 | 0 | 0 | 0 | 0 | 0 | 0 | 0 | 0 | 0 | 0
F10_Industrial_Instruments_Existing_Space Heating_Natural Gas_Retrocommissioning_A_Technical Potential | F10 | Industrial | Instruments | Existing | Space Heating | Natural Gas | Retrocommissioning | A | Purchases (Incremental) | Technical Potential | 0 | 0 | 0 | 0 | 0 | 103.4073 | 103.3505 | 102.741 | 102.7966 | 102.8816 | 101.5751 | 101.2975 | 101.0918 | 99.4865 | 99.8664 | 98.914 | 98.9269 | 98.4289 | 97.551 | 97.6665 | 97.2626 | 96.8844 | 96.5313 | 96.2033 | 95.8999 | 0 | 0 | 0 | 0 | 0 | 0
F11_Industrial_Instruments_Existing_Space Heating_Natural Gas_Retrocommissioning_A_Technical Potential | F11 | Industrial | Instruments | Existing | Space Heating | Natural Gas | Retrocommissioning | A | Purchases (Cumulative) | Technical Potential | 0 | 0 | 0 | 0 | 0 | 103.4073 | 206.7578 | 309.4988 | 412.2954 | 515.177 | 616.752 | 718.0496 | 819.1414 | 918.6279 | 1018.4943 | 1117.4083 | 1216.3352 | 1314.7641 | 1412.3151 | 1509.9816 | 1607.2442 | 1704.1286 | 1800.66 | 1896.8633 | 1992.7632 | 1992.7632 | 1992.7632 | 1992.7632 | 1992.7632 | 1992.7632 | 1992.7632
F1_Industrial_Instruments_Existing_Process_Natural Gas_Retrocommissioning_A_Technical Potential | F1 | Industrial | Instruments | Existing | Process | Natural Gas | Retrocommissioning | A | Integrated Unit Energy Savings (kWh or therms) | Technical Potential | 0 | 0 | 0 | 0 | 0 | 0 | 0 | 0 | 0 | 0 | 0 | 0 | 0 | 0 | 0 | 0 | 0 | 0 | 0 | 0 | 0 | 0 | 0 | 0 | 0 | 0 | 0 | 0 | 0 | 0 | 0
F2_Industrial_Instruments_Existing_Process_Natural Gas_Retrocommissioning_A_Technical Potential | F2 | Industrial | Instruments | Existing | Process | Natural Gas | Retrocommissioning | A | Integrated Unit Summer Peak Savings (kW) | Technical Potential | 0 | 0 | 0 | 0 | 0 | 0 | 0 | 0 | 0 | 0 | 0 | 0 | 0 | 0 | 0 | 0 | 0 | 0 | 0 | 0 | 0 | 0 | 0 | 0 | 0 | 0 | 0 | 0 | 0 | 0 | 0
F3_Industrial_Instruments_Existing_Process_Natural Gas_Retrocommissioning_A_Technical Potential | F3 | Industrial | Instruments | Existing | Process | Natural Gas | Retrocommissioning | A | Integrated Unit Winter Peak Savings (kW) | Technical Potential | 0 | 0 | 0 | 0 | 0 | 0 | 0 | 0 | 0 | 0 | 0 | 0 | 0 | 0 | 0 | 0 | 0 | 0 | 0 | 0 | 0 | 0 | 0 | 0 | 0 | 0 | 0 | 0 | 0 | 0 | 0
F4_Industrial_Instruments_Existing_Process_Natural Gas_Retrocommissioning_A_Technical Potential | F4 | Industrial | Instruments | Existing | Process | Natural Gas | Retrocommissioning | A | Incremental Energy Savings (MWh or mTherms) | Technical Potential | 0 | 0 | 0 | 0 | 0 | 0 | 0 | 0 | 0 | 0 | 0 | 0 | 0 | 0 | 0 | 0 | 0 | 0 | 0 | 0 | 0 | 0 | 0 | 0 | 0 | 0 | 0 | 0 | 0 | 0 | 0
F5_Industrial_Instruments_Existing_Process_Natural Gas_Retrocommissioning_A_Technical Potential | F5 | Industrial | Instruments | Existing | Process | Natural Gas | Retrocommissioning | A | Incremental Summer Peak Savings (MW) | Technical Potential | 0 | 0 | 0 | 0 | 0 | 0 | 0 | 0 | 0 | 0 | 0 | 0 | 0 | 0 | 0 | 0 | 0 | 0 | 0 | 0 | 0 | 0 | 0 | 0 | 0 | 0 | 0 | 0 | 0 | 0 | 0
F6_Industrial_Instruments_Existing_Process_Natural Gas_Retrocommissioning_A_Technical Potential | F6 | Industrial | Instruments | Existing | Process | Natural Gas | Retrocommissioning | A | Incremental Winter Peak Savings (MW) | Technical Potential | 0 | 0 | 0 | 0 | 0 | 0 | 0 | 0 | 0 | 0 | 0 | 0 | 0 | 0 | 0 | 0 | 0 | 0 | 0 | 0 | 0 | 0 | 0 | 0 | 0 | 0 | 0 | 0 | 0 | 0 | 0
F7_Industrial_Instruments_Existing_Process_Natural Gas_Retrocommissioning_A_Technical Potential | F7 | Industrial | Instruments | Existing | Process | Natural Gas | Retrocommissioning | A | Cumulative Energy Savings (MWh or mTherms) | Technical Potential | 0 | 0 | 0 | 0 | 0 | 0 | 0 | 0 | 0 | 0 | 0 | 0 | 0 | 0 | 0 | 0 | 0 | 0 | 0 | 0 | 0 | 0 | 0 | 0 | 0 | 0 | 0 | 0 | 0 | 0 | 0
F8_Industrial_Instruments_Existing_Process_Natural Gas_Retrocommissioning_A_Technical Potential | F8 | Industrial | Instruments | Existing | Process | Natural Gas | Retrocommissioning | A | Cumulative Summer Peak Savings (MW) | Technical Potential | 0 | 0 | 0 | 0 | 0 | 0 | 0 | 0 | 0 | 0 | 0 | 0 | 0 | 0 | 0 | 0 | 0 | 0 | 0 | 0 | 0 | 0 | 0 | 0 | 0 | 0 | 0 | 0 | 0 | 0 | 0
F9_Industrial_Instruments_Existing_Process_Natural Gas_Retrocommissioning_A_Technical Potential | F9 | Industrial | Instruments | Existing | Process | Natural Gas | Retrocommissioning | A | Cumulative Winter Peak Savings (MW) | Technical Potential | 0 | 0 | 0 | 0 | 0 | 0 | 0 | 0 | 0 | 0 | 0 | 0 | 0 | 0 | 0 | 0 | 0 | 0 | 0 | 0 | 0 | 0 | 0 | 0 | 0 | 0 | 0 | 0 | 0 | 0 | 0
F10_Industrial_Instruments_Existing_Process_Natural Gas_Retrocommissioning_A_Technical Potential | F10 | Industrial | Instruments | Existing | Process | Natural Gas | Retrocommissioning | A | Purchases (Incremental) | Technical Potential | 0 | 0 | 0 | 0 | 0 | 103.4073 | 103.3505 | 102.741 | 102.7966 | 102.8816 | 101.5751 | 101.2975 | 101.0918 | 99.4865 | 99.8664 | 98.914 | 98.9269 | 98.4289 | 97.551 | 97.6665 | 97.2626 | 96.8844 | 96.5313 | 96.2033 | 95.8999 | 0 | 0 | 0 | 0 | 0 | 0
F11_Industrial_Instruments_Existing_Process_Natural Gas_Retrocommissioning_A_Technical Potential | F11 | Industrial | Instruments | Existing | Process | Natural Gas | Retrocommissioning | A | Purchases (Cumulative) | Technical Potential | 0 | 0 | 0 | 0 | 0 | 103.4073 | 206.7578 | 309.4988 | 412.2954 | 515.177 | 616.752 | 718.0496 | 819.1414 | 918.6279 | 1018.4943 | 1117.4083 | 1216.3352 | 1314.7641 | 1412.3151 | 1509.9816 | 1607.2442 | 1704.1286 | 1800.66 | 1896.8633 | 1992.7632 | 1992.7632 | 1992.7632 | 1992.7632 | 1992.7632 | 1992.7632 | 1992.7632
F1_Industrial_Instruments_New_Space Heating_Natural Gas_Insulation - Roof/Ceiling_A_Technical Potential | F1 | Industrial | Instruments | New | Space Heating | Natural Gas | Insulation - Roof/Ceiling | A | Integrated Unit Energy Savings (kWh or therms) | Technical Potential | 0 | 0 | 0 | 0 | 0 | 0.091595 | 0.088812 | 0.086753 | 0.085154 | 0.083848 | 0.082771 | 0.081496 | 0.080127 | 0.078736 | 0.077351 | 0.076072 | 0.074898 | 0.074505 | 0.073723 | 0.073141 | 0.072732 | 0.072429 | 0.072334 | 0.072363 | 0.072472 | 0.072627 | 0.072778 | 0.072928 | 0 | 0 | 0
F2_Industrial_Instruments_New_Space Heating_Natural Gas_Insulation - Roof/Ceiling_A_Technical Potential | F2 | Industrial | Instruments | New | Space Heating | Natural Gas | Insulation - Roof/Ceiling | A | Integrated Unit Summer Peak Savings (kW) | Technical Potential | 0 | 0 | 0 | 0 | 0 | 0 | 0 | 0 | 0 | 0 | 0 | 0 | 0 | 0 | 0 | 0 | 0 | 0 | 0 | 0 | 0 | 0 | 0 | 0 | 0 | 0 | 0 | 0 | 0 | 0 | 0
F3_Industrial_Instruments_New_Space Heating_Natural Gas_Insulation - Roof/Ceiling_A_Technical Potential | F3 | Industrial | Instruments | New | Space Heating | Natural Gas | Insulation - Roof/Ceiling | A | Integrated Unit Winter Peak Savings (kW) | Technical Potential | 0 | 0 | 0 | 0 | 0 | 0 | 0 | 0 | 0 | 0 | 0 | 0 | 0 | 0 | 0 | 0 | 0 | 0 | 0 | 0 | 0 | 0 | 0 | 0 | 0 | 0 | 0 | 0 | 0 | 0 | 0
F4_Industrial_Instruments_New_Space Heating_Natural Gas_Insulation - Roof/Ceiling_A_Technical Potential | F4 | Industrial | Instruments | New | Space Heating | Natural Gas | Insulation - Roof/Ceiling | A | Incremental Energy Savings (MWh or mTherms) | Technical Potential | 0 | 0 | 0 | 0 | 0 | 0 | 0 | 0 | 0 | 0 | 0 | 0 | 0 | 0 | 0 | 0 | 0 | 0 | 0 | 0 | 0 | 0 | 0 | 0 | 0 | 0 | 0 | 0 | 0 | 0 | 0
F5_Industrial_Instruments_New_Space Heating_Natural Gas_Insulation - Roof/Ceiling_A_Technical Potential | F5 | Industrial | Instruments | New | Space Heating | Natural Gas | Insulation - Roof/Ceiling | A | Incremental Summer Peak Savings (MW) | Technical Potential | 0 | 0 | 0 | 0 | 0 | 0 | 0 | 0 | 0 | 0 | 0 | 0 | 0 | 0 | 0 | 0 | 0 | 0 | 0 | 0 | 0 | 0 | 0 | 0 | 0 | 0 | 0 | 0 | 0 | 0 | 0
F6_Industrial_Instruments_New_Space Heating_Natural Gas_Insulation - Roof/Ceiling_A_Technical Potential | F6 | Industrial | Instruments | New | Space Heating | Natural Gas | Insulation - Roof/Ceiling | A | Incremental Winter Peak Savings (MW) | Technical Potential | 0 | 0 | 0 | 0 | 0 | 0 | 0 | 0 | 0 | 0 | 0 | 0 | 0 | 0 | 0 | 0 | 0 | 0 | 0 | 0 | 0 | 0 | 0 | 0 | 0 | 0 | 0 | 0 | 0 | 0 | 0
F7_Industrial_Instruments_New_Space Heating_Natural Gas_Insulation - Roof/Ceiling_A_Technical Potential | F7 | Industrial | Instruments | New | Space Heating | Natural Gas | Insulation - Roof/Ceiling | A | Cumulative Energy Savings (MWh or mTherms) | Technical Potential | 0 | 0 | 0 | 0 | 0 | 0 | 0 | 0 | 0 | 0 | 0 | 0 | 0 | 0 | 0 | 0 | 0 | 0 | 0 | 0 | 0 | 0 | 0 | 0 | 0 | 0 | 0 | 0 | 0 | 0 | 0
F8_Industrial_Instruments_New_Space Heating_Natural Gas_Insulation - Roof/Ceiling_A_Technical Potential | F8 | Industrial | Instruments | New | Space Heating | Natural Gas | Insulation - Roof/Ceiling | A | Cumulative Summer Peak Savings (MW) | Technical Potential | 0 | 0 | 0 | 0 | 0 | 0 | 0 | 0 | 0 | 0 | 0 | 0 | 0 | 0 | 0 | 0 | 0 | 0 | 0 | 0 | 0 | 0 | 0 | 0 | 0 | 0 | 0 | 0 | 0 | 0 | 0
F9_Industrial_Instruments_New_Space Heating_Natural Gas_Insulation - Roof/Ceiling_A_Technical Potential | F9 | Industrial | Instruments | New | Space Heating | Natural Gas | Insulation - Roof/Ceiling | A | Cumulative Winter Peak Savings (MW) | Technical Potential | 0 | 0 | 0 | 0 | 0 | 0 | 0 | 0 | 0 | 0 | 0 | 0 | 0 | 0 | 0 | 0 | 0 | 0 | 0 | 0 | 0 | 0 | 0 | 0 | 0 | 0 | 0 | 0 | 0 | 0 | 0
F10_Industrial_Instruments_New_Space Heating_Natural Gas_Insulation - Roof/Ceiling_A_Technical Potential | F10 | Industrial | Instruments | New | Space Heating | Natural Gas | Insulation - Roof/Ceiling | A | Purchases (Incremental) | Technical Potential | 0 | 0 | 0 | 0 | 0 | 0 | 0 | 0 | 0 | 0 | 0 | 0 | 0 | 0 | 0 | 0 | 0 | 0 | 0 | 0 | 0 | 0 | 0 | 0 | 0 | 0 | 0 | 0 | 0 | 0 | 0
F11_Industrial_Instruments_New_Space Heating_Natural Gas_Insulation - Roof/Ceiling_A_Technical Potential | F11 | Industrial | Instruments | New | Space Heating | Natural Gas | Insulation - Roof/Ceiling | A | Purchases (Cumulative) | Technical Potential | 0 | 0 | 0 | 0 | 0 | 0 | 0 | 0 | 0 | 0 | 0 | 0 | 0 | 0 | 0 | 0 | 0 | 0 | 0 | 0 | 0 | 0 | 0 | 0 | 0 | 0 | 0 | 0 | 0 | 0 | 0
F1_Industrial_Instruments_New_Space Heating_Natural Gas_Insulation - Wall Cavity_A_Technical Potential | F1 | Industrial | Instruments | New | Space Heating | Natural Gas | Insulation - Wall Cavity | A | Integrated Unit Energy Savings (kWh or therms) | Technical Potential | 0 | 0 | 0 | 0 | 0 | 0.016495 | 0.015994 | 0.015623 | 0.015336 | 0.0151 | 0.014906 | 0.014677 | 0.01443 | 0.01418 | 0.01393 | 0.0137 | 0.013488 | 0.013418 | 0.013277 | 0.013172 | 0.013098 | 0.013044 | 0.013027 | 0.013032 | 0.013052 | 0.01308 | 0.013107 | 0.013134 | 0 | 0 | 0
F2_Industrial_Instruments_New_Space Heating_Natural Gas_Insulation - Wall Cavity_A_Technical Potential | F2 | Industrial | Instruments | New | Space Heating | Natural Gas | Insulation - Wall Cavity | A | Integrated Unit Summer Peak Savings (kW) | Technical Potential | 0 | 0 | 0 | 0 | 0 | 0 | 0 | 0 | 0 | 0 | 0 | 0 | 0 | 0 | 0 | 0 | 0 | 0 | 0 | 0 | 0 | 0 | 0 | 0 | 0 | 0 | 0 | 0 | 0 | 0 | 0
F3_Industrial_Instruments_New_Space Heating_Natural Gas_Insulation - Wall Cavity_A_Technical Potential | F3 | Industrial | Instruments | New | Space Heating | Natural Gas | Insulation - Wall Cavity | A | Integrated Unit Winter Peak Savings (kW) | Technical Potential | 0 | 0 | 0 | 0 | 0 | 0 | 0 | 0 | 0 | 0 | 0 | 0 | 0 | 0 | 0 | 0 | 0 | 0 | 0 | 0 | 0 | 0 | 0 | 0 | 0 | 0 | 0 | 0 | 0 | 0 | 0
F4_Industrial_Instruments_New_Space Heating_Natural Gas_Insulation - Wall Cavity_A_Technical Potential | F4 | Industrial | Instruments | New | Space Heating | Natural Gas | Insulation - Wall Cavity | A | Incremental Energy Savings (MWh or mTherms) | Technical Potential | 0 | 0 | 0 | 0 | 0 | 0 | 0 | 0 | 0 | 0 | 0 | 0 | 0 | 0 | 0 | 0 | 0 | 0 | 0 | 0 | 0 | 0 | 0 | 0 | 0 | 0 | 0 | 0 | 0 | 0 | 0
F5_Industrial_Instruments_New_Space Heating_Natural Gas_Insulation - Wall Cavity_A_Technical Potential | F5 | Industrial | Instruments | New | Space Heating | Natural Gas | Insulation - Wall Cavity | A | Incremental Summer Peak Savings (MW) | Technical Potential | 0 | 0 | 0 | 0 | 0 | 0 | 0 | 0 | 0 | 0 | 0 | 0 | 0 | 0 | 0 | 0 | 0 | 0 | 0 | 0 | 0 | 0 | 0 | 0 | 0 | 0 | 0 | 0 | 0 | 0 | 0
F6_Industrial_Instruments_New_Space Heating_Natural Gas_Insulation - Wall Cavity_A_Technical Potential | F6 | Industrial | Instruments | New | Space Heating | Natural Gas | Insulation - Wall Cavity | A | Incremental Winter Peak Savings (MW) | Technical Potential | 0 | 0 | 0 | 0 | 0 | 0 | 0 | 0 | 0 | 0 | 0 | 0 | 0 | 0 | 0 | 0 | 0 | 0 | 0 | 0 | 0 | 0 | 0 | 0 | 0 | 0 | 0 | 0 | 0 | 0 | 0
F7_Industrial_Instruments_New_Space Heating_Natural Gas_Insulation - Wall Cavity_A_Technical Potential | F7 | Industrial | Instruments | New | Space Heating | Natural Gas | Insulation - Wall Cavity | A | Cumulative Energy Savings (MWh or mTherms) | Technical Potential | 0 | 0 | 0 | 0 | 0 | 0 | 0 | 0 | 0 | 0 | 0 | 0 | 0 | 0 | 0 | 0 | 0 | 0 | 0 | 0 | 0 | 0 | 0 | 0 | 0 | 0 | 0 | 0 | 0 | 0 | 0
F8_Industrial_Instruments_New_Space Heating_Natural Gas_Insulation - Wall Cavity_A_Technical Potential | F8 | Industrial | Instruments | New | Space Heating | Natural Gas | Insulation - Wall Cavity | A | Cumulative Summer Peak Savings (MW) | Technical Potential | 0 | 0 | 0 | 0 | 0 | 0 | 0 | 0 | 0 | 0 | 0 | 0 | 0 | 0 | 0 | 0 | 0 | 0 | 0 | 0 | 0 | 0 | 0 | 0 | 0 | 0 | 0 | 0 | 0 | 0 | 0
F9_Industrial_Instruments_New_Space Heating_Natural Gas_Insulation - Wall Cavity_A_Technical Potential | F9 | Industrial | Instruments | New | Space Heating | Natural Gas | Insulation - Wall Cavity | A | Cumulative Winter Peak Savings (MW) | Technical Potential | 0 | 0 | 0 | 0 | 0 | 0 | 0 | 0 | 0 | 0 | 0 | 0 | 0 | 0 | 0 | 0 | 0 | 0 | 0 | 0 | 0 | 0 | 0 | 0 | 0 | 0 | 0 | 0 | 0 | 0 | 0
F10_Industrial_Instruments_New_Space Heating_Natural Gas_Insulation - Wall Cavity_A_Technical Potential | F10 | Industrial | Instruments | New | Space Heating | Natural Gas | Insulation - Wall Cavity | A | Purchases (Incremental) | Technical Potential | 0 | 0 | 0 | 0 | 0 | 0 | 0 | 0 | 0 | 0 | 0 | 0 | 0 | 0 | 0 | 0 | 0 | 0 | 0 | 0 | 0 | 0 | 0 | 0 | 0 | 0 | 0 | 0 | 0 | 0 | 0
F11_Industrial_Instruments_New_Space Heating_Natural Gas_Insulation - Wall Cavity_A_Technical Potential | F11 | Industrial | Instruments | New | Space Heating | Natural Gas | Insulation - Wall Cavity | A | Purchases (Cumulative) | Technical Potential | 0 | 0 | 0 | 0 | 0 | 0 | 0 | 0 | 0 | 0 | 0 | 0 | 0 | 0 | 0 | 0 | 0 | 0 | 0 | 0 | 0 | 0 | 0 | 0 | 0 | 0 | 0 | 0 | 0 | 0 | 0
F1_Industrial_Instruments_New_Space Heating_Natural Gas_Insulation - Ducting_A_Technical Potential | F1 | Industrial | Instruments | New | Space Heating | Natural Gas | Insulation - Ducting | A | Integrated Unit Energy Savings (kWh or therms) | Technical Potential | 0 | 0 | 0 | 0 | 0 | 0 | 0 | 0 | 0 | 0 | 0 | 0 | 0 | 0 | 0 | 0 | 0 | 0 | 0 | 0 | 0 | 0 | 0 | 0 | 0 | 0 | 0 | 0 | 0 | 0 | 0
F2_Industrial_Instruments_New_Space Heating_Natural Gas_Insulation - Ducting_A_Technical Potential | F2 | Industrial | Instruments | New | Space Heating | Natural Gas | Insulation - Ducting | A | Integrated Unit Summer Peak Savings (kW) | Technical Potential | 0 | 0 | 0 | 0 | 0 | 0 | 0 | 0 | 0 | 0 | 0 | 0 | 0 | 0 | 0 | 0 | 0 | 0 | 0 | 0 | 0 | 0 | 0 | 0 | 0 | 0 | 0 | 0 | 0 | 0 | 0
F3_Industrial_Instruments_New_Space Heating_Natural Gas_Insulation - Ducting_A_Technical Potential | F3 | Industrial | Instruments | New | Space Heating | Natural Gas | Insulation - Ducting | A | Integrated Unit Winter Peak Savings (kW) | Technical Potential | 0 | 0 | 0 | 0 | 0 | 0 | 0 | 0 | 0 | 0 | 0 | 0 | 0 | 0 | 0 | 0 | 0 | 0 | 0 | 0 | 0 | 0 | 0 | 0 | 0 | 0 | 0 | 0 | 0 | 0 | 0
F4_Industrial_Instruments_New_Space Heating_Natural Gas_Insulation - Ducting_A_Technical Potential | F4 | Industrial | Instruments | New | Space Heating | Natural Gas | Insulation - Ducting | A | Incremental Energy Savings (MWh or mTherms) | Technical Potential | 0 | 0 | 0 | 0 | 0 | 0 | 0 | 0 | 0 | 0 | 0 | 0 | 0 | 0 | 0 | 0 | 0 | 0 | 0 | 0 | 0 | 0 | 0 | 0 | 0 | 0 | 0 | 0 | 0 | 0 | 0
F5_Industrial_Instruments_New_Space Heating_Natural Gas_Insulation - Ducting_A_Technical Potential | F5 | Industrial | Instruments | New | Space Heating | Natural Gas | Insulation - Ducting | A | Incremental Summer Peak Savings (MW) | Technical Potential | 0 | 0 | 0 | 0 | 0 | 0 | 0 | 0 | 0 | 0 | 0 | 0 | 0 | 0 | 0 | 0 | 0 | 0 | 0 | 0 | 0 | 0 | 0 | 0 | 0 | 0 | 0 | 0 | 0 | 0 | 0
F6_Industrial_Instruments_New_Space Heating_Natural Gas_Insulation - Ducting_A_Technical Potential | F6 | Industrial | Instruments | New | Space Heating | Natural Gas | Insulation - Ducting | A | Incremental Winter Peak Savings (MW) | Technical Potential | 0 | 0 | 0 | 0 | 0 | 0 | 0 | 0 | 0 | 0 | 0 | 0 | 0 | 0 | 0 | 0 | 0 | 0 | 0 | 0 | 0 | 0 | 0 | 0 | 0 | 0 | 0 | 0 | 0 | 0 | 0
F7_Industrial_Instruments_New_Space Heating_Natural Gas_Insulation - Ducting_A_Technical Potential | F7 | Industrial | Instruments | New | Space Heating | Natural Gas | Insulation - Ducting | A | Cumulative Energy Savings (MWh or mTherms) | Technical Potential | 0 | 0 | 0 | 0 | 0 | 0 | 0 | 0 | 0 | 0 | 0 | 0 | 0 | 0 | 0 | 0 | 0 | 0 | 0 | 0 | 0 | 0 | 0 | 0 | 0 | 0 | 0 | 0 | 0 | 0 | 0
F8_Industrial_Instruments_New_Space Heating_Natural Gas_Insulation - Ducting_A_Technical Potential | F8 | Industrial | Instruments | New | Space Heating | Natural Gas | Insulation - Ducting | A | Cumulative Summer Peak Savings (MW) | Technical Potential | 0 | 0 | 0 | 0 | 0 | 0 | 0 | 0 | 0 | 0 | 0 | 0 | 0 | 0 | 0 | 0 | 0 | 0 | 0 | 0 | 0 | 0 | 0 | 0 | 0 | 0 | 0 | 0 | 0 | 0 | 0
F9_Industrial_Instruments_New_Space Heating_Natural Gas_Insulation - Ducting_A_Technical Potential | F9 | Industrial | Instruments | New | Space Heating | Natural Gas | Insulation - Ducting | A | Cumulative Winter Peak Savings (MW) | Technical Potential | 0 | 0 | 0 | 0 | 0 | 0 | 0 | 0 | 0 | 0 | 0 | 0 | 0 | 0 | 0 | 0 | 0 | 0 | 0 | 0 | 0 | 0 | 0 | 0 | 0 | 0 | 0 | 0 | 0 | 0 | 0
F10_Industrial_Instruments_New_Space Heating_Natural Gas_Insulation - Ducting_A_Technical Potential | F10 | Industrial | Instruments | New | Space Heating | Natural Gas | Insulation - Ducting | A | Purchases (Incremental) | Technical Potential | 0 | 0 | 0 | 0 | 0 | 0 | 0 | 0 | 0 | 0 | 0 | 0 | 0 | 0 | 0 | 0 | 0 | 0 | 0 | 0 | 0 | 0 | 0 | 0 | 0 | 0 | 0 | 0 | 0 | 0 | 0
F11_Industrial_Instruments_New_Space Heating_Natural Gas_Insulation - Ducting_A_Technical Potential | F11 | Industrial | Instruments | New | Space Heating | Natural Gas | Insulation - Ducting | A | Purchases (Cumulative) | Technical Potential | 0 | 0 | 0 | 0 | 0 | 0 | 0 | 0 | 0 | 0 | 0 | 0 | 0 | 0 | 0 | 0 | 0 | 0 | 0 | 0 | 0 | 0 | 0 | 0 | 0 | 0 | 0 | 0 | 0 | 0 | 0
F1_Industrial_Instruments_New_Space Heating_Natural Gas_HVAC - Duct Repair and Sealing_A_Technical Potential | F1 | Industrial | Instruments | New | Space Heating | Natural Gas | HVAC - Duct Repair and Sealing | A | Integrated Unit Energy Savings (kWh or therms) | Technical Potential | 0 | 0 | 0 | 0 | 0 | 0 | 0 | 0 | 0 | 0 | 0 | 0 | 0 | 0 | 0 | 0 | 0 | 0 | 0 | 0 | 0 | 0 | 0 | 0 | 0 | 0 | 0 | 0 | 0 | 0 | 0
F2_Industrial_Instruments_New_Space Heating_Natural Gas_HVAC - Duct Repair and Sealing_A_Technical Potential | F2 | Industrial | Instruments | New | Space Heating | Natural Gas | HVAC - Duct Repair and Sealing | A | Integrated Unit Summer Peak Savings (kW) | Technical Potential | 0 | 0 | 0 | 0 | 0 | 0 | 0 | 0 | 0 | 0 | 0 | 0 | 0 | 0 | 0 | 0 | 0 | 0 | 0 | 0 | 0 | 0 | 0 | 0 | 0 | 0 | 0 | 0 | 0 | 0 | 0
F3_Industrial_Instruments_New_Space Heating_Natural Gas_HVAC - Duct Repair and Sealing_A_Technical Potential | F3 | Industrial | Instruments | New | Space Heating | Natural Gas | HVAC - Duct Repair and Sealing | A | Integrated Unit Winter Peak Savings (kW) | Technical Potential | 0 | 0 | 0 | 0 | 0 | 0 | 0 | 0 | 0 | 0 | 0 | 0 | 0 | 0 | 0 | 0 | 0 | 0 | 0 | 0 | 0 | 0 | 0 | 0 | 0 | 0 | 0 | 0 | 0 | 0 | 0
F4_Industrial_Instruments_New_Space Heating_Natural Gas_HVAC - Duct Repair and Sealing_A_Technical Potential | F4 | Industrial | Instruments | New | Space Heating | Natural Gas | HVAC - Duct Repair and Sealing | A | Incremental Energy Savings (MWh or mTherms) | Technical Potential | 0 | 0 | 0 | 0 | 0 | 0 | 0 | 0 | 0 | 0 | 0 | 0 | 0 | 0 | 0 | 0 | 0 | 0 | 0 | 0 | 0 | 0 | 0 | 0 | 0 | 0 | 0 | 0 | 0 | 0 | 0
F5_Industrial_Instruments_New_Space Heating_Natural Gas_HVAC - Duct Repair and Sealing_A_Technical Potential | F5 | Industrial | Instruments | New | Space Heating | Natural Gas | HVAC - Duct Repair and Sealing | A | Incremental Summer Peak Savings (MW) | Technical Potential | 0 | 0 | 0 | 0 | 0 | 0 | 0 | 0 | 0 | 0 | 0 | 0 | 0 | 0 | 0 | 0 | 0 | 0 | 0 | 0 | 0 | 0 | 0 | 0 | 0 | 0 | 0 | 0 | 0 | 0 | 0
F6_Industrial_Instruments_New_Space Heating_Natural Gas_HVAC - Duct Repair and Sealing_A_Technical Potential | F6 | Industrial | Instruments | New | Space Heating | Natural Gas | HVAC - Duct Repair and Sealing | A | Incremental Winter Peak Savings (MW) | Technical Potential | 0 | 0 | 0 | 0 | 0 | 0 | 0 | 0 | 0 | 0 | 0 | 0 | 0 | 0 | 0 | 0 | 0 | 0 | 0 | 0 | 0 | 0 | 0 | 0 | 0 | 0 | 0 | 0 | 0 | 0 | 0
F7_Industrial_Instruments_New_Space Heating_Natural Gas_HVAC - Duct Repair and Sealing_A_Technical Potential | F7 | Industrial | Instruments | New | Space Heating | Natural Gas | HVAC - Duct Repair and Sealing | A | Cumulative Energy Savings (MWh or mTherms) | Technical Potential | 0 | 0 | 0 | 0 | 0 | 0 | 0 | 0 | 0 | 0 | 0 | 0 | 0 | 0 | 0 | 0 | 0 | 0 | 0 | 0 | 0 | 0 | 0 | 0 | 0 | 0 | 0 | 0 | 0 | 0 | 0
F8_Industrial_Instruments_New_Space Heating_Natural Gas_HVAC - Duct Repair and Sealing_A_Technical Potential | F8 | Industrial | Instruments | New | Space Heating | Natural Gas | HVAC - Duct Repair and Sealing | A | Cumulative Summer Peak Savings (MW) | Technical Potential | 0 | 0 | 0 | 0 | 0 | 0 | 0 | 0 | 0 | 0 | 0 | 0 | 0 | 0 | 0 | 0 | 0 | 0 | 0 | 0 | 0 | 0 | 0 | 0 | 0 | 0 | 0 | 0 | 0 | 0 | 0
F9_Industrial_Instruments_New_Space Heating_Natural Gas_HVAC - Duct Repair and Sealing_A_Technical Potential | F9 | Industrial | Instruments | New | Space Heating | Natural Gas | HVAC - Duct Repair and Sealing | A | Cumulative Winter Peak Savings (MW) | Technical Potential | 0 | 0 | 0 | 0 | 0 | 0 | 0 | 0 | 0 | 0 | 0 | 0 | 0 | 0 | 0 | 0 | 0 | 0 | 0 | 0 | 0 | 0 | 0 | 0 | 0 | 0 | 0 | 0 | 0 | 0 | 0
F10_Industrial_Instruments_New_Space Heating_Natural Gas_HVAC - Duct Repair and Sealing_A_Technical Potential | F10 | Industrial | Instruments | New | Space Heating | Natural Gas | HVAC - Duct Repair and Sealing | A | Purchases (Incremental) | Technical Potential | 0 | 0 | 0 | 0 | 0 | 0 | 0 | 0 | 0 | 0 | 0 | 0 | 0 | 0 | 0 | 0 | 0 | 0 | 0 | 0 | 0 | 0 | 0 | 0 | 0 | 0 | 0 | 0 | 0 | 0 | 0
F11_Industrial_Instruments_New_Space Heating_Natural Gas_HVAC - Duct Repair and Sealing_A_Technical Potential | F11 | Industrial | Instruments | New | Space Heating | Natural Gas | HVAC - Duct Repair and Sealing | A | Purchases (Cumulative) | Technical Potential | 0 | 0 | 0 | 0 | 0 | 0 | 0 | 0 | 0 | 0 | 0 | 0 | 0 | 0 | 0 | 0 | 0 | 0 | 0 | 0 | 0 | 0 | 0 | 0 | 0 | 0 | 0 | 0 | 0 | 0 | 0
F1_Industrial_Instruments_New_Space Heating_Natural Gas_Windows - High Efficiency_A_Technical Potential | F1 | Industrial | Instruments | New | Space Heating | Natural Gas | Windows - High Efficiency | A | Integrated Unit Energy Savings (kWh or therms) | Technical Potential | 0 | 0 | 0 | 0 | 0 | 0.0052341 | 0.0050743 | 0.0049559 | 0.004864 | 0.0047887 | 0.0047267 | 0.0046534 | 0.0045747 | 0.0044948 | 0.0044152 | 0.0043418 | 0.0042743 | 0.0042514 | 0.0042064 | 0.0041728 | 0.0041492 | 0.0041318 | 0.0041261 | 0.0041276 | 0.0041337 | 0.0041429 | 0.0041517 | 0.0041606 | 0 | 0 | 0
F2_Industrial_Instruments_New_Space Heating_Natural Gas_Windows - High Efficiency_A_Technical Potential | F2 | Industrial | Instruments | New | Space Heating | Natural Gas | Windows - High Efficiency | A | Integrated Unit Summer Peak Savings (kW) | Technical Potential | 0 | 0 | 0 | 0 | 0 | 0 | 0 | 0 | 0 | 0 | 0 | 0 | 0 | 0 | 0 | 0 | 0 | 0 | 0 | 0 | 0 | 0 | 0 | 0 | 0 | 0 | 0 | 0 | 0 | 0 | 0
F3_Industrial_Instruments_New_Space Heating_Natural Gas_Windows - High Efficiency_A_Technical Potential | F3 | Industrial | Instruments | New | Space Heating | Natural Gas | Windows - High Efficiency | A | Integrated Unit Winter Peak Savings (kW) | Technical Potential | 0 | 0 | 0 | 0 | 0 | 0 | 0 | 0 | 0 | 0 | 0 | 0 | 0 | 0 | 0 | 0 | 0 | 0 | 0 | 0 | 0 | 0 | 0 | 0 | 0 | 0 | 0 | 0 | 0 | 0 | 0
F4_Industrial_Instruments_New_Space Heating_Natural Gas_Windows - High Efficiency_A_Technical Potential | F4 | Industrial | Instruments | New | Space Heating | Natural Gas | Windows - High Efficiency | A | Incremental Energy Savings (MWh or mTherms) | Technical Potential | 0 | 0 | 0 | 0 | 0 | 0 | 0 | 0 | 0 | 0 | 0 | 0 | 0 | 0 | 0 | 0 | 0 | 0 | 0 | 0 | 0 | 0 | 0 | 0 | 0 | 0 | 0 | 0 | 0 | 0 | 0
F5_Industrial_Instruments_New_Space Heating_Natural Gas_Windows - High Efficiency_A_Technical Potential | F5 | Industrial | Instruments | New | Space Heating | Natural Gas | Windows - High Efficiency | A | Incremental Summer Peak Savings (MW) | Technical Potential | 0 | 0 | 0 | 0 | 0 | 0 | 0 | 0 | 0 | 0 | 0 | 0 | 0 | 0 | 0 | 0 | 0 | 0 | 0 | 0 | 0 | 0 | 0 | 0 | 0 | 0 | 0 | 0 | 0 | 0 | 0
F6_Industrial_Instruments_New_Space Heating_Natural Gas_Windows - High Efficiency_A_Technical Potential | F6 | Industrial | Instruments | New | Space Heating | Natural Gas | Windows - High Efficiency | A | Incremental Winter Peak Savings (MW) | Technical Potential | 0 | 0 | 0 | 0 | 0 | 0 | 0 | 0 | 0 | 0 | 0 | 0 | 0 | 0 | 0 | 0 | 0 | 0 | 0 | 0 | 0 | 0 | 0 | 0 | 0 | 0 | 0 | 0 | 0 | 0 | 0
F7_Industrial_Instruments_New_Space Heating_Natural Gas_Windows - High Efficiency_A_Technical Potential | F7 | Industrial | Instruments | New | Space Heating | Natural Gas | Windows - High Efficiency | A | Cumulative Energy Savings (MWh or mTherms) | Technical Potential | 0 | 0 | 0 | 0 | 0 | 0 | 0 | 0 | 0 | 0 | 0 | 0 | 0 | 0 | 0 | 0 | 0 | 0 | 0 | 0 | 0 | 0 | 0 | 0 | 0 | 0 | 0 | 0 | 0 | 0 | 0
F8_Industrial_Instruments_New_Space Heating_Natural Gas_Windows - High Efficiency_A_Technical Potential | F8 | Industrial | Instruments | New | Space Heating | Natural Gas | Windows - High Efficiency | A | Cumulative Summer Peak Savings (MW) | Technical Potential | 0 | 0 | 0 | 0 | 0 | 0 | 0 | 0 | 0 | 0 | 0 | 0 | 0 | 0 | 0 | 0 | 0 | 0 | 0 | 0 | 0 | 0 | 0 | 0 | 0 | 0 | 0 | 0 | 0 | 0 | 0
F9_Industrial_Instruments_New_Space Heating_Natural Gas_Windows - High Efficiency_A_Technical Potential | F9 | Industrial | Instruments | New | Space Heating | Natural Gas | Windows - High Efficiency | A | Cumulative Winter Peak Savings (MW) | Technical Potential | 0 | 0 | 0 | 0 | 0 | 0 | 0 | 0 | 0 | 0 | 0 | 0 | 0 | 0 | 0 | 0 | 0 | 0 | 0 | 0 | 0 | 0 | 0 | 0 | 0 | 0 | 0 | 0 | 0 | 0 | 0
F10_Industrial_Instruments_New_Space Heating_Natural Gas_Windows - High Efficiency_A_Technical Potential | F10 | Industrial | Instruments | New | Space Heating | Natural Gas | Windows - High Efficiency | A | Purchases (Incremental) | Technical Potential | 0 | 0 | 0 | 0 | 0 | 0 | 0 | 0 | 0 | 0 | 0 | 0 | 0 | 0 | 0 | 0 | 0 | 0 | 0 | 0 | 0 | 0 | 0 | 0 | 0 | 0 | 0 | 0 | 0 | 0 | 0
F11_Industrial_Instruments_New_Space Heating_Natural Gas_Windows - High Efficiency_A_Technical Potential | F11 | Industrial | Instruments | New | Space Heating | Natural Gas | Windows - High Efficiency | A | Purchases (Cumulative) | Technical Potential | 0 | 0 | 0 | 0 | 0 | 0 | 0 | 0 | 0 | 0 | 0 | 0 | 0 | 0 | 0 | 0 | 0 | 0 | 0 | 0 | 0 | 0 | 0 | 0 | 0 | 0 | 0 | 0 | 0 | 0 | 0
F1_Industrial_Instruments_New_Space Heating_Natural Gas_Gas Boiler - Maintenance_A_Technical Potential | F1 | Industrial | Instruments | New | Space Heating | Natural Gas | Gas Boiler - Maintenance | A | Integrated Unit Energy Savings (kWh or therms) | Technical Potential | 0 | 0 | 0 | 0 | 0 | 0 | 0 | 0 | 0 | 0 | 0 | 0 | 0 | 0 | 0 | 0 | 0 | 0 | 0 | 0 | 0 | 0 | 0 | 0 | 0 | 0 | 0 | 0 | 0 | 0 | 0
F2_Industrial_Instruments_New_Space Heating_Natural Gas_Gas Boiler - Maintenance_A_Technical Potential | F2 | Industrial | Instruments | New | Space Heating | Natural Gas | Gas Boiler - Maintenance | A | Integrated Unit Summer Peak Savings (kW) | Technical Potential | 0 | 0 | 0 | 0 | 0 | 0 | 0 | 0 | 0 | 0 | 0 | 0 | 0 | 0 | 0 | 0 | 0 | 0 | 0 | 0 | 0 | 0 | 0 | 0 | 0 | 0 | 0 | 0 | 0 | 0 | 0
F3_Industrial_Instruments_New_Space Heating_Natural Gas_Gas Boiler - Maintenance_A_Technical Potential | F3 | Industrial | Instruments | New | Space Heating | Natural Gas | Gas Boiler - Maintenance | A | Integrated Unit Winter Peak Savings (kW) | Technical Potential | 0 | 0 | 0 | 0 | 0 | 0 | 0 | 0 | 0 | 0 | 0 | 0 | 0 | 0 | 0 | 0 | 0 | 0 | 0 | 0 | 0 | 0 | 0 | 0 | 0 | 0 | 0 | 0 | 0 | 0 | 0
F4_Industrial_Instruments_New_Space Heating_Natural Gas_Gas Boiler - Maintenance_A_Technical Potential | F4 | Industrial | Instruments | New | Space Heating | Natural Gas | Gas Boiler - Maintenance | A | Incremental Energy Savings (MWh or mTherms) | Technical Potential | 0 | 0 | 0 | 0 | 0 | 0 | 0 | 0 | 0 | 0 | 0 | 0 | 0 | 0 | 0 | 0 | 0 | 0 | 0 | 0 | 0 | 0 | 0 | 0 | 0 | 0 | 0 | 0 | 0 | 0 | 0
F5_Industrial_Instruments_New_Space Heating_Natural Gas_Gas Boiler - Maintenance_A_Technical Potential | F5 | Industrial | Instruments | New | Space Heating | Natural Gas | Gas Boiler - Maintenance | A | Incremental Summer Peak Savings (MW) | Technical Potential | 0 | 0 | 0 | 0 | 0 | 0 | 0 | 0 | 0 | 0 | 0 | 0 | 0 | 0 | 0 | 0 | 0 | 0 | 0 | 0 | 0 | 0 | 0 | 0 | 0 | 0 | 0 | 0 | 0 | 0 | 0
F6_Industrial_Instruments_New_Space Heating_Natural Gas_Gas Boiler - Maintenance_A_Technical Potential | F6 | Industrial | Instruments | New | Space Heating | Natural Gas | Gas Boiler - Maintenance | A | Incremental Winter Peak Savings (MW) | Technical Potential | 0 | 0 | 0 | 0 | 0 | 0 | 0 | 0 | 0 | 0 | 0 | 0 | 0 | 0 | 0 | 0 | 0 | 0 | 0 | 0 | 0 | 0 | 0 | 0 | 0 | 0 | 0 | 0 | 0 | 0 | 0
F7_Industrial_Instruments_New_Space Heating_Natural Gas_Gas Boiler - Maintenance_A_Technical Potential | F7 | Industrial | Instruments | New | Space Heating | Natural Gas | Gas Boiler - Maintenance | A | Cumulative Energy Savings (MWh or mTherms) | Technical Potential | 0 | 0 | 0 | 0 | 0 | 0 | 0 | 0 | 0 | 0 | 0 | 0 | 0 | 0 | 0 | 0 | 0 | 0 | 0 | 0 | 0 | 0 | 0 | 0 | 0 | 0 | 0 | 0 | 0 | 0 | 0
F8_Industrial_Instruments_New_Space Heating_Natural Gas_Gas Boiler - Maintenance_A_Technical Potential | F8 | Industrial | Instruments | New | Space Heating | Natural Gas | Gas Boiler - Maintenance | A | Cumulative Summer Peak Savings (MW) | Technical Potential | 0 | 0 | 0 | 0 | 0 | 0 | 0 | 0 | 0 | 0 | 0 | 0 | 0 | 0 | 0 | 0 | 0 | 0 | 0 | 0 | 0 | 0 | 0 | 0 | 0 | 0 | 0 | 0 | 0 | 0 | 0
F9_Industrial_Instruments_New_Space Heating_Natural Gas_Gas Boiler - Maintenance_A_Technical Potential | F9 | Industrial | Instruments | New | Space Heating | Natural Gas | Gas Boiler - Maintenance | A | Cumulative Winter Peak Savings (MW) | Technical Potential | 0 | 0 | 0 | 0 | 0 | 0 | 0 | 0 | 0 | 0 | 0 | 0 | 0 | 0 | 0 | 0 | 0 | 0 | 0 | 0 | 0 | 0 | 0 | 0 | 0 | 0 | 0 | 0 | 0 | 0 | 0
F10_Industrial_Instruments_New_Space Heating_Natural Gas_Gas Boiler - Maintenance_A_Technical Potential | F10 | Industrial | Instruments | New | Space Heating | Natural Gas | Gas Boiler - Maintenance | A | Purchases (Incremental) | Technical Potential | 0 | 0 | 0 | 0 | 0 | 0 | 0 | 0 | 0 | 0 | 0 | 0 | 0 | 0 | 0 | 0 | 0 | 0 | 0 | 0 | 0 | 0 | 0 | 0 | 0 | 0 | 0 | 0 | 0 | 0 | 0
F11_Industrial_Instruments_New_Space Heating_Natural Gas_Gas Boiler - Maintenance_A_Technical Potential | F11 | Industrial | Instruments | New | Space Heating | Natural Gas | Gas Boiler - Maintenance | A | Purchases (Cumulative) | Technical Potential | 0 | 0 | 0 | 0 | 0 | 0 | 0 | 0 | 0 | 0 | 0 | 0 | 0 | 0 | 0 | 0 | 0 | 0 | 0 | 0 | 0 | 0 | 0 | 0 | 0 | 0 | 0 | 0 | 0 | 0 | 0
F1_Industrial_Instruments_New_Process_Natural Gas_Gas Boiler - Maintenance_A_Technical Potential | F1 | Industrial | Instruments | New | Process | Natural Gas | Gas Boiler - Maintenance | A | Integrated Unit Energy Savings (kWh or therms) | Technical Potential | 0 | 0 | 0 | 0 | 0 | 2.58 | 2.58 | 2.58 | 2.58 | 2.58 | 2.58 | 2.58 | 2.58 | 2.58 | 2.58 | 2.58 | 2.58 | 2.58 | 2.58 | 2.58 | 2.58 | 2.58 | 2.58 | 2.58 | 2.58 | 2.58 | 2.58 | 2.58 | 2.58 | 2.58 | 2.58
F2_Industrial_Instruments_New_Process_Natural Gas_Gas Boiler - Maintenance_A_Technical Potential | F2 | Industrial | Instruments | New | Process | Natural Gas | Gas Boiler - Maintenance | A | Integrated Unit Summer Peak Savings (kW) | Technical Potential | 0 | 0 | 0 | 0 | 0 | 0 | 0 | 0 | 0 | 0 | 0 | 0 | 0 | 0 | 0 | 0 | 0 | 0 | 0 | 0 | 0 | 0 | 0 | 0 | 0 | 0 | 0 | 0 | 0 | 0 | 0
F3_Industrial_Instruments_New_Process_Natural Gas_Gas Boiler - Maintenance_A_Technical Potential | F3 | Industrial | Instruments | New | Process | Natural Gas | Gas Boiler - Maintenance | A | Integrated Unit Winter Peak Savings (kW) | Technical Potential | 0 | 0 | 0 | 0 | 0 | 0 | 0 | 0 | 0 | 0 | 0 | 0 | 0 | 0 | 0 | 0 | 0 | 0 | 0 | 0 | 0 | 0 | 0 | 0 | 0 | 0 | 0 | 0 | 0 | 0 | 0
F4_Industrial_Instruments_New_Process_Natural Gas_Gas Boiler - Maintenance_A_Technical Potential | F4 | Industrial | Instruments | New | Process | Natural Gas | Gas Boiler - Maintenance | A | Incremental Energy Savings (MWh or mTherms) | Technical Potential | 0 | 0 | 0 | 0 | 0 | 0.018255 | 0.015159 | 0.01213 | 0.018255 | 0.015159 | 0.01213 | 0.018255 | 0.015159 | 0.01213 | 0.018255 | 0.015159 | 0.01213 | 0.018255 | 0.015159 | 0.01213 | 0.018255 | 0.015159 | 0.01213 | 0.018255 | 0.015159 | 0.01213 | 0.018255 | 0.015159 | 0.01213 | 0.018255 | 0.015159
F5_Industrial_Instruments_New_Process_Natural Gas_Gas Boiler - Maintenance_A_Technical Potential | F5 | Industrial | Instruments | New | Process | Natural Gas | Gas Boiler - Maintenance | A | Incremental Summer Peak Savings (MW) | Technical Potential | 0 | 0 | 0 | 0 | 0 | 0 | 0 | 0 | 0 | 0 | 0 | 0 | 0 | 0 | 0 | 0 | 0 | 0 | 0 | 0 | 0 | 0 | 0 | 0 | 0 | 0 | 0 | 0 | 0 | 0 | 0
F6_Industrial_Instruments_New_Process_Natural Gas_Gas Boiler - Maintenance_A_Technical Potential | F6 | Industrial | Instruments | New | Process | Natural Gas | Gas Boiler - Maintenance | A | Incremental Winter Peak Savings (MW) | Technical Potential | 0 | 0 | 0 | 0 | 0 | 0 | 0 | 0 | 0 | 0 | 0 | 0 | 0 | 0 | 0 | 0 | 0 | 0 | 0 | 0 | 0 | 0 | 0 | 0 | 0 | 0 | 0 | 0 | 0 | 0 | 0
F7_Industrial_Instruments_New_Process_Natural Gas_Gas Boiler - Maintenance_A_Technical Potential | F7 | Industrial | Instruments | New | Process | Natural Gas | Gas Boiler - Maintenance | A | Cumulative Energy Savings (MWh or mTherms) | Technical Potential | 0 | 0 | 0 | 0 | 0 | 0.018255 | 0.033414 | 0.045544 | 0.045544 | 0.045544 | 0.045544 | 0.045544 | 0.045544 | 0.045544 | 0.045544 | 0.045544 | 0.045544 | 0.045544 | 0.045544 | 0.045544 | 0.045544 | 0.045544 | 0.045544 | 0.045544 | 0.045544 | 0.045544 | 0.045544 | 0.045544 | 0 | 0 | 0
F8_Industrial_Instruments_New_Process_Natural Gas_Gas Boiler - Maintenance_A_Technical Potential | F8 | Industrial | Instruments | New | Process | Natural Gas | Gas Boiler - Maintenance | A | Cumulative Summer Peak Savings (MW) | Technical Potential | 0 | 0 | 0 | 0 | 0 | 0 | 0 | 0 | 0 | 0 | 0 | 0 | 0 | 0 | 0 | 0 | 0 | 0 | 0 | 0 | 0 | 0 | 0 | 0 | 0 | 0 | 0 | 0 | 0 | 0 | 0
F9_Industrial_Instruments_New_Process_Natural Gas_Gas Boiler - Maintenance_A_Technical Potential | F9 | Industrial | Instruments | New | Process | Natural Gas | Gas Boiler - Maintenance | A | Cumulative Winter Peak Savings (MW) | Technical Potential | 0 | 0 | 0 | 0 | 0 | 0 | 0 | 0 | 0 | 0 | 0 | 0 | 0 | 0 | 0 | 0 | 0 | 0 | 0 | 0 | 0 | 0 | 0 | 0 | 0 | 0 | 0 | 0 | 0 | 0 | 0
F10_Industrial_Instruments_New_Process_Natural Gas_Gas Boiler - Maintenance_A_Technical Potential | F10 | Industrial | Instruments | New | Process | Natural Gas | Gas Boiler - Maintenance | A | Purchases (Incremental) | Technical Potential | 0 | 0 | 0 | 0 | 0 | 7.0756 | 5.8756 | 4.7014 | 7.0756 | 5.8756 | 4.7014 | 7.0756 | 5.8756 | 4.7014 | 7.0756 | 5.8756 | 4.7014 | 7.0756 | 5.8756 | 4.7014 | 7.0756 | 5.8756 | 4.7014 | 7.0756 | 5.8756 | 4.7014 | 7.0756 | 5.8756 | 4.7014 | 7.0756 | 5.8756
F11_Industrial_Instruments_New_Process_Natural Gas_Gas Boiler - Maintenance_A_Technical Potential | F11 | Industrial | Instruments | New | Process | Natural Gas | Gas Boiler - Maintenance | A | Purchases (Cumulative) | Technical Potential | 0 | 0 | 0 | 0 | 0 | 7.0756 | 12.9513 | 17.6526 | 17.6526 | 17.6526 | 17.6526 | 17.6526 | 17.6526 | 17.6526 | 17.6526 | 17.6526 | 17.6526 | 17.6526 | 17.6526 | 17.6526 | 17.6526 | 17.6526 | 17.6526 | 17.6526 | 17.6526 | 17.6526 | 17.6526 | 17.6526 | 17.6526 | 17.6526 | 17.6526
F1_Industrial_Instruments_New_Space Heating_Natural Gas_Gas Furnace - Maintenance_A_Technical Potential | F1 | Industrial | Instruments | New | Space Heating | Natural Gas | Gas Furnace - Maintenance | A | Integrated Unit Energy Savings (kWh or therms) | Technical Potential | 0 | 0 | 0 | 0 | 0 | 0 | 0 | 0 | 0 | 0 | 0 | 0 | 0 | 0 | 0 | 0 | 0 | 0 | 0 | 0 | 0 | 0 | 0 | 0 | 0 | 0 | 0 | 0 | 0 | 0 | 0
F2_Industrial_Instruments_New_Space Heating_Natural Gas_Gas Furnace - Maintenance_A_Technical Potential | F2 | Industrial | Instruments | New | Space Heating | Natural Gas | Gas Furnace - Maintenance | A | Integrated Unit Summer Peak Savings (kW) | Technical Potential | 0 | 0 | 0 | 0 | 0 | 0 | 0 | 0 | 0 | 0 | 0 | 0 | 0 | 0 | 0 | 0 | 0 | 0 | 0 | 0 | 0 | 0 | 0 | 0 | 0 | 0 | 0 | 0 | 0 | 0 | 0
F3_Industrial_Instruments_New_Space Heating_Natural Gas_Gas Furnace - Maintenance_A_Technical Potential | F3 | Industrial | Instruments | New | Space Heating | Natural Gas | Gas Furnace - Maintenance | A | Integrated Unit Winter Peak Savings (kW) | Technical Potential | 0 | 0 | 0 | 0 | 0 | 0 | 0 | 0 | 0 | 0 | 0 | 0 | 0 | 0 | 0 | 0 | 0 | 0 | 0 | 0 | 0 | 0 | 0 | 0 | 0 | 0 | 0 | 0 | 0 | 0 | 0
F4_Industrial_Instruments_New_Space Heating_Natural Gas_Gas Furnace - Maintenance_A_Technical Potential | F4 | Industrial | Instruments | New | Space Heating | Natural Gas | Gas Furnace - Maintenance | A | Incremental Energy Savings (MWh or mTherms) | Technical Potential | 0 | 0 | 0 | 0 | 0 | 0 | 0 | 0 | 0 | 0 | 0 | 0 | 0 | 0 | 0 | 0 | 0 | 0 | 0 | 0 | 0 | 0 | 0 | 0 | 0 | 0 | 0 | 0 | 0 | 0 | 0
F5_Industrial_Instruments_New_Space Heating_Natural Gas_Gas Furnace - Maintenance_A_Technical Potential | F5 | Industrial | Instruments | New | Space Heating | Natural Gas | Gas Furnace - Maintenance | A | Incremental Summer Peak Savings (MW) | Technical Potential | 0 | 0 | 0 | 0 | 0 | 0 | 0 | 0 | 0 | 0 | 0 | 0 | 0 | 0 | 0 | 0 | 0 | 0 | 0 | 0 | 0 | 0 | 0 | 0 | 0 | 0 | 0 | 0 | 0 | 0 | 0
F6_Industrial_Instruments_New_Space Heating_Natural Gas_Gas Furnace - Maintenance_A_Technical Potential | F6 | Industrial | Instruments | New | Space Heating | Natural Gas | Gas Furnace - Maintenance | A | Incremental Winter Peak Savings (MW) | Technical Potential | 0 | 0 | 0 | 0 | 0 | 0 | 0 | 0 | 0 | 0 | 0 | 0 | 0 | 0 | 0 | 0 | 0 | 0 | 0 | 0 | 0 | 0 | 0 | 0 | 0 | 0 | 0 | 0 | 0 | 0 | 0
F7_Industrial_Instruments_New_Space Heating_Natural Gas_Gas Furnace - Maintenance_A_Technical Potential | F7 | Industrial | Instruments | New | Space Heating | Natural Gas | Gas Furnace - Maintenance | A | Cumulative Energy Savings (MWh or mTherms) | Technical Potential | 0 | 0 | 0 | 0 | 0 | 0 | 0 | 0 | 0 | 0 | 0 | 0 | 0 | 0 | 0 | 0 | 0 | 0 | 0 | 0 | 0 | 0 | 0 | 0 | 0 | 0 | 0 | 0 | 0 | 0 | 0
F8_Industrial_Instruments_New_Space Heating_Natural Gas_Gas Furnace - Maintenance_A_Technical Potential | F8 | Industrial | Instruments | New | Space Heating | Natural Gas | Gas Furnace - Maintenance | A | Cumulative Summer Peak Savings (MW) | Technical Potential | 0 | 0 | 0 | 0 | 0 | 0 | 0 | 0 | 0 | 0 | 0 | 0 | 0 | 0 | 0 | 0 | 0 | 0 | 0 | 0 | 0 | 0 | 0 | 0 | 0 | 0 | 0 | 0 | 0 | 0 | 0
F9_Industrial_Instruments_New_Space Heating_Natural Gas_Gas Furnace - Maintenance_A_Technical Potential | F9 | Industrial | Instruments | New | Space Heating | Natural Gas | Gas Furnace - Maintenance | A | Cumulative Winter Peak Savings (MW) | Technical Potential | 0 | 0 | 0 | 0 | 0 | 0 | 0 | 0 | 0 | 0 | 0 | 0 | 0 | 0 | 0 | 0 | 0 | 0 | 0 | 0 | 0 | 0 | 0 | 0 | 0 | 0 | 0 | 0 | 0 | 0 | 0
F10_Industrial_Instruments_New_Space Heating_Natural Gas_Gas Furnace - Maintenance_A_Technical Potential | F10 | Industrial | Instruments | New | Space Heating | Natural Gas | Gas Furnace - Maintenance | A | Purchases (Incremental) | Technical Potential | 0 | 0 | 0 | 0 | 0 | 0 | 0 | 0 | 0 | 0 | 0 | 0 | 0 | 0 | 0 | 0 | 0 | 0 | 0 | 0 | 0 | 0 | 0 | 0 | 0 | 0 | 0 | 0 | 0 | 0 | 0
F11_Industrial_Instruments_New_Space Heating_Natural Gas_Gas Furnace - Maintenance_A_Technical Potential | F11 | Industrial | Instruments | New | Space Heating | Natural Gas | Gas Furnace - Maintenance | A | Purchases (Cumulative) | Technical Potential | 0 | 0 | 0 | 0 | 0 | 0 | 0 | 0 | 0 | 0 | 0 | 0 | 0 | 0 | 0 | 0 | 0 | 0 | 0 | 0 | 0 | 0 | 0 | 0 | 0 | 0 | 0 | 0 | 0 | 0 | 0
F1_Industrial_Instruments_New_Space Heating_Natural Gas_Gas Boiler - Hot Water Reset_A_Technical Potential | F1 | Industrial | Instruments | New | Space Heating | Natural Gas | Gas Boiler - Hot Water Reset | A | Integrated Unit Energy Savings (kWh or therms) | Technical Potential | 0 | 0 | 0 | 0 | 0 | 0 | 0 | 0 | 0 | 0 | 0 | 0 | 0 | 0 | 0 | 0 | 0 | 0 | 0 | 0 | 0 | 0 | 0 | 0 | 0 | 0 | 0 | 0 | 0 | 0 | 0
F2_Industrial_Instruments_New_Space Heating_Natural Gas_Gas Boiler - Hot Water Reset_A_Technical Potential | F2 | Industrial | Instruments | New | Space Heating | Natural Gas | Gas Boiler - Hot Water Reset | A | Integrated Unit Summer Peak Savings (kW) | Technical Potential | 0 | 0 | 0 | 0 | 0 | 0 | 0 | 0 | 0 | 0 | 0 | 0 | 0 | 0 | 0 | 0 | 0 | 0 | 0 | 0 | 0 | 0 | 0 | 0 | 0 | 0 | 0 | 0 | 0 | 0 | 0
F3_Industrial_Instruments_New_Space Heating_Natural Gas_Gas Boiler - Hot Water Reset_A_Technical Potential | F3 | Industrial | Instruments | New | Space Heating | Natural Gas | Gas Boiler - Hot Water Reset | A | Integrated Unit Winter Peak Savings (kW) | Technical Potential | 0 | 0 | 0 | 0 | 0 | 0 | 0 | 0 | 0 | 0 | 0 | 0 | 0 | 0 | 0 | 0 | 0 | 0 | 0 | 0 | 0 | 0 | 0 | 0 | 0 | 0 | 0 | 0 | 0 | 0 | 0
F4_Industrial_Instruments_New_Space Heating_Natural Gas_Gas Boiler - Hot Water Reset_A_Technical Potential | F4 | Industrial | Instruments | New | Space Heating | Natural Gas | Gas Boiler - Hot Water Reset | A | Incremental Energy Savings (MWh or mTherms) | Technical Potential | 0 | 0 | 0 | 0 | 0 | 0 | 0 | 0 | 0 | 0 | 0 | 0 | 0 | 0 | 0 | 0 | 0 | 0 | 0 | 0 | 0 | 0 | 0 | 0 | 0 | 0 | 0 | 0 | 0 | 0 | 0
F5_Industrial_Instruments_New_Space Heating_Natural Gas_Gas Boiler - Hot Water Reset_A_Technical Potential | F5 | Industrial | Instruments | New | Space Heating | Natural Gas | Gas Boiler - Hot Water Reset | A | Incremental Summer Peak Savings (MW) | Technical Potential | 0 | 0 | 0 | 0 | 0 | 0 | 0 | 0 | 0 | 0 | 0 | 0 | 0 | 0 | 0 | 0 | 0 | 0 | 0 | 0 | 0 | 0 | 0 | 0 | 0 | 0 | 0 | 0 | 0 | 0 | 0
F6_Industrial_Instruments_New_Space Heating_Natural Gas_Gas Boiler - Hot Water Reset_A_Technical Potential | F6 | Industrial | Instruments | New | Space Heating | Natural Gas | Gas Boiler - Hot Water Reset | A | Incremental Winter Peak Savings (MW) | Technical Potential | 0 | 0 | 0 | 0 | 0 | 0 | 0 | 0 | 0 | 0 | 0 | 0 | 0 | 0 | 0 | 0 | 0 | 0 | 0 | 0 | 0 | 0 | 0 | 0 | 0 | 0 | 0 | 0 | 0 | 0 | 0
F7_Industrial_Instruments_New_Space Heating_Natural Gas_Gas Boiler - Hot Water Reset_A_Technical Potential | F7 | Industrial | Instruments | New | Space Heating | Natural Gas | Gas Boiler - Hot Water Reset | A | Cumulative Energy Savings (MWh or mTherms) | Technical Potential | 0 | 0 | 0 | 0 | 0 | 0 | 0 | 0 | 0 | 0 | 0 | 0 | 0 | 0 | 0 | 0 | 0 | 0 | 0 | 0 | 0 | 0 | 0 | 0 | 0 | 0 | 0 | 0 | 0 | 0 | 0
F8_Industrial_Instruments_New_Space Heating_Natural Gas_Gas Boiler - Hot Water Reset_A_Technical Potential | F8 | Industrial | Instruments | New | Space Heating | Natural Gas | Gas Boiler - Hot Water Reset | A | Cumulative Summer Peak Savings (MW) | Technical Potential | 0 | 0 | 0 | 0 | 0 | 0 | 0 | 0 | 0 | 0 | 0 | 0 | 0 | 0 | 0 | 0 | 0 | 0 | 0 | 0 | 0 | 0 | 0 | 0 | 0 | 0 | 0 | 0 | 0 | 0 | 0
F9_Industrial_Instruments_New_Space Heating_Natural Gas_Gas Boiler - Hot Water Reset_A_Technical Potential | F9 | Industrial | Instruments | New | Space Heating | Natural Gas | Gas Boiler - Hot Water Reset | A | Cumulative Winter Peak Savings (MW) | Technical Potential | 0 | 0 | 0 | 0 | 0 | 0 | 0 | 0 | 0 | 0 | 0 | 0 | 0 | 0 | 0 | 0 | 0 | 0 | 0 | 0 | 0 | 0 | 0 | 0 | 0 | 0 | 0 | 0 | 0 | 0 | 0
F10_Industrial_Instruments_New_Space Heating_Natural Gas_Gas Boiler - Hot Water Reset_A_Technical Potential | F10 | Industrial | Instruments | New | Space Heating | Natural Gas | Gas Boiler - Hot Water Reset | A | Purchases (Incremental) | Technical Potential | 0 | 0 | 0 | 0 | 0 | 0 | 0 | 0 | 0 | 0 | 0 | 0 | 0 | 0 | 0 | 0 | 0 | 0 | 0 | 0 | 0 | 0 | 0 | 0 | 0 | 0 | 0 | 0 | 0 | 0 | 0
F11_Industrial_Instruments_New_Space Heating_Natural Gas_Gas Boiler - Hot Water Reset_A_Technical Potential | F11 | Industrial | Instruments | New | Space Heating | Natural Gas | Gas Boiler - Hot Water Reset | A | Purchases (Cumulative) | Technical Potential | 0 | 0 | 0 | 0 | 0 | 0 | 0 | 0 | 0 | 0 | 0 | 0 | 0 | 0 | 0 | 0 | 0 | 0 | 0 | 0 | 0 | 0 | 0 | 0 | 0 | 0 | 0 | 0 | 0 | 0 | 0
F1_Industrial_Instruments_New_Process_Natural Gas_Gas Boiler - Hot Water Reset_A_Technical Potential | F1 | Industrial | Instruments | New | Process | Natural Gas | Gas Boiler - Hot Water Reset | A | Integrated Unit Energy Savings (kWh or therms) | Technical Potential | 0 | 0 | 0 | 0 | 0 | 4.6857 | 4.6815 | 4.678 | 4.6752 | 4.6724 | 4.6703 | 4.6689 | 4.6681 | 4.6678 | 4.6677 | 4.6679 | 4.6682 | 4.6687 | 4.6692 | 4.6697 | 4.6707 | 4.6716 | 4.6724 | 4.6732 | 4.6739 | 4.6745 | 4.6751 | 4.6757 | 4.6909 | 4.6909 | 4.6909
F2_Industrial_Instruments_New_Process_Natural Gas_Gas Boiler - Hot Water Reset_A_Technical Potential | F2 | Industrial | Instruments | New | Process | Natural Gas | Gas Boiler - Hot Water Reset | A | Integrated Unit Summer Peak Savings (kW) | Technical Potential | 0 | 0 | 0 | 0 | 0 | 0 | 0 | 0 | 0 | 0 | 0 | 0 | 0 | 0 | 0 | 0 | 0 | 0 | 0 | 0 | 0 | 0 | 0 | 0 | 0 | 0 | 0 | 0 | 0 | 0 | 0
F3_Industrial_Instruments_New_Process_Natural Gas_Gas Boiler - Hot Water Reset_A_Technical Potential | F3 | Industrial | Instruments | New | Process | Natural Gas | Gas Boiler - Hot Water Reset | A | Integrated Unit Winter Peak Savings (kW) | Technical Potential | 0 | 0 | 0 | 0 | 0 | 0 | 0 | 0 | 0 | 0 | 0 | 0 | 0 | 0 | 0 | 0 | 0 | 0 | 0 | 0 | 0 | 0 | 0 | 0 | 0 | 0 | 0 | 0 | 0 | 0 | 0
F4_Industrial_Instruments_New_Process_Natural Gas_Gas Boiler - Hot Water Reset_A_Technical Potential | F4 | Industrial | Instruments | New | Process | Natural Gas | Gas Boiler - Hot Water Reset | A | Incremental Energy Savings (MWh or mTherms) | Technical Potential | 0 | 0 | 0 | 0 | 0 | 0.032225 | 0.046835 | 0.066194 | 0.087087 | 0.11102 | 0.14346 | 0.1722 | 0.19103 | 0.19425 | 0.17902 | 0.14789 | 0.10402 | 0.063968 | 0.03251 | 0.014471 | 0.0055242 | 0.032128 | 0.046744 | 0.066126 | 0.087063 | 0.11106 | 0.14361 | 0.17245 | 0.19196 | 0.19521 | 0.17991
F5_Industrial_Instruments_New_Process_Natural Gas_Gas Boiler - Hot Water Reset_A_Technical Potential | F5 | Industrial | Instruments | New | Process | Natural Gas | Gas Boiler - Hot Water Reset | A | Incremental Summer Peak Savings (MW) | Technical Potential | 0 | 0 | 0 | 0 | 0 | 0 | 0 | 0 | 0 | 0 | 0 | 0 | 0 | 0 | 0 | 0 | 0 | 0 | 0 | 0 | 0 | 0 | 0 | 0 | 0 | 0 | 0 | 0 | 0 | 0 | 0
F6_Industrial_Instruments_New_Process_Natural Gas_Gas Boiler - Hot Water Reset_A_Technical Potential | F6 | Industrial | Instruments | New | Process | Natural Gas | Gas Boiler - Hot Water Reset | A | Incremental Winter Peak Savings (MW) | Technical Potential | 0 | 0 | 0 | 0 | 0 | 0 | 0 | 0 | 0 | 0 | 0 | 0 | 0 | 0 | 0 | 0 | 0 | 0 | 0 | 0 | 0 | 0 | 0 | 0 | 0 | 0 | 0 | 0 | 0 | 0 | 0
F7_Industrial_Instruments_New_Process_Natural Gas_Gas Boiler - Hot Water Reset_A_Technical Potential | F7 | Industrial | Instruments | New | Process | Natural Gas | Gas Boiler - Hot Water Reset | A | Cumulative Energy Savings (MWh or mTherms) | Technical Potential | 0 | 0 | 0 | 0 | 0 | 0.032225 | 0.079032 | 0.14517 | 0.23216 | 0.34304 | 0.48634 | 0.6584 | 0.84932 | 1.0435 | 1.2225 | 1.3704 | 1.4746 | 1.5387 | 1.5713 | 1.586 | 1.5919 | 1.5922 | 1.5925 | 1.5927 | 1.5929 | 1.5932 | 1.5934 | 1.5936 | 0 | 0 | 0
F8_Industrial_Instruments_New_Process_Natural Gas_Gas Boiler - Hot Water Reset_A_Technical Potential | F8 | Industrial | Instruments | New | Process | Natural Gas | Gas Boiler - Hot Water Reset | A | Cumulative Summer Peak Savings (MW) | Technical Potential | 0 | 0 | 0 | 0 | 0 | 0 | 0 | 0 | 0 | 0 | 0 | 0 | 0 | 0 | 0 | 0 | 0 | 0 | 0 | 0 | 0 | 0 | 0 | 0 | 0 | 0 | 0 | 0 | 0 | 0 | 0
F9_Industrial_Instruments_New_Process_Natural Gas_Gas Boiler - Hot Water Reset_A_Technical Potential | F9 | Industrial | Instruments | New | Process | Natural Gas | Gas Boiler - Hot Water Reset | A | Cumulative Winter Peak Savings (MW) | Technical Potential | 0 | 0 | 0 | 0 | 0 | 0 | 0 | 0 | 0 | 0 | 0 | 0 | 0 | 0 | 0 | 0 | 0 | 0 | 0 | 0 | 0 | 0 | 0 | 0 | 0 | 0 | 0 | 0 | 0 | 0 | 0
F10_Industrial_Instruments_New_Process_Natural Gas_Gas Boiler - Hot Water Reset_A_Technical Potential | F10 | Industrial | Instruments | New | Process | Natural Gas | Gas Boiler - Hot Water Reset | A | Purchases (Incremental) | Technical Potential | 0 | 0 | 0 | 0 | 0 | 6.8773 | 10.0042 | 14.15 | 18.6275 | 23.7596 | 30.7177 | 36.8819 | 40.9215 | 41.6144 | 38.3519 | 31.6831 | 22.2827 | 13.7015 | 6.9626 | 3.099 | 1.1827 | 6.8773 | 10.0042 | 14.15 | 18.6275 | 23.7596 | 30.7177 | 36.8819 | 40.9215 | 41.6144 | 38.3519
F11_Industrial_Instruments_New_Process_Natural Gas_Gas Boiler - Hot Water Reset_A_Technical Potential | F11 | Industrial | Instruments | New | Process | Natural Gas | Gas Boiler - Hot Water Reset | A | Purchases (Cumulative) | Technical Potential | 0 | 0 | 0 | 0 | 0 | 6.8773 | 16.8815 | 31.0315 | 49.659 | 73.4185 | 104.1362 | 141.0182 | 181.9396 | 223.5541 | 261.906 | 293.5891 | 315.8718 | 329.5733 | 336.5359 | 339.6349 | 340.8176 | 340.8176 | 340.8176 | 340.8176 | 340.8176 | 340.8176 | 340.8176 | 340.8176 | 340.8176 | 340.8176 | 340.8176
F1_Industrial_Instruments_New_Space Heating_Natural Gas_Steam Trap Maintenance_A_Technical Potential | F1 | Industrial | Instruments | New | Space Heating | Natural Gas | Steam Trap Maintenance | A | Integrated Unit Energy Savings (kWh or therms) | Technical Potential | 0 | 0 | 0 | 0 | 0 | 0 | 0 | 0 | 0 | 0 | 0 | 0 | 0 | 0 | 0 | 0 | 0 | 0 | 0 | 0 | 0 | 0 | 0 | 0 | 0 | 0 | 0 | 0 | 0 | 0 | 0
F2_Industrial_Instruments_New_Space Heating_Natural Gas_Steam Trap Maintenance_A_Technical Potential | F2 | Industrial | Instruments | New | Space Heating | Natural Gas | Steam Trap Maintenance | A | Integrated Unit Summer Peak Savings (kW) | Technical Potential | 0 | 0 | 0 | 0 | 0 | 0 | 0 | 0 | 0 | 0 | 0 | 0 | 0 | 0 | 0 | 0 | 0 | 0 | 0 | 0 | 0 | 0 | 0 | 0 | 0 | 0 | 0 | 0 | 0 | 0 | 0
F3_Industrial_Instruments_New_Space Heating_Natural Gas_Steam Trap Maintenance_A_Technical Potential | F3 | Industrial | Instruments | New | Space Heating | Natural Gas | Steam Trap Maintenance | A | Integrated Unit Winter Peak Savings (kW) | Technical Potential | 0 | 0 | 0 | 0 | 0 | 0 | 0 | 0 | 0 | 0 | 0 | 0 | 0 | 0 | 0 | 0 | 0 | 0 | 0 | 0 | 0 | 0 | 0 | 0 | 0 | 0 | 0 | 0 | 0 | 0 | 0
F4_Industrial_Instruments_New_Space Heating_Natural Gas_Steam Trap Maintenance_A_Technical Potential | F4 | Industrial | Instruments | New | Space Heating | Natural Gas | Steam Trap Maintenance | A | Incremental Energy Savings (MWh or mTherms) | Technical Potential | 0 | 0 | 0 | 0 | 0 | 0 | 0 | 0 | 0 | 0 | 0 | 0 | 0 | 0 | 0 | 0 | 0 | 0 | 0 | 0 | 0 | 0 | 0 | 0 | 0 | 0 | 0 | 0 | 0 | 0 | 0
F5_Industrial_Instruments_New_Space Heating_Natural Gas_Steam Trap Maintenance_A_Technical Potential | F5 | Industrial | Instruments | New | Space Heating | Natural Gas | Steam Trap Maintenance | A | Incremental Summer Peak Savings (MW) | Technical Potential | 0 | 0 | 0 | 0 | 0 | 0 | 0 | 0 | 0 | 0 | 0 | 0 | 0 | 0 | 0 | 0 | 0 | 0 | 0 | 0 | 0 | 0 | 0 | 0 | 0 | 0 | 0 | 0 | 0 | 0 | 0
F6_Industrial_Instruments_New_Space Heating_Natural Gas_Steam Trap Maintenance_A_Technical Potential | F6 | Industrial | Instruments | New | Space Heating | Natural Gas | Steam Trap Maintenance | A | Incremental Winter Peak Savings (MW) | Technical Potential | 0 | 0 | 0 | 0 | 0 | 0 | 0 | 0 | 0 | 0 | 0 | 0 | 0 | 0 | 0 | 0 | 0 | 0 | 0 | 0 | 0 | 0 | 0 | 0 | 0 | 0 | 0 | 0 | 0 | 0 | 0
F7_Industrial_Instruments_New_Space Heating_Natural Gas_Steam Trap Maintenance_A_Technical Potential | F7 | Industrial | Instruments | New | Space Heating | Natural Gas | Steam Trap Maintenance | A | Cumulative Energy Savings (MWh or mTherms) | Technical Potential | 0 | 0 | 0 | 0 | 0 | 0 | 0 | 0 | 0 | 0 | 0 | 0 | 0 | 0 | 0 | 0 | 0 | 0 | 0 | 0 | 0 | 0 | 0 | 0 | 0 | 0 | 0 | 0 | 0 | 0 | 0
F8_Industrial_Instruments_New_Space Heating_Natural Gas_Steam Trap Maintenance_A_Technical Potential | F8 | Industrial | Instruments | New | Space Heating | Natural Gas | Steam Trap Maintenance | A | Cumulative Summer Peak Savings (MW) | Technical Potential | 0 | 0 | 0 | 0 | 0 | 0 | 0 | 0 | 0 | 0 | 0 | 0 | 0 | 0 | 0 | 0 | 0 | 0 | 0 | 0 | 0 | 0 | 0 | 0 | 0 | 0 | 0 | 0 | 0 | 0 | 0
F9_Industrial_Instruments_New_Space Heating_Natural Gas_Steam Trap Maintenance_A_Technical Potential | F9 | Industrial | Instruments | New | Space Heating | Natural Gas | Steam Trap Maintenance | A | Cumulative Winter Peak Savings (MW) | Technical Potential | 0 | 0 | 0 | 0 | 0 | 0 | 0 | 0 | 0 | 0 | 0 | 0 | 0 | 0 | 0 | 0 | 0 | 0 | 0 | 0 | 0 | 0 | 0 | 0 | 0 | 0 | 0 | 0 | 0 | 0 | 0
F10_Industrial_Instruments_New_Space Heating_Natural Gas_Steam Trap Maintenance_A_Technical Potential | F10 | Industrial | Instruments | New | Space Heating | Natural Gas | Steam Trap Maintenance | A | Purchases (Incremental) | Technical Potential | 0 | 0 | 0 | 0 | 0 | 0 | 0 | 0 | 0 | 0 | 0 | 0 | 0 | 0 | 0 | 0 | 0 | 0 | 0 | 0 | 0 | 0 | 0 | 0 | 0 | 0 | 0 | 0 | 0 | 0 | 0
F11_Industrial_Instruments_New_Space Heating_Natural Gas_Steam Trap Maintenance_A_Technical Potential | F11 | Industrial | Instruments | New | Space Heating | Natural Gas | Steam Trap Maintenance | A | Purchases (Cumulative) | Technical Potential | 0 | 0 | 0 | 0 | 0 | 0 | 0 | 0 | 0 | 0 | 0 | 0 | 0 | 0 | 0 | 0 | 0 | 0 | 0 | 0 | 0 | 0 | 0 | 0 | 0 | 0 | 0 | 0 | 0 | 0 | 0
F1_Industrial_Instruments_New_Process_Natural Gas_Steam Trap Maintenance_A_Technical Potential | F1 | Industrial | Instruments | New | Process | Natural Gas | Steam Trap Maintenance | A | Integrated Unit Energy Savings (kWh or therms) | Technical Potential | 0 | 0 | 0 | 0 | 0 | 3.3107 | 3.3078 | 3.3053 | 3.3033 | 3.3014 | 3.2998 | 3.2988 | 3.2983 | 3.2981 | 3.298 | 3.2981 | 3.2984 | 3.2987 | 3.299 | 3.2994 | 3.3001 | 3.3008 | 3.3014 | 3.3019 | 3.3024 | 3.3028 | 3.3032 | 3.3036 | 3.3144 | 3.3144 | 3.3144
F2_Industrial_Instruments_New_Process_Natural Gas_Steam Trap Maintenance_A_Technical Potential | F2 | Industrial | Instruments | New | Process | Natural Gas | Steam Trap Maintenance | A | Integrated Unit Summer Peak Savings (kW) | Technical Potential | 0 | 0 | 0 | 0 | 0 | 0 | 0 | 0 | 0 | 0 | 0 | 0 | 0 | 0 | 0 | 0 | 0 | 0 | 0 | 0 | 0 | 0 | 0 | 0 | 0 | 0 | 0 | 0 | 0 | 0 | 0
F3_Industrial_Instruments_New_Process_Natural Gas_Steam Trap Maintenance_A_Technical Potential | F3 | Industrial | Instruments | New | Process | Natural Gas | Steam Trap Maintenance | A | Integrated Unit Winter Peak Savings (kW) | Technical Potential | 0 | 0 | 0 | 0 | 0 | 0 | 0 | 0 | 0 | 0 | 0 | 0 | 0 | 0 | 0 | 0 | 0 | 0 | 0 | 0 | 0 | 0 | 0 | 0 | 0 | 0 | 0 | 0 | 0 | 0 | 0
F4_Industrial_Instruments_New_Process_Natural Gas_Steam Trap Maintenance_A_Technical Potential | F4 | Industrial | Instruments | New | Process | Natural Gas | Steam Trap Maintenance | A | Incremental Energy Savings (MWh or mTherms) | Technical Potential | 0 | 0 | 0 | 0 | 0 | 0 | 0 | 0 | 0 | 0 | 0 | 0 | 0 | 0 | 0 | 0 | 0 | 0 | 0 | 0 | 0 | 0 | 0 | 0 | 0 | 0 | 0 | 0 | 0 | 0 | 0
F5_Industrial_Instruments_New_Process_Natural Gas_Steam Trap Maintenance_A_Technical Potential | F5 | Industrial | Instruments | New | Process | Natural Gas | Steam Trap Maintenance | A | Incremental Summer Peak Savings (MW) | Technical Potential | 0 | 0 | 0 | 0 | 0 | 0 | 0 | 0 | 0 | 0 | 0 | 0 | 0 | 0 | 0 | 0 | 0 | 0 | 0 | 0 | 0 | 0 | 0 | 0 | 0 | 0 | 0 | 0 | 0 | 0 | 0
F6_Industrial_Instruments_New_Process_Natural Gas_Steam Trap Maintenance_A_Technical Potential | F6 | Industrial | Instruments | New | Process | Natural Gas | Steam Trap Maintenance | A | Incremental Winter Peak Savings (MW) | Technical Potential | 0 | 0 | 0 | 0 | 0 | 0 | 0 | 0 | 0 | 0 | 0 | 0 | 0 | 0 | 0 | 0 | 0 | 0 | 0 | 0 | 0 | 0 | 0 | 0 | 0 | 0 | 0 | 0 | 0 | 0 | 0
F7_Industrial_Instruments_New_Process_Natural Gas_Steam Trap Maintenance_A_Technical Potential | F7 | Industrial | Instruments | New | Process | Natural Gas | Steam Trap Maintenance | A | Cumulative Energy Savings (MWh or mTherms) | Technical Potential | 0 | 0 | 0 | 0 | 0 | 0 | 0 | 0 | 0 | 0 | 0 | 0 | 0 | 0 | 0 | 0 | 0 | 0 | 0 | 0 | 0 | 0 | 0 | 0 | 0 | 0 | 0 | 0 | 0 | 0 | 0
F8_Industrial_Instruments_New_Process_Natural Gas_Steam Trap Maintenance_A_Technical Potential | F8 | Industrial | Instruments | New | Process | Natural Gas | Steam Trap Maintenance | A | Cumulative Summer Peak Savings (MW) | Technical Potential | 0 | 0 | 0 | 0 | 0 | 0 | 0 | 0 | 0 | 0 | 0 | 0 | 0 | 0 | 0 | 0 | 0 | 0 | 0 | 0 | 0 | 0 | 0 | 0 | 0 | 0 | 0 | 0 | 0 | 0 | 0
F9_Industrial_Instruments_New_Process_Natural Gas_Steam Trap Maintenance_A_Technical Potential | F9 | Industrial | Instruments | New | Process | Natural Gas | Steam Trap Maintenance | A | Cumulative Winter Peak Savings (MW) | Technical Potential | 0 | 0 | 0 | 0 | 0 | 0 | 0 | 0 | 0 | 0 | 0 | 0 | 0 | 0 | 0 | 0 | 0 | 0 | 0 | 0 | 0 | 0 | 0 | 0 | 0 | 0 | 0 | 0 | 0 | 0 | 0
F10_Industrial_Instruments_New_Process_Natural Gas_Steam Trap Maintenance_A_Technical Potential | F10 | Industrial | Instruments | New | Process | Natural Gas | Steam Trap Maintenance | A | Purchases (Incremental) | Technical Potential | 0 | 0 | 0 | 0 | 0 | 0 | 0 | 0 | 0 | 0 | 0 | 0 | 0 | 0 | 0 | 0 | 0 | 0 | 0 | 0 | 0 | 0 | 0 | 0 | 0 | 0 | 0 | 0 | 0 | 0 | 0
F11_Industrial_Instruments_New_Process_Natural Gas_Steam Trap Maintenance_A_Technical Potential | F11 | Industrial | Instruments | New | Process | Natural Gas | Steam Trap Maintenance | A | Purchases (Cumulative) | Technical Potential | 0 | 0 | 0 | 0 | 0 | 0 | 0 | 0 | 0 | 0 | 0 | 0 | 0 | 0 | 0 | 0 | 0 | 0 | 0 | 0 | 0 | 0 | 0 | 0 | 0 | 0 | 0 | 0 | 0 | 0 | 0
F1_Industrial_Instruments_New_Space Heating_Natural Gas_Gas Boiler - High Turndown_A_Technical Potential | F1 | Industrial | Instruments | New | Space Heating | Natural Gas | Gas Boiler - High Turndown | A | Integrated Unit Energy Savings (kWh or therms) | Technical Potential | 0 | 0 | 0 | 0 | 0 | 0 | 0 | 0 | 0 | 0 | 0 | 0 | 0 | 0 | 0 | 0 | 0 | 0 | 0 | 0 | 0 | 0 | 0 | 0 | 0 | 0 | 0 | 0 | 0 | 0 | 0
F2_Industrial_Instruments_New_Space Heating_Natural Gas_Gas Boiler - High Turndown_A_Technical Potential | F2 | Industrial | Instruments | New | Space Heating | Natural Gas | Gas Boiler - High Turndown | A | Integrated Unit Summer Peak Savings (kW) | Technical Potential | 0 | 0 | 0 | 0 | 0 | 0 | 0 | 0 | 0 | 0 | 0 | 0 | 0 | 0 | 0 | 0 | 0 | 0 | 0 | 0 | 0 | 0 | 0 | 0 | 0 | 0 | 0 | 0 | 0 | 0 | 0
F3_Industrial_Instruments_New_Space Heating_Natural Gas_Gas Boiler - High Turndown_A_Technical Potential | F3 | Industrial | Instruments | New | Space Heating | Natural Gas | Gas Boiler - High Turndown | A | Integrated Unit Winter Peak Savings (kW) | Technical Potential | 0 | 0 | 0 | 0 | 0 | 0 | 0 | 0 | 0 | 0 | 0 | 0 | 0 | 0 | 0 | 0 | 0 | 0 | 0 | 0 | 0 | 0 | 0 | 0 | 0 | 0 | 0 | 0 | 0 | 0 | 0
F4_Industrial_Instruments_New_Space Heating_Natural Gas_Gas Boiler - High Turndown_A_Technical Potential | F4 | Industrial | Instruments | New | Space Heating | Natural Gas | Gas Boiler - High Turndown | A | Incremental Energy Savings (MWh or mTherms) | Technical Potential | 0 | 0 | 0 | 0 | 0 | 0 | 0 | 0 | 0 | 0 | 0 | 0 | 0 | 0 | 0 | 0 | 0 | 0 | 0 | 0 | 0 | 0 | 0 | 0 | 0 | 0 | 0 | 0 | 0 | 0 | 0
F5_Industrial_Instruments_New_Space Heating_Natural Gas_Gas Boiler - High Turndown_A_Technical Potential | F5 | Industrial | Instruments | New | Space Heating | Natural Gas | Gas Boiler - High Turndown | A | Incremental Summer Peak Savings (MW) | Technical Potential | 0 | 0 | 0 | 0 | 0 | 0 | 0 | 0 | 0 | 0 | 0 | 0 | 0 | 0 | 0 | 0 | 0 | 0 | 0 | 0 | 0 | 0 | 0 | 0 | 0 | 0 | 0 | 0 | 0 | 0 | 0
F6_Industrial_Instruments_New_Space Heating_Natural Gas_Gas Boiler - High Turndown_A_Technical Potential | F6 | Industrial | Instruments | New | Space Heating | Natural Gas | Gas Boiler - High Turndown | A | Incremental Winter Peak Savings (MW) | Technical Potential | 0 | 0 | 0 | 0 | 0 | 0 | 0 | 0 | 0 | 0 | 0 | 0 | 0 | 0 | 0 | 0 | 0 | 0 | 0 | 0 | 0 | 0 | 0 | 0 | 0 | 0 | 0 | 0 | 0 | 0 | 0
F7_Industrial_Instruments_New_Space Heating_Natural Gas_Gas Boiler - High Turndown_A_Technical Potential | F7 | Industrial | Instruments | New | Space Heating | Natural Gas | Gas Boiler - High Turndown | A | Cumulative Energy Savings (MWh or mTherms) | Technical Potential | 0 | 0 | 0 | 0 | 0 | 0 | 0 | 0 | 0 | 0 | 0 | 0 | 0 | 0 | 0 | 0 | 0 | 0 | 0 | 0 | 0 | 0 | 0 | 0 | 0 | 0 | 0 | 0 | 0 | 0 | 0
F8_Industrial_Instruments_New_Space Heating_Natural Gas_Gas Boiler - High Turndown_A_Technical Potential | F8 | Industrial | Instruments | New | Space Heating | Natural Gas | Gas Boiler - High Turndown | A | Cumulative Summer Peak Savings (MW) | Technical Potential | 0 | 0 | 0 | 0 | 0 | 0 | 0 | 0 | 0 | 0 | 0 | 0 | 0 | 0 | 0 | 0 | 0 | 0 | 0 | 0 | 0 | 0 | 0 | 0 | 0 | 0 | 0 | 0 | 0 | 0 | 0
F9_Industrial_Instruments_New_Space Heating_Natural Gas_Gas Boiler - High Turndown_A_Technical Potential | F9 | Industrial | Instruments | New | Space Heating | Natural Gas | Gas Boiler - High Turndown | A | Cumulative Winter Peak Savings (MW) | Technical Potential | 0 | 0 | 0 | 0 | 0 | 0 | 0 | 0 | 0 | 0 | 0 | 0 | 0 | 0 | 0 | 0 | 0 | 0 | 0 | 0 | 0 | 0 | 0 | 0 | 0 | 0 | 0 | 0 | 0 | 0 | 0
F10_Industrial_Instruments_New_Space Heating_Natural Gas_Gas Boiler - High Turndown_A_Technical Potential | F10 | Industrial | Instruments | New | Space Heating | Natural Gas | Gas Boiler - High Turndown | A | Purchases (Incremental) | Technical Potential | 0 | 0 | 0 | 0 | 0 | 0 | 0 | 0 | 0 | 0 | 0 | 0 | 0 | 0 | 0 | 0 | 0 | 0 | 0 | 0 | 0 | 0 | 0 | 0 | 0 | 0 | 0 | 0 | 0 | 0 | 0
F11_Industrial_Instruments_New_Space Heating_Natural Gas_Gas Boiler - High Turndown_A_Technical Potential | F11 | Industrial | Instruments | New | Space Heating | Natural Gas | Gas Boiler - High Turndown | A | Purchases (Cumulative) | Technical Potential | 0 | 0 | 0 | 0 | 0 | 0 | 0 | 0 | 0 | 0 | 0 | 0 | 0 | 0 | 0 | 0 | 0 | 0 | 0 | 0 | 0 | 0 | 0 | 0 | 0 | 0 | 0 | 0 | 0 | 0 | 0
F1_Industrial_Instruments_New_Process_Natural Gas_Gas Boiler - High Turndown_A_Technical Potential | F1 | Industrial | Instruments | New | Process | Natural Gas | Gas Boiler - High Turndown | A | Integrated Unit Energy Savings (kWh or therms) | Technical Potential | 0 | 0 | 0 | 0 | 0 | 3.5065 | 3.4965 | 3.4875 | 3.4792 | 3.4712 | 3.4653 | 3.4599 | 3.4552 | 3.451 | 3.4476 | 3.4449 | 3.443 | 3.4417 | 3.4407 | 3.4399 | 3.4394 | 3.4389 | 3.4383 | 3.4376 | 3.4368 | 3.4399 | 3.4427 | 3.4453 | 3.5182 | 3.5182 | 3.5182
F2_Industrial_Instruments_New_Process_Natural Gas_Gas Boiler - High Turndown_A_Technical Potential | F2 | Industrial | Instruments | New | Process | Natural Gas | Gas Boiler - High Turndown | A | Integrated Unit Summer Peak Savings (kW) | Technical Potential | 0 | 0 | 0 | 0 | 0 | 0 | 0 | 0 | 0 | 0 | 0 | 0 | 0 | 0 | 0 | 0 | 0 | 0 | 0 | 0 | 0 | 0 | 0 | 0 | 0 | 0 | 0 | 0 | 0 | 0 | 0
F3_Industrial_Instruments_New_Process_Natural Gas_Gas Boiler - High Turndown_A_Technical Potential | F3 | Industrial | Instruments | New | Process | Natural Gas | Gas Boiler - High Turndown | A | Integrated Unit Winter Peak Savings (kW) | Technical Potential | 0 | 0 | 0 | 0 | 0 | 0 | 0 | 0 | 0 | 0 | 0 | 0 | 0 | 0 | 0 | 0 | 0 | 0 | 0 | 0 | 0 | 0 | 0 | 0 | 0 | 0 | 0 | 0 | 0 | 0 | 0
F4_Industrial_Instruments_New_Process_Natural Gas_Gas Boiler - High Turndown_A_Technical Potential | F4 | Industrial | Instruments | New | Process | Natural Gas | Gas Boiler - High Turndown | A | Incremental Energy Savings (MWh or mTherms) | Technical Potential | 0 | 0 | 0 | 0 | 0 | 0.036803 | 0.043478 | 0.050124 | 0.056708 | 0.063268 | 0.06286 | 0.054955 | 0.047683 | 0.041115 | 0.03523 | 0.030065 | 0.025545 | 0.021633 | 0.01826 | 0.015365 | 0.0361 | 0.042762 | 0.049417 | 0.05603 | 0.062641 | 0.062399 | 0.05468 | 0.047546 | 0.041915 | 0.035952 | 0.030704
F5_Industrial_Instruments_New_Process_Natural Gas_Gas Boiler - High Turndown_A_Technical Potential | F5 | Industrial | Instruments | New | Process | Natural Gas | Gas Boiler - High Turndown | A | Incremental Summer Peak Savings (MW) | Technical Potential | 0 | 0 | 0 | 0 | 0 | 0 | 0 | 0 | 0 | 0 | 0 | 0 | 0 | 0 | 0 | 0 | 0 | 0 | 0 | 0 | 0 | 0 | 0 | 0 | 0 | 0 | 0 | 0 | 0 | 0 | 0
F6_Industrial_Instruments_New_Process_Natural Gas_Gas Boiler - High Turndown_A_Technical Potential | F6 | Industrial | Instruments | New | Process | Natural Gas | Gas Boiler - High Turndown | A | Incremental Winter Peak Savings (MW) | Technical Potential | 0 | 0 | 0 | 0 | 0 | 0 | 0 | 0 | 0 | 0 | 0 | 0 | 0 | 0 | 0 | 0 | 0 | 0 | 0 | 0 | 0 | 0 | 0 | 0 | 0 | 0 | 0 | 0 | 0 | 0 | 0
F7_Industrial_Instruments_New_Process_Natural Gas_Gas Boiler - High Turndown_A_Technical Potential | F7 | Industrial | Instruments | New | Process | Natural Gas | Gas Boiler - High Turndown | A | Cumulative Energy Savings (MWh or mTherms) | Technical Potential | 0 | 0 | 0 | 0 | 0 | 0.036803 | 0.080177 | 0.13009 | 0.18649 | 0.24933 | 0.31177 | 0.36624 | 0.41342 | 0.45404 | 0.48881 | 0.5185 | 0.54376 | 0.56518 | 0.58328 | 0.5985 | 0.59843 | 0.59834 | 0.59823 | 0.59811 | 0.59798 | 0.5985 | 0.59899 | 0.59944 | 0 | 0 | 0
F8_Industrial_Instruments_New_Process_Natural Gas_Gas Boiler - High Turndown_A_Technical Potential | F8 | Industrial | Instruments | New | Process | Natural Gas | Gas Boiler - High Turndown | A | Cumulative Summer Peak Savings (MW) | Technical Potential | 0 | 0 | 0 | 0 | 0 | 0 | 0 | 0 | 0 | 0 | 0 | 0 | 0 | 0 | 0 | 0 | 0 | 0 | 0 | 0 | 0 | 0 | 0 | 0 | 0 | 0 | 0 | 0 | 0 | 0 | 0
F9_Industrial_Instruments_New_Process_Natural Gas_Gas Boiler - High Turndown_A_Technical Potential | F9 | Industrial | Instruments | New | Process | Natural Gas | Gas Boiler - High Turndown | A | Cumulative Winter Peak Savings (MW) | Technical Potential | 0 | 0 | 0 | 0 | 0 | 0 | 0 | 0 | 0 | 0 | 0 | 0 | 0 | 0 | 0 | 0 | 0 | 0 | 0 | 0 | 0 | 0 | 0 | 0 | 0 | 0 | 0 | 0 | 0 | 0 | 0
F10_Industrial_Instruments_New_Process_Natural Gas_Gas Boiler - High Turndown_A_Technical Potential | F10 | Industrial | Instruments | New | Process | Natural Gas | Gas Boiler - High Turndown | A | Purchases (Incremental) | Technical Potential | 0 | 0 | 0 | 0 | 0 | 10.4959 | 12.4348 | 14.3726 | 16.299 | 18.2264 | 18.1399 | 15.8832 | 13.8005 | 11.9139 | 10.2187 | 8.7272 | 7.4193 | 6.2856 | 5.3071 | 4.4666 | 10.4959 | 12.4348 | 14.3726 | 16.299 | 18.2264 | 18.1399 | 15.8832 | 13.8005 | 11.9139 | 10.2187 | 8.7272
F11_Industrial_Instruments_New_Process_Natural Gas_Gas Boiler - High Turndown_A_Technical Potential | F11 | Industrial | Instruments | New | Process | Natural Gas | Gas Boiler - High Turndown | A | Purchases (Cumulative) | Technical Potential | 0 | 0 | 0 | 0 | 0 | 10.4959 | 22.9307 | 37.3033 | 53.6023 | 71.8287 | 89.9686 | 105.8518 | 119.6523 | 131.5662 | 141.7849 | 150.5122 | 157.9315 | 164.2171 | 169.5242 | 173.9908 | 173.9908 | 173.9908 | 173.9908 | 173.9908 | 173.9908 | 173.9908 | 173.9908 | 173.9908 | 173.9908 | 173.9908 | 173.9908
F1_Industrial_Instruments_New_Space Heating_Natural Gas_Gas Boiler - Burner Control Optimization_A_Technical Potential | F1 | Industrial | Instruments | New | Space Heating | Natural Gas | Gas Boiler - Burner Control Optimization | A | Integrated Unit Energy Savings (kWh or therms) | Technical Potential | 0 | 0 | 0 | 0 | 0 | 0 | 0 | 0 | 0 | 0 | 0 | 0 | 0 | 0 | 0 | 0 | 0 | 0 | 0 | 0 | 0 | 0 | 0 | 0 | 0 | 0 | 0 | 0 | 0 | 0 | 0
F2_Industrial_Instruments_New_Space Heating_Natural Gas_Gas Boiler - Burner Control Optimization_A_Technical Potential | F2 | Industrial | Instruments | New | Space Heating | Natural Gas | Gas Boiler - Burner Control Optimization | A | Integrated Unit Summer Peak Savings (kW) | Technical Potential | 0 | 0 | 0 | 0 | 0 | 0 | 0 | 0 | 0 | 0 | 0 | 0 | 0 | 0 | 0 | 0 | 0 | 0 | 0 | 0 | 0 | 0 | 0 | 0 | 0 | 0 | 0 | 0 | 0 | 0 | 0
F3_Industrial_Instruments_New_Space Heating_Natural Gas_Gas Boiler - Burner Control Optimization_A_Technical Potential | F3 | Industrial | Instruments | New | Space Heating | Natural Gas | Gas Boiler - Burner Control Optimization | A | Integrated Unit Winter Peak Savings (kW) | Technical Potential | 0 | 0 | 0 | 0 | 0 | 0 | 0 | 0 | 0 | 0 | 0 | 0 | 0 | 0 | 0 | 0 | 0 | 0 | 0 | 0 | 0 | 0 | 0 | 0 | 0 | 0 | 0 | 0 | 0 | 0 | 0
F4_Industrial_Instruments_New_Space Heating_Natural Gas_Gas Boiler - Burner Control Optimization_A_Technical Potential | F4 | Industrial | Instruments | New | Space Heating | Natural Gas | Gas Boiler - Burner Control Optimization | A | Incremental Energy Savings (MWh or mTherms) | Technical Potential | 0 | 0 | 0 | 0 | 0 | 0 | 0 | 0 | 0 | 0 | 0 | 0 | 0 | 0 | 0 | 0 | 0 | 0 | 0 | 0 | 0 | 0 | 0 | 0 | 0 | 0 | 0 | 0 | 0 | 0 | 0
F5_Industrial_Instruments_New_Space Heating_Natural Gas_Gas Boiler - Burner Control Optimization_A_Technical Potential | F5 | Industrial | Instruments | New | Space Heating | Natural Gas | Gas Boiler - Burner Control Optimization | A | Incremental Summer Peak Savings (MW) | Technical Potential | 0 | 0 | 0 | 0 | 0 | 0 | 0 | 0 | 0 | 0 | 0 | 0 | 0 | 0 | 0 | 0 | 0 | 0 | 0 | 0 | 0 | 0 | 0 | 0 | 0 | 0 | 0 | 0 | 0 | 0 | 0
F6_Industrial_Instruments_New_Space Heating_Natural Gas_Gas Boiler - Burner Control Optimization_A_Technical Potential | F6 | Industrial | Instruments | New | Space Heating | Natural Gas | Gas Boiler - Burner Control Optimization | A | Incremental Winter Peak Savings (MW) | Technical Potential | 0 | 0 | 0 | 0 | 0 | 0 | 0 | 0 | 0 | 0 | 0 | 0 | 0 | 0 | 0 | 0 | 0 | 0 | 0 | 0 | 0 | 0 | 0 | 0 | 0 | 0 | 0 | 0 | 0 | 0 | 0
F7_Industrial_Instruments_New_Space Heating_Natural Gas_Gas Boiler - Burner Control Optimization_A_Technical Potential | F7 | Industrial | Instruments | New | Space Heating | Natural Gas | Gas Boiler - Burner Control Optimization | A | Cumulative Energy Savings (MWh or mTherms) | Technical Potential | 0 | 0 | 0 | 0 | 0 | 0 | 0 | 0 | 0 | 0 | 0 | 0 | 0 | 0 | 0 | 0 | 0 | 0 | 0 | 0 | 0 | 0 | 0 | 0 | 0 | 0 | 0 | 0 | 0 | 0 | 0
F8_Industrial_Instruments_New_Space Heating_Natural Gas_Gas Boiler - Burner Control Optimization_A_Technical Potential | F8 | Industrial | Instruments | New | Space Heating | Natural Gas | Gas Boiler - Burner Control Optimization | A | Cumulative Summer Peak Savings (MW) | Technical Potential | 0 | 0 | 0 | 0 | 0 | 0 | 0 | 0 | 0 | 0 | 0 | 0 | 0 | 0 | 0 | 0 | 0 | 0 | 0 | 0 | 0 | 0 | 0 | 0 | 0 | 0 | 0 | 0 | 0 | 0 | 0
F9_Industrial_Instruments_New_Space Heating_Natural Gas_Gas Boiler - Burner Control Optimization_A_Technical Potential | F9 | Industrial | Instruments | New | Space Heating | Natural Gas | Gas Boiler - Burner Control Optimization | A | Cumulative Winter Peak Savings (MW) | Technical Potential | 0 | 0 | 0 | 0 | 0 | 0 | 0 | 0 | 0 | 0 | 0 | 0 | 0 | 0 | 0 | 0 | 0 | 0 | 0 | 0 | 0 | 0 | 0 | 0 | 0 | 0 | 0 | 0 | 0 | 0 | 0
F10_Industrial_Instruments_New_Space Heating_Natural Gas_Gas Boiler - Burner Control Optimization_A_Technical Potential | F10 | Industrial | Instruments | New | Space Heating | Natural Gas | Gas Boiler - Burner Control Optimization | A | Purchases (Incremental) | Technical Potential | 0 | 0 | 0 | 0 | 0 | 0 | 0 | 0 | 0 | 0 | 0 | 0 | 0 | 0 | 0 | 0 | 0 | 0 | 0 | 0 | 0 | 0 | 0 | 0 | 0 | 0 | 0 | 0 | 0 | 0 | 0
F11_Industrial_Instruments_New_Space Heating_Natural Gas_Gas Boiler - Burner Control Optimization_A_Technical Potential | F11 | Industrial | Instruments | New | Space Heating | Natural Gas | Gas Boiler - Burner Control Optimization | A | Purchases (Cumulative) | Technical Potential | 0 | 0 | 0 | 0 | 0 | 0 | 0 | 0 | 0 | 0 | 0 | 0 | 0 | 0 | 0 | 0 | 0 | 0 | 0 | 0 | 0 | 0 | 0 | 0 | 0 | 0 | 0 | 0 | 0 | 0 | 0
F1_Industrial_Instruments_New_Process_Natural Gas_Gas Boiler - Burner Control Optimization_A_Technical Potential | F1 | Industrial | Instruments | New | Process | Natural Gas | Gas Boiler - Burner Control Optimization | A | Integrated Unit Energy Savings (kWh or therms) | Technical Potential | 0 | 0 | 0 | 0 | 0 | 1.0165 | 1.0133 | 1.0104 | 1.0078 | 1.0052 | 1.0033 | 1.0016 | 1.0002 | 0.99894 | 0.99793 | 0.99717 | 0.99664 | 0.99628 | 0.99604 | 0.99585 | 0.9958 | 0.99573 | 0.99562 | 0.99547 | 0.9953 | 0.99623 | 0.99709 | 0.99789 | 1.0203 | 1.0203 | 1.0203
F2_Industrial_Instruments_New_Process_Natural Gas_Gas Boiler - Burner Control Optimization_A_Technical Potential | F2 | Industrial | Instruments | New | Process | Natural Gas | Gas Boiler - Burner Control Optimization | A | Integrated Unit Summer Peak Savings (kW) | Technical Potential | 0 | 0 | 0 | 0 | 0 | 0 | 0 | 0 | 0 | 0 | 0 | 0 | 0 | 0 | 0 | 0 | 0 | 0 | 0 | 0 | 0 | 0 | 0 | 0 | 0 | 0 | 0 | 0 | 0 | 0 | 0
F3_Industrial_Instruments_New_Process_Natural Gas_Gas Boiler - Burner Control Optimization_A_Technical Potential | F3 | Industrial | Instruments | New | Process | Natural Gas | Gas Boiler - Burner Control Optimization | A | Integrated Unit Winter Peak Savings (kW) | Technical Potential | 0 | 0 | 0 | 0 | 0 | 0 | 0 | 0 | 0 | 0 | 0 | 0 | 0 | 0 | 0 | 0 | 0 | 0 | 0 | 0 | 0 | 0 | 0 | 0 | 0 | 0 | 0 | 0 | 0 | 0 | 0
F4_Industrial_Instruments_New_Process_Natural Gas_Gas Boiler - Burner Control Optimization_A_Technical Potential | F4 | Industrial | Instruments | New | Process | Natural Gas | Gas Boiler - Burner Control Optimization | A | Incremental Energy Savings (MWh or mTherms) | Technical Potential | 0 | 0 | 0 | 0 | 0 | 0.002878 | 0.0053428 | 0.012316 | 0.024377 | 0.042296 | 0.065358 | 0.090891 | 0.115 | 0.13348 | 0.14297 | 0.14234 | 0.13228 | 0.11532 | 0.094645 | 0.073353 | 0.053888 | 0.037611 | 0.025001 | 0.015865 | 0.011178 | 0.012143 | 0.024119 | 0.041989 | 0.066464 | 0.092584 | 0.11731
F5_Industrial_Instruments_New_Process_Natural Gas_Gas Boiler - Burner Control Optimization_A_Technical Potential | F5 | Industrial | Instruments | New | Process | Natural Gas | Gas Boiler - Burner Control Optimization | A | Incremental Summer Peak Savings (MW) | Technical Potential | 0 | 0 | 0 | 0 | 0 | 0 | 0 | 0 | 0 | 0 | 0 | 0 | 0 | 0 | 0 | 0 | 0 | 0 | 0 | 0 | 0 | 0 | 0 | 0 | 0 | 0 | 0 | 0 | 0 | 0 | 0
F6_Industrial_Instruments_New_Process_Natural Gas_Gas Boiler - Burner Control Optimization_A_Technical Potential | F6 | Industrial | Instruments | New | Process | Natural Gas | Gas Boiler - Burner Control Optimization | A | Incremental Winter Peak Savings (MW) | Technical Potential | 0 | 0 | 0 | 0 | 0 | 0 | 0 | 0 | 0 | 0 | 0 | 0 | 0 | 0 | 0 | 0 | 0 | 0 | 0 | 0 | 0 | 0 | 0 | 0 | 0 | 0 | 0 | 0 | 0 | 0 | 0
F7_Industrial_Instruments_New_Process_Natural Gas_Gas Boiler - Burner Control Optimization_A_Technical Potential | F7 | Industrial | Instruments | New | Process | Natural Gas | Gas Boiler - Burner Control Optimization | A | Cumulative Energy Savings (MWh or mTherms) | Technical Potential | 0 | 0 | 0 | 0 | 0 | 0.002878 | 0.0082118 | 0.020504 | 0.044828 | 0.08701 | 0.1522 | 0.24284 | 0.35749 | 0.49053 | 0.63301 | 0.77487 | 0.90674 | 1.0217 | 1.1161 | 1.1893 | 1.2431 | 1.2806 | 1.3055 | 1.3183 | 1.324 | 1.3253 | 1.3264 | 1.3275 | 0 | 0 | 0
F8_Industrial_Instruments_New_Process_Natural Gas_Gas Boiler - Burner Control Optimization_A_Technical Potential | F8 | Industrial | Instruments | New | Process | Natural Gas | Gas Boiler - Burner Control Optimization | A | Cumulative Summer Peak Savings (MW) | Technical Potential | 0 | 0 | 0 | 0 | 0 | 0 | 0 | 0 | 0 | 0 | 0 | 0 | 0 | 0 | 0 | 0 | 0 | 0 | 0 | 0 | 0 | 0 | 0 | 0 | 0 | 0 | 0 | 0 | 0 | 0 | 0
F9_Industrial_Instruments_New_Process_Natural Gas_Gas Boiler - Burner Control Optimization_A_Technical Potential | F9 | Industrial | Instruments | New | Process | Natural Gas | Gas Boiler - Burner Control Optimization | A | Cumulative Winter Peak Savings (MW) | Technical Potential | 0 | 0 | 0 | 0 | 0 | 0 | 0 | 0 | 0 | 0 | 0 | 0 | 0 | 0 | 0 | 0 | 0 | 0 | 0 | 0 | 0 | 0 | 0 | 0 | 0 | 0 | 0 | 0 | 0 | 0 | 0
F10_Industrial_Instruments_New_Process_Natural Gas_Gas Boiler - Burner Control Optimization_A_Technical Potential | F10 | Industrial | Instruments | New | Process | Natural Gas | Gas Boiler - Burner Control Optimization | A | Purchases (Incremental) | Technical Potential | 0 | 0 | 0 | 0 | 0 | 2.8313 | 5.2727 | 12.1888 | 24.1893 | 42.0775 | 65.1432 | 90.7438 | 114.9828 | 133.6239 | 143.2646 | 142.7459 | 132.7306 | 115.7549 | 95.0209 | 73.659 | 54.1148 | 37.7719 | 25.1113 | 15.9369 | 11.2304 | 12.1888 | 24.1893 | 42.0775 | 65.1432 | 90.7438 | 114.9828
F11_Industrial_Instruments_New_Process_Natural Gas_Gas Boiler - Burner Control Optimization_A_Technical Potential | F11 | Industrial | Instruments | New | Process | Natural Gas | Gas Boiler - Burner Control Optimization | A | Purchases (Cumulative) | Technical Potential | 0 | 0 | 0 | 0 | 0 | 2.8313 | 8.104 | 20.2928 | 44.4822 | 86.5597 | 151.7029 | 242.4467 | 357.4295 | 491.0534 | 634.3179 | 777.0638 | 909.7944 | 1025.5493 | 1120.5702 | 1194.2293 | 1248.3441 | 1286.116 | 1311.2273 | 1324.3328 | 1330.2905 | 1330.2905 | 1330.2905 | 1330.2905 | 1330.2905 | 1330.2905 | 1330.2905
F1_Industrial_Instruments_New_Space Heating_Natural Gas_HVAC - Demand Controlled Ventilation_A_Technical Potential | F1 | Industrial | Instruments | New | Space Heating | Natural Gas | HVAC - Demand Controlled Ventilation | A | Integrated Unit Energy Savings (kWh or therms) | Technical Potential | 0 | 0 | 0 | 0 | 0 | 0 | 0 | 0 | 0 | 0 | 0 | 0 | 0 | 0 | 0 | 0 | 0 | 0 | 0 | 0 | 0 | 0 | 0 | 0 | 0 | 0 | 0 | 0 | 0 | 0 | 0
F2_Industrial_Instruments_New_Space Heating_Natural Gas_HVAC - Demand Controlled Ventilation_A_Technical Potential | F2 | Industrial | Instruments | New | Space Heating | Natural Gas | HVAC - Demand Controlled Ventilation | A | Integrated Unit Summer Peak Savings (kW) | Technical Potential | 0 | 0 | 0 | 0 | 0 | 0 | 0 | 0 | 0 | 0 | 0 | 0 | 0 | 0 | 0 | 0 | 0 | 0 | 0 | 0 | 0 | 0 | 0 | 0 | 0 | 0 | 0 | 0 | 0 | 0 | 0
F3_Industrial_Instruments_New_Space Heating_Natural Gas_HVAC - Demand Controlled Ventilation_A_Technical Potential | F3 | Industrial | Instruments | New | Space Heating | Natural Gas | HVAC - Demand Controlled Ventilation | A | Integrated Unit Winter Peak Savings (kW) | Technical Potential | 0 | 0 | 0 | 0 | 0 | 0 | 0 | 0 | 0 | 0 | 0 | 0 | 0 | 0 | 0 | 0 | 0 | 0 | 0 | 0 | 0 | 0 | 0 | 0 | 0 | 0 | 0 | 0 | 0 | 0 | 0
F4_Industrial_Instruments_New_Space Heating_Natural Gas_HVAC - Demand Controlled Ventilation_A_Technical Potential | F4 | Industrial | Instruments | New | Space Heating | Natural Gas | HVAC - Demand Controlled Ventilation | A | Incremental Energy Savings (MWh or mTherms) | Technical Potential | 0 | 0 | 0 | 0 | 0 | 0 | 0 | 0 | 0 | 0 | 0 | 0 | 0 | 0 | 0 | 0 | 0 | 0 | 0 | 0 | 0 | 0 | 0 | 0 | 0 | 0 | 0 | 0 | 0 | 0 | 0
F5_Industrial_Instruments_New_Space Heating_Natural Gas_HVAC - Demand Controlled Ventilation_A_Technical Potential | F5 | Industrial | Instruments | New | Space Heating | Natural Gas | HVAC - Demand Controlled Ventilation | A | Incremental Summer Peak Savings (MW) | Technical Potential | 0 | 0 | 0 | 0 | 0 | 0 | 0 | 0 | 0 | 0 | 0 | 0 | 0 | 0 | 0 | 0 | 0 | 0 | 0 | 0 | 0 | 0 | 0 | 0 | 0 | 0 | 0 | 0 | 0 | 0 | 0
F6_Industrial_Instruments_New_Space Heating_Natural Gas_HVAC - Demand Controlled Ventilation_A_Technical Potential | F6 | Industrial | Instruments | New | Space Heating | Natural Gas | HVAC - Demand Controlled Ventilation | A | Incremental Winter Peak Savings (MW) | Technical Potential | 0 | 0 | 0 | 0 | 0 | 0 | 0 | 0 | 0 | 0 | 0 | 0 | 0 | 0 | 0 | 0 | 0 | 0 | 0 | 0 | 0 | 0 | 0 | 0 | 0 | 0 | 0 | 0 | 0 | 0 | 0
F7_Industrial_Instruments_New_Space Heating_Natural Gas_HVAC - Demand Controlled Ventilation_A_Technical Potential | F7 | Industrial | Instruments | New | Space Heating | Natural Gas | HVAC - Demand Controlled Ventilation | A | Cumulative Energy Savings (MWh or mTherms) | Technical Potential | 0 | 0 | 0 | 0 | 0 | 0 | 0 | 0 | 0 | 0 | 0 | 0 | 0 | 0 | 0 | 0 | 0 | 0 | 0 | 0 | 0 | 0 | 0 | 0 | 0 | 0 | 0 | 0 | 0 | 0 | 0
F8_Industrial_Instruments_New_Space Heating_Natural Gas_HVAC - Demand Controlled Ventilation_A_Technical Potential | F8 | Industrial | Instruments | New | Space Heating | Natural Gas | HVAC - Demand Controlled Ventilation | A | Cumulative Summer Peak Savings (MW) | Technical Potential | 0 | 0 | 0 | 0 | 0 | 0 | 0 | 0 | 0 | 0 | 0 | 0 | 0 | 0 | 0 | 0 | 0 | 0 | 0 | 0 | 0 | 0 | 0 | 0 | 0 | 0 | 0 | 0 | 0 | 0 | 0
F9_Industrial_Instruments_New_Space Heating_Natural Gas_HVAC - Demand Controlled Ventilation_A_Technical Potential | F9 | Industrial | Instruments | New | Space Heating | Natural Gas | HVAC - Demand Controlled Ventilation | A | Cumulative Winter Peak Savings (MW) | Technical Potential | 0 | 0 | 0 | 0 | 0 | 0 | 0 | 0 | 0 | 0 | 0 | 0 | 0 | 0 | 0 | 0 | 0 | 0 | 0 | 0 | 0 | 0 | 0 | 0 | 0 | 0 | 0 | 0 | 0 | 0 | 0
F10_Industrial_Instruments_New_Space Heating_Natural Gas_HVAC - Demand Controlled Ventilation_A_Technical Potential | F10 | Industrial | Instruments | New | Space Heating | Natural Gas | HVAC - Demand Controlled Ventilation | A | Purchases (Incremental) | Technical Potential | 0 | 0 | 0 | 0 | 0 | 0 | 0 | 0 | 0 | 0 | 0 | 0 | 0 | 0 | 0 | 0 | 0 | 0 | 0 | 0 | 0 | 0 | 0 | 0 | 0 | 0 | 0 | 0 | 0 | 0 | 0
F11_Industrial_Instruments_New_Space Heating_Natural Gas_HVAC - Demand Controlled Ventilation_A_Technical Potential | F11 | Industrial | Instruments | New | Space Heating | Natural Gas | HVAC - Demand Controlled Ventilation | A | Purchases (Cumulative) | Technical Potential | 0 | 0 | 0 | 0 | 0 | 0 | 0 | 0 | 0 | 0 | 0 | 0 | 0 | 0 | 0 | 0 | 0 | 0 | 0 | 0 | 0 | 0 | 0 | 0 | 0 | 0 | 0 | 0 | 0 | 0 | 0
F1_Industrial_Instruments_New_Space Heating_Natural Gas_Gas Boiler - Stack Economizer_A_Technical Potential | F1 | Industrial | Instruments | New | Space Heating | Natural Gas | Gas Boiler - Stack Economizer | A | Integrated Unit Energy Savings (kWh or therms) | Technical Potential | 0 | 0 | 0 | 0 | 0 | 0 | 0 | 0 | 0 | 0 | 0 | 0 | 0 | 0 | 0 | 0 | 0 | 0 | 0 | 0 | 0 | 0 | 0 | 0 | 0 | 0 | 0 | 0 | 0 | 0 | 0
F2_Industrial_Instruments_New_Space Heating_Natural Gas_Gas Boiler - Stack Economizer_A_Technical Potential | F2 | Industrial | Instruments | New | Space Heating | Natural Gas | Gas Boiler - Stack Economizer | A | Integrated Unit Summer Peak Savings (kW) | Technical Potential | 0 | 0 | 0 | 0 | 0 | 0 | 0 | 0 | 0 | 0 | 0 | 0 | 0 | 0 | 0 | 0 | 0 | 0 | 0 | 0 | 0 | 0 | 0 | 0 | 0 | 0 | 0 | 0 | 0 | 0 | 0
F3_Industrial_Instruments_New_Space Heating_Natural Gas_Gas Boiler - Stack Economizer_A_Technical Potential | F3 | Industrial | Instruments | New | Space Heating | Natural Gas | Gas Boiler - Stack Economizer | A | Integrated Unit Winter Peak Savings (kW) | Technical Potential | 0 | 0 | 0 | 0 | 0 | 0 | 0 | 0 | 0 | 0 | 0 | 0 | 0 | 0 | 0 | 0 | 0 | 0 | 0 | 0 | 0 | 0 | 0 | 0 | 0 | 0 | 0 | 0 | 0 | 0 | 0
F4_Industrial_Instruments_New_Space Heating_Natural Gas_Gas Boiler - Stack Economizer_A_Technical Potential | F4 | Industrial | Instruments | New | Space Heating | Natural Gas | Gas Boiler - Stack Economizer | A | Incremental Energy Savings (MWh or mTherms) | Technical Potential | 0 | 0 | 0 | 0 | 0 | 0 | 0 | 0 | 0 | 0 | 0 | 0 | 0 | 0 | 0 | 0 | 0 | 0 | 0 | 0 | 0 | 0 | 0 | 0 | 0 | 0 | 0 | 0 | 0 | 0 | 0
F5_Industrial_Instruments_New_Space Heating_Natural Gas_Gas Boiler - Stack Economizer_A_Technical Potential | F5 | Industrial | Instruments | New | Space Heating | Natural Gas | Gas Boiler - Stack Economizer | A | Incremental Summer Peak Savings (MW) | Technical Potential | 0 | 0 | 0 | 0 | 0 | 0 | 0 | 0 | 0 | 0 | 0 | 0 | 0 | 0 | 0 | 0 | 0 | 0 | 0 | 0 | 0 | 0 | 0 | 0 | 0 | 0 | 0 | 0 | 0 | 0 | 0
F6_Industrial_Instruments_New_Space Heating_Natural Gas_Gas Boiler - Stack Economizer_A_Technical Potential | F6 | Industrial | Instruments | New | Space Heating | Natural Gas | Gas Boiler - Stack Economizer | A | Incremental Winter Peak Savings (MW) | Technical Potential | 0 | 0 | 0 | 0 | 0 | 0 | 0 | 0 | 0 | 0 | 0 | 0 | 0 | 0 | 0 | 0 | 0 | 0 | 0 | 0 | 0 | 0 | 0 | 0 | 0 | 0 | 0 | 0 | 0 | 0 | 0
F7_Industrial_Instruments_New_Space Heating_Natural Gas_Gas Boiler - Stack Economizer_A_Technical Potential | F7 | Industrial | Instruments | New | Space Heating | Natural Gas | Gas Boiler - Stack Economizer | A | Cumulative Energy Savings (MWh or mTherms) | Technical Potential | 0 | 0 | 0 | 0 | 0 | 0 | 0 | 0 | 0 | 0 | 0 | 0 | 0 | 0 | 0 | 0 | 0 | 0 | 0 | 0 | 0 | 0 | 0 | 0 | 0 | 0 | 0 | 0 | 0 | 0 | 0
F8_Industrial_Instruments_New_Space Heating_Natural Gas_Gas Boiler - Stack Economizer_A_Technical Potential | F8 | Industrial | Instruments | New | Space Heating | Natural Gas | Gas Boiler - Stack Economizer | A | Cumulative Summer Peak Savings (MW) | Technical Potential | 0 | 0 | 0 | 0 | 0 | 0 | 0 | 0 | 0 | 0 | 0 | 0 | 0 | 0 | 0 | 0 | 0 | 0 | 0 | 0 | 0 | 0 | 0 | 0 | 0 | 0 | 0 | 0 | 0 | 0 | 0
F9_Industrial_Instruments_New_Space Heating_Natural Gas_Gas Boiler - Stack Economizer_A_Technical Potential | F9 | Industrial | Instruments | New | Space Heating | Natural Gas | Gas Boiler - Stack Economizer | A | Cumulative Winter Peak Savings (MW) | Technical Potential | 0 | 0 | 0 | 0 | 0 | 0 | 0 | 0 | 0 | 0 | 0 | 0 | 0 | 0 | 0 | 0 | 0 | 0 | 0 | 0 | 0 | 0 | 0 | 0 | 0 | 0 | 0 | 0 | 0 | 0 | 0
F10_Industrial_Instruments_New_Space Heating_Natural Gas_Gas Boiler - Stack Economizer_A_Technical Potential | F10 | Industrial | Instruments | New | Space Heating | Natural Gas | Gas Boiler - Stack Economizer | A | Purchases (Incremental) | Technical Potential | 0 | 0 | 0 | 0 | 0 | 0 | 0 | 0 | 0 | 0 | 0 | 0 | 0 | 0 | 0 | 0 | 0 | 0 | 0 | 0 | 0 | 0 | 0 | 0 | 0 | 0 | 0 | 0 | 0 | 0 | 0
F11_Industrial_Instruments_New_Space Heating_Natural Gas_Gas Boiler - Stack Economizer_A_Technical Potential | F11 | Industrial | Instruments | New | Space Heating | Natural Gas | Gas Boiler - Stack Economizer | A | Purchases (Cumulative) | Technical Potential | 0 | 0 | 0 | 0 | 0 | 0 | 0 | 0 | 0 | 0 | 0 | 0 | 0 | 0 | 0 | 0 | 0 | 0 | 0 | 0 | 0 | 0 | 0 | 0 | 0 | 0 | 0 | 0 | 0 | 0 | 0
F1_Industrial_Instruments_New_Process_Natural Gas_Gas Boiler - Stack Economizer_A_Technical Potential | F1 | Industrial | Instruments | New | Process | Natural Gas | Gas Boiler - Stack Economizer | A | Integrated Unit Energy Savings (kWh or therms) | Technical Potential | 0 | 0 | 0 | 0 | 0 | 3.3769 | 3.3765 | 3.3764 | 3.3765 | 3.3766 | 3.3767 | 3.3768 | 3.3768 | 3.3769 | 3.3769 | 3.3769 | 3.377 | 3.377 | 3.377 | 3.377 | 3.3771 | 3.3771 | 3.3771 | 3.3771 | 3.3771 | 3.3771 | 3.3772 | 3.3772 | 3.3775 | 3.3775 | 3.3775
F2_Industrial_Instruments_New_Process_Natural Gas_Gas Boiler - Stack Economizer_A_Technical Potential | F2 | Industrial | Instruments | New | Process | Natural Gas | Gas Boiler - Stack Economizer | A | Integrated Unit Summer Peak Savings (kW) | Technical Potential | 0 | 0 | 0 | 0 | 0 | 0 | 0 | 0 | 0 | 0 | 0 | 0 | 0 | 0 | 0 | 0 | 0 | 0 | 0 | 0 | 0 | 0 | 0 | 0 | 0 | 0 | 0 | 0 | 0 | 0 | 0
F3_Industrial_Instruments_New_Process_Natural Gas_Gas Boiler - Stack Economizer_A_Technical Potential | F3 | Industrial | Instruments | New | Process | Natural Gas | Gas Boiler - Stack Economizer | A | Integrated Unit Winter Peak Savings (kW) | Technical Potential | 0 | 0 | 0 | 0 | 0 | 0 | 0 | 0 | 0 | 0 | 0 | 0 | 0 | 0 | 0 | 0 | 0 | 0 | 0 | 0 | 0 | 0 | 0 | 0 | 0 | 0 | 0 | 0 | 0 | 0 | 0
F4_Industrial_Instruments_New_Process_Natural Gas_Gas Boiler - Stack Economizer_A_Technical Potential | F4 | Industrial | Instruments | New | Process | Natural Gas | Gas Boiler - Stack Economizer | A | Incremental Energy Savings (MWh or mTherms) | Technical Potential | 0 | 0 | 0 | 0 | 0 | 0.094515 | 0.11196 | 0.12941 | 0.14676 | 0.16412 | 0.16334 | 0.14302 | 0.12427 | 0.10728 | 0.09202 | 0.07859 | 0.066813 | 0.056604 | 0.047793 | 0.040224 | 0.094521 | 0.11198 | 0.12943 | 0.14678 | 0.16414 | 0.16336 | 0.14304 | 0.12428 | 0.1073 | 0.092036 | 0.078603
F5_Industrial_Instruments_New_Process_Natural Gas_Gas Boiler - Stack Economizer_A_Technical Potential | F5 | Industrial | Instruments | New | Process | Natural Gas | Gas Boiler - Stack Economizer | A | Incremental Summer Peak Savings (MW) | Technical Potential | 0 | 0 | 0 | 0 | 0 | 0 | 0 | 0 | 0 | 0 | 0 | 0 | 0 | 0 | 0 | 0 | 0 | 0 | 0 | 0 | 0 | 0 | 0 | 0 | 0 | 0 | 0 | 0 | 0 | 0 | 0
F6_Industrial_Instruments_New_Process_Natural Gas_Gas Boiler - Stack Economizer_A_Technical Potential | F6 | Industrial | Instruments | New | Process | Natural Gas | Gas Boiler - Stack Economizer | A | Incremental Winter Peak Savings (MW) | Technical Potential | 0 | 0 | 0 | 0 | 0 | 0 | 0 | 0 | 0 | 0 | 0 | 0 | 0 | 0 | 0 | 0 | 0 | 0 | 0 | 0 | 0 | 0 | 0 | 0 | 0 | 0 | 0 | 0 | 0 | 0 | 0
F7_Industrial_Instruments_New_Process_Natural Gas_Gas Boiler - Stack Economizer_A_Technical Potential | F7 | Industrial | Instruments | New | Process | Natural Gas | Gas Boiler - Stack Economizer | A | Cumulative Energy Savings (MWh or mTherms) | Technical Potential | 0 | 0 | 0 | 0 | 0 | 0.094515 | 0.20647 | 0.33587 | 0.48263 | 0.64676 | 0.81012 | 0.95316 | 1.0774 | 1.1847 | 1.2768 | 1.3554 | 1.4222 | 1.4788 | 1.5266 | 1.5669 | 1.5669 | 1.5669 | 1.5669 | 1.5669 | 1.5669 | 1.5669 | 1.5669 | 1.5669 | 0 | 0 | 0
F8_Industrial_Instruments_New_Process_Natural Gas_Gas Boiler - Stack Economizer_A_Technical Potential | F8 | Industrial | Instruments | New | Process | Natural Gas | Gas Boiler - Stack Economizer | A | Cumulative Summer Peak Savings (MW) | Technical Potential | 0 | 0 | 0 | 0 | 0 | 0 | 0 | 0 | 0 | 0 | 0 | 0 | 0 | 0 | 0 | 0 | 0 | 0 | 0 | 0 | 0 | 0 | 0 | 0 | 0 | 0 | 0 | 0 | 0 | 0 | 0
F9_Industrial_Instruments_New_Process_Natural Gas_Gas Boiler - Stack Economizer_A_Technical Potential | F9 | Industrial | Instruments | New | Process | Natural Gas | Gas Boiler - Stack Economizer | A | Cumulative Winter Peak Savings (MW) | Technical Potential | 0 | 0 | 0 | 0 | 0 | 0 | 0 | 0 | 0 | 0 | 0 | 0 | 0 | 0 | 0 | 0 | 0 | 0 | 0 | 0 | 0 | 0 | 0 | 0 | 0 | 0 | 0 | 0 | 0 | 0 | 0
F10_Industrial_Instruments_New_Process_Natural Gas_Gas Boiler - Stack Economizer_A_Technical Potential | F10 | Industrial | Instruments | New | Process | Natural Gas | Gas Boiler - Stack Economizer | A | Purchases (Incremental) | Technical Potential | 0 | 0 | 0 | 0 | 0 | 27.9891 | 33.1594 | 38.3269 | 43.464 | 48.6038 | 48.3731 | 42.3551 | 36.8015 | 31.7703 | 27.25 | 23.2726 | 19.7849 | 16.7615 | 14.1523 | 11.911 | 27.9891 | 33.1594 | 38.3269 | 43.464 | 48.6038 | 48.3731 | 42.3551 | 36.8015 | 31.7703 | 27.25 | 23.2726
F11_Industrial_Instruments_New_Process_Natural Gas_Gas Boiler - Stack Economizer_A_Technical Potential | F11 | Industrial | Instruments | New | Process | Natural Gas | Gas Boiler - Stack Economizer | A | Purchases (Cumulative) | Technical Potential | 0 | 0 | 0 | 0 | 0 | 27.9891 | 61.1485 | 99.4755 | 142.9394 | 191.5432 | 239.9163 | 282.2714 | 319.0729 | 350.8432 | 378.0932 | 401.3657 | 421.1506 | 437.9121 | 452.0644 | 463.9755 | 463.9755 | 463.9755 | 463.9755 | 463.9755 | 463.9755 | 463.9755 | 463.9755 | 463.9755 | 463.9755 | 463.9755 | 463.9755
F1_Industrial_Instruments_New_Space Heating_Natural Gas_Gas Furnace Tube Inserts_A_Technical Potential | F1 | Industrial | Instruments | New | Space Heating | Natural Gas | Gas Furnace Tube Inserts | A | Integrated Unit Energy Savings (kWh or therms) | Technical Potential | 0 | 0 | 0 | 0 | 0 | 0 | 0 | 0 | 0 | 0 | 0 | 0 | 0 | 0 | 0 | 0 | 0 | 0 | 0 | 0 | 0 | 0 | 0 | 0 | 0 | 0 | 0 | 0 | 0 | 0 | 0
F2_Industrial_Instruments_New_Space Heating_Natural Gas_Gas Furnace Tube Inserts_A_Technical Potential | F2 | Industrial | Instruments | New | Space Heating | Natural Gas | Gas Furnace Tube Inserts | A | Integrated Unit Summer Peak Savings (kW) | Technical Potential | 0 | 0 | 0 | 0 | 0 | 0 | 0 | 0 | 0 | 0 | 0 | 0 | 0 | 0 | 0 | 0 | 0 | 0 | 0 | 0 | 0 | 0 | 0 | 0 | 0 | 0 | 0 | 0 | 0 | 0 | 0
F3_Industrial_Instruments_New_Space Heating_Natural Gas_Gas Furnace Tube Inserts_A_Technical Potential | F3 | Industrial | Instruments | New | Space Heating | Natural Gas | Gas Furnace Tube Inserts | A | Integrated Unit Winter Peak Savings (kW) | Technical Potential | 0 | 0 | 0 | 0 | 0 | 0 | 0 | 0 | 0 | 0 | 0 | 0 | 0 | 0 | 0 | 0 | 0 | 0 | 0 | 0 | 0 | 0 | 0 | 0 | 0 | 0 | 0 | 0 | 0 | 0 | 0
F4_Industrial_Instruments_New_Space Heating_Natural Gas_Gas Furnace Tube Inserts_A_Technical Potential | F4 | Industrial | Instruments | New | Space Heating | Natural Gas | Gas Furnace Tube Inserts | A | Incremental Energy Savings (MWh or mTherms) | Technical Potential | 0 | 0 | 0 | 0 | 0 | 0 | 0 | 0 | 0 | 0 | 0 | 0 | 0 | 0 | 0 | 0 | 0 | 0 | 0 | 0 | 0 | 0 | 0 | 0 | 0 | 0 | 0 | 0 | 0 | 0 | 0
F5_Industrial_Instruments_New_Space Heating_Natural Gas_Gas Furnace Tube Inserts_A_Technical Potential | F5 | Industrial | Instruments | New | Space Heating | Natural Gas | Gas Furnace Tube Inserts | A | Incremental Summer Peak Savings (MW) | Technical Potential | 0 | 0 | 0 | 0 | 0 | 0 | 0 | 0 | 0 | 0 | 0 | 0 | 0 | 0 | 0 | 0 | 0 | 0 | 0 | 0 | 0 | 0 | 0 | 0 | 0 | 0 | 0 | 0 | 0 | 0 | 0
F6_Industrial_Instruments_New_Space Heating_Natural Gas_Gas Furnace Tube Inserts_A_Technical Potential | F6 | Industrial | Instruments | New | Space Heating | Natural Gas | Gas Furnace Tube Inserts | A | Incremental Winter Peak Savings (MW) | Technical Potential | 0 | 0 | 0 | 0 | 0 | 0 | 0 | 0 | 0 | 0 | 0 | 0 | 0 | 0 | 0 | 0 | 0 | 0 | 0 | 0 | 0 | 0 | 0 | 0 | 0 | 0 | 0 | 0 | 0 | 0 | 0
F7_Industrial_Instruments_New_Space Heating_Natural Gas_Gas Furnace Tube Inserts_A_Technical Potential | F7 | Industrial | Instruments | New | Space Heating | Natural Gas | Gas Furnace Tube Inserts | A | Cumulative Energy Savings (MWh or mTherms) | Technical Potential | 0 | 0 | 0 | 0 | 0 | 0 | 0 | 0 | 0 | 0 | 0 | 0 | 0 | 0 | 0 | 0 | 0 | 0 | 0 | 0 | 0 | 0 | 0 | 0 | 0 | 0 | 0 | 0 | 0 | 0 | 0
F8_Industrial_Instruments_New_Space Heating_Natural Gas_Gas Furnace Tube Inserts_A_Technical Potential | F8 | Industrial | Instruments | New | Space Heating | Natural Gas | Gas Furnace Tube Inserts | A | Cumulative Summer Peak Savings (MW) | Technical Potential | 0 | 0 | 0 | 0 | 0 | 0 | 0 | 0 | 0 | 0 | 0 | 0 | 0 | 0 | 0 | 0 | 0 | 0 | 0 | 0 | 0 | 0 | 0 | 0 | 0 | 0 | 0 | 0 | 0 | 0 | 0
F9_Industrial_Instruments_New_Space Heating_Natural Gas_Gas Furnace Tube Inserts_A_Technical Potential | F9 | Industrial | Instruments | New | Space Heating | Natural Gas | Gas Furnace Tube Inserts | A | Cumulative Winter Peak Savings (MW) | Technical Potential | 0 | 0 | 0 | 0 | 0 | 0 | 0 | 0 | 0 | 0 | 0 | 0 | 0 | 0 | 0 | 0 | 0 | 0 | 0 | 0 | 0 | 0 | 0 | 0 | 0 | 0 | 0 | 0 | 0 | 0 | 0
F10_Industrial_Instruments_New_Space Heating_Natural Gas_Gas Furnace Tube Inserts_A_Technical Potential | F10 | Industrial | Instruments | New | Space Heating | Natural Gas | Gas Furnace Tube Inserts | A | Purchases (Incremental) | Technical Potential | 0 | 0 | 0 | 0 | 0 | 0 | 0 | 0 | 0 | 0 | 0 | 0 | 0 | 0 | 0 | 0 | 0 | 0 | 0 | 0 | 0 | 0 | 0 | 0 | 0 | 0 | 0 | 0 | 0 | 0 | 0
F11_Industrial_Instruments_New_Space Heating_Natural Gas_Gas Furnace Tube Inserts_A_Technical Potential | F11 | Industrial | Instruments | New | Space Heating | Natural Gas | Gas Furnace Tube Inserts | A | Purchases (Cumulative) | Technical Potential | 0 | 0 | 0 | 0 | 0 | 0 | 0 | 0 | 0 | 0 | 0 | 0 | 0 | 0 | 0 | 0 | 0 | 0 | 0 | 0 | 0 | 0 | 0 | 0 | 0 | 0 | 0 | 0 | 0 | 0 | 0
F1_Industrial_Instruments_New_Space Heating_Natural Gas_Space Heating - Heat Recovery Ventilator_A_Technical Potential | F1 | Industrial | Instruments | New | Space Heating | Natural Gas | Space Heating - Heat Recovery Ventilator | A | Integrated Unit Energy Savings (kWh or therms) | Technical Potential | 0 | 0 | 0 | 0 | 0 | 0.012163 | 0.011794 | 0.01152 | 0.011308 | 0.011134 | 0.010991 | 0.010822 | 0.01064 | 0.010456 | 0.010272 | 0.010102 | 0.0099459 | 0.0098937 | 0.0097898 | 0.0097126 | 0.0096583 | 0.0096181 | 0.0096054 | 0.0096093 | 0.0096238 | 0.0096444 | 0.0096643 | 0.0096843 | 0 | 0 | 0
F2_Industrial_Instruments_New_Space Heating_Natural Gas_Space Heating - Heat Recovery Ventilator_A_Technical Potential | F2 | Industrial | Instruments | New | Space Heating | Natural Gas | Space Heating - Heat Recovery Ventilator | A | Integrated Unit Summer Peak Savings (kW) | Technical Potential | 0 | 0 | 0 | 0 | 0 | 0 | 0 | 0 | 0 | 0 | 0 | 0 | 0 | 0 | 0 | 0 | 0 | 0 | 0 | 0 | 0 | 0 | 0 | 0 | 0 | 0 | 0 | 0 | 0 | 0 | 0
F3_Industrial_Instruments_New_Space Heating_Natural Gas_Space Heating - Heat Recovery Ventilator_A_Technical Potential | F3 | Industrial | Instruments | New | Space Heating | Natural Gas | Space Heating - Heat Recovery Ventilator | A | Integrated Unit Winter Peak Savings (kW) | Technical Potential | 0 | 0 | 0 | 0 | 0 | 0 | 0 | 0 | 0 | 0 | 0 | 0 | 0 | 0 | 0 | 0 | 0 | 0 | 0 | 0 | 0 | 0 | 0 | 0 | 0 | 0 | 0 | 0 | 0 | 0 | 0
F4_Industrial_Instruments_New_Space Heating_Natural Gas_Space Heating - Heat Recovery Ventilator_A_Technical Potential | F4 | Industrial | Instruments | New | Space Heating | Natural Gas | Space Heating - Heat Recovery Ventilator | A | Incremental Energy Savings (MWh or mTherms) | Technical Potential | 0 | 0 | 0 | 0 | 0 | 0.00072279 | 0.0008303 | 0.00093744 | 0.0010435 | 0.001149 | 0.0012543 | 0.0013517 | 0.0014434 | 0.0015305 | 0.0016121 | 0.0016925 | 0.0017708 | 0.0018654 | 0.0019481 | 0.0020333 | 0.0021221 | 0.0022126 | 0.0023085 | 0.0024079 | 0.0025098 | 0.0011006 | 0.0012071 | 0.0013137 | 0 | 0 | 0
F5_Industrial_Instruments_New_Space Heating_Natural Gas_Space Heating - Heat Recovery Ventilator_A_Technical Potential | F5 | Industrial | Instruments | New | Space Heating | Natural Gas | Space Heating - Heat Recovery Ventilator | A | Incremental Summer Peak Savings (MW) | Technical Potential | 0 | 0 | 0 | 0 | 0 | 0 | 0 | 0 | 0 | 0 | 0 | 0 | 0 | 0 | 0 | 0 | 0 | 0 | 0 | 0 | 0 | 0 | 0 | 0 | 0 | 0 | 0 | 0 | 0 | 0 | 0
F6_Industrial_Instruments_New_Space Heating_Natural Gas_Space Heating - Heat Recovery Ventilator_A_Technical Potential | F6 | Industrial | Instruments | New | Space Heating | Natural Gas | Space Heating - Heat Recovery Ventilator | A | Incremental Winter Peak Savings (MW) | Technical Potential | 0 | 0 | 0 | 0 | 0 | 0 | 0 | 0 | 0 | 0 | 0 | 0 | 0 | 0 | 0 | 0 | 0 | 0 | 0 | 0 | 0 | 0 | 0 | 0 | 0 | 0 | 0 | 0 | 0 | 0 | 0
F7_Industrial_Instruments_New_Space Heating_Natural Gas_Space Heating - Heat Recovery Ventilator_A_Technical Potential | F7 | Industrial | Instruments | New | Space Heating | Natural Gas | Space Heating - Heat Recovery Ventilator | A | Cumulative Energy Savings (MWh or mTherms) | Technical Potential | 0 | 0 | 0 | 0 | 0 | 0.00072279 | 0.0015311 | 0.0024331 | 0.0034317 | 0.0045281 | 0.0057242 | 0.0069877 | 0.0083137 | 0.0096999 | 0.011141 | 0.01265 | 0.014225 | 0.016016 | 0.017796 | 0.019689 | 0.021127 | 0.022575 | 0.024071 | 0.025602 | 0.027158 | 0.027216 | 0.027272 | 0.027328 | 0 | 0 | 0
F8_Industrial_Instruments_New_Space Heating_Natural Gas_Space Heating - Heat Recovery Ventilator_A_Technical Potential | F8 | Industrial | Instruments | New | Space Heating | Natural Gas | Space Heating - Heat Recovery Ventilator | A | Cumulative Summer Peak Savings (MW) | Technical Potential | 0 | 0 | 0 | 0 | 0 | 0 | 0 | 0 | 0 | 0 | 0 | 0 | 0 | 0 | 0 | 0 | 0 | 0 | 0 | 0 | 0 | 0 | 0 | 0 | 0 | 0 | 0 | 0 | 0 | 0 | 0
F9_Industrial_Instruments_New_Space Heating_Natural Gas_Space Heating - Heat Recovery Ventilator_A_Technical Potential | F9 | Industrial | Instruments | New | Space Heating | Natural Gas | Space Heating - Heat Recovery Ventilator | A | Cumulative Winter Peak Savings (MW) | Technical Potential | 0 | 0 | 0 | 0 | 0 | 0 | 0 | 0 | 0 | 0 | 0 | 0 | 0 | 0 | 0 | 0 | 0 | 0 | 0 | 0 | 0 | 0 | 0 | 0 | 0 | 0 | 0 | 0 | 0 | 0 | 0
F10_Industrial_Instruments_New_Space Heating_Natural Gas_Space Heating - Heat Recovery Ventilator_A_Technical Potential | F10 | Industrial | Instruments | New | Space Heating | Natural Gas | Space Heating - Heat Recovery Ventilator | A | Purchases (Incremental) | Technical Potential | 0 | 0 | 0 | 0 | 0 | 59.4248 | 70.4022 | 81.3736 | 92.2802 | 103.1928 | 114.1143 | 124.8972 | 135.6506 | 146.3822 | 156.9434 | 167.5449 | 178.0453 | 188.547 | 198.9959 | 209.3516 | 219.7196 | 230.0446 | 240.3296 | 250.577 | 260.7897 | 114.1143 | 124.8972 | 135.6506 | 146.3822 | 156.9434 | 167.5449
F11_Industrial_Instruments_New_Space Heating_Natural Gas_Space Heating - Heat Recovery Ventilator_A_Technical Potential | F11 | Industrial | Instruments | New | Space Heating | Natural Gas | Space Heating - Heat Recovery Ventilator | A | Purchases (Cumulative) | Technical Potential | 0 | 0 | 0 | 0 | 0 | 59.4248 | 129.827 | 211.2006 | 303.4808 | 406.6736 | 520.7879 | 645.6851 | 781.3358 | 927.718 | 1084.6614 | 1252.2062 | 1430.2515 | 1618.7985 | 1817.7944 | 2027.146 | 2187.4407 | 2347.0832 | 2506.0392 | 2664.336 | 2821.9329 | 2821.9329 | 2821.9329 | 2821.9329 | 2821.9329 | 2821.9329 | 2821.9329
F1_Industrial_Instruments_New_Space Heating_Natural Gas_Thermostat - Programmable_A_Technical Potential | F1 | Industrial | Instruments | New | Space Heating | Natural Gas | Thermostat - Programmable | A | Integrated Unit Energy Savings (kWh or therms) | Technical Potential | 0 | 0 | 0 | 0 | 0 | 0.0060413 | 0.0058569 | 0.0057203 | 0.0056141 | 0.0055273 | 0.0054557 | 0.0053711 | 0.0052803 | 0.005188 | 0.0050962 | 0.0050114 | 0.0049335 | 0.0049071 | 0.0048551 | 0.0048163 | 0.0047892 | 0.004769 | 0.0047625 | 0.0047643 | 0.0047713 | 0.0047819 | 0.0047921 | 0.0048023 | 0 | 0 | 0
F2_Industrial_Instruments_New_Space Heating_Natural Gas_Thermostat - Programmable_A_Technical Potential | F2 | Industrial | Instruments | New | Space Heating | Natural Gas | Thermostat - Programmable | A | Integrated Unit Summer Peak Savings (kW) | Technical Potential | 0 | 0 | 0 | 0 | 0 | 0 | 0 | 0 | 0 | 0 | 0 | 0 | 0 | 0 | 0 | 0 | 0 | 0 | 0 | 0 | 0 | 0 | 0 | 0 | 0 | 0 | 0 | 0 | 0 | 0 | 0
F3_Industrial_Instruments_New_Space Heating_Natural Gas_Thermostat - Programmable_A_Technical Potential | F3 | Industrial | Instruments | New | Space Heating | Natural Gas | Thermostat - Programmable | A | Integrated Unit Winter Peak Savings (kW) | Technical Potential | 0 | 0 | 0 | 0 | 0 | 0 | 0 | 0 | 0 | 0 | 0 | 0 | 0 | 0 | 0 | 0 | 0 | 0 | 0 | 0 | 0 | 0 | 0 | 0 | 0 | 0 | 0 | 0 | 0 | 0 | 0
F4_Industrial_Instruments_New_Space Heating_Natural Gas_Thermostat - Programmable_A_Technical Potential | F4 | Industrial | Instruments | New | Space Heating | Natural Gas | Thermostat - Programmable | A | Incremental Energy Savings (MWh or mTherms) | Technical Potential | 0 | 0 | 0 | 0 | 0 | 0.001077 | 0.001237 | 0.0013964 | 0.0015542 | 0.0017111 | 0.0018677 | 0.0020125 | 0.0021488 | 0.0022783 | 0.0023994 | 0.0025189 | 0.0026352 | 0.0027757 | 0.0028984 | 0.0030249 | 0.0031568 | 0.0032913 | 0.0034337 | 0.0035814 | 0.0037329 | 0.0022514 | 0.0024087 | 0.0025651 | 0 | 0 | 0
F5_Industrial_Instruments_New_Space Heating_Natural Gas_Thermostat - Programmable_A_Technical Potential | F5 | Industrial | Instruments | New | Space Heating | Natural Gas | Thermostat - Programmable | A | Incremental Summer Peak Savings (MW) | Technical Potential | 0 | 0 | 0 | 0 | 0 | 0 | 0 | 0 | 0 | 0 | 0 | 0 | 0 | 0 | 0 | 0 | 0 | 0 | 0 | 0 | 0 | 0 | 0 | 0 | 0 | 0 | 0 | 0 | 0 | 0 | 0
F6_Industrial_Instruments_New_Space Heating_Natural Gas_Thermostat - Programmable_A_Technical Potential | F6 | Industrial | Instruments | New | Space Heating | Natural Gas | Thermostat - Programmable | A | Incremental Winter Peak Savings (MW) | Technical Potential | 0 | 0 | 0 | 0 | 0 | 0 | 0 | 0 | 0 | 0 | 0 | 0 | 0 | 0 | 0 | 0 | 0 | 0 | 0 | 0 | 0 | 0 | 0 | 0 | 0 | 0 | 0 | 0 | 0 | 0 | 0
F7_Industrial_Instruments_New_Space Heating_Natural Gas_Thermostat - Programmable_A_Technical Potential | F7 | Industrial | Instruments | New | Space Heating | Natural Gas | Thermostat - Programmable | A | Cumulative Energy Savings (MWh or mTherms) | Technical Potential | 0 | 0 | 0 | 0 | 0 | 0.001077 | 0.0022811 | 0.0036244 | 0.0051114 | 0.0067434 | 0.0085238 | 0.010404 | 0.012377 | 0.014439 | 0.016583 | 0.018826 | 0.020289 | 0.02192 | 0.023401 | 0.024905 | 0.026439 | 0.027986 | 0.029597 | 0.031251 | 0.032934 | 0.033008 | 0.033078 | 0.033148 | 0 | 0 | 0
F8_Industrial_Instruments_New_Space Heating_Natural Gas_Thermostat - Programmable_A_Technical Potential | F8 | Industrial | Instruments | New | Space Heating | Natural Gas | Thermostat - Programmable | A | Cumulative Summer Peak Savings (MW) | Technical Potential | 0 | 0 | 0 | 0 | 0 | 0 | 0 | 0 | 0 | 0 | 0 | 0 | 0 | 0 | 0 | 0 | 0 | 0 | 0 | 0 | 0 | 0 | 0 | 0 | 0 | 0 | 0 | 0 | 0 | 0 | 0
F9_Industrial_Instruments_New_Space Heating_Natural Gas_Thermostat - Programmable_A_Technical Potential | F9 | Industrial | Instruments | New | Space Heating | Natural Gas | Thermostat - Programmable | A | Cumulative Winter Peak Savings (MW) | Technical Potential | 0 | 0 | 0 | 0 | 0 | 0 | 0 | 0 | 0 | 0 | 0 | 0 | 0 | 0 | 0 | 0 | 0 | 0 | 0 | 0 | 0 | 0 | 0 | 0 | 0 | 0 | 0 | 0 | 0 | 0 | 0
F10_Industrial_Instruments_New_Space Heating_Natural Gas_Thermostat - Programmable_A_Technical Potential | F10 | Industrial | Instruments | New | Space Heating | Natural Gas | Thermostat - Programmable | A | Purchases (Incremental) | Technical Potential | 0 | 0 | 0 | 0 | 0 | 178.2745 | 211.2066 | 244.1207 | 276.8407 | 309.5783 | 342.343 | 374.6917 | 406.9519 | 439.1466 | 470.8301 | 502.6346 | 534.1358 | 565.641 | 596.9877 | 628.0548 | 659.1587 | 690.1339 | 720.9887 | 751.7311 | 782.369 | 470.8301 | 502.6346 | 534.1358 | 565.641 | 596.9877 | 628.0548
F11_Industrial_Instruments_New_Space Heating_Natural Gas_Thermostat - Programmable_A_Technical Potential | F11 | Industrial | Instruments | New | Space Heating | Natural Gas | Thermostat - Programmable | A | Purchases (Cumulative) | Technical Potential | 0 | 0 | 0 | 0 | 0 | 178.2745 | 389.4811 | 633.6018 | 910.4425 | 1220.0208 | 1562.3638 | 1937.0554 | 2344.0073 | 2783.154 | 3253.9841 | 3756.6187 | 4112.48 | 4466.9144 | 4819.7814 | 5170.9956 | 5520.576 | 5868.3669 | 6214.664 | 6559.4431 | 6902.6655 | 6902.6655 | 6902.6655 | 6902.6655 | 6902.6655 | 6902.6655 | 6902.6655
F1_Industrial_Instruments_New_Space Heating_Natural Gas_ENERGY STAR Connected Thermostat_A_Technical Potential | F1 | Industrial | Instruments | New | Space Heating | Natural Gas | ENERGY STAR Connected Thermostat | A | Integrated Unit Energy Savings (kWh or therms) | Technical Potential | 0 | 0 | 0 | 0 | 0 | 0.014217 | 0.01378 | 0.013456 | 0.013204 | 0.012997 | 0.012826 | 0.012625 | 0.01241 | 0.012191 | 0.011973 | 0.011772 | 0.011589 | 0.011526 | 0.011403 | 0.011312 | 0.011247 | 0.0112 | 0.011184 | 0.011188 | 0.011204 | 0.01123 | 0.011255 | 0.01128 | 0 | 0 | 0
F2_Industrial_Instruments_New_Space Heating_Natural Gas_ENERGY STAR Connected Thermostat_A_Technical Potential | F2 | Industrial | Instruments | New | Space Heating | Natural Gas | ENERGY STAR Connected Thermostat | A | Integrated Unit Summer Peak Savings (kW) | Technical Potential | 0 | 0 | 0 | 0 | 0 | 0 | 0 | 0 | 0 | 0 | 0 | 0 | 0 | 0 | 0 | 0 | 0 | 0 | 0 | 0 | 0 | 0 | 0 | 0 | 0 | 0 | 0 | 0 | 0 | 0 | 0
F3_Industrial_Instruments_New_Space Heating_Natural Gas_ENERGY STAR Connected Thermostat_A_Technical Potential | F3 | Industrial | Instruments | New | Space Heating | Natural Gas | ENERGY STAR Connected Thermostat | A | Integrated Unit Winter Peak Savings (kW) | Technical Potential | 0 | 0 | 0 | 0 | 0 | 0 | 0 | 0 | 0 | 0 | 0 | 0 | 0 | 0 | 0 | 0 | 0 | 0 | 0 | 0 | 0 | 0 | 0 | 0 | 0 | 0 | 0 | 0 | 0 | 0 | 0
F4_Industrial_Instruments_New_Space Heating_Natural Gas_ENERGY STAR Connected Thermostat_A_Technical Potential | F4 | Industrial | Instruments | New | Space Heating | Natural Gas | ENERGY STAR Connected Thermostat | A | Incremental Energy Savings (MWh or mTherms) | Technical Potential | 0 | 0 | 0 | 0 | 0 | 0.0025346 | 0.0029104 | 0.0032849 | 0.0036553 | 0.0040236 | 0.0043911 | 0.0047306 | 0.0050502 | 0.0053537 | 0.0056374 | 0.0059172 | 0.0061899 | 0.0065196 | 0.0068076 | 0.0071043 | 0.0074138 | 0.0077293 | 0.0080635 | 0.0084102 | 0.0087656 | 0.0074023 | 0.0077674 | 0.0081325 | 0 | 0 | 0
F5_Industrial_Instruments_New_Space Heating_Natural Gas_ENERGY STAR Connected Thermostat_A_Technical Potential | F5 | Industrial | Instruments | New | Space Heating | Natural Gas | ENERGY STAR Connected Thermostat | A | Incremental Summer Peak Savings (MW) | Technical Potential | 0 | 0 | 0 | 0 | 0 | 0 | 0 | 0 | 0 | 0 | 0 | 0 | 0 | 0 | 0 | 0 | 0 | 0 | 0 | 0 | 0 | 0 | 0 | 0 | 0 | 0 | 0 | 0 | 0 | 0 | 0
F6_Industrial_Instruments_New_Space Heating_Natural Gas_ENERGY STAR Connected Thermostat_A_Technical Potential | F6 | Industrial | Instruments | New | Space Heating | Natural Gas | ENERGY STAR Connected Thermostat | A | Incremental Winter Peak Savings (MW) | Technical Potential | 0 | 0 | 0 | 0 | 0 | 0 | 0 | 0 | 0 | 0 | 0 | 0 | 0 | 0 | 0 | 0 | 0 | 0 | 0 | 0 | 0 | 0 | 0 | 0 | 0 | 0 | 0 | 0 | 0 | 0 | 0
F7_Industrial_Instruments_New_Space Heating_Natural Gas_ENERGY STAR Connected Thermostat_A_Technical Potential | F7 | Industrial | Instruments | New | Space Heating | Natural Gas | ENERGY STAR Connected Thermostat | A | Cumulative Energy Savings (MWh or mTherms) | Technical Potential | 0 | 0 | 0 | 0 | 0 | 0.0025346 | 0.0053671 | 0.0085257 | 0.012021 | 0.015857 | 0.017753 | 0.019539 | 0.021226 | 0.02283 | 0.024353 | 0.025831 | 0.027276 | 0.028958 | 0.030449 | 0.031983 | 0.033562 | 0.035167 | 0.036855 | 0.038599 | 0.040383 | 0.040477 | 0.040567 | 0.040656 | 0 | 0 | 0
F8_Industrial_Instruments_New_Space Heating_Natural Gas_ENERGY STAR Connected Thermostat_A_Technical Potential | F8 | Industrial | Instruments | New | Space Heating | Natural Gas | ENERGY STAR Connected Thermostat | A | Cumulative Summer Peak Savings (MW) | Technical Potential | 0 | 0 | 0 | 0 | 0 | 0 | 0 | 0 | 0 | 0 | 0 | 0 | 0 | 0 | 0 | 0 | 0 | 0 | 0 | 0 | 0 | 0 | 0 | 0 | 0 | 0 | 0 | 0 | 0 | 0 | 0
F9_Industrial_Instruments_New_Space Heating_Natural Gas_ENERGY STAR Connected Thermostat_A_Technical Potential | F9 | Industrial | Instruments | New | Space Heating | Natural Gas | ENERGY STAR Connected Thermostat | A | Cumulative Winter Peak Savings (MW) | Technical Potential | 0 | 0 | 0 | 0 | 0 | 0 | 0 | 0 | 0 | 0 | 0 | 0 | 0 | 0 | 0 | 0 | 0 | 0 | 0 | 0 | 0 | 0 | 0 | 0 | 0 | 0 | 0 | 0 | 0 | 0 | 0
F10_Industrial_Instruments_New_Space Heating_Natural Gas_ENERGY STAR Connected Thermostat_A_Technical Potential | F10 | Industrial | Instruments | New | Space Heating | Natural Gas | ENERGY STAR Connected Thermostat | A | Purchases (Incremental) | Technical Potential | 0 | 0 | 0 | 0 | 0 | 178.2745 | 211.2066 | 244.1207 | 276.8407 | 309.5783 | 342.343 | 374.6917 | 406.9519 | 439.1466 | 470.8301 | 502.6346 | 534.1358 | 565.641 | 596.9877 | 628.0548 | 659.1587 | 690.1339 | 720.9887 | 751.7311 | 782.369 | 659.1587 | 690.1339 | 720.9887 | 751.7311 | 782.369 | 659.1587
F11_Industrial_Instruments_New_Space Heating_Natural Gas_ENERGY STAR Connected Thermostat_A_Technical Potential | F11 | Industrial | Instruments | New | Space Heating | Natural Gas | ENERGY STAR Connected Thermostat | A | Purchases (Cumulative) | Technical Potential | 0 | 0 | 0 | 0 | 0 | 178.2745 | 389.4811 | 633.6018 | 910.4425 | 1220.0208 | 1384.0893 | 1547.5743 | 1710.4055 | 1872.7115 | 2033.9634 | 2194.2549 | 2353.6991 | 2512.3882 | 2670.2293 | 2827.4539 | 2983.978 | 3139.9762 | 3295.3239 | 3450.0672 | 3604.3814 | 3604.3814 | 3604.3814 | 3604.3814 | 3604.3814 | 3604.3814 | 3604.3814
F1_Industrial_Instruments_New_Space Heating_Natural Gas_Destratification Fans (HVLS)_A_Technical Potential | F1 | Industrial | Instruments | New | Space Heating | Natural Gas | Destratification Fans (HVLS) | A | Integrated Unit Energy Savings (kWh or therms) | Technical Potential | 0 | 0 | 0 | 0 | 0 | 0.014208 | 0.013763 | 0.013433 | 0.013175 | 0.012963 | 0.012792 | 0.012591 | 0.012376 | 0.012157 | 0.011939 | 0.011738 | 0.011555 | 0.011492 | 0.01137 | 0.011278 | 0.011214 | 0.011166 | 0.01115 | 0.011154 | 0.01117 | 0.011197 | 0.011223 | 0.011249 | 0 | 0 | 0
F2_Industrial_Instruments_New_Space Heating_Natural Gas_Destratification Fans (HVLS)_A_Technical Potential | F2 | Industrial | Instruments | New | Space Heating | Natural Gas | Destratification Fans (HVLS) | A | Integrated Unit Summer Peak Savings (kW) | Technical Potential | 0 | 0 | 0 | 0 | 0 | 0 | 0 | 0 | 0 | 0 | 0 | 0 | 0 | 0 | 0 | 0 | 0 | 0 | 0 | 0 | 0 | 0 | 0 | 0 | 0 | 0 | 0 | 0 | 0 | 0 | 0
F3_Industrial_Instruments_New_Space Heating_Natural Gas_Destratification Fans (HVLS)_A_Technical Potential | F3 | Industrial | Instruments | New | Space Heating | Natural Gas | Destratification Fans (HVLS) | A | Integrated Unit Winter Peak Savings (kW) | Technical Potential | 0 | 0 | 0 | 0 | 0 | 0 | 0 | 0 | 0 | 0 | 0 | 0 | 0 | 0 | 0 | 0 | 0 | 0 | 0 | 0 | 0 | 0 | 0 | 0 | 0 | 0 | 0 | 0 | 0 | 0 | 0